F3_Industrial_Instruments_New_Process_Natural Gas_Commissioning_A_Achievable Economic UCT Potential | F3 | Industrial | Instruments | New | Process | Natural Gas | Commissioning | A | Integrated Unit Winter Peak Savings (kW) | Achievable Economic UCT Potential | 0 | 0 | 0 | 0 | 0 | 0 | 0 | 0 | 0 | 0 | 0 | 0 | 0 | 0 | 0 | 0 | 0 | 0 | 0 | 0 | 0 | 0 | 0
F4_Industrial_Instruments_New_Process_Natural Gas_Commissioning_A_Achievable Economic UCT Potential | F4 | Industrial | Instruments | New | Process | Natural Gas | Commissioning | A | Incremental Energy Savings (MWh or mTherms) | Achievable Economic UCT Potential | 0 | 0 | 0 | 0 | 0 | 0 | 0 | 0 | 0 | 0 | 0 | 0 | 0 | 0 | 0 | 0 | 0 | 0 | 0 | 0 | 0 | 0 | 0
F5_Industrial_Instruments_New_Process_Natural Gas_Commissioning_A_Achievable Economic UCT Potential | F5 | Industrial | Instruments | New | Process | Natural Gas | Commissioning | A | Incremental Summer Peak Savings (MW) | Achievable Economic UCT Potential | 0 | 0 | 0 | 0 | 0 | 0 | 0 | 0 | 0 | 0 | 0 | 0 | 0 | 0 | 0 | 0 | 0 | 0 | 0 | 0 | 0 | 0 | 0
F6_Industrial_Instruments_New_Process_Natural Gas_Commissioning_A_Achievable Economic UCT Potential | F6 | Industrial | Instruments | New | Process | Natural Gas | Commissioning | A | Incremental Winter Peak Savings (MW) | Achievable Economic UCT Potential | 0 | 0 | 0 | 0 | 0 | 0 | 0 | 0 | 0 | 0 | 0 | 0 | 0 | 0 | 0 | 0 | 0 | 0 | 0 | 0 | 0 | 0 | 0
F7_Industrial_Instruments_New_Process_Natural Gas_Commissioning_A_Achievable Economic UCT Potential | F7 | Industrial | Instruments | New | Process | Natural Gas | Commissioning | A | Cumulative Energy Savings (MWh or mTherms) | Achievable Economic UCT Potential | 0 | 0 | 0 | 0 | 0 | 0 | 0 | 0 | 0 | 0 | 0 | 0 | 0 | 0 | 0 | 0 | 0 | 0 | 0 | 0 | 0 | 0 | 0
F8_Industrial_Instruments_New_Process_Natural Gas_Commissioning_A_Achievable Economic UCT Potential | F8 | Industrial | Instruments | New | Process | Natural Gas | Commissioning | A | Cumulative Summer Peak Savings (MW) | Achievable Economic UCT Potential | 0 | 0 | 0 | 0 | 0 | 0 | 0 | 0 | 0 | 0 | 0 | 0 | 0 | 0 | 0 | 0 | 0 | 0 | 0 | 0 | 0 | 0 | 0
F9_Industrial_Instruments_New_Process_Natural Gas_Commissioning_A_Achievable Economic UCT Potential | F9 | Industrial | Instruments | New | Process | Natural Gas | Commissioning | A | Cumulative Winter Peak Savings (MW) | Achievable Economic UCT Potential | 0 | 0 | 0 | 0 | 0 | 0 | 0 | 0 | 0 | 0 | 0 | 0 | 0 | 0 | 0 | 0 | 0 | 0 | 0 | 0 | 0 | 0 | 0
F10_Industrial_Instruments_New_Process_Natural Gas_Commissioning_A_Achievable Economic UCT Potential | F10 | Industrial | Instruments | New | Process | Natural Gas | Commissioning | A | Purchases (Incremental) | Achievable Economic UCT Potential | 0 | 0 | 0 | 0 | 0 | 0 | 0 | 0 | 0 | 0 | 0 | 0 | 0 | 0 | 0 | 0 | 0 | 0 | 0 | 0 | 0 | 0 | 0
F11_Industrial_Instruments_New_Process_Natural Gas_Commissioning_A_Achievable Economic UCT Potential | F11 | Industrial | Instruments | New | Process | Natural Gas | Commissioning | A | Purchases (Cumulative) | Achievable Economic UCT Potential | 0 | 0 | 0 | 0 | 0 | 0 | 0 | 0 | 0 | 0 | 0 | 0 | 0 | 0 | 0 | 0 | 0 | 0 | 0 | 0 | 0 | 0 | 0
F1_Industrial_Instruments_New_Space Heating_Natural Gas_Retrocommissioning_A_Achievable Economic UCT Potential | F1 | Industrial | Instruments | New | Space Heating | Natural Gas | Retrocommissioning | A | Integrated Unit Energy Savings (kWh or therms) | Achievable Economic UCT Potential | 0 | 0 | 0 | 0 | 0 | 0 | 0 | 0 | 0 | 0 | 0 | 0 | 0 | 0 | 0 | 0 | 0 | 0 | 0 | 0 | 0 | 0 | 0
F2_Industrial_Instruments_New_Space Heating_Natural Gas_Retrocommissioning_A_Achievable Economic UCT Potential | F2 | Industrial | Instruments | New | Space Heating | Natural Gas | Retrocommissioning | A | Integrated Unit Summer Peak Savings (kW) | Achievable Economic UCT Potential | 0 | 0 | 0 | 0 | 0 | 0 | 0 | 0 | 0 | 0 | 0 | 0 | 0 | 0 | 0 | 0 | 0 | 0 | 0 | 0 | 0 | 0 | 0
F3_Industrial_Instruments_New_Space Heating_Natural Gas_Retrocommissioning_A_Achievable Economic UCT Potential | F3 | Industrial | Instruments | New | Space Heating | Natural Gas | Retrocommissioning | A | Integrated Unit Winter Peak Savings (kW) | Achievable Economic UCT Potential | 0 | 0 | 0 | 0 | 0 | 0 | 0 | 0 | 0 | 0 | 0 | 0 | 0 | 0 | 0 | 0 | 0 | 0 | 0 | 0 | 0 | 0 | 0
F4_Industrial_Instruments_New_Space Heating_Natural Gas_Retrocommissioning_A_Achievable Economic UCT Potential | F4 | Industrial | Instruments | New | Space Heating | Natural Gas | Retrocommissioning | A | Incremental Energy Savings (MWh or mTherms) | Achievable Economic UCT Potential | 0 | 0 | 0 | 0 | 0 | 0 | 0 | 0 | 0 | 0 | 0 | 0 | 0 | 0 | 0 | 0 | 0 | 0 | 0 | 0 | 0 | 0 | 0
F5_Industrial_Instruments_New_Space Heating_Natural Gas_Retrocommissioning_A_Achievable Economic UCT Potential | F5 | Industrial | Instruments | New | Space Heating | Natural Gas | Retrocommissioning | A | Incremental Summer Peak Savings (MW) | Achievable Economic UCT Potential | 0 | 0 | 0 | 0 | 0 | 0 | 0 | 0 | 0 | 0 | 0 | 0 | 0 | 0 | 0 | 0 | 0 | 0 | 0 | 0 | 0 | 0 | 0
F6_Industrial_Instruments_New_Space Heating_Natural Gas_Retrocommissioning_A_Achievable Economic UCT Potential | F6 | Industrial | Instruments | New | Space Heating | Natural Gas | Retrocommissioning | A | Incremental Winter Peak Savings (MW) | Achievable Economic UCT Potential | 0 | 0 | 0 | 0 | 0 | 0 | 0 | 0 | 0 | 0 | 0 | 0 | 0 | 0 | 0 | 0 | 0 | 0 | 0 | 0 | 0 | 0 | 0
F7_Industrial_Instruments_New_Space Heating_Natural Gas_Retrocommissioning_A_Achievable Economic UCT Potential | F7 | Industrial | Instruments | New | Space Heating | Natural Gas | Retrocommissioning | A | Cumulative Energy Savings (MWh or mTherms) | Achievable Economic UCT Potential | 0 | 0 | 0 | 0 | 0 | 0 | 0 | 0 | 0 | 0 | 0 | 0 | 0 | 0 | 0 | 0 | 0 | 0 | 0 | 0 | 0 | 0 | 0
F8_Industrial_Instruments_New_Space Heating_Natural Gas_Retrocommissioning_A_Achievable Economic UCT Potential | F8 | Industrial | Instruments | New | Space Heating | Natural Gas | Retrocommissioning | A | Cumulative Summer Peak Savings (MW) | Achievable Economic UCT Potential | 0 | 0 | 0 | 0 | 0 | 0 | 0 | 0 | 0 | 0 | 0 | 0 | 0 | 0 | 0 | 0 | 0 | 0 | 0 | 0 | 0 | 0 | 0
F9_Industrial_Instruments_New_Space Heating_Natural Gas_Retrocommissioning_A_Achievable Economic UCT Potential | F9 | Industrial | Instruments | New | Space Heating | Natural Gas | Retrocommissioning | A | Cumulative Winter Peak Savings (MW) | Achievable Economic UCT Potential | 0 | 0 | 0 | 0 | 0 | 0 | 0 | 0 | 0 | 0 | 0 | 0 | 0 | 0 | 0 | 0 | 0 | 0 | 0 | 0 | 0 | 0 | 0
F10_Industrial_Instruments_New_Space Heating_Natural Gas_Retrocommissioning_A_Achievable Economic UCT Potential | F10 | Industrial | Instruments | New | Space Heating | Natural Gas | Retrocommissioning | A | Purchases (Incremental) | Achievable Economic UCT Potential | 0 | 0 | 0 | 0 | 0 | 0 | 0 | 0 | 0 | 0 | 0 | 0 | 0 | 0 | 0 | 0 | 0 | 0 | 0 | 0 | 0 | 0 | 0
F11_Industrial_Instruments_New_Space Heating_Natural Gas_Retrocommissioning_A_Achievable Economic UCT Potential | F11 | Industrial | Instruments | New | Space Heating | Natural Gas | Retrocommissioning | A | Purchases (Cumulative) | Achievable Economic UCT Potential | 0 | 0 | 0 | 0 | 0 | 0 | 0 | 0 | 0 | 0 | 0 | 0 | 0 | 0 | 0 | 0 | 0 | 0 | 0 | 0 | 0 | 0 | 0
F1_Industrial_Instruments_New_Process_Natural Gas_Retrocommissioning_A_Achievable Economic UCT Potential | F1 | Industrial | Instruments | New | Process | Natural Gas | Retrocommissioning | A | Integrated Unit Energy Savings (kWh or therms) | Achievable Economic UCT Potential | 0 | 0 | 0 | 0 | 0 | 0 | 0 | 0 | 0 | 0 | 0 | 0 | 0 | 0 | 0 | 0 | 0 | 0 | 0 | 0 | 0 | 0 | 0
F2_Industrial_Instruments_New_Process_Natural Gas_Retrocommissioning_A_Achievable Economic UCT Potential | F2 | Industrial | Instruments | New | Process | Natural Gas | Retrocommissioning | A | Integrated Unit Summer Peak Savings (kW) | Achievable Economic UCT Potential | 0 | 0 | 0 | 0 | 0 | 0 | 0 | 0 | 0 | 0 | 0 | 0 | 0 | 0 | 0 | 0 | 0 | 0 | 0 | 0 | 0 | 0 | 0
F3_Industrial_Instruments_New_Process_Natural Gas_Retrocommissioning_A_Achievable Economic UCT Potential | F3 | Industrial | Instruments | New | Process | Natural Gas | Retrocommissioning | A | Integrated Unit Winter Peak Savings (kW) | Achievable Economic UCT Potential | 0 | 0 | 0 | 0 | 0 | 0 | 0 | 0 | 0 | 0 | 0 | 0 | 0 | 0 | 0 | 0 | 0 | 0 | 0 | 0 | 0 | 0 | 0
F4_Industrial_Instruments_New_Process_Natural Gas_Retrocommissioning_A_Achievable Economic UCT Potential | F4 | Industrial | Instruments | New | Process | Natural Gas | Retrocommissioning | A | Incremental Energy Savings (MWh or mTherms) | Achievable Economic UCT Potential | 0 | 0 | 0 | 0 | 0 | 0 | 0 | 0 | 0 | 0 | 0 | 0 | 0 | 0 | 0 | 0 | 0 | 0 | 0 | 0 | 0 | 0 | 0
F5_Industrial_Instruments_New_Process_Natural Gas_Retrocommissioning_A_Achievable Economic UCT Potential | F5 | Industrial | Instruments | New | Process | Natural Gas | Retrocommissioning | A | Incremental Summer Peak Savings (MW) | Achievable Economic UCT Potential | 0 | 0 | 0 | 0 | 0 | 0 | 0 | 0 | 0 | 0 | 0 | 0 | 0 | 0 | 0 | 0 | 0 | 0 | 0 | 0 | 0 | 0 | 0
F6_Industrial_Instruments_New_Process_Natural Gas_Retrocommissioning_A_Achievable Economic UCT Potential | F6 | Industrial | Instruments | New | Process | Natural Gas | Retrocommissioning | A | Incremental Winter Peak Savings (MW) | Achievable Economic UCT Potential | 0 | 0 | 0 | 0 | 0 | 0 | 0 | 0 | 0 | 0 | 0 | 0 | 0 | 0 | 0 | 0 | 0 | 0 | 0 | 0 | 0 | 0 | 0
F7_Industrial_Instruments_New_Process_Natural Gas_Retrocommissioning_A_Achievable Economic UCT Potential | F7 | Industrial | Instruments | New | Process | Natural Gas | Retrocommissioning | A | Cumulative Energy Savings (MWh or mTherms) | Achievable Economic UCT Potential | 0 | 0 | 0 | 0 | 0 | 0 | 0 | 0 | 0 | 0 | 0 | 0 | 0 | 0 | 0 | 0 | 0 | 0 | 0 | 0 | 0 | 0 | 0
F8_Industrial_Instruments_New_Process_Natural Gas_Retrocommissioning_A_Achievable Economic UCT Potential | F8 | Industrial | Instruments | New | Process | Natural Gas | Retrocommissioning | A | Cumulative Summer Peak Savings (MW) | Achievable Economic UCT Potential | 0 | 0 | 0 | 0 | 0 | 0 | 0 | 0 | 0 | 0 | 0 | 0 | 0 | 0 | 0 | 0 | 0 | 0 | 0 | 0 | 0 | 0 | 0
F9_Industrial_Instruments_New_Process_Natural Gas_Retrocommissioning_A_Achievable Economic UCT Potential | F9 | Industrial | Instruments | New | Process | Natural Gas | Retrocommissioning | A | Cumulative Winter Peak Savings (MW) | Achievable Economic UCT Potential | 0 | 0 | 0 | 0 | 0 | 0 | 0 | 0 | 0 | 0 | 0 | 0 | 0 | 0 | 0 | 0 | 0 | 0 | 0 | 0 | 0 | 0 | 0
F10_Industrial_Instruments_New_Process_Natural Gas_Retrocommissioning_A_Achievable Economic UCT Potential | F10 | Industrial | Instruments | New | Process | Natural Gas | Retrocommissioning | A | Purchases (Incremental) | Achievable Economic UCT Potential | 0 | 0 | 0 | 0 | 0 | 0 | 0 | 0 | 0 | 0 | 0 | 0 | 0 | 0 | 0 | 0 | 0 | 0 | 0 | 0 | 0 | 0 | 0
F11_Industrial_Instruments_New_Process_Natural Gas_Retrocommissioning_A_Achievable Economic UCT Potential | F11 | Industrial | Instruments | New | Process | Natural Gas | Retrocommissioning | A | Purchases (Cumulative) | Achievable Economic UCT Potential | 0 | 0 | 0 | 0 | 0 | 0 | 0 | 0 | 0 | 0 | 0 | 0 | 0 | 0 | 0 | 0 | 0 | 0 | 0 | 0 | 0 | 0 | 0
F1_Industrial_Wood and Lumber Products_Existing_Space Heating_Natural Gas_Insulation - Roof/Ceiling_A_Achievable Economic UCT Potential | F1 | Industrial | Wood and Lumber Products | Existing | Space Heating | Natural Gas | Insulation - Roof/Ceiling | A | Integrated Unit Energy Savings (kWh or therms) | Achievable Economic UCT Potential | 0 | 0 | 0.082859 | 0.082459 | 0.082024 | 0.081545 | 0.081009 | 0.080404 | 0.079722 | 0.078955 | 0.078104 | 0.077178 | 0.076189 | 0.075156 | 0.074102 | 0.073054 | 0.072039 | 0.071107 | 0.070268 | 0.069523 | 0.068857 | 0.068252 | 0
F2_Industrial_Wood and Lumber Products_Existing_Space Heating_Natural Gas_Insulation - Roof/Ceiling_A_Achievable Economic UCT Potential | F2 | Industrial | Wood and Lumber Products | Existing | Space Heating | Natural Gas | Insulation - Roof/Ceiling | A | Integrated Unit Summer Peak Savings (kW) | Achievable Economic UCT Potential | 0 | 0 | 0 | 0 | 0 | 0 | 0 | 0 | 0 | 0 | 0 | 0 | 0 | 0 | 0 | 0 | 0 | 0 | 0 | 0 | 0 | 0 | 0
F3_Industrial_Wood and Lumber Products_Existing_Space Heating_Natural Gas_Insulation - Roof/Ceiling_A_Achievable Economic UCT Potential | F3 | Industrial | Wood and Lumber Products | Existing | Space Heating | Natural Gas | Insulation - Roof/Ceiling | A | Integrated Unit Winter Peak Savings (kW) | Achievable Economic UCT Potential | 0 | 0 | 0 | 0 | 0 | 0 | 0 | 0 | 0 | 0 | 0 | 0 | 0 | 0 | 0 | 0 | 0 | 0 | 0 | 0 | 0 | 0 | 0
F4_Industrial_Wood and Lumber Products_Existing_Space Heating_Natural Gas_Insulation - Roof/Ceiling_A_Achievable Economic UCT Potential | F4 | Industrial | Wood and Lumber Products | Existing | Space Heating | Natural Gas | Insulation - Roof/Ceiling | A | Incremental Energy Savings (MWh or mTherms) | Achievable Economic UCT Potential | 0 | 0 | 0 | 0 | 0 | 0 | 0 | 0 | 0 | 0 | 0 | 0 | 0 | 0 | 0 | 0 | 0 | 0 | 0 | 0 | 0 | 0 | 0
F5_Industrial_Wood and Lumber Products_Existing_Space Heating_Natural Gas_Insulation - Roof/Ceiling_A_Achievable Economic UCT Potential | F5 | Industrial | Wood and Lumber Products | Existing | Space Heating | Natural Gas | Insulation - Roof/Ceiling | A | Incremental Summer Peak Savings (MW) | Achievable Economic UCT Potential | 0 | 0 | 0 | 0 | 0 | 0 | 0 | 0 | 0 | 0 | 0 | 0 | 0 | 0 | 0 | 0 | 0 | 0 | 0 | 0 | 0 | 0 | 0
F6_Industrial_Wood and Lumber Products_Existing_Space Heating_Natural Gas_Insulation - Roof/Ceiling_A_Achievable Economic UCT Potential | F6 | Industrial | Wood and Lumber Products | Existing | Space Heating | Natural Gas | Insulation - Roof/Ceiling | A | Incremental Winter Peak Savings (MW) | Achievable Economic UCT Potential | 0 | 0 | 0 | 0 | 0 | 0 | 0 | 0 | 0 | 0 | 0 | 0 | 0 | 0 | 0 | 0 | 0 | 0 | 0 | 0 | 0 | 0 | 0
F7_Industrial_Wood and Lumber Products_Existing_Space Heating_Natural Gas_Insulation - Roof/Ceiling_A_Achievable Economic UCT Potential | F7 | Industrial | Wood and Lumber Products | Existing | Space Heating | Natural Gas | Insulation - Roof/Ceiling | A | Cumulative Energy Savings (MWh or mTherms) | Achievable Economic UCT Potential | 0 | 0 | 0 | 0 | 0 | 0 | 0 | 0 | 0 | 0 | 0 | 0 | 0 | 0 | 0 | 0 | 0 | 0 | 0 | 0 | 0 | 0 | 0
F8_Industrial_Wood and Lumber Products_Existing_Space Heating_Natural Gas_Insulation - Roof/Ceiling_A_Achievable Economic UCT Potential | F8 | Industrial | Wood and Lumber Products | Existing | Space Heating | Natural Gas | Insulation - Roof/Ceiling | A | Cumulative Summer Peak Savings (MW) | Achievable Economic UCT Potential | 0 | 0 | 0 | 0 | 0 | 0 | 0 | 0 | 0 | 0 | 0 | 0 | 0 | 0 | 0 | 0 | 0 | 0 | 0 | 0 | 0 | 0 | 0
F9_Industrial_Wood and Lumber Products_Existing_Space Heating_Natural Gas_Insulation - Roof/Ceiling_A_Achievable Economic UCT Potential | F9 | Industrial | Wood and Lumber Products | Existing | Space Heating | Natural Gas | Insulation - Roof/Ceiling | A | Cumulative Winter Peak Savings (MW) | Achievable Economic UCT Potential | 0 | 0 | 0 | 0 | 0 | 0 | 0 | 0 | 0 | 0 | 0 | 0 | 0 | 0 | 0 | 0 | 0 | 0 | 0 | 0 | 0 | 0 | 0
F10_Industrial_Wood and Lumber Products_Existing_Space Heating_Natural Gas_Insulation - Roof/Ceiling_A_Achievable Economic UCT Potential | F10 | Industrial | Wood and Lumber Products | Existing | Space Heating | Natural Gas | Insulation - Roof/Ceiling | A | Purchases (Incremental) | Achievable Economic UCT Potential | 0 | 0 | 0 | 0 | 0 | 0 | 0 | 0 | 0 | 0 | 0 | 0 | 0 | 0 | 0 | 0 | 0 | 0 | 0 | 0 | 0 | 0 | 0
F11_Industrial_Wood and Lumber Products_Existing_Space Heating_Natural Gas_Insulation - Roof/Ceiling_A_Achievable Economic UCT Potential | F11 | Industrial | Wood and Lumber Products | Existing | Space Heating | Natural Gas | Insulation - Roof/Ceiling | A | Purchases (Cumulative) | Achievable Economic UCT Potential | 0 | 0 | 0 | 0 | 0 | 0 | 0 | 0 | 0 | 0 | 0 | 0 | 0 | 0 | 0 | 0 | 0 | 0 | 0 | 0 | 0 | 0 | 0
F1_Industrial_Wood and Lumber Products_Existing_Space Heating_Natural Gas_Insulation - Wall Cavity_A_Achievable Economic UCT Potential | F1 | Industrial | Wood and Lumber Products | Existing | Space Heating | Natural Gas | Insulation - Wall Cavity | A | Integrated Unit Energy Savings (kWh or therms) | Achievable Economic UCT Potential | 0 | 0 | 0.018126 | 0.018038 | 0.017942 | 0.017836 | 0.017717 | 0.017583 | 0.017432 | 0.017263 | 0.017076 | 0.016872 | 0.016654 | 0.016427 | 0.016195 | 0.015966 | 0.015743 | 0.015539 | 0.015355 | 0.015192 | 0.015046 | 0.014913 | 0
F2_Industrial_Wood and Lumber Products_Existing_Space Heating_Natural Gas_Insulation - Wall Cavity_A_Achievable Economic UCT Potential | F2 | Industrial | Wood and Lumber Products | Existing | Space Heating | Natural Gas | Insulation - Wall Cavity | A | Integrated Unit Summer Peak Savings (kW) | Achievable Economic UCT Potential | 0 | 0 | 0 | 0 | 0 | 0 | 0 | 0 | 0 | 0 | 0 | 0 | 0 | 0 | 0 | 0 | 0 | 0 | 0 | 0 | 0 | 0 | 0
F3_Industrial_Wood and Lumber Products_Existing_Space Heating_Natural Gas_Insulation - Wall Cavity_A_Achievable Economic UCT Potential | F3 | Industrial | Wood and Lumber Products | Existing | Space Heating | Natural Gas | Insulation - Wall Cavity | A | Integrated Unit Winter Peak Savings (kW) | Achievable Economic UCT Potential | 0 | 0 | 0 | 0 | 0 | 0 | 0 | 0 | 0 | 0 | 0 | 0 | 0 | 0 | 0 | 0 | 0 | 0 | 0 | 0 | 0 | 0 | 0
F4_Industrial_Wood and Lumber Products_Existing_Space Heating_Natural Gas_Insulation - Wall Cavity_A_Achievable Economic UCT Potential | F4 | Industrial | Wood and Lumber Products | Existing | Space Heating | Natural Gas | Insulation - Wall Cavity | A | Incremental Energy Savings (MWh or mTherms) | Achievable Economic UCT Potential | 0 | 0 | 0 | 0 | 0 | 0 | 0 | 0 | 0 | 0 | 0 | 0 | 0 | 0 | 0 | 0 | 0 | 0 | 0 | 0 | 0 | 0 | 0
F5_Industrial_Wood and Lumber Products_Existing_Space Heating_Natural Gas_Insulation - Wall Cavity_A_Achievable Economic UCT Potential | F5 | Industrial | Wood and Lumber Products | Existing | Space Heating | Natural Gas | Insulation - Wall Cavity | A | Incremental Summer Peak Savings (MW) | Achievable Economic UCT Potential | 0 | 0 | 0 | 0 | 0 | 0 | 0 | 0 | 0 | 0 | 0 | 0 | 0 | 0 | 0 | 0 | 0 | 0 | 0 | 0 | 0 | 0 | 0
F6_Industrial_Wood and Lumber Products_Existing_Space Heating_Natural Gas_Insulation - Wall Cavity_A_Achievable Economic UCT Potential | F6 | Industrial | Wood and Lumber Products | Existing | Space Heating | Natural Gas | Insulation - Wall Cavity | A | Incremental Winter Peak Savings (MW) | Achievable Economic UCT Potential | 0 | 0 | 0 | 0 | 0 | 0 | 0 | 0 | 0 | 0 | 0 | 0 | 0 | 0 | 0 | 0 | 0 | 0 | 0 | 0 | 0 | 0 | 0
F7_Industrial_Wood and Lumber Products_Existing_Space Heating_Natural Gas_Insulation - Wall Cavity_A_Achievable Economic UCT Potential | F7 | Industrial | Wood and Lumber Products | Existing | Space Heating | Natural Gas | Insulation - Wall Cavity | A | Cumulative Energy Savings (MWh or mTherms) | Achievable Economic UCT Potential | 0 | 0 | 0 | 0 | 0 | 0 | 0 | 0 | 0 | 0 | 0 | 0 | 0 | 0 | 0 | 0 | 0 | 0 | 0 | 0 | 0 | 0 | 0
F8_Industrial_Wood and Lumber Products_Existing_Space Heating_Natural Gas_Insulation - Wall Cavity_A_Achievable Economic UCT Potential | F8 | Industrial | Wood and Lumber Products | Existing | Space Heating | Natural Gas | Insulation - Wall Cavity | A | Cumulative Summer Peak Savings (MW) | Achievable Economic UCT Potential | 0 | 0 | 0 | 0 | 0 | 0 | 0 | 0 | 0 | 0 | 0 | 0 | 0 | 0 | 0 | 0 | 0 | 0 | 0 | 0 | 0 | 0 | 0
F9_Industrial_Wood and Lumber Products_Existing_Space Heating_Natural Gas_Insulation - Wall Cavity_A_Achievable Economic UCT Potential | F9 | Industrial | Wood and Lumber Products | Existing | Space Heating | Natural Gas | Insulation - Wall Cavity | A | Cumulative Winter Peak Savings (MW) | Achievable Economic UCT Potential | 0 | 0 | 0 | 0 | 0 | 0 | 0 | 0 | 0 | 0 | 0 | 0 | 0 | 0 | 0 | 0 | 0 | 0 | 0 | 0 | 0 | 0 | 0
F10_Industrial_Wood and Lumber Products_Existing_Space Heating_Natural Gas_Insulation - Wall Cavity_A_Achievable Economic UCT Potential | F10 | Industrial | Wood and Lumber Products | Existing | Space Heating | Natural Gas | Insulation - Wall Cavity | A | Purchases (Incremental) | Achievable Economic UCT Potential | 0 | 0 | 0 | 0 | 0 | 0 | 0 | 0 | 0 | 0 | 0 | 0 | 0 | 0 | 0 | 0 | 0 | 0 | 0 | 0 | 0 | 0 | 0
F11_Industrial_Wood and Lumber Products_Existing_Space Heating_Natural Gas_Insulation - Wall Cavity_A_Achievable Economic UCT Potential | F11 | Industrial | Wood and Lumber Products | Existing | Space Heating | Natural Gas | Insulation - Wall Cavity | A | Purchases (Cumulative) | Achievable Economic UCT Potential | 0 | 0 | 0 | 0 | 0 | 0 | 0 | 0 | 0 | 0 | 0 | 0 | 0 | 0 | 0 | 0 | 0 | 0 | 0 | 0 | 0 | 0 | 0
F1_Industrial_Wood and Lumber Products_Existing_Space Heating_Natural Gas_Insulation - Ducting_A_Achievable Economic UCT Potential | F1 | Industrial | Wood and Lumber Products | Existing | Space Heating | Natural Gas | Insulation - Ducting | A | Integrated Unit Energy Savings (kWh or therms) | Achievable Economic UCT Potential | 0 | 0 | 0.0014367 | 0.0014252 | 0.0014131 | 0.0014003 | 0.0013866 | 0.0013719 | 0.001356 | 0.0013389 | 0.0013207 | 0.0013014 | 0.0012815 | 0.001261 | 0.0012405 | 0.0012203 | 0.0012009 | 0.001183 | 0.001167 | 0.0011526 | 0.0011397 | 0.001128 | 0
F2_Industrial_Wood and Lumber Products_Existing_Space Heating_Natural Gas_Insulation - Ducting_A_Achievable Economic UCT Potential | F2 | Industrial | Wood and Lumber Products | Existing | Space Heating | Natural Gas | Insulation - Ducting | A | Integrated Unit Summer Peak Savings (kW) | Achievable Economic UCT Potential | 0 | 0 | 0 | 0 | 0 | 0 | 0 | 0 | 0 | 0 | 0 | 0 | 0 | 0 | 0 | 0 | 0 | 0 | 0 | 0 | 0 | 0 | 0
F3_Industrial_Wood and Lumber Products_Existing_Space Heating_Natural Gas_Insulation - Ducting_A_Achievable Economic UCT Potential | F3 | Industrial | Wood and Lumber Products | Existing | Space Heating | Natural Gas | Insulation - Ducting | A | Integrated Unit Winter Peak Savings (kW) | Achievable Economic UCT Potential | 0 | 0 | 0 | 0 | 0 | 0 | 0 | 0 | 0 | 0 | 0 | 0 | 0 | 0 | 0 | 0 | 0 | 0 | 0 | 0 | 0 | 0 | 0
F4_Industrial_Wood and Lumber Products_Existing_Space Heating_Natural Gas_Insulation - Ducting_A_Achievable Economic UCT Potential | F4 | Industrial | Wood and Lumber Products | Existing | Space Heating | Natural Gas | Insulation - Ducting | A | Incremental Energy Savings (MWh or mTherms) | Achievable Economic UCT Potential | 0 | 0 | 0 | 0 | 0 | 0 | 0 | 0 | 0 | 0 | 0 | 0 | 0 | 0 | 0 | 0 | 0 | 0 | 0 | 0 | 0 | 0 | 0
F5_Industrial_Wood and Lumber Products_Existing_Space Heating_Natural Gas_Insulation - Ducting_A_Achievable Economic UCT Potential | F5 | Industrial | Wood and Lumber Products | Existing | Space Heating | Natural Gas | Insulation - Ducting | A | Incremental Summer Peak Savings (MW) | Achievable Economic UCT Potential | 0 | 0 | 0 | 0 | 0 | 0 | 0 | 0 | 0 | 0 | 0 | 0 | 0 | 0 | 0 | 0 | 0 | 0 | 0 | 0 | 0 | 0 | 0
F6_Industrial_Wood and Lumber Products_Existing_Space Heating_Natural Gas_Insulation - Ducting_A_Achievable Economic UCT Potential | F6 | Industrial | Wood and Lumber Products | Existing | Space Heating | Natural Gas | Insulation - Ducting | A | Incremental Winter Peak Savings (MW) | Achievable Economic UCT Potential | 0 | 0 | 0 | 0 | 0 | 0 | 0 | 0 | 0 | 0 | 0 | 0 | 0 | 0 | 0 | 0 | 0 | 0 | 0 | 0 | 0 | 0 | 0
F7_Industrial_Wood and Lumber Products_Existing_Space Heating_Natural Gas_Insulation - Ducting_A_Achievable Economic UCT Potential | F7 | Industrial | Wood and Lumber Products | Existing | Space Heating | Natural Gas | Insulation - Ducting | A | Cumulative Energy Savings (MWh or mTherms) | Achievable Economic UCT Potential | 0 | 0 | 0 | 0 | 0 | 0 | 0 | 0 | 0 | 0 | 0 | 0 | 0 | 0 | 0 | 0 | 0 | 0 | 0 | 0 | 0 | 0 | 0
F8_Industrial_Wood and Lumber Products_Existing_Space Heating_Natural Gas_Insulation - Ducting_A_Achievable Economic UCT Potential | F8 | Industrial | Wood and Lumber Products | Existing | Space Heating | Natural Gas | Insulation - Ducting | A | Cumulative Summer Peak Savings (MW) | Achievable Economic UCT Potential | 0 | 0 | 0 | 0 | 0 | 0 | 0 | 0 | 0 | 0 | 0 | 0 | 0 | 0 | 0 | 0 | 0 | 0 | 0 | 0 | 0 | 0 | 0
F9_Industrial_Wood and Lumber Products_Existing_Space Heating_Natural Gas_Insulation - Ducting_A_Achievable Economic UCT Potential | F9 | Industrial | Wood and Lumber Products | Existing | Space Heating | Natural Gas | Insulation - Ducting | A | Cumulative Winter Peak Savings (MW) | Achievable Economic UCT Potential | 0 | 0 | 0 | 0 | 0 | 0 | 0 | 0 | 0 | 0 | 0 | 0 | 0 | 0 | 0 | 0 | 0 | 0 | 0 | 0 | 0 | 0 | 0
F10_Industrial_Wood and Lumber Products_Existing_Space Heating_Natural Gas_Insulation - Ducting_A_Achievable Economic UCT Potential | F10 | Industrial | Wood and Lumber Products | Existing | Space Heating | Natural Gas | Insulation - Ducting | A | Purchases (Incremental) | Achievable Economic UCT Potential | 0 | 0 | 0 | 0 | 0 | 0 | 0 | 0 | 0 | 0 | 0 | 0 | 0 | 0 | 0 | 0 | 0 | 0 | 0 | 0 | 0 | 0 | 0
F11_Industrial_Wood and Lumber Products_Existing_Space Heating_Natural Gas_Insulation - Ducting_A_Achievable Economic UCT Potential | F11 | Industrial | Wood and Lumber Products | Existing | Space Heating | Natural Gas | Insulation - Ducting | A | Purchases (Cumulative) | Achievable Economic UCT Potential | 0 | 0 | 0 | 0 | 0 | 0 | 0 | 0 | 0 | 0 | 0 | 0 | 0 | 0 | 0 | 0 | 0 | 0 | 0 | 0 | 0 | 0 | 0
F1_Industrial_Wood and Lumber Products_Existing_Space Heating_Natural Gas_HVAC - Duct Repair and Sealing_A_Achievable Economic UCT Potential | F1 | Industrial | Wood and Lumber Products | Existing | Space Heating | Natural Gas | HVAC - Duct Repair and Sealing | A | Integrated Unit Energy Savings (kWh or therms) | Achievable Economic UCT Potential | 0 | 0 | 0.0040635 | 0.0040309 | 0.0039967 | 0.0039605 | 0.0039219 | 0.0038804 | 0.0038357 | 0.0037876 | 0.0037363 | 0.0036822 | 0.0036259 | 0.0035682 | 0.0035103 | 0.0034533 | 0.0033985 | 0.0033481 | 0.0033027 | 0.0032621 | 0.0032257 | 0.0031924 | 0
F2_Industrial_Wood and Lumber Products_Existing_Space Heating_Natural Gas_HVAC - Duct Repair and Sealing_A_Achievable Economic UCT Potential | F2 | Industrial | Wood and Lumber Products | Existing | Space Heating | Natural Gas | HVAC - Duct Repair and Sealing | A | Integrated Unit Summer Peak Savings (kW) | Achievable Economic UCT Potential | 0 | 0 | 0 | 0 | 0 | 0 | 0 | 0 | 0 | 0 | 0 | 0 | 0 | 0 | 0 | 0 | 0 | 0 | 0 | 0 | 0 | 0 | 0
F3_Industrial_Wood and Lumber Products_Existing_Space Heating_Natural Gas_HVAC - Duct Repair and Sealing_A_Achievable Economic UCT Potential | F3 | Industrial | Wood and Lumber Products | Existing | Space Heating | Natural Gas | HVAC - Duct Repair and Sealing | A | Integrated Unit Winter Peak Savings (kW) | Achievable Economic UCT Potential | 0 | 0 | 0 | 0 | 0 | 0 | 0 | 0 | 0 | 0 | 0 | 0 | 0 | 0 | 0 | 0 | 0 | 0 | 0 | 0 | 0 | 0 | 0
F4_Industrial_Wood and Lumber Products_Existing_Space Heating_Natural Gas_HVAC - Duct Repair and Sealing_A_Achievable Economic UCT Potential | F4 | Industrial | Wood and Lumber Products | Existing | Space Heating | Natural Gas | HVAC - Duct Repair and Sealing | A | Incremental Energy Savings (MWh or mTherms) | Achievable Economic UCT Potential | 0 | 0 | 0 | 0 | 0 | 0 | 0 | 0 | 0 | 0 | 0 | 0 | 0 | 0 | 0 | 0 | 0 | 0 | 0 | 0 | 0 | 0 | 0
F5_Industrial_Wood and Lumber Products_Existing_Space Heating_Natural Gas_HVAC - Duct Repair and Sealing_A_Achievable Economic UCT Potential | F5 | Industrial | Wood and Lumber Products | Existing | Space Heating | Natural Gas | HVAC - Duct Repair and Sealing | A | Incremental Summer Peak Savings (MW) | Achievable Economic UCT Potential | 0 | 0 | 0 | 0 | 0 | 0 | 0 | 0 | 0 | 0 | 0 | 0 | 0 | 0 | 0 | 0 | 0 | 0 | 0 | 0 | 0 | 0 | 0
F6_Industrial_Wood and Lumber Products_Existing_Space Heating_Natural Gas_HVAC - Duct Repair and Sealing_A_Achievable Economic UCT Potential | F6 | Industrial | Wood and Lumber Products | Existing | Space Heating | Natural Gas | HVAC - Duct Repair and Sealing | A | Incremental Winter Peak Savings (MW) | Achievable Economic UCT Potential | 0 | 0 | 0 | 0 | 0 | 0 | 0 | 0 | 0 | 0 | 0 | 0 | 0 | 0 | 0 | 0 | 0 | 0 | 0 | 0 | 0 | 0 | 0
F7_Industrial_Wood and Lumber Products_Existing_Space Heating_Natural Gas_HVAC - Duct Repair and Sealing_A_Achievable Economic UCT Potential | F7 | Industrial | Wood and Lumber Products | Existing | Space Heating | Natural Gas | HVAC - Duct Repair and Sealing | A | Cumulative Energy Savings (MWh or mTherms) | Achievable Economic UCT Potential | 0 | 0 | 0 | 0 | 0 | 0 | 0 | 0 | 0 | 0 | 0 | 0 | 0 | 0 | 0 | 0 | 0 | 0 | 0 | 0 | 0 | 0 | 0
F8_Industrial_Wood and Lumber Products_Existing_Space Heating_Natural Gas_HVAC - Duct Repair and Sealing_A_Achievable Economic UCT Potential | F8 | Industrial | Wood and Lumber Products | Existing | Space Heating | Natural Gas | HVAC - Duct Repair and Sealing | A | Cumulative Summer Peak Savings (MW) | Achievable Economic UCT Potential | 0 | 0 | 0 | 0 | 0 | 0 | 0 | 0 | 0 | 0 | 0 | 0 | 0 | 0 | 0 | 0 | 0 | 0 | 0 | 0 | 0 | 0 | 0
F9_Industrial_Wood and Lumber Products_Existing_Space Heating_Natural Gas_HVAC - Duct Repair and Sealing_A_Achievable Economic UCT Potential | F9 | Industrial | Wood and Lumber Products | Existing | Space Heating | Natural Gas | HVAC - Duct Repair and Sealing | A | Cumulative Winter Peak Savings (MW) | Achievable Economic UCT Potential | 0 | 0 | 0 | 0 | 0 | 0 | 0 | 0 | 0 | 0 | 0 | 0 | 0 | 0 | 0 | 0 | 0 | 0 | 0 | 0 | 0 | 0 | 0
F10_Industrial_Wood and Lumber Products_Existing_Space Heating_Natural Gas_HVAC - Duct Repair and Sealing_A_Achievable Economic UCT Potential | F10 | Industrial | Wood and Lumber Products | Existing | Space Heating | Natural Gas | HVAC - Duct Repair and Sealing | A | Purchases (Incremental) | Achievable Economic UCT Potential | 0 | 0 | 0 | 0 | 0 | 0 | 0 | 0 | 0 | 0 | 0 | 0 | 0 | 0 | 0 | 0 | 0 | 0 | 0 | 0 | 0 | 0 | 0
F11_Industrial_Wood and Lumber Products_Existing_Space Heating_Natural Gas_HVAC - Duct Repair and Sealing_A_Achievable Economic UCT Potential | F11 | Industrial | Wood and Lumber Products | Existing | Space Heating | Natural Gas | HVAC - Duct Repair and Sealing | A | Purchases (Cumulative) | Achievable Economic UCT Potential | 0 | 0 | 0 | 0 | 0 | 0 | 0 | 0 | 0 | 0 | 0 | 0 | 0 | 0 | 0 | 0 | 0 | 0 | 0 | 0 | 0 | 0 | 0
F1_Industrial_Wood and Lumber Products_Existing_Space Heating_Natural Gas_Windows - High Efficiency_A_Achievable Economic UCT Potential | F1 | Industrial | Wood and Lumber Products | Existing | Space Heating | Natural Gas | Windows - High Efficiency | A | Integrated Unit Energy Savings (kWh or therms) | Achievable Economic UCT Potential | 0 | 0 | 0.0077507 | 0.0077129 | 0.0076718 | 0.0076265 | 0.0075758 | 0.0075186 | 0.0074541 | 0.0073817 | 0.0073016 | 0.0072143 | 0.0071213 | 0.0070241 | 0.0069252 | 0.0068269 | 0.0067317 | 0.0066444 | 0.0065658 | 0.006496 | 0.0064336 | 0.0063769 | 0
F2_Industrial_Wood and Lumber Products_Existing_Space Heating_Natural Gas_Windows - High Efficiency_A_Achievable Economic UCT Potential | F2 | Industrial | Wood and Lumber Products | Existing | Space Heating | Natural Gas | Windows - High Efficiency | A | Integrated Unit Summer Peak Savings (kW) | Achievable Economic UCT Potential | 0 | 0 | 0 | 0 | 0 | 0 | 0 | 0 | 0 | 0 | 0 | 0 | 0 | 0 | 0 | 0 | 0 | 0 | 0 | 0 | 0 | 0 | 0
F3_Industrial_Wood and Lumber Products_Existing_Space Heating_Natural Gas_Windows - High Efficiency_A_Achievable Economic UCT Potential | F3 | Industrial | Wood and Lumber Products | Existing | Space Heating | Natural Gas | Windows - High Efficiency | A | Integrated Unit Winter Peak Savings (kW) | Achievable Economic UCT Potential | 0 | 0 | 0 | 0 | 0 | 0 | 0 | 0 | 0 | 0 | 0 | 0 | 0 | 0 | 0 | 0 | 0 | 0 | 0 | 0 | 0 | 0 | 0
F4_Industrial_Wood and Lumber Products_Existing_Space Heating_Natural Gas_Windows - High Efficiency_A_Achievable Economic UCT Potential | F4 | Industrial | Wood and Lumber Products | Existing | Space Heating | Natural Gas | Windows - High Efficiency | A | Incremental Energy Savings (MWh or mTherms) | Achievable Economic UCT Potential | 0 | 0 | 0 | 0 | 0 | 0 | 0 | 0 | 0 | 0 | 0 | 0 | 0 | 0 | 0 | 0 | 0 | 0 | 0 | 0 | 0 | 0 | 0
F5_Industrial_Wood and Lumber Products_Existing_Space Heating_Natural Gas_Windows - High Efficiency_A_Achievable Economic UCT Potential | F5 | Industrial | Wood and Lumber Products | Existing | Space Heating | Natural Gas | Windows - High Efficiency | A | Incremental Summer Peak Savings (MW) | Achievable Economic UCT Potential | 0 | 0 | 0 | 0 | 0 | 0 | 0 | 0 | 0 | 0 | 0 | 0 | 0 | 0 | 0 | 0 | 0 | 0 | 0 | 0 | 0 | 0 | 0
F6_Industrial_Wood and Lumber Products_Existing_Space Heating_Natural Gas_Windows - High Efficiency_A_Achievable Economic UCT Potential | F6 | Industrial | Wood and Lumber Products | Existing | Space Heating | Natural Gas | Windows - High Efficiency | A | Incremental Winter Peak Savings (MW) | Achievable Economic UCT Potential | 0 | 0 | 0 | 0 | 0 | 0 | 0 | 0 | 0 | 0 | 0 | 0 | 0 | 0 | 0 | 0 | 0 | 0 | 0 | 0 | 0 | 0 | 0
F7_Industrial_Wood and Lumber Products_Existing_Space Heating_Natural Gas_Windows - High Efficiency_A_Achievable Economic UCT Potential | F7 | Industrial | Wood and Lumber Products | Existing | Space Heating | Natural Gas | Windows - High Efficiency | A | Cumulative Energy Savings (MWh or mTherms) | Achievable Economic UCT Potential | 0 | 0 | 0 | 0 | 0 | 0 | 0 | 0 | 0 | 0 | 0 | 0 | 0 | 0 | 0 | 0 | 0 | 0 | 0 | 0 | 0 | 0 | 0
F8_Industrial_Wood and Lumber Products_Existing_Space Heating_Natural Gas_Windows - High Efficiency_A_Achievable Economic UCT Potential | F8 | Industrial | Wood and Lumber Products | Existing | Space Heating | Natural Gas | Windows - High Efficiency | A | Cumulative Summer Peak Savings (MW) | Achievable Economic UCT Potential | 0 | 0 | 0 | 0 | 0 | 0 | 0 | 0 | 0 | 0 | 0 | 0 | 0 | 0 | 0 | 0 | 0 | 0 | 0 | 0 | 0 | 0 | 0
F9_Industrial_Wood and Lumber Products_Existing_Space Heating_Natural Gas_Windows - High Efficiency_A_Achievable Economic UCT Potential | F9 | Industrial | Wood and Lumber Products | Existing | Space Heating | Natural Gas | Windows - High Efficiency | A | Cumulative Winter Peak Savings (MW) | Achievable Economic UCT Potential | 0 | 0 | 0 | 0 | 0 | 0 | 0 | 0 | 0 | 0 | 0 | 0 | 0 | 0 | 0 | 0 | 0 | 0 | 0 | 0 | 0 | 0 | 0
F10_Industrial_Wood and Lumber Products_Existing_Space Heating_Natural Gas_Windows - High Efficiency_A_Achievable Economic UCT Potential | F10 | Industrial | Wood and Lumber Products | Existing | Space Heating | Natural Gas | Windows - High Efficiency | A | Purchases (Incremental) | Achievable Economic UCT Potential | 0 | 0 | 0 | 0 | 0 | 0 | 0 | 0 | 0 | 0 | 0 | 0 | 0 | 0 | 0 | 0 | 0 | 0 | 0 | 0 | 0 | 0 | 0
F11_Industrial_Wood and Lumber Products_Existing_Space Heating_Natural Gas_Windows - High Efficiency_A_Achievable Economic UCT Potential | F11 | Industrial | Wood and Lumber Products | Existing | Space Heating | Natural Gas | Windows - High Efficiency | A | Purchases (Cumulative) | Achievable Economic UCT Potential | 0 | 0 | 0 | 0 | 0 | 0 | 0 | 0 | 0 | 0 | 0 | 0 | 0 | 0 | 0 | 0 | 0 | 0 | 0 | 0 | 0 | 0 | 0
F1_Industrial_Wood and Lumber Products_Existing_Space Heating_Natural Gas_Gas Boiler - Maintenance_A_Achievable Economic UCT Potential | F1 | Industrial | Wood and Lumber Products | Existing | Space Heating | Natural Gas | Gas Boiler - Maintenance | A | Integrated Unit Energy Savings (kWh or therms) | Achievable Economic UCT Potential | 0 | 0 | 0.89587 | 0.89327 | 0.89055 | 0.88768 | 0.88461 | 0.88129 | 0.87769 | 0.87378 | 0.86957 | 0.86508 | 0.86032 | 0.85531 | 0.85006 | 0.8446 | 0.83898 | 0.83366 | 0.82871 | 0.82414 | 0.81995 | 0.81616 | 0
F2_Industrial_Wood and Lumber Products_Existing_Space Heating_Natural Gas_Gas Boiler - Maintenance_A_Achievable Economic UCT Potential | F2 | Industrial | Wood and Lumber Products | Existing | Space Heating | Natural Gas | Gas Boiler - Maintenance | A | Integrated Unit Summer Peak Savings (kW) | Achievable Economic UCT Potential | 0 | 0 | 0 | 0 | 0 | 0 | 0 | 0 | 0 | 0 | 0 | 0 | 0 | 0 | 0 | 0 | 0 | 0 | 0 | 0 | 0 | 0 | 0
F3_Industrial_Wood and Lumber Products_Existing_Space Heating_Natural Gas_Gas Boiler - Maintenance_A_Achievable Economic UCT Potential | F3 | Industrial | Wood and Lumber Products | Existing | Space Heating | Natural Gas | Gas Boiler - Maintenance | A | Integrated Unit Winter Peak Savings (kW) | Achievable Economic UCT Potential | 0 | 0 | 0 | 0 | 0 | 0 | 0 | 0 | 0 | 0 | 0 | 0 | 0 | 0 | 0 | 0 | 0 | 0 | 0 | 0 | 0 | 0 | 0
F4_Industrial_Wood and Lumber Products_Existing_Space Heating_Natural Gas_Gas Boiler - Maintenance_A_Achievable Economic UCT Potential | F4 | Industrial | Wood and Lumber Products | Existing | Space Heating | Natural Gas | Gas Boiler - Maintenance | A | Incremental Energy Savings (MWh or mTherms) | Achievable Economic UCT Potential | 0 | 0 | 0.0039231 | 0.0026945 | 0.0018276 | 0.0013943 | 0.0011964 | 0.0010136 | 0.00084988 | 0.00070645 | 0.00058293 | 0.000478 | 0.00038982 | 0.00029662 | 0.00022563 | 0.00017158 | 0.00013045 | 0.00011697 | 8.9431e-05 | 7.5264e-05 | 6.1721e-05 | 4.8765e-05 | 0
F5_Industrial_Wood and Lumber Products_Existing_Space Heating_Natural Gas_Gas Boiler - Maintenance_A_Achievable Economic UCT Potential | F5 | Industrial | Wood and Lumber Products | Existing | Space Heating | Natural Gas | Gas Boiler - Maintenance | A | Incremental Summer Peak Savings (MW) | Achievable Economic UCT Potential | 0 | 0 | 0 | 0 | 0 | 0 | 0 | 0 | 0 | 0 | 0 | 0 | 0 | 0 | 0 | 0 | 0 | 0 | 0 | 0 | 0 | 0 | 0
F6_Industrial_Wood and Lumber Products_Existing_Space Heating_Natural Gas_Gas Boiler - Maintenance_A_Achievable Economic UCT Potential | F6 | Industrial | Wood and Lumber Products | Existing | Space Heating | Natural Gas | Gas Boiler - Maintenance | A | Incremental Winter Peak Savings (MW) | Achievable Economic UCT Potential | 0 | 0 | 0 | 0 | 0 | 0 | 0 | 0 | 0 | 0 | 0 | 0 | 0 | 0 | 0 | 0 | 0 | 0 | 0 | 0 | 0 | 0 | 0
F7_Industrial_Wood and Lumber Products_Existing_Space Heating_Natural Gas_Gas Boiler - Maintenance_A_Achievable Economic UCT Potential | F7 | Industrial | Wood and Lumber Products | Existing | Space Heating | Natural Gas | Gas Boiler - Maintenance | A | Cumulative Energy Savings (MWh or mTherms) | Achievable Economic UCT Potential | 0 | 0 | 0.0039231 | 0.0066062 | 0.0084137 | 0.0097808 | 0.010943 | 0.011916 | 0.012717 | 0.013367 | 0.013886 | 0.014292 | 0.014603 | 0.014815 | 0.014949 | 0.015025 | 0.015055 | 0.015077 | 0.015077 | 0.015069 | 0.015054 | 0.015033 | 0
F8_Industrial_Wood and Lumber Products_Existing_Space Heating_Natural Gas_Gas Boiler - Maintenance_A_Achievable Economic UCT Potential | F8 | Industrial | Wood and Lumber Products | Existing | Space Heating | Natural Gas | Gas Boiler - Maintenance | A | Cumulative Summer Peak Savings (MW) | Achievable Economic UCT Potential | 0 | 0 | 0 | 0 | 0 | 0 | 0 | 0 | 0 | 0 | 0 | 0 | 0 | 0 | 0 | 0 | 0 | 0 | 0 | 0 | 0 | 0 | 0
F9_Industrial_Wood and Lumber Products_Existing_Space Heating_Natural Gas_Gas Boiler - Maintenance_A_Achievable Economic UCT Potential | F9 | Industrial | Wood and Lumber Products | Existing | Space Heating | Natural Gas | Gas Boiler - Maintenance | A | Cumulative Winter Peak Savings (MW) | Achievable Economic UCT Potential | 0 | 0 | 0 | 0 | 0 | 0 | 0 | 0 | 0 | 0 | 0 | 0 | 0 | 0 | 0 | 0 | 0 | 0 | 0 | 0 | 0 | 0 | 0
F10_Industrial_Wood and Lumber Products_Existing_Space Heating_Natural Gas_Gas Boiler - Maintenance_A_Achievable Economic UCT Potential | F10 | Industrial | Wood and Lumber Products | Existing | Space Heating | Natural Gas | Gas Boiler - Maintenance | A | Purchases (Incremental) | Achievable Economic UCT Potential | 0 | 0 | 4.3791 | 3.0165 | 2.0522 | 1.5707 | 1.3524 | 1.1501 | 0.96831 | 0.80849 | 0.67037 | 0.55255 | 0.45311 | 0.3468 | 0.26543 | 0.20315 | 0.15549 | 0.14031 | 0.10791 | 0.091325 | 0.075274 | 0.05975 | 0
F11_Industrial_Wood and Lumber Products_Existing_Space Heating_Natural Gas_Gas Boiler - Maintenance_A_Achievable Economic UCT Potential | F11 | Industrial | Wood and Lumber Products | Existing | Space Heating | Natural Gas | Gas Boiler - Maintenance | A | Purchases (Cumulative) | Achievable Economic UCT Potential | 0 | 0 | 4.3791 | 7.3955 | 9.4477 | 11.0184 | 12.3709 | 13.521 | 14.4893 | 15.2978 | 15.9682 | 16.5207 | 16.9738 | 17.3206 | 17.5861 | 17.7892 | 17.9447 | 18.085 | 18.1929 | 18.2843 | 18.3595 | 18.4193 | 0
F1_Industrial_Wood and Lumber Products_Existing_Process_Natural Gas_Gas Boiler - Maintenance_A_Achievable Economic UCT Potential | F1 | Industrial | Wood and Lumber Products | Existing | Process | Natural Gas | Gas Boiler - Maintenance | A | Integrated Unit Energy Savings (kWh or therms) | Achievable Economic UCT Potential | 0 | 0 | 6.3264 | 6.3264 | 6.3264 | 6.3264 | 6.3264 | 6.3264 | 6.3264 | 6.3264 | 6.3264 | 6.3264 | 6.3264 | 6.3264 | 6.3264 | 6.3264 | 6.3264 | 6.3264 | 6.3264 | 6.3264 | 6.3264 | 6.3264 | 0
F2_Industrial_Wood and Lumber Products_Existing_Process_Natural Gas_Gas Boiler - Maintenance_A_Achievable Economic UCT Potential | F2 | Industrial | Wood and Lumber Products | Existing | Process | Natural Gas | Gas Boiler - Maintenance | A | Integrated Unit Summer Peak Savings (kW) | Achievable Economic UCT Potential | 0 | 0 | 0 | 0 | 0 | 0 | 0 | 0 | 0 | 0 | 0 | 0 | 0 | 0 | 0 | 0 | 0 | 0 | 0 | 0 | 0 | 0 | 0
F3_Industrial_Wood and Lumber Products_Existing_Process_Natural Gas_Gas Boiler - Maintenance_A_Achievable Economic UCT Potential | F3 | Industrial | Wood and Lumber Products | Existing | Process | Natural Gas | Gas Boiler - Maintenance | A | Integrated Unit Winter Peak Savings (kW) | Achievable Economic UCT Potential | 0 | 0 | 0 | 0 | 0 | 0 | 0 | 0 | 0 | 0 | 0 | 0 | 0 | 0 | 0 | 0 | 0 | 0 | 0 | 0 | 0 | 0 | 0
F4_Industrial_Wood and Lumber Products_Existing_Process_Natural Gas_Gas Boiler - Maintenance_A_Achievable Economic UCT Potential | F4 | Industrial | Wood and Lumber Products | Existing | Process | Natural Gas | Gas Boiler - Maintenance | A | Incremental Energy Savings (MWh or mTherms) | Achievable Economic UCT Potential | 0 | 0 | 0.095358 | 0.065686 | 0.044688 | 0.034203 | 0.02945 | 0.025045 | 0.021086 | 0.017606 | 0.014598 | 0.012032 | 0.0098669 | 0.0075518 | 0.00578 | 0.0044238 | 0.0033859 | 0.0030554 | 0.0023499 | 0.0019887 | 0.0016392 | 0.0013011 | 0
F5_Industrial_Wood and Lumber Products_Existing_Process_Natural Gas_Gas Boiler - Maintenance_A_Achievable Economic UCT Potential | F5 | Industrial | Wood and Lumber Products | Existing | Process | Natural Gas | Gas Boiler - Maintenance | A | Incremental Summer Peak Savings (MW) | Achievable Economic UCT Potential | 0 | 0 | 0 | 0 | 0 | 0 | 0 | 0 | 0 | 0 | 0 | 0 | 0 | 0 | 0 | 0 | 0 | 0 | 0 | 0 | 0 | 0 | 0
F6_Industrial_Wood and Lumber Products_Existing_Process_Natural Gas_Gas Boiler - Maintenance_A_Achievable Economic UCT Potential | F6 | Industrial | Wood and Lumber Products | Existing | Process | Natural Gas | Gas Boiler - Maintenance | A | Incremental Winter Peak Savings (MW) | Achievable Economic UCT Potential | 0 | 0 | 0 | 0 | 0 | 0 | 0 | 0 | 0 | 0 | 0 | 0 | 0 | 0 | 0 | 0 | 0 | 0 | 0 | 0 | 0 | 0 | 0
F7_Industrial_Wood and Lumber Products_Existing_Process_Natural Gas_Gas Boiler - Maintenance_A_Achievable Economic UCT Potential | F7 | Industrial | Wood and Lumber Products | Existing | Process | Natural Gas | Gas Boiler - Maintenance | A | Cumulative Energy Savings (MWh or mTherms) | Achievable Economic UCT Potential | 0 | 0 | 0.095358 | 0.16104 | 0.20573 | 0.23993 | 0.26939 | 0.29443 | 0.31552 | 0.33312 | 0.34772 | 0.35975 | 0.36962 | 0.37717 | 0.38295 | 0.38737 | 0.39076 | 0.39382 | 0.39616 | 0.39815 | 0.39979 | 0.40109 | 0
F8_Industrial_Wood and Lumber Products_Existing_Process_Natural Gas_Gas Boiler - Maintenance_A_Achievable Economic UCT Potential | F8 | Industrial | Wood and Lumber Products | Existing | Process | Natural Gas | Gas Boiler - Maintenance | A | Cumulative Summer Peak Savings (MW) | Achievable Economic UCT Potential | 0 | 0 | 0 | 0 | 0 | 0 | 0 | 0 | 0 | 0 | 0 | 0 | 0 | 0 | 0 | 0 | 0 | 0 | 0 | 0 | 0 | 0 | 0
F9_Industrial_Wood and Lumber Products_Existing_Process_Natural Gas_Gas Boiler - Maintenance_A_Achievable Economic UCT Potential | F9 | Industrial | Wood and Lumber Products | Existing | Process | Natural Gas | Gas Boiler - Maintenance | A | Cumulative Winter Peak Savings (MW) | Achievable Economic UCT Potential | 0 | 0 | 0 | 0 | 0 | 0 | 0 | 0 | 0 | 0 | 0 | 0 | 0 | 0 | 0 | 0 | 0 | 0 | 0 | 0 | 0 | 0 | 0
F10_Industrial_Wood and Lumber Products_Existing_Process_Natural Gas_Gas Boiler - Maintenance_A_Achievable Economic UCT Potential | F10 | Industrial | Wood and Lumber Products | Existing | Process | Natural Gas | Gas Boiler - Maintenance | A | Purchases (Incremental) | Achievable Economic UCT Potential | 0 | 0 | 15.073 | 10.3828 | 7.0638 | 5.4064 | 4.6552 | 3.9588 | 3.333 | 2.7829 | 2.3074 | 1.9019 | 1.5596 | 1.1937 | 0.91363 | 0.69927 | 0.5352 | 0.48296 | 0.37145 | 0.31434 | 0.2591 | 0.20566 | 0
F11_Industrial_Wood and Lumber Products_Existing_Process_Natural Gas_Gas Boiler - Maintenance_A_Achievable Economic UCT Potential | F11 | Industrial | Wood and Lumber Products | Existing | Process | Natural Gas | Gas Boiler - Maintenance | A | Purchases (Cumulative) | Achievable Economic UCT Potential | 0 | 0 | 15.073 | 25.4559 | 32.5196 | 37.9261 | 42.5812 | 46.5401 | 49.873 | 52.6559 | 54.9634 | 56.8653 | 58.4249 | 59.6186 | 60.5322 | 61.2315 | 61.7667 | 62.2497 | 62.6211 | 62.9355 | 63.1946 | 63.4002 | 0
F1_Industrial_Wood and Lumber Products_Existing_Space Heating_Natural Gas_Gas Furnace - Maintenance_A_Achievable Economic UCT Potential | F1 | Industrial | Wood and Lumber Products | Existing | Space Heating | Natural Gas | Gas Furnace - Maintenance | A | Integrated Unit Energy Savings (kWh or therms) | Achievable Economic UCT Potential | 0 | 0 | 0.0093937 | 0.0093365 | 0.0092777 | 0.0092174 | 0.0091554 | 0.0090916 | 0.009026 | 0.0089585 | 0.0088896 | 0.0088197 | 0.0087489 | 0.0086771 | 0.0086043 | 0.0085307 | 0.0084565 | 0.0083865 | 0.0083211 | 0.0082603 | 0.0082039 | 0.0081519 | 0
F2_Industrial_Wood and Lumber Products_Existing_Space Heating_Natural Gas_Gas Furnace - Maintenance_A_Achievable Economic UCT Potential | F2 | Industrial | Wood and Lumber Products | Existing | Space Heating | Natural Gas | Gas Furnace - Maintenance | A | Integrated Unit Summer Peak Savings (kW) | Achievable Economic UCT Potential | 0 | 0 | 0 | 0 | 0 | 0 | 0 | 0 | 0 | 0 | 0 | 0 | 0 | 0 | 0 | 0 | 0 | 0 | 0 | 0 | 0 | 0 | 0
F3_Industrial_Wood and Lumber Products_Existing_Space Heating_Natural Gas_Gas Furnace - Maintenance_A_Achievable Economic UCT Potential | F3 | Industrial | Wood and Lumber Products | Existing | Space Heating | Natural Gas | Gas Furnace - Maintenance | A | Integrated Unit Winter Peak Savings (kW) | Achievable Economic UCT Potential | 0 | 0 | 0 | 0 | 0 | 0 | 0 | 0 | 0 | 0 | 0 | 0 | 0 | 0 | 0 | 0 | 0 | 0 | 0 | 0 | 0 | 0 | 0
F4_Industrial_Wood and Lumber Products_Existing_Space Heating_Natural Gas_Gas Furnace - Maintenance_A_Achievable Economic UCT Potential | F4 | Industrial | Wood and Lumber Products | Existing | Space Heating | Natural Gas | Gas Furnace - Maintenance | A | Incremental Energy Savings (MWh or mTherms) | Achievable Economic UCT Potential | 0 | 0 | 6.9481e-05 | 4.757e-05 | 3.2159e-05 | 2.4454e-05 | 2.0914e-05 | 1.7662e-05 | 1.4762e-05 | 1.2234e-05 | 1.0066e-05 | 8.2314e-06 | 6.6959e-06 | 5.0828e-06 | 3.8576e-06 | 2.9272e-06 | 2.221e-06 | 1.9876e-06 | 1.5167e-06 | 1.2742e-06 | 1.0431e-06 | 8.2272e-07 | 0
F5_Industrial_Wood and Lumber Products_Existing_Space Heating_Natural Gas_Gas Furnace - Maintenance_A_Achievable Economic UCT Potential | F5 | Industrial | Wood and Lumber Products | Existing | Space Heating | Natural Gas | Gas Furnace - Maintenance | A | Incremental Summer Peak Savings (MW) | Achievable Economic UCT Potential | 0 | 0 | 0 | 0 | 0 | 0 | 0 | 0 | 0 | 0 | 0 | 0 | 0 | 0 | 0 | 0 | 0 | 0 | 0 | 0 | 0 | 0 | 0
F6_Industrial_Wood and Lumber Products_Existing_Space Heating_Natural Gas_Gas Furnace - Maintenance_A_Achievable Economic UCT Potential | F6 | Industrial | Wood and Lumber Products | Existing | Space Heating | Natural Gas | Gas Furnace - Maintenance | A | Incremental Winter Peak Savings (MW) | Achievable Economic UCT Potential | 0 | 0 | 0 | 0 | 0 | 0 | 0 | 0 | 0 | 0 | 0 | 0 | 0 | 0 | 0 | 0 | 0 | 0 | 0 | 0 | 0 | 0 | 0
F7_Industrial_Wood and Lumber Products_Existing_Space Heating_Natural Gas_Gas Furnace - Maintenance_A_Achievable Economic UCT Potential | F7 | Industrial | Wood and Lumber Products | Existing | Space Heating | Natural Gas | Gas Furnace - Maintenance | A | Cumulative Energy Savings (MWh or mTherms) | Achievable Economic UCT Potential | 0 | 0 | 6.9481e-05 | 0.00011663 | 0.00014805 | 0.00017154 | 0.00019131 | 0.00020763 | 0.0002209 | 0.00023148 | 0.00023977 | 0.00024611 | 0.00025083 | 0.00025386 | 0.00025558 | 0.00025632 | 0.00025632 | 0.00025618 | 0.0002557 | 0.00025511 | 0.00025441 | 0.00025362 | 0
F8_Industrial_Wood and Lumber Products_Existing_Space Heating_Natural Gas_Gas Furnace - Maintenance_A_Achievable Economic UCT Potential | F8 | Industrial | Wood and Lumber Products | Existing | Space Heating | Natural Gas | Gas Furnace - Maintenance | A | Cumulative Summer Peak Savings (MW) | Achievable Economic UCT Potential | 0 | 0 | 0 | 0 | 0 | 0 | 0 | 0 | 0 | 0 | 0 | 0 | 0 | 0 | 0 | 0 | 0 | 0 | 0 | 0 | 0 | 0 | 0
F9_Industrial_Wood and Lumber Products_Existing_Space Heating_Natural Gas_Gas Furnace - Maintenance_A_Achievable Economic UCT Potential | F9 | Industrial | Wood and Lumber Products | Existing | Space Heating | Natural Gas | Gas Furnace - Maintenance | A | Cumulative Winter Peak Savings (MW) | Achievable Economic UCT Potential | 0 | 0 | 0 | 0 | 0 | 0 | 0 | 0 | 0 | 0 | 0 | 0 | 0 | 0 | 0 | 0 | 0 | 0 | 0 | 0 | 0 | 0 | 0
F10_Industrial_Wood and Lumber Products_Existing_Space Heating_Natural Gas_Gas Furnace - Maintenance_A_Achievable Economic UCT Potential | F10 | Industrial | Wood and Lumber Products | Existing | Space Heating | Natural Gas | Gas Furnace - Maintenance | A | Purchases (Incremental) | Achievable Economic UCT Potential | 0 | 0 | 7.3966 | 5.095 | 3.4663 | 2.653 | 2.2844 | 1.9427 | 1.6356 | 1.3656 | 1.1323 | 0.9333 | 0.76534 | 0.58577 | 0.44834 | 0.34314 | 0.26263 | 0.237 | 0.18228 | 0.15425 | 0.12714 | 0.10092 | 0
F11_Industrial_Wood and Lumber Products_Existing_Space Heating_Natural Gas_Gas Furnace - Maintenance_A_Achievable Economic UCT Potential | F11 | Industrial | Wood and Lumber Products | Existing | Space Heating | Natural Gas | Gas Furnace - Maintenance | A | Purchases (Cumulative) | Achievable Economic UCT Potential | 0 | 0 | 7.3966 | 12.4917 | 15.958 | 18.611 | 20.8954 | 22.8381 | 24.4736 | 25.8392 | 26.9715 | 27.9048 | 28.6702 | 29.2559 | 29.7043 | 30.0474 | 30.3101 | 30.547 | 30.7293 | 30.8836 | 31.0107 | 31.1116 | 0
F1_Industrial_Wood and Lumber Products_Existing_Space Heating_Natural Gas_Gas Boiler - Hot Water Reset_A_Achievable Economic UCT Potential | F1 | Industrial | Wood and Lumber Products | Existing | Space Heating | Natural Gas | Gas Boiler - Hot Water Reset | A | Integrated Unit Energy Savings (kWh or therms) | Achievable Economic UCT Potential | 0 | 0 | 3.2557 | 3.2443 | 3.2325 | 3.2201 | 3.207 | 3.193 | 3.178 | 3.1619 | 3.1446 | 3.1263 | 3.1071 | 3.087 | 3.0659 | 3.0442 | 3.0218 | 3.0005 | 2.9806 | 2.962 | 2.9447 | 2.9289 | 0
F2_Industrial_Wood and Lumber Products_Existing_Space Heating_Natural Gas_Gas Boiler - Hot Water Reset_A_Achievable Economic UCT Potential | F2 | Industrial | Wood and Lumber Products | Existing | Space Heating | Natural Gas | Gas Boiler - Hot Water Reset | A | Integrated Unit Summer Peak Savings (kW) | Achievable Economic UCT Potential | 0 | 0 | 0 | 0 | 0 | 0 | 0 | 0 | 0 | 0 | 0 | 0 | 0 | 0 | 0 | 0 | 0 | 0 | 0 | 0 | 0 | 0 | 0
F3_Industrial_Wood and Lumber Products_Existing_Space Heating_Natural Gas_Gas Boiler - Hot Water Reset_A_Achievable Economic UCT Potential | F3 | Industrial | Wood and Lumber Products | Existing | Space Heating | Natural Gas | Gas Boiler - Hot Water Reset | A | Integrated Unit Winter Peak Savings (kW) | Achievable Economic UCT Potential | 0 | 0 | 0 | 0 | 0 | 0 | 0 | 0 | 0 | 0 | 0 | 0 | 0 | 0 | 0 | 0 | 0 | 0 | 0 | 0 | 0 | 0 | 0
F4_Industrial_Wood and Lumber Products_Existing_Space Heating_Natural Gas_Gas Boiler - Hot Water Reset_A_Achievable Economic UCT Potential | F4 | Industrial | Wood and Lumber Products | Existing | Space Heating | Natural Gas | Gas Boiler - Hot Water Reset | A | Incremental Energy Savings (MWh or mTherms) | Achievable Economic UCT Potential | 0 | 0 | 0.0069288 | 0.0083315 | 0.009983 | 0.011345 | 0.012666 | 0.014489 | 0.015547 | 0.015529 | 0.014304 | 0.012013 | 0.0090798 | 0.0058673 | 0.0033253 | 0.0015623 | 0.00064479 | 0.00022881 | 6.977e-05 | 1.4851e-05 | 2.3851e-06 | 2.7984e-07 | 0
F5_Industrial_Wood and Lumber Products_Existing_Space Heating_Natural Gas_Gas Boiler - Hot Water Reset_A_Achievable Economic UCT Potential | F5 | Industrial | Wood and Lumber Products | Existing | Space Heating | Natural Gas | Gas Boiler - Hot Water Reset | A | Incremental Summer Peak Savings (MW) | Achievable Economic UCT Potential | 0 | 0 | 0 | 0 | 0 | 0 | 0 | 0 | 0 | 0 | 0 | 0 | 0 | 0 | 0 | 0 | 0 | 0 | 0 | 0 | 0 | 0 | 0
F6_Industrial_Wood and Lumber Products_Existing_Space Heating_Natural Gas_Gas Boiler - Hot Water Reset_A_Achievable Economic UCT Potential | F6 | Industrial | Wood and Lumber Products | Existing | Space Heating | Natural Gas | Gas Boiler - Hot Water Reset | A | Incremental Winter Peak Savings (MW) | Achievable Economic UCT Potential | 0 | 0 | 0 | 0 | 0 | 0 | 0 | 0 | 0 | 0 | 0 | 0 | 0 | 0 | 0 | 0 | 0 | 0 | 0 | 0 | 0 | 0 | 0
F7_Industrial_Wood and Lumber Products_Existing_Space Heating_Natural Gas_Gas Boiler - Hot Water Reset_A_Achievable Economic UCT Potential | F7 | Industrial | Wood and Lumber Products | Existing | Space Heating | Natural Gas | Gas Boiler - Hot Water Reset | A | Cumulative Energy Savings (MWh or mTherms) | Achievable Economic UCT Potential | 0 | 0 | 0.0069288 | 0.015236 | 0.025163 | 0.036412 | 0.04893 | 0.063206 | 0.078456 | 0.093586 | 0.10738 | 0.11877 | 0.12712 | 0.13216 | 0.13459 | 0.13519 | 0.13484 | 0.13412 | 0.1333 | 0.13248 | 0.13171 | 0.13101 | 0
F8_Industrial_Wood and Lumber Products_Existing_Space Heating_Natural Gas_Gas Boiler - Hot Water Reset_A_Achievable Economic UCT Potential | F8 | Industrial | Wood and Lumber Products | Existing | Space Heating | Natural Gas | Gas Boiler - Hot Water Reset | A | Cumulative Summer Peak Savings (MW) | Achievable Economic UCT Potential | 0 | 0 | 0 | 0 | 0 | 0 | 0 | 0 | 0 | 0 | 0 | 0 | 0 | 0 | 0 | 0 | 0 | 0 | 0 | 0 | 0 | 0 | 0
F9_Industrial_Wood and Lumber Products_Existing_Space Heating_Natural Gas_Gas Boiler - Hot Water Reset_A_Achievable Economic UCT Potential | F9 | Industrial | Wood and Lumber Products | Existing | Space Heating | Natural Gas | Gas Boiler - Hot Water Reset | A | Cumulative Winter Peak Savings (MW) | Achievable Economic UCT Potential | 0 | 0 | 0 | 0 | 0 | 0 | 0 | 0 | 0 | 0 | 0 | 0 | 0 | 0 | 0 | 0 | 0 | 0 | 0 | 0 | 0 | 0 | 0
F10_Industrial_Wood and Lumber Products_Existing_Space Heating_Natural Gas_Gas Boiler - Hot Water Reset_A_Achievable Economic UCT Potential | F10 | Industrial | Wood and Lumber Products | Existing | Space Heating | Natural Gas | Gas Boiler - Hot Water Reset | A | Purchases (Incremental) | Achievable Economic UCT Potential | 0 | 0 | 2.1282 | 2.568 | 3.0883 | 3.5232 | 3.9494 | 4.5377 | 4.8921 | 4.9115 | 4.5487 | 3.8426 | 2.9223 | 1.9007 | 1.0846 | 0.51321 | 0.21338 | 0.076256 | 0.023408 | 0.005014 | 0.00080994 | 9.5545e-05 | 0
F11_Industrial_Wood and Lumber Products_Existing_Space Heating_Natural Gas_Gas Boiler - Hot Water Reset_A_Achievable Economic UCT Potential | F11 | Industrial | Wood and Lumber Products | Existing | Space Heating | Natural Gas | Gas Boiler - Hot Water Reset | A | Purchases (Cumulative) | Achievable Economic UCT Potential | 0 | 0 | 2.1282 | 4.6962 | 7.7845 | 11.3077 | 15.2571 | 19.7948 | 24.687 | 29.5984 | 34.1471 | 37.9897 | 40.912 | 42.8126 | 43.8972 | 44.4104 | 44.6238 | 44.7001 | 44.7235 | 44.7285 | 44.7293 | 44.7294 | 0
F1_Industrial_Wood and Lumber Products_Existing_Process_Natural Gas_Gas Boiler - Hot Water Reset_A_Achievable Economic UCT Potential | F1 | Industrial | Wood and Lumber Products | Existing | Process | Natural Gas | Gas Boiler - Hot Water Reset | A | Integrated Unit Energy Savings (kWh or therms) | Achievable Economic UCT Potential | 0 | 0 | 11.4922 | 11.4822 | 11.4724 | 11.4626 | 11.4527 | 11.4435 | 11.4357 | 11.429 | 11.4231 | 11.4179 | 11.4133 | 11.4091 | 11.4053 | 11.4017 | 11.3983 | 11.3951 | 11.3925 | 11.39 | 11.3874 | 11.3848 | 0
F2_Industrial_Wood and Lumber Products_Existing_Process_Natural Gas_Gas Boiler - Hot Water Reset_A_Achievable Economic UCT Potential | F2 | Industrial | Wood and Lumber Products | Existing | Process | Natural Gas | Gas Boiler - Hot Water Reset | A | Integrated Unit Summer Peak Savings (kW) | Achievable Economic UCT Potential | 0 | 0 | 0 | 0 | 0 | 0 | 0 | 0 | 0 | 0 | 0 | 0 | 0 | 0 | 0 | 0 | 0 | 0 | 0 | 0 | 0 | 0 | 0
F3_Industrial_Wood and Lumber Products_Existing_Process_Natural Gas_Gas Boiler - Hot Water Reset_A_Achievable Economic UCT Potential | F3 | Industrial | Wood and Lumber Products | Existing | Process | Natural Gas | Gas Boiler - Hot Water Reset | A | Integrated Unit Winter Peak Savings (kW) | Achievable Economic UCT Potential | 0 | 0 | 0 | 0 | 0 | 0 | 0 | 0 | 0 | 0 | 0 | 0 | 0 | 0 | 0 | 0 | 0 | 0 | 0 | 0 | 0 | 0 | 0
F4_Industrial_Wood and Lumber Products_Existing_Process_Natural Gas_Gas Boiler - Hot Water Reset_A_Achievable Economic UCT Potential | F4 | Industrial | Wood and Lumber Products | Existing | Process | Natural Gas | Gas Boiler - Hot Water Reset | A | Incremental Energy Savings (MWh or mTherms) | Achievable Economic UCT Potential | 0 | 0 | 0.084184 | 0.10149 | 0.12195 | 0.13901 | 0.15569 | 0.17874 | 0.19257 | 0.19321 | 0.17885 | 0.15102 | 0.1148 | 0.074641 | 0.042578 | 0.020141 | 0.0083717 | 0.0029909 | 0.00091792 | 0.00019657 | 3.1747e-05 | 3.7441e-06 | 0
F5_Industrial_Wood and Lumber Products_Existing_Process_Natural Gas_Gas Boiler - Hot Water Reset_A_Achievable Economic UCT Potential | F5 | Industrial | Wood and Lumber Products | Existing | Process | Natural Gas | Gas Boiler - Hot Water Reset | A | Incremental Summer Peak Savings (MW) | Achievable Economic UCT Potential | 0 | 0 | 0 | 0 | 0 | 0 | 0 | 0 | 0 | 0 | 0 | 0 | 0 | 0 | 0 | 0 | 0 | 0 | 0 | 0 | 0 | 0 | 0
F6_Industrial_Wood and Lumber Products_Existing_Process_Natural Gas_Gas Boiler - Hot Water Reset_A_Achievable Economic UCT Potential | F6 | Industrial | Wood and Lumber Products | Existing | Process | Natural Gas | Gas Boiler - Hot Water Reset | A | Incremental Winter Peak Savings (MW) | Achievable Economic UCT Potential | 0 | 0 | 0 | 0 | 0 | 0 | 0 | 0 | 0 | 0 | 0 | 0 | 0 | 0 | 0 | 0 | 0 | 0 | 0 | 0 | 0 | 0 | 0
F7_Industrial_Wood and Lumber Products_Existing_Process_Natural Gas_Gas Boiler - Hot Water Reset_A_Achievable Economic UCT Potential | F7 | Industrial | Wood and Lumber Products | Existing | Process | Natural Gas | Gas Boiler - Hot Water Reset | A | Cumulative Energy Savings (MWh or mTherms) | Achievable Economic UCT Potential | 0 | 0 | 0.084184 | 0.1856 | 0.3074 | 0.44615 | 0.60145 | 0.7797 | 0.97174 | 1.1644 | 1.3426 | 1.493 | 1.6072 | 1.6813 | 1.7233 | 1.7429 | 1.7507 | 1.7532 | 1.7538 | 1.7536 | 1.7532 | 1.7528 | 0
F8_Industrial_Wood and Lumber Products_Existing_Process_Natural Gas_Gas Boiler - Hot Water Reset_A_Achievable Economic UCT Potential | F8 | Industrial | Wood and Lumber Products | Existing | Process | Natural Gas | Gas Boiler - Hot Water Reset | A | Cumulative Summer Peak Savings (MW) | Achievable Economic UCT Potential | 0 | 0 | 0 | 0 | 0 | 0 | 0 | 0 | 0 | 0 | 0 | 0 | 0 | 0 | 0 | 0 | 0 | 0 | 0 | 0 | 0 | 0 | 0
F9_Industrial_Wood and Lumber Products_Existing_Process_Natural Gas_Gas Boiler - Hot Water Reset_A_Achievable Economic UCT Potential | F9 | Industrial | Wood and Lumber Products | Existing | Process | Natural Gas | Gas Boiler - Hot Water Reset | A | Cumulative Winter Peak Savings (MW) | Achievable Economic UCT Potential | 0 | 0 | 0 | 0 | 0 | 0 | 0 | 0 | 0 | 0 | 0 | 0 | 0 | 0 | 0 | 0 | 0 | 0 | 0 | 0 | 0 | 0 | 0
F10_Industrial_Wood and Lumber Products_Existing_Process_Natural Gas_Gas Boiler - Hot Water Reset_A_Achievable Economic UCT Potential | F10 | Industrial | Wood and Lumber Products | Existing | Process | Natural Gas | Gas Boiler - Hot Water Reset | A | Purchases (Incremental) | Achievable Economic UCT Potential | 0 | 0 | 7.3253 | 8.8392 | 10.6301 | 12.1271 | 13.5941 | 15.6191 | 16.8389 | 16.9056 | 15.6568 | 13.2263 | 10.0586 | 6.5422 | 3.7332 | 1.7665 | 0.73447 | 0.26248 | 0.080572 | 0.017258 | 0.0027879 | 0.00032887 | 0
F11_Industrial_Wood and Lumber Products_Existing_Process_Natural Gas_Gas Boiler - Hot Water Reset_A_Achievable Economic UCT Potential | F11 | Industrial | Wood and Lumber Products | Existing | Process | Natural Gas | Gas Boiler - Hot Water Reset | A | Purchases (Cumulative) | Achievable Economic UCT Potential | 0 | 0 | 7.3253 | 16.1645 | 26.7947 | 38.9218 | 52.5159 | 68.1349 | 84.9739 | 101.8794 | 117.5362 | 130.7625 | 140.8211 | 147.3634 | 151.0966 | 152.8631 | 153.5975 | 153.86 | 153.9406 | 153.9578 | 153.9606 | 153.961 | 0
F1_Industrial_Wood and Lumber Products_Existing_Space Heating_Natural Gas_Steam Trap Maintenance_A_Achievable Economic UCT Potential | F1 | Industrial | Wood and Lumber Products | Existing | Space Heating | Natural Gas | Steam Trap Maintenance | A | Integrated Unit Energy Savings (kWh or therms) | Achievable Economic UCT Potential | 0 | 0 | 1.1507 | 1.1472 | 1.1435 | 1.1396 | 1.1355 | 1.1311 | 1.1263 | 1.1211 | 1.1156 | 1.1096 | 1.1034 | 1.0968 | 1.0898 | 1.0827 | 1.0753 | 1.0683 | 1.0618 | 1.0557 | 1.0502 | 1.0451 | 0
F2_Industrial_Wood and Lumber Products_Existing_Space Heating_Natural Gas_Steam Trap Maintenance_A_Achievable Economic UCT Potential | F2 | Industrial | Wood and Lumber Products | Existing | Space Heating | Natural Gas | Steam Trap Maintenance | A | Integrated Unit Summer Peak Savings (kW) | Achievable Economic UCT Potential | 0 | 0 | 0 | 0 | 0 | 0 | 0 | 0 | 0 | 0 | 0 | 0 | 0 | 0 | 0 | 0 | 0 | 0 | 0 | 0 | 0 | 0 | 0
F3_Industrial_Wood and Lumber Products_Existing_Space Heating_Natural Gas_Steam Trap Maintenance_A_Achievable Economic UCT Potential | F3 | Industrial | Wood and Lumber Products | Existing | Space Heating | Natural Gas | Steam Trap Maintenance | A | Integrated Unit Winter Peak Savings (kW) | Achievable Economic UCT Potential | 0 | 0 | 0 | 0 | 0 | 0 | 0 | 0 | 0 | 0 | 0 | 0 | 0 | 0 | 0 | 0 | 0 | 0 | 0 | 0 | 0 | 0 | 0
F4_Industrial_Wood and Lumber Products_Existing_Space Heating_Natural Gas_Steam Trap Maintenance_A_Achievable Economic UCT Potential | F4 | Industrial | Wood and Lumber Products | Existing | Space Heating | Natural Gas | Steam Trap Maintenance | A | Incremental Energy Savings (MWh or mTherms) | Achievable Economic UCT Potential | 0 | 0 | 0.0013668 | 0.0013391 | 0.0013118 | 0.0012849 | 0.0012582 | 0.0012317 | 0.0012053 | 0.0011791 | 0.001153 | 0.0011271 | 0.0011014 | 0.0010759 | 0.0010507 | 0.0010258 | 0.0010012 | 0.00097756 | 0.00095485 | 0.00093305 | 0.00091214 | 0.0008921 | 0
F5_Industrial_Wood and Lumber Products_Existing_Space Heating_Natural Gas_Steam Trap Maintenance_A_Achievable Economic UCT Potential | F5 | Industrial | Wood and Lumber Products | Existing | Space Heating | Natural Gas | Steam Trap Maintenance | A | Incremental Summer Peak Savings (MW) | Achievable Economic UCT Potential | 0 | 0 | 0 | 0 | 0 | 0 | 0 | 0 | 0 | 0 | 0 | 0 | 0 | 0 | 0 | 0 | 0 | 0 | 0 | 0 | 0 | 0 | 0
F6_Industrial_Wood and Lumber Products_Existing_Space Heating_Natural Gas_Steam Trap Maintenance_A_Achievable Economic UCT Potential | F6 | Industrial | Wood and Lumber Products | Existing | Space Heating | Natural Gas | Steam Trap Maintenance | A | Incremental Winter Peak Savings (MW) | Achievable Economic UCT Potential | 0 | 0 | 0 | 0 | 0 | 0 | 0 | 0 | 0 | 0 | 0 | 0 | 0 | 0 | 0 | 0 | 0 | 0 | 0 | 0 | 0 | 0 | 0
F7_Industrial_Wood and Lumber Products_Existing_Space Heating_Natural Gas_Steam Trap Maintenance_A_Achievable Economic UCT Potential | F7 | Industrial | Wood and Lumber Products | Existing | Space Heating | Natural Gas | Steam Trap Maintenance | A | Cumulative Energy Savings (MWh or mTherms) | Achievable Economic UCT Potential | 0 | 0 | 0.0013668 | 0.0027018 | 0.004005 | 0.0052764 | 0.0065155 | 0.0077217 | 0.0088944 | 0.010032 | 0.011136 | 0.012203 | 0.013236 | 0.014233 | 0.015194 | 0.016119 | 0.017011 | 0.017878 | 0.018723 | 0.01955 | 0.020359 | 0.021153 | 0
F8_Industrial_Wood and Lumber Products_Existing_Space Heating_Natural Gas_Steam Trap Maintenance_A_Achievable Economic UCT Potential | F8 | Industrial | Wood and Lumber Products | Existing | Space Heating | Natural Gas | Steam Trap Maintenance | A | Cumulative Summer Peak Savings (MW) | Achievable Economic UCT Potential | 0 | 0 | 0 | 0 | 0 | 0 | 0 | 0 | 0 | 0 | 0 | 0 | 0 | 0 | 0 | 0 | 0 | 0 | 0 | 0 | 0 | 0 | 0
F9_Industrial_Wood and Lumber Products_Existing_Space Heating_Natural Gas_Steam Trap Maintenance_A_Achievable Economic UCT Potential | F9 | Industrial | Wood and Lumber Products | Existing | Space Heating | Natural Gas | Steam Trap Maintenance | A | Cumulative Winter Peak Savings (MW) | Achievable Economic UCT Potential | 0 | 0 | 0 | 0 | 0 | 0 | 0 | 0 | 0 | 0 | 0 | 0 | 0 | 0 | 0 | 0 | 0 | 0 | 0 | 0 | 0 | 0 | 0
F10_Industrial_Wood and Lumber Products_Existing_Space Heating_Natural Gas_Steam Trap Maintenance_A_Achievable Economic UCT Potential | F10 | Industrial | Wood and Lumber Products | Existing | Space Heating | Natural Gas | Steam Trap Maintenance | A | Purchases (Incremental) | Achievable Economic UCT Potential | 0 | 0 | 1.1878 | 1.1673 | 1.1472 | 1.1274 | 1.108 | 1.0889 | 1.0701 | 1.0517 | 1.0335 | 1.0157 | 0.9982 | 0.98099 | 0.96408 | 0.94746 | 0.93112 | 0.91507 | 0.89929 | 0.88379 | 0.86855 | 0.85357 | 0
F11_Industrial_Wood and Lumber Products_Existing_Space Heating_Natural Gas_Steam Trap Maintenance_A_Achievable Economic UCT Potential | F11 | Industrial | Wood and Lumber Products | Existing | Space Heating | Natural Gas | Steam Trap Maintenance | A | Purchases (Cumulative) | Achievable Economic UCT Potential | 0 | 0 | 1.1878 | 2.3552 | 3.5024 | 4.6298 | 5.7378 | 6.8267 | 7.8968 | 8.9485 | 9.982 | 10.9977 | 11.9959 | 12.9769 | 13.941 | 14.8885 | 15.8196 | 16.7347 | 17.6339 | 18.5177 | 19.3863 | 20.2399 | 0
F1_Industrial_Wood and Lumber Products_Existing_Process_Natural Gas_Steam Trap Maintenance_A_Achievable Economic UCT Potential | F1 | Industrial | Wood and Lumber Products | Existing | Process | Natural Gas | Steam Trap Maintenance | A | Integrated Unit Energy Savings (kWh or therms) | Achievable Economic UCT Potential | 0 | 0 | 8.126 | 8.1252 | 8.1246 | 8.1241 | 8.1237 | 8.1233 | 8.1229 | 8.1226 | 8.1223 | 8.1221 | 8.1218 | 8.1216 | 8.1214 | 8.1213 | 8.1211 | 8.121 | 8.1208 | 8.1207 | 8.1205 | 8.1204 | 0
F2_Industrial_Wood and Lumber Products_Existing_Process_Natural Gas_Steam Trap Maintenance_A_Achievable Economic UCT Potential | F2 | Industrial | Wood and Lumber Products | Existing | Process | Natural Gas | Steam Trap Maintenance | A | Integrated Unit Summer Peak Savings (kW) | Achievable Economic UCT Potential | 0 | 0 | 0 | 0 | 0 | 0 | 0 | 0 | 0 | 0 | 0 | 0 | 0 | 0 | 0 | 0 | 0 | 0 | 0 | 0 | 0 | 0 | 0
F3_Industrial_Wood and Lumber Products_Existing_Process_Natural Gas_Steam Trap Maintenance_A_Achievable Economic UCT Potential | F3 | Industrial | Wood and Lumber Products | Existing | Process | Natural Gas | Steam Trap Maintenance | A | Integrated Unit Winter Peak Savings (kW) | Achievable Economic UCT Potential | 0 | 0 | 0 | 0 | 0 | 0 | 0 | 0 | 0 | 0 | 0 | 0 | 0 | 0 | 0 | 0 | 0 | 0 | 0 | 0 | 0 | 0 | 0
F4_Industrial_Wood and Lumber Products_Existing_Process_Natural Gas_Steam Trap Maintenance_A_Achievable Economic UCT Potential | F4 | Industrial | Wood and Lumber Products | Existing | Process | Natural Gas | Steam Trap Maintenance | A | Incremental Energy Savings (MWh or mTherms) | Achievable Economic UCT Potential | 0 | 0 | 0.033224 | 0.032647 | 0.032082 | 0.031527 | 0.030982 | 0.030446 | 0.02992 | 0.029403 | 0.028895 | 0.028396 | 0.027906 | 0.027424 | 0.02695 | 0.026485 | 0.026028 | 0.025579 | 0.025137 | 0.024703 | 0.024277 | 0.023858 | 0
F5_Industrial_Wood and Lumber Products_Existing_Process_Natural Gas_Steam Trap Maintenance_A_Achievable Economic UCT Potential | F5 | Industrial | Wood and Lumber Products | Existing | Process | Natural Gas | Steam Trap Maintenance | A | Incremental Summer Peak Savings (MW) | Achievable Economic UCT Potential | 0 | 0 | 0 | 0 | 0 | 0 | 0 | 0 | 0 | 0 | 0 | 0 | 0 | 0 | 0 | 0 | 0 | 0 | 0 | 0 | 0 | 0 | 0
F6_Industrial_Wood and Lumber Products_Existing_Process_Natural Gas_Steam Trap Maintenance_A_Achievable Economic UCT Potential | F6 | Industrial | Wood and Lumber Products | Existing | Process | Natural Gas | Steam Trap Maintenance | A | Incremental Winter Peak Savings (MW) | Achievable Economic UCT Potential | 0 | 0 | 0 | 0 | 0 | 0 | 0 | 0 | 0 | 0 | 0 | 0 | 0 | 0 | 0 | 0 | 0 | 0 | 0 | 0 | 0 | 0 | 0
F7_Industrial_Wood and Lumber Products_Existing_Process_Natural Gas_Steam Trap Maintenance_A_Achievable Economic UCT Potential | F7 | Industrial | Wood and Lumber Products | Existing | Process | Natural Gas | Steam Trap Maintenance | A | Cumulative Energy Savings (MWh or mTherms) | Achievable Economic UCT Potential | 0 | 0 | 0.033224 | 0.065868 | 0.097945 | 0.12947 | 0.16044 | 0.19088 | 0.22079 | 0.25019 | 0.27907 | 0.30746 | 0.33536 | 0.36277 | 0.38971 | 0.41619 | 0.44221 | 0.46778 | 0.49291 | 0.5176 | 0.54187 | 0.56572 | 0
F8_Industrial_Wood and Lumber Products_Existing_Process_Natural Gas_Steam Trap Maintenance_A_Achievable Economic UCT Potential | F8 | Industrial | Wood and Lumber Products | Existing | Process | Natural Gas | Steam Trap Maintenance | A | Cumulative Summer Peak Savings (MW) | Achievable Economic UCT Potential | 0 | 0 | 0 | 0 | 0 | 0 | 0 | 0 | 0 | 0 | 0 | 0 | 0 | 0 | 0 | 0 | 0 | 0 | 0 | 0 | 0 | 0 | 0
F9_Industrial_Wood and Lumber Products_Existing_Process_Natural Gas_Steam Trap Maintenance_A_Achievable Economic UCT Potential | F9 | Industrial | Wood and Lumber Products | Existing | Process | Natural Gas | Steam Trap Maintenance | A | Cumulative Winter Peak Savings (MW) | Achievable Economic UCT Potential | 0 | 0 | 0 | 0 | 0 | 0 | 0 | 0 | 0 | 0 | 0 | 0 | 0 | 0 | 0 | 0 | 0 | 0 | 0 | 0 | 0 | 0 | 0
F10_Industrial_Wood and Lumber Products_Existing_Process_Natural Gas_Steam Trap Maintenance_A_Achievable Economic UCT Potential | F10 | Industrial | Wood and Lumber Products | Existing | Process | Natural Gas | Steam Trap Maintenance | A | Purchases (Incremental) | Achievable Economic UCT Potential | 0 | 0 | 4.0885 | 4.018 | 3.9488 | 3.8807 | 3.8138 | 3.748 | 3.6834 | 3.6199 | 3.5575 | 3.4961 | 3.4359 | 3.3766 | 3.3184 | 3.2612 | 3.205 | 3.1497 | 3.0954 | 3.042 | 2.9896 | 2.938 | 0
F11_Industrial_Wood and Lumber Products_Existing_Process_Natural Gas_Steam Trap Maintenance_A_Achievable Economic UCT Potential | F11 | Industrial | Wood and Lumber Products | Existing | Process | Natural Gas | Steam Trap Maintenance | A | Purchases (Cumulative) | Achievable Economic UCT Potential | 0 | 0 | 4.0885 | 8.1066 | 12.0554 | 15.936 | 19.7498 | 23.4978 | 27.1812 | 30.8011 | 34.3586 | 37.8548 | 41.2906 | 44.6673 | 47.9857 | 51.2469 | 54.4519 | 57.6016 | 60.697 | 63.739 | 66.7286 | 69.6667 | 0
F1_Industrial_Wood and Lumber Products_Existing_Space Heating_Natural Gas_Gas Boiler - High Turndown_A_Achievable Economic UCT Potential | F1 | Industrial | Wood and Lumber Products | Existing | Space Heating | Natural Gas | Gas Boiler - High Turndown | A | Integrated Unit Energy Savings (kWh or therms) | Achievable Economic UCT Potential | 0 | 0 | 1.2193 | 1.2133 | 1.2068 | 1.1997 | 1.1917 | 1.1828 | 1.1727 | 1.1614 | 1.1488 | 1.135 | 1.1204 | 1.105 | 1.0894 | 1.0738 | 1.0587 | 1.0449 | 1.0325 | 1.0215 | 1.0116 | 1.0027 | 0
F2_Industrial_Wood and Lumber Products_Existing_Space Heating_Natural Gas_Gas Boiler - High Turndown_A_Achievable Economic UCT Potential | F2 | Industrial | Wood and Lumber Products | Existing | Space Heating | Natural Gas | Gas Boiler - High Turndown | A | Integrated Unit Summer Peak Savings (kW) | Achievable Economic UCT Potential | 0 | 0 | 0 | 0 | 0 | 0 | 0 | 0 | 0 | 0 | 0 | 0 | 0 | 0 | 0 | 0 | 0 | 0 | 0 | 0 | 0 | 0 | 0
F3_Industrial_Wood and Lumber Products_Existing_Space Heating_Natural Gas_Gas Boiler - High Turndown_A_Achievable Economic UCT Potential | F3 | Industrial | Wood and Lumber Products | Existing | Space Heating | Natural Gas | Gas Boiler - High Turndown | A | Integrated Unit Winter Peak Savings (kW) | Achievable Economic UCT Potential | 0 | 0 | 0 | 0 | 0 | 0 | 0 | 0 | 0 | 0 | 0 | 0 | 0 | 0 | 0 | 0 | 0 | 0 | 0 | 0 | 0 | 0 | 0
F4_Industrial_Wood and Lumber Products_Existing_Space Heating_Natural Gas_Gas Boiler - High Turndown_A_Achievable Economic UCT Potential | F4 | Industrial | Wood and Lumber Products | Existing | Space Heating | Natural Gas | Gas Boiler - High Turndown | A | Incremental Energy Savings (MWh or mTherms) | Achievable Economic UCT Potential | 0 | 0 | 0.0039603 | 0.0038727 | 0.0037855 | 0.0036983 | 0.0036105 | 0.0031695 | 0.0024706 | 0.0019236 | 0.001496 | 0.0011621 | 0.00090183 | 0.00069931 | 0.00054202 | 0.00042005 | 0.00032562 | 0.00025266 | 1.6735e-06 | 5.8109e-07 | 1.9281e-07 | 6.1246e-08 | 0
F5_Industrial_Wood and Lumber Products_Existing_Space Heating_Natural Gas_Gas Boiler - High Turndown_A_Achievable Economic UCT Potential | F5 | Industrial | Wood and Lumber Products | Existing | Space Heating | Natural Gas | Gas Boiler - High Turndown | A | Incremental Summer Peak Savings (MW) | Achievable Economic UCT Potential | 0 | 0 | 0 | 0 | 0 | 0 | 0 | 0 | 0 | 0 | 0 | 0 | 0 | 0 | 0 | 0 | 0 | 0 | 0 | 0 | 0 | 0 | 0
F6_Industrial_Wood and Lumber Products_Existing_Space Heating_Natural Gas_Gas Boiler - High Turndown_A_Achievable Economic UCT Potential | F6 | Industrial | Wood and Lumber Products | Existing | Space Heating | Natural Gas | Gas Boiler - High Turndown | A | Incremental Winter Peak Savings (MW) | Achievable Economic UCT Potential | 0 | 0 | 0 | 0 | 0 | 0 | 0 | 0 | 0 | 0 | 0 | 0 | 0 | 0 | 0 | 0 | 0 | 0 | 0 | 0 | 0 | 0 | 0
F7_Industrial_Wood and Lumber Products_Existing_Space Heating_Natural Gas_Gas Boiler - High Turndown_A_Achievable Economic UCT Potential | F7 | Industrial | Wood and Lumber Products | Existing | Space Heating | Natural Gas | Gas Boiler - High Turndown | A | Cumulative Energy Savings (MWh or mTherms) | Achievable Economic UCT Potential | 0 | 0 | 0.0039603 | 0.0078134 | 0.011557 | 0.015187 | 0.018697 | 0.021726 | 0.024012 | 0.025703 | 0.026921 | 0.027761 | 0.028304 | 0.028615 | 0.028752 | 0.028762 | 0.028684 | 0.028562 | 0.028224 | 0.027923 | 0.027655 | 0.027411 | 0
F8_Industrial_Wood and Lumber Products_Existing_Space Heating_Natural Gas_Gas Boiler - High Turndown_A_Achievable Economic UCT Potential | F8 | Industrial | Wood and Lumber Products | Existing | Space Heating | Natural Gas | Gas Boiler - High Turndown | A | Cumulative Summer Peak Savings (MW) | Achievable Economic UCT Potential | 0 | 0 | 0 | 0 | 0 | 0 | 0 | 0 | 0 | 0 | 0 | 0 | 0 | 0 | 0 | 0 | 0 | 0 | 0 | 0 | 0 | 0 | 0
F9_Industrial_Wood and Lumber Products_Existing_Space Heating_Natural Gas_Gas Boiler - High Turndown_A_Achievable Economic UCT Potential | F9 | Industrial | Wood and Lumber Products | Existing | Space Heating | Natural Gas | Gas Boiler - High Turndown | A | Cumulative Winter Peak Savings (MW) | Achievable Economic UCT Potential | 0 | 0 | 0 | 0 | 0 | 0 | 0 | 0 | 0 | 0 | 0 | 0 | 0 | 0 | 0 | 0 | 0 | 0 | 0 | 0 | 0 | 0 | 0
F10_Industrial_Wood and Lumber Products_Existing_Space Heating_Natural Gas_Gas Boiler - High Turndown_A_Achievable Economic UCT Potential | F10 | Industrial | Wood and Lumber Products | Existing | Space Heating | Natural Gas | Gas Boiler - High Turndown | A | Purchases (Incremental) | Achievable Economic UCT Potential | 0 | 0 | 3.2479 | 3.1919 | 3.1369 | 3.0828 | 3.0297 | 2.6797 | 2.1068 | 1.6564 | 1.3022 | 1.0238 | 0.80495 | 0.63286 | 0.49756 | 0.39118 | 0.30755 | 0.2418 | 0.0016208 | 0.00056888 | 0.00019059 | 6.1078e-05 | 0
F11_Industrial_Wood and Lumber Products_Existing_Space Heating_Natural Gas_Gas Boiler - High Turndown_A_Achievable Economic UCT Potential | F11 | Industrial | Wood and Lumber Products | Existing | Space Heating | Natural Gas | Gas Boiler - High Turndown | A | Purchases (Cumulative) | Achievable Economic UCT Potential | 0 | 0 | 3.2479 | 6.4399 | 9.5768 | 12.6596 | 15.6892 | 18.3689 | 20.4757 | 22.1321 | 23.4343 | 24.4582 | 25.2631 | 25.896 | 26.3935 | 26.7847 | 27.0923 | 27.3341 | 27.3357 | 27.3362 | 27.3364 | 27.3365 | 0
F1_Industrial_Wood and Lumber Products_Existing_Process_Natural Gas_Gas Boiler - High Turndown_A_Achievable Economic UCT Potential | F1 | Industrial | Wood and Lumber Products | Existing | Process | Natural Gas | Gas Boiler - High Turndown | A | Integrated Unit Energy Savings (kWh or therms) | Achievable Economic UCT Potential | 0 | 0 | 8.6029 | 8.5786 | 8.554 | 8.5288 | 8.5031 | 8.4776 | 8.4531 | 8.4296 | 8.4069 | 8.3852 | 8.3643 | 8.3442 | 8.3247 | 8.3057 | 8.2868 | 8.2679 | 8.2496 | 8.231 | 8.2121 | 8.193 | 0
F2_Industrial_Wood and Lumber Products_Existing_Process_Natural Gas_Gas Boiler - High Turndown_A_Achievable Economic UCT Potential | F2 | Industrial | Wood and Lumber Products | Existing | Process | Natural Gas | Gas Boiler - High Turndown | A | Integrated Unit Summer Peak Savings (kW) | Achievable Economic UCT Potential | 0 | 0 | 0 | 0 | 0 | 0 | 0 | 0 | 0 | 0 | 0 | 0 | 0 | 0 | 0 | 0 | 0 | 0 | 0 | 0 | 0 | 0 | 0
F3_Industrial_Wood and Lumber Products_Existing_Process_Natural Gas_Gas Boiler - High Turndown_A_Achievable Economic UCT Potential | F3 | Industrial | Wood and Lumber Products | Existing | Process | Natural Gas | Gas Boiler - High Turndown | A | Integrated Unit Winter Peak Savings (kW) | Achievable Economic UCT Potential | 0 | 0 | 0 | 0 | 0 | 0 | 0 | 0 | 0 | 0 | 0 | 0 | 0 | 0 | 0 | 0 | 0 | 0 | 0 | 0 | 0 | 0 | 0
F4_Industrial_Wood and Lumber Products_Existing_Process_Natural Gas_Gas Boiler - High Turndown_A_Achievable Economic UCT Potential | F4 | Industrial | Wood and Lumber Products | Existing | Process | Natural Gas | Gas Boiler - High Turndown | A | Incremental Energy Savings (MWh or mTherms) | Achievable Economic UCT Potential | 0 | 0 | 0.096176 | 0.094252 | 0.092361 | 0.090501 | 0.088673 | 0.078194 | 0.061299 | 0.04806 | 0.037683 | 0.02955 | 0.023175 | 0.018176 | 0.014257 | 0.011183 | 0.0087724 | 0.0068812 | 4.6024e-05 | 1.6117e-05 | 5.3874e-06 | 1.7225e-06 | 0
F5_Industrial_Wood and Lumber Products_Existing_Process_Natural Gas_Gas Boiler - High Turndown_A_Achievable Economic UCT Potential | F5 | Industrial | Wood and Lumber Products | Existing | Process | Natural Gas | Gas Boiler - High Turndown | A | Incremental Summer Peak Savings (MW) | Achievable Economic UCT Potential | 0 | 0 | 0 | 0 | 0 | 0 | 0 | 0 | 0 | 0 | 0 | 0 | 0 | 0 | 0 | 0 | 0 | 0 | 0 | 0 | 0 | 0 | 0
F6_Industrial_Wood and Lumber Products_Existing_Process_Natural Gas_Gas Boiler - High Turndown_A_Achievable Economic UCT Potential | F6 | Industrial | Wood and Lumber Products | Existing | Process | Natural Gas | Gas Boiler - High Turndown | A | Incremental Winter Peak Savings (MW) | Achievable Economic UCT Potential | 0 | 0 | 0 | 0 | 0 | 0 | 0 | 0 | 0 | 0 | 0 | 0 | 0 | 0 | 0 | 0 | 0 | 0 | 0 | 0 | 0 | 0 | 0
F7_Industrial_Wood and Lumber Products_Existing_Process_Natural Gas_Gas Boiler - High Turndown_A_Achievable Economic UCT Potential | F7 | Industrial | Wood and Lumber Products | Existing | Process | Natural Gas | Gas Boiler - High Turndown | A | Cumulative Energy Savings (MWh or mTherms) | Achievable Economic UCT Potential | 0 | 0 | 0.096176 | 0.19016 | 0.28197 | 0.37164 | 0.4592 | 0.53601 | 0.59576 | 0.64217 | 0.67812 | 0.70592 | 0.72733 | 0.74376 | 0.75629 | 0.76574 | 0.77277 | 0.77789 | 0.77621 | 0.77448 | 0.77271 | 0.77091 | 0
F8_Industrial_Wood and Lumber Products_Existing_Process_Natural Gas_Gas Boiler - High Turndown_A_Achievable Economic UCT Potential | F8 | Industrial | Wood and Lumber Products | Existing | Process | Natural Gas | Gas Boiler - High Turndown | A | Cumulative Summer Peak Savings (MW) | Achievable Economic UCT Potential | 0 | 0 | 0 | 0 | 0 | 0 | 0 | 0 | 0 | 0 | 0 | 0 | 0 | 0 | 0 | 0 | 0 | 0 | 0 | 0 | 0 | 0 | 0
F9_Industrial_Wood and Lumber Products_Existing_Process_Natural Gas_Gas Boiler - High Turndown_A_Achievable Economic UCT Potential | F9 | Industrial | Wood and Lumber Products | Existing | Process | Natural Gas | Gas Boiler - High Turndown | A | Cumulative Winter Peak Savings (MW) | Achievable Economic UCT Potential | 0 | 0 | 0 | 0 | 0 | 0 | 0 | 0 | 0 | 0 | 0 | 0 | 0 | 0 | 0 | 0 | 0 | 0 | 0 | 0 | 0 | 0 | 0
F10_Industrial_Wood and Lumber Products_Existing_Process_Natural Gas_Gas Boiler - High Turndown_A_Achievable Economic UCT Potential | F10 | Industrial | Wood and Lumber Products | Existing | Process | Natural Gas | Gas Boiler - High Turndown | A | Purchases (Incremental) | Achievable Economic UCT Potential | 0 | 0 | 11.1796 | 10.9868 | 10.7974 | 10.6112 | 10.4283 | 9.2236 | 7.2517 | 5.7013 | 4.4824 | 3.5241 | 2.7707 | 2.1783 | 1.7126 | 1.3465 | 1.0586 | 0.83228 | 0.0055789 | 0.0019581 | 0.00065603 | 0.00021023 | 0
F11_Industrial_Wood and Lumber Products_Existing_Process_Natural Gas_Gas Boiler - High Turndown_A_Achievable Economic UCT Potential | F11 | Industrial | Wood and Lumber Products | Existing | Process | Natural Gas | Gas Boiler - High Turndown | A | Purchases (Cumulative) | Achievable Economic UCT Potential | 0 | 0 | 11.1796 | 22.1664 | 32.9637 | 43.575 | 54.0032 | 63.2268 | 70.4785 | 76.1798 | 80.6622 | 84.1863 | 86.957 | 89.1353 | 90.848 | 92.1944 | 93.253 | 94.0853 | 94.0909 | 94.0928 | 94.0935 | 94.0937 | 0
F1_Industrial_Wood and Lumber Products_Existing_Space Heating_Natural Gas_Gas Boiler - Burner Control Optimization_A_Achievable Economic UCT Potential | F1 | Industrial | Wood and Lumber Products | Existing | Space Heating | Natural Gas | Gas Boiler - Burner Control Optimization | A | Integrated Unit Energy Savings (kWh or therms) | Achievable Economic UCT Potential | 0 | 0 | 0.35359 | 0.35182 | 0.34992 | 0.34784 | 0.34552 | 0.34292 | 0.33998 | 0.33669 | 0.33303 | 0.32904 | 0.32478 | 0.32032 | 0.31578 | 0.31127 | 0.3069 | 0.30289 | 0.29928 | 0.29608 | 0.29323 | 0.29065 | 0
F2_Industrial_Wood and Lumber Products_Existing_Space Heating_Natural Gas_Gas Boiler - Burner Control Optimization_A_Achievable Economic UCT Potential | F2 | Industrial | Wood and Lumber Products | Existing | Space Heating | Natural Gas | Gas Boiler - Burner Control Optimization | A | Integrated Unit Summer Peak Savings (kW) | Achievable Economic UCT Potential | 0 | 0 | 0 | 0 | 0 | 0 | 0 | 0 | 0 | 0 | 0 | 0 | 0 | 0 | 0 | 0 | 0 | 0 | 0 | 0 | 0 | 0 | 0
F3_Industrial_Wood and Lumber Products_Existing_Space Heating_Natural Gas_Gas Boiler - Burner Control Optimization_A_Achievable Economic UCT Potential | F3 | Industrial | Wood and Lumber Products | Existing | Space Heating | Natural Gas | Gas Boiler - Burner Control Optimization | A | Integrated Unit Winter Peak Savings (kW) | Achievable Economic UCT Potential | 0 | 0 | 0 | 0 | 0 | 0 | 0 | 0 | 0 | 0 | 0 | 0 | 0 | 0 | 0 | 0 | 0 | 0 | 0 | 0 | 0 | 0 | 0
F4_Industrial_Wood and Lumber Products_Existing_Space Heating_Natural Gas_Gas Boiler - Burner Control Optimization_A_Achievable Economic UCT Potential | F4 | Industrial | Wood and Lumber Products | Existing | Space Heating | Natural Gas | Gas Boiler - Burner Control Optimization | A | Incremental Energy Savings (MWh or mTherms) | Achievable Economic UCT Potential | 0 | 0 | 0.0003098 | 0.00047618 | 0.00093088 | 0.0015914 | 0.0024167 | 0.0032999 | 0.0040922 | 0.0046464 | 0.0048641 | 0.004723 | 0.004276 | 0.0036266 | 0.0028935 | 0.0021801 | 0.0015565 | 0.0010568 | 0.00068413 | 0.00042328 | 0.00025077 | 0.00016539 | 0
F5_Industrial_Wood and Lumber Products_Existing_Space Heating_Natural Gas_Gas Boiler - Burner Control Optimization_A_Achievable Economic UCT Potential | F5 | Industrial | Wood and Lumber Products | Existing | Space Heating | Natural Gas | Gas Boiler - Burner Control Optimization | A | Incremental Summer Peak Savings (MW) | Achievable Economic UCT Potential | 0 | 0 | 0 | 0 | 0 | 0 | 0 | 0 | 0 | 0 | 0 | 0 | 0 | 0 | 0 | 0 | 0 | 0 | 0 | 0 | 0 | 0 | 0
F6_Industrial_Wood and Lumber Products_Existing_Space Heating_Natural Gas_Gas Boiler - Burner Control Optimization_A_Achievable Economic UCT Potential | F6 | Industrial | Wood and Lumber Products | Existing | Space Heating | Natural Gas | Gas Boiler - Burner Control Optimization | A | Incremental Winter Peak Savings (MW) | Achievable Economic UCT Potential | 0 | 0 | 0 | 0 | 0 | 0 | 0 | 0 | 0 | 0 | 0 | 0 | 0 | 0 | 0 | 0 | 0 | 0 | 0 | 0 | 0 | 0 | 0
F7_Industrial_Wood and Lumber Products_Existing_Space Heating_Natural Gas_Gas Boiler - Burner Control Optimization_A_Achievable Economic UCT Potential | F7 | Industrial | Wood and Lumber Products | Existing | Space Heating | Natural Gas | Gas Boiler - Burner Control Optimization | A | Cumulative Energy Savings (MWh or mTherms) | Achievable Economic UCT Potential | 0 | 0 | 0.0003098 | 0.00078443 | 0.0017111 | 0.0032923 | 0.0056871 | 0.0089441 | 0.01296 | 0.017481 | 0.022155 | 0.026612 | 0.030544 | 0.033751 | 0.036166 | 0.03783 | 0.038855 | 0.039404 | 0.039619 | 0.039619 | 0.039488 | 0.039306 | 0
F8_Industrial_Wood and Lumber Products_Existing_Space Heating_Natural Gas_Gas Boiler - Burner Control Optimization_A_Achievable Economic UCT Potential | F8 | Industrial | Wood and Lumber Products | Existing | Space Heating | Natural Gas | Gas Boiler - Burner Control Optimization | A | Cumulative Summer Peak Savings (MW) | Achievable Economic UCT Potential | 0 | 0 | 0 | 0 | 0 | 0 | 0 | 0 | 0 | 0 | 0 | 0 | 0 | 0 | 0 | 0 | 0 | 0 | 0 | 0 | 0 | 0 | 0
F9_Industrial_Wood and Lumber Products_Existing_Space Heating_Natural Gas_Gas Boiler - Burner Control Optimization_A_Achievable Economic UCT Potential | F9 | Industrial | Wood and Lumber Products | Existing | Space Heating | Natural Gas | Gas Boiler - Burner Control Optimization | A | Cumulative Winter Peak Savings (MW) | Achievable Economic UCT Potential | 0 | 0 | 0 | 0 | 0 | 0 | 0 | 0 | 0 | 0 | 0 | 0 | 0 | 0 | 0 | 0 | 0 | 0 | 0 | 0 | 0 | 0 | 0
F10_Industrial_Wood and Lumber Products_Existing_Space Heating_Natural Gas_Gas Boiler - Burner Control Optimization_A_Achievable Economic UCT Potential | F10 | Industrial | Wood and Lumber Products | Existing | Space Heating | Natural Gas | Gas Boiler - Burner Control Optimization | A | Purchases (Incremental) | Achievable Economic UCT Potential | 0 | 0 | 0.87614 | 1.3535 | 2.6603 | 4.5752 | 6.9943 | 9.6232 | 12.0365 | 13.8005 | 14.6058 | 14.354 | 13.1661 | 11.3217 | 9.163 | 7.0039 | 5.0718 | 3.489 | 2.2859 | 1.4296 | 0.85519 | 0.56905 | 0
F11_Industrial_Wood and Lumber Products_Existing_Space Heating_Natural Gas_Gas Boiler - Burner Control Optimization_A_Achievable Economic UCT Potential | F11 | Industrial | Wood and Lumber Products | Existing | Space Heating | Natural Gas | Gas Boiler - Burner Control Optimization | A | Purchases (Cumulative) | Achievable Economic UCT Potential | 0 | 0 | 0.87614 | 2.2296 | 4.8899 | 9.4651 | 16.4594 | 26.0825 | 38.119 | 51.9195 | 66.5253 | 80.8793 | 94.0454 | 105.367 | 114.53 | 121.5339 | 126.6057 | 130.0947 | 132.3806 | 133.8102 | 134.6654 | 135.2345 | 0
F1_Industrial_Wood and Lumber Products_Existing_Process_Natural Gas_Gas Boiler - Burner Control Optimization_A_Achievable Economic UCT Potential | F1 | Industrial | Wood and Lumber Products | Existing | Process | Natural Gas | Gas Boiler - Burner Control Optimization | A | Integrated Unit Energy Savings (kWh or therms) | Achievable Economic UCT Potential | 0 | 0 | 2.4945 | 2.4871 | 2.4796 | 2.4719 | 2.4641 | 2.4563 | 2.4489 | 2.4419 | 2.4351 | 2.4286 | 2.4224 | 2.4164 | 2.4107 | 2.405 | 2.3995 | 2.3939 | 2.3885 | 2.3831 | 2.3776 | 2.3719 | 0
F2_Industrial_Wood and Lumber Products_Existing_Process_Natural Gas_Gas Boiler - Burner Control Optimization_A_Achievable Economic UCT Potential | F2 | Industrial | Wood and Lumber Products | Existing | Process | Natural Gas | Gas Boiler - Burner Control Optimization | A | Integrated Unit Summer Peak Savings (kW) | Achievable Economic UCT Potential | 0 | 0 | 0 | 0 | 0 | 0 | 0 | 0 | 0 | 0 | 0 | 0 | 0 | 0 | 0 | 0 | 0 | 0 | 0 | 0 | 0 | 0 | 0
F3_Industrial_Wood and Lumber Products_Existing_Process_Natural Gas_Gas Boiler - Burner Control Optimization_A_Achievable Economic UCT Potential | F3 | Industrial | Wood and Lumber Products | Existing | Process | Natural Gas | Gas Boiler - Burner Control Optimization | A | Integrated Unit Winter Peak Savings (kW) | Achievable Economic UCT Potential | 0 | 0 | 0 | 0 | 0 | 0 | 0 | 0 | 0 | 0 | 0 | 0 | 0 | 0 | 0 | 0 | 0 | 0 | 0 | 0 | 0 | 0 | 0
F4_Industrial_Wood and Lumber Products_Existing_Process_Natural Gas_Gas Boiler - Burner Control Optimization_A_Achievable Economic UCT Potential | F4 | Industrial | Wood and Lumber Products | Existing | Process | Natural Gas | Gas Boiler - Burner Control Optimization | A | Incremental Energy Savings (MWh or mTherms) | Achievable Economic UCT Potential | 0 | 0 | 0.0075227 | 0.011587 | 0.022705 | 0.038928 | 0.059321 | 0.081361 | 0.10146 | 0.11599 | 0.12242 | 0.11999 | 0.10978 | 0.094168 | 0.076032 | 0.05798 | 0.041888 | 0.028749 | 0.018794 | 0.011727 | 0.0069986 | 0.0046459 | 0
F5_Industrial_Wood and Lumber Products_Existing_Process_Natural Gas_Gas Boiler - Burner Control Optimization_A_Achievable Economic UCT Potential | F5 | Industrial | Wood and Lumber Products | Existing | Process | Natural Gas | Gas Boiler - Burner Control Optimization | A | Incremental Summer Peak Savings (MW) | Achievable Economic UCT Potential | 0 | 0 | 0 | 0 | 0 | 0 | 0 | 0 | 0 | 0 | 0 | 0 | 0 | 0 | 0 | 0 | 0 | 0 | 0 | 0 | 0 | 0 | 0
F6_Industrial_Wood and Lumber Products_Existing_Process_Natural Gas_Gas Boiler - Burner Control Optimization_A_Achievable Economic UCT Potential | F6 | Industrial | Wood and Lumber Products | Existing | Process | Natural Gas | Gas Boiler - Burner Control Optimization | A | Incremental Winter Peak Savings (MW) | Achievable Economic UCT Potential | 0 | 0 | 0 | 0 | 0 | 0 | 0 | 0 | 0 | 0 | 0 | 0 | 0 | 0 | 0 | 0 | 0 | 0 | 0 | 0 | 0 | 0 | 0
F7_Industrial_Wood and Lumber Products_Existing_Process_Natural Gas_Gas Boiler - Burner Control Optimization_A_Achievable Economic UCT Potential | F7 | Industrial | Wood and Lumber Products | Existing | Process | Natural Gas | Gas Boiler - Burner Control Optimization | A | Cumulative Energy Savings (MWh or mTherms) | Achievable Economic UCT Potential | 0 | 0 | 0.0075227 | 0.019087 | 0.041734 | 0.080533 | 0.1396 | 0.22052 | 0.32132 | 0.43638 | 0.5576 | 0.6761 | 0.78415 | 0.87639 | 0.95034 | 1.0061 | 1.0456 | 1.072 | 1.0884 | 1.0976 | 1.1021 | 1.1041 | 0
F8_Industrial_Wood and Lumber Products_Existing_Process_Natural Gas_Gas Boiler - Burner Control Optimization_A_Achievable Economic UCT Potential | F8 | Industrial | Wood and Lumber Products | Existing | Process | Natural Gas | Gas Boiler - Burner Control Optimization | A | Cumulative Summer Peak Savings (MW) | Achievable Economic UCT Potential | 0 | 0 | 0 | 0 | 0 | 0 | 0 | 0 | 0 | 0 | 0 | 0 | 0 | 0 | 0 | 0 | 0 | 0 | 0 | 0 | 0 | 0 | 0
F9_Industrial_Wood and Lumber Products_Existing_Process_Natural Gas_Gas Boiler - Burner Control Optimization_A_Achievable Economic UCT Potential | F9 | Industrial | Wood and Lumber Products | Existing | Process | Natural Gas | Gas Boiler - Burner Control Optimization | A | Cumulative Winter Peak Savings (MW) | Achievable Economic UCT Potential | 0 | 0 | 0 | 0 | 0 | 0 | 0 | 0 | 0 | 0 | 0 | 0 | 0 | 0 | 0 | 0 | 0 | 0 | 0 | 0 | 0 | 0 | 0
F10_Industrial_Wood and Lumber Products_Existing_Process_Natural Gas_Gas Boiler - Burner Control Optimization_A_Achievable Economic UCT Potential | F10 | Industrial | Wood and Lumber Products | Existing | Process | Natural Gas | Gas Boiler - Burner Control Optimization | A | Purchases (Incremental) | Achievable Economic UCT Potential | 0 | 0 | 3.0157 | 4.6587 | 9.1568 | 15.7481 | 24.0747 | 33.1235 | 41.4303 | 47.502 | 50.274 | 49.4072 | 45.3183 | 38.9698 | 31.5395 | 24.1078 | 17.4573 | 12.0095 | 7.8683 | 4.9207 | 2.9436 | 1.9587 | 0
F11_Industrial_Wood and Lumber Products_Existing_Process_Natural Gas_Gas Boiler - Burner Control Optimization_A_Achievable Economic UCT Potential | F11 | Industrial | Wood and Lumber Products | Existing | Process | Natural Gas | Gas Boiler - Burner Control Optimization | A | Purchases (Cumulative) | Achievable Economic UCT Potential | 0 | 0 | 3.0157 | 7.6745 | 16.8312 | 32.5794 | 56.6541 | 89.7775 | 131.2078 | 178.7098 | 228.9837 | 278.3909 | 323.7092 | 362.679 | 394.2185 | 418.3263 | 435.7836 | 447.7931 | 455.6613 | 460.5821 | 463.5257 | 465.4844 | 0
F1_Industrial_Wood and Lumber Products_Existing_Space Heating_Natural Gas_HVAC - Demand Controlled Ventilation_A_Achievable Economic UCT Potential | F1 | Industrial | Wood and Lumber Products | Existing | Space Heating | Natural Gas | HVAC - Demand Controlled Ventilation | A | Integrated Unit Energy Savings (kWh or therms) | Achievable Economic UCT Potential | 0 | 0 | 0.0766 | 0.076133 | 0.075654 | 0.075162 | 0.074657 | 0.074137 | 0.073601 | 0.073051 | 0.072489 | 0.07192 | 0.071342 | 0.070756 | 0.070163 | 0.069562 | 0.068958 | 0.068387 | 0.067854 | 0.067357 | 0.066898 | 0.066474 | 0
F2_Industrial_Wood and Lumber Products_Existing_Space Heating_Natural Gas_HVAC - Demand Controlled Ventilation_A_Achievable Economic UCT Potential | F2 | Industrial | Wood and Lumber Products | Existing | Space Heating | Natural Gas | HVAC - Demand Controlled Ventilation | A | Integrated Unit Summer Peak Savings (kW) | Achievable Economic UCT Potential | 0 | 0 | 0 | 0 | 0 | 0 | 0 | 0 | 0 | 0 | 0 | 0 | 0 | 0 | 0 | 0 | 0 | 0 | 0 | 0 | 0 | 0 | 0
F3_Industrial_Wood and Lumber Products_Existing_Space Heating_Natural Gas_HVAC - Demand Controlled Ventilation_A_Achievable Economic UCT Potential | F3 | Industrial | Wood and Lumber Products | Existing | Space Heating | Natural Gas | HVAC - Demand Controlled Ventilation | A | Integrated Unit Winter Peak Savings (kW) | Achievable Economic UCT Potential | 0 | 0 | 0 | 0 | 0 | 0 | 0 | 0 | 0 | 0 | 0 | 0 | 0 | 0 | 0 | 0 | 0 | 0 | 0 | 0 | 0 | 0 | 0
F4_Industrial_Wood and Lumber Products_Existing_Space Heating_Natural Gas_HVAC - Demand Controlled Ventilation_A_Achievable Economic UCT Potential | F4 | Industrial | Wood and Lumber Products | Existing | Space Heating | Natural Gas | HVAC - Demand Controlled Ventilation | A | Incremental Energy Savings (MWh or mTherms) | Achievable Economic UCT Potential | 0 | 0 | 0.039874 | 0.038947 | 0.038035 | 0.037136 | 0.03625 | 0.035377 | 0.034516 | 0.033668 | 0.032833 | 0.032013 | 0.031208 | 0.030419 | 0.029643 | 0.028883 | 0.028138 | 0.027424 | 0.026741 | 0.026088 | 0.025463 | 0.024866 | 0
F5_Industrial_Wood and Lumber Products_Existing_Space Heating_Natural Gas_HVAC - Demand Controlled Ventilation_A_Achievable Economic UCT Potential | F5 | Industrial | Wood and Lumber Products | Existing | Space Heating | Natural Gas | HVAC - Demand Controlled Ventilation | A | Incremental Summer Peak Savings (MW) | Achievable Economic UCT Potential | 0 | 0 | 0 | 0 | 0 | 0 | 0 | 0 | 0 | 0 | 0 | 0 | 0 | 0 | 0 | 0 | 0 | 0 | 0 | 0 | 0 | 0 | 0
F6_Industrial_Wood and Lumber Products_Existing_Space Heating_Natural Gas_HVAC - Demand Controlled Ventilation_A_Achievable Economic UCT Potential | F6 | Industrial | Wood and Lumber Products | Existing | Space Heating | Natural Gas | HVAC - Demand Controlled Ventilation | A | Incremental Winter Peak Savings (MW) | Achievable Economic UCT Potential | 0 | 0 | 0 | 0 | 0 | 0 | 0 | 0 | 0 | 0 | 0 | 0 | 0 | 0 | 0 | 0 | 0 | 0 | 0 | 0 | 0 | 0 | 0
F7_Industrial_Wood and Lumber Products_Existing_Space Heating_Natural Gas_HVAC - Demand Controlled Ventilation_A_Achievable Economic UCT Potential | F7 | Industrial | Wood and Lumber Products | Existing | Space Heating | Natural Gas | HVAC - Demand Controlled Ventilation | A | Cumulative Energy Savings (MWh or mTherms) | Achievable Economic UCT Potential | 0 | 0 | 0.039874 | 0.078578 | 0.11612 | 0.1525 | 0.18772 | 0.22179 | 0.25471 | 0.28647 | 0.3171 | 0.34662 | 0.37505 | 0.40239 | 0.42865 | 0.45387 | 0.47806 | 0.50153 | 0.52436 | 0.54661 | 0.56834 | 0.58961 | 0
F8_Industrial_Wood and Lumber Products_Existing_Space Heating_Natural Gas_HVAC - Demand Controlled Ventilation_A_Achievable Economic UCT Potential | F8 | Industrial | Wood and Lumber Products | Existing | Space Heating | Natural Gas | HVAC - Demand Controlled Ventilation | A | Cumulative Summer Peak Savings (MW) | Achievable Economic UCT Potential | 0 | 0 | 0 | 0 | 0 | 0 | 0 | 0 | 0 | 0 | 0 | 0 | 0 | 0 | 0 | 0 | 0 | 0 | 0 | 0 | 0 | 0 | 0
F9_Industrial_Wood and Lumber Products_Existing_Space Heating_Natural Gas_HVAC - Demand Controlled Ventilation_A_Achievable Economic UCT Potential | F9 | Industrial | Wood and Lumber Products | Existing | Space Heating | Natural Gas | HVAC - Demand Controlled Ventilation | A | Cumulative Winter Peak Savings (MW) | Achievable Economic UCT Potential | 0 | 0 | 0 | 0 | 0 | 0 | 0 | 0 | 0 | 0 | 0 | 0 | 0 | 0 | 0 | 0 | 0 | 0 | 0 | 0 | 0 | 0 | 0
F10_Industrial_Wood and Lumber Products_Existing_Space Heating_Natural Gas_HVAC - Demand Controlled Ventilation_A_Achievable Economic UCT Potential | F10 | Industrial | Wood and Lumber Products | Existing | Space Heating | Natural Gas | HVAC - Demand Controlled Ventilation | A | Purchases (Incremental) | Achievable Economic UCT Potential | 0 | 0 | 520.5435 | 511.5686 | 502.7485 | 494.0804 | 485.5618 | 477.19 | 468.9626 | 460.8771 | 452.9309 | 445.1217 | 437.4472 | 429.905 | 422.4929 | 415.2085 | 408.0498 | 401.0144 | 394.1004 | 387.3055 | 380.6279 | 374.0653 | 0
F11_Industrial_Wood and Lumber Products_Existing_Space Heating_Natural Gas_HVAC - Demand Controlled Ventilation_A_Achievable Economic UCT Potential | F11 | Industrial | Wood and Lumber Products | Existing | Space Heating | Natural Gas | HVAC - Demand Controlled Ventilation | A | Purchases (Cumulative) | Achievable Economic UCT Potential | 0 | 0 | 520.5435 | 1032.1122 | 1534.8606 | 2028.9411 | 2514.5028 | 2991.6929 | 3460.6555 | 3921.5325 | 4374.4634 | 4819.5852 | 5257.0324 | 5686.9374 | 6109.4303 | 6524.6388 | 6932.6886 | 7333.703 | 7727.8034 | 8115.1089 | 8495.7368 | 8869.8021 | 0
F1_Industrial_Wood and Lumber Products_Existing_Space Heating_Natural Gas_Gas Boiler - Stack Economizer_A_Achievable Economic UCT Potential | F1 | Industrial | Wood and Lumber Products | Existing | Space Heating | Natural Gas | Gas Boiler - Stack Economizer | A | Integrated Unit Energy Savings (kWh or therms) | Achievable Economic UCT Potential | 0 | 0 | 0.89019 | 0.88584 | 0.88117 | 0.87604 | 0.87032 | 0.86387 | 0.85657 | 0.84833 | 0.83918 | 0.82918 | 0.81848 | 0.8073 | 0.79589 | 0.78455 | 0.77356 | 0.76347 | 0.75441 | 0.74636 | 0.7392 | 0.73271 | 0
F2_Industrial_Wood and Lumber Products_Existing_Space Heating_Natural Gas_Gas Boiler - Stack Economizer_A_Achievable Economic UCT Potential | F2 | Industrial | Wood and Lumber Products | Existing | Space Heating | Natural Gas | Gas Boiler - Stack Economizer | A | Integrated Unit Summer Peak Savings (kW) | Achievable Economic UCT Potential | 0 | 0 | 0 | 0 | 0 | 0 | 0 | 0 | 0 | 0 | 0 | 0 | 0 | 0 | 0 | 0 | 0 | 0 | 0 | 0 | 0 | 0 | 0
F3_Industrial_Wood and Lumber Products_Existing_Space Heating_Natural Gas_Gas Boiler - Stack Economizer_A_Achievable Economic UCT Potential | F3 | Industrial | Wood and Lumber Products | Existing | Space Heating | Natural Gas | Gas Boiler - Stack Economizer | A | Integrated Unit Winter Peak Savings (kW) | Achievable Economic UCT Potential | 0 | 0 | 0 | 0 | 0 | 0 | 0 | 0 | 0 | 0 | 0 | 0 | 0 | 0 | 0 | 0 | 0 | 0 | 0 | 0 | 0 | 0 | 0
F4_Industrial_Wood and Lumber Products_Existing_Space Heating_Natural Gas_Gas Boiler - Stack Economizer_A_Achievable Economic UCT Potential | F4 | Industrial | Wood and Lumber Products | Existing | Space Heating | Natural Gas | Gas Boiler - Stack Economizer | A | Incremental Energy Savings (MWh or mTherms) | Achievable Economic UCT Potential | 0 | 0 | 0.00771 | 0.0075401 | 0.007371 | 0.0072018 | 0.0070314 | 0.0061731 | 0.0048123 | 0.0037471 | 0.0029142 | 0.0022638 | 0.0017569 | 0.0013624 | 0.001056 | 0.0008184 | 0.00063442 | 0.00049228 | 3.2607e-06 | 1.1322e-06 | 3.7569e-07 | 1.1934e-07 | 0
F5_Industrial_Wood and Lumber Products_Existing_Space Heating_Natural Gas_Gas Boiler - Stack Economizer_A_Achievable Economic UCT Potential | F5 | Industrial | Wood and Lumber Products | Existing | Space Heating | Natural Gas | Gas Boiler - Stack Economizer | A | Incremental Summer Peak Savings (MW) | Achievable Economic UCT Potential | 0 | 0 | 0 | 0 | 0 | 0 | 0 | 0 | 0 | 0 | 0 | 0 | 0 | 0 | 0 | 0 | 0 | 0 | 0 | 0 | 0 | 0 | 0
F6_Industrial_Wood and Lumber Products_Existing_Space Heating_Natural Gas_Gas Boiler - Stack Economizer_A_Achievable Economic UCT Potential | F6 | Industrial | Wood and Lumber Products | Existing | Space Heating | Natural Gas | Gas Boiler - Stack Economizer | A | Incremental Winter Peak Savings (MW) | Achievable Economic UCT Potential | 0 | 0 | 0 | 0 | 0 | 0 | 0 | 0 | 0 | 0 | 0 | 0 | 0 | 0 | 0 | 0 | 0 | 0 | 0 | 0 | 0 | 0 | 0
F7_Industrial_Wood and Lumber Products_Existing_Space Heating_Natural Gas_Gas Boiler - Stack Economizer_A_Achievable Economic UCT Potential | F7 | Industrial | Wood and Lumber Products | Existing | Space Heating | Natural Gas | Gas Boiler - Stack Economizer | A | Cumulative Energy Savings (MWh or mTherms) | Achievable Economic UCT Potential | 0 | 0 | 0.00771 | 0.015213 | 0.022503 | 0.029574 | 0.036413 | 0.042316 | 0.04677 | 0.050068 | 0.052442 | 0.05408 | 0.05514 | 0.055749 | 0.056017 | 0.056037 | 0.055887 | 0.05565 | 0.054993 | 0.054407 | 0.053885 | 0.053412 | 0
F8_Industrial_Wood and Lumber Products_Existing_Space Heating_Natural Gas_Gas Boiler - Stack Economizer_A_Achievable Economic UCT Potential | F8 | Industrial | Wood and Lumber Products | Existing | Space Heating | Natural Gas | Gas Boiler - Stack Economizer | A | Cumulative Summer Peak Savings (MW) | Achievable Economic UCT Potential | 0 | 0 | 0 | 0 | 0 | 0 | 0 | 0 | 0 | 0 | 0 | 0 | 0 | 0 | 0 | 0 | 0 | 0 | 0 | 0 | 0 | 0 | 0
F9_Industrial_Wood and Lumber Products_Existing_Space Heating_Natural Gas_Gas Boiler - Stack Economizer_A_Achievable Economic UCT Potential | F9 | Industrial | Wood and Lumber Products | Existing | Space Heating | Natural Gas | Gas Boiler - Stack Economizer | A | Cumulative Winter Peak Savings (MW) | Achievable Economic UCT Potential | 0 | 0 | 0 | 0 | 0 | 0 | 0 | 0 | 0 | 0 | 0 | 0 | 0 | 0 | 0 | 0 | 0 | 0 | 0 | 0 | 0 | 0 | 0
F10_Industrial_Wood and Lumber Products_Existing_Space Heating_Natural Gas_Gas Boiler - Stack Economizer_A_Achievable Economic UCT Potential | F10 | Industrial | Wood and Lumber Products | Existing | Space Heating | Natural Gas | Gas Boiler - Stack Economizer | A | Purchases (Incremental) | Achievable Economic UCT Potential | 0 | 0 | 8.6612 | 8.5118 | 8.3651 | 8.2208 | 8.0791 | 7.1458 | 5.6181 | 4.417 | 3.4727 | 2.7302 | 2.1465 | 1.6876 | 1.3268 | 1.0432 | 0.82013 | 0.64479 | 0.0043222 | 0.001517 | 0.00050825 | 0.00016288 | 0
F11_Industrial_Wood and Lumber Products_Existing_Space Heating_Natural Gas_Gas Boiler - Stack Economizer_A_Achievable Economic UCT Potential | F11 | Industrial | Wood and Lumber Products | Existing | Space Heating | Natural Gas | Gas Boiler - Stack Economizer | A | Purchases (Cumulative) | Achievable Economic UCT Potential | 0 | 0 | 8.6612 | 17.173 | 25.538 | 33.7589 | 41.838 | 48.9838 | 54.6019 | 59.0189 | 62.4916 | 65.2218 | 67.3683 | 69.0559 | 70.3827 | 71.4259 | 72.246 | 72.8908 | 72.8951 | 72.8967 | 72.8972 | 72.8973 | 0
F1_Industrial_Wood and Lumber Products_Existing_Process_Natural Gas_Gas Boiler - Stack Economizer_A_Achievable Economic UCT Potential | F1 | Industrial | Wood and Lumber Products | Existing | Process | Natural Gas | Gas Boiler - Stack Economizer | A | Integrated Unit Energy Savings (kWh or therms) | Achievable Economic UCT Potential | 0 | 0 | 8.2618 | 8.2416 | 8.2211 | 8.2002 | 8.1787 | 8.1571 | 8.1361 | 8.1155 | 8.0955 | 8.0761 | 8.0573 | 8.0392 | 8.0215 | 8.0041 | 7.9868 | 7.9694 | 7.9523 | 7.935 | 7.9174 | 7.8995 | 0
F2_Industrial_Wood and Lumber Products_Existing_Process_Natural Gas_Gas Boiler - Stack Economizer_A_Achievable Economic UCT Potential | F2 | Industrial | Wood and Lumber Products | Existing | Process | Natural Gas | Gas Boiler - Stack Economizer | A | Integrated Unit Summer Peak Savings (kW) | Achievable Economic UCT Potential | 0 | 0 | 0 | 0 | 0 | 0 | 0 | 0 | 0 | 0 | 0 | 0 | 0 | 0 | 0 | 0 | 0 | 0 | 0 | 0 | 0 | 0 | 0
F3_Industrial_Wood and Lumber Products_Existing_Process_Natural Gas_Gas Boiler - Stack Economizer_A_Achievable Economic UCT Potential | F3 | Industrial | Wood and Lumber Products | Existing | Process | Natural Gas | Gas Boiler - Stack Economizer | A | Integrated Unit Winter Peak Savings (kW) | Achievable Economic UCT Potential | 0 | 0 | 0 | 0 | 0 | 0 | 0 | 0 | 0 | 0 | 0 | 0 | 0 | 0 | 0 | 0 | 0 | 0 | 0 | 0 | 0 | 0 | 0
F4_Industrial_Wood and Lumber Products_Existing_Process_Natural Gas_Gas Boiler - Stack Economizer_A_Achievable Economic UCT Potential | F4 | Industrial | Wood and Lumber Products | Existing | Process | Natural Gas | Gas Boiler - Stack Economizer | A | Incremental Energy Savings (MWh or mTherms) | Achievable Economic UCT Potential | 0 | 0 | 0.2463 | 0.24147 | 0.23671 | 0.23204 | 0.22744 | 0.20063 | 0.15733 | 0.12338 | 0.096767 | 0.075896 | 0.059531 | 0.046698 | 0.036634 | 0.028739 | 0.022546 | 0.017687 | 0.00011831 | 4.1434e-05 | 1.3851e-05 | 4.4287e-06 | 0
F5_Industrial_Wood and Lumber Products_Existing_Process_Natural Gas_Gas Boiler - Stack Economizer_A_Achievable Economic UCT Potential | F5 | Industrial | Wood and Lumber Products | Existing | Process | Natural Gas | Gas Boiler - Stack Economizer | A | Incremental Summer Peak Savings (MW) | Achievable Economic UCT Potential | 0 | 0 | 0 | 0 | 0 | 0 | 0 | 0 | 0 | 0 | 0 | 0 | 0 | 0 | 0 | 0 | 0 | 0 | 0 | 0 | 0 | 0 | 0
F6_Industrial_Wood and Lumber Products_Existing_Process_Natural Gas_Gas Boiler - Stack Economizer_A_Achievable Economic UCT Potential | F6 | Industrial | Wood and Lumber Products | Existing | Process | Natural Gas | Gas Boiler - Stack Economizer | A | Incremental Winter Peak Savings (MW) | Achievable Economic UCT Potential | 0 | 0 | 0 | 0 | 0 | 0 | 0 | 0 | 0 | 0 | 0 | 0 | 0 | 0 | 0 | 0 | 0 | 0 | 0 | 0 | 0 | 0 | 0
F7_Industrial_Wood and Lumber Products_Existing_Process_Natural Gas_Gas Boiler - Stack Economizer_A_Achievable Economic UCT Potential | F7 | Industrial | Wood and Lumber Products | Existing | Process | Natural Gas | Gas Boiler - Stack Economizer | A | Cumulative Energy Savings (MWh or mTherms) | Achievable Economic UCT Potential | 0 | 0 | 0.2463 | 0.48717 | 0.72266 | 0.95286 | 1.1778 | 1.3753 | 1.5291 | 1.6486 | 1.7413 | 1.8131 | 1.8684 | 1.9109 | 1.9433 | 1.9678 | 1.9861 | 1.9995 | 1.9953 | 1.991 | 1.9866 | 1.9821 | 0
F8_Industrial_Wood and Lumber Products_Existing_Process_Natural Gas_Gas Boiler - Stack Economizer_A_Achievable Economic UCT Potential | F8 | Industrial | Wood and Lumber Products | Existing | Process | Natural Gas | Gas Boiler - Stack Economizer | A | Cumulative Summer Peak Savings (MW) | Achievable Economic UCT Potential | 0 | 0 | 0 | 0 | 0 | 0 | 0 | 0 | 0 | 0 | 0 | 0 | 0 | 0 | 0 | 0 | 0 | 0 | 0 | 0 | 0 | 0 | 0
F9_Industrial_Wood and Lumber Products_Existing_Process_Natural Gas_Gas Boiler - Stack Economizer_A_Achievable Economic UCT Potential | F9 | Industrial | Wood and Lumber Products | Existing | Process | Natural Gas | Gas Boiler - Stack Economizer | A | Cumulative Winter Peak Savings (MW) | Achievable Economic UCT Potential | 0 | 0 | 0 | 0 | 0 | 0 | 0 | 0 | 0 | 0 | 0 | 0 | 0 | 0 | 0 | 0 | 0 | 0 | 0 | 0 | 0 | 0 | 0
F10_Industrial_Wood and Lumber Products_Existing_Process_Natural Gas_Gas Boiler - Stack Economizer_A_Achievable Economic UCT Potential | F10 | Industrial | Wood and Lumber Products | Existing | Process | Natural Gas | Gas Boiler - Stack Economizer | A | Purchases (Incremental) | Achievable Economic UCT Potential | 0 | 0 | 29.8122 | 29.2981 | 28.793 | 28.2966 | 27.8087 | 24.5963 | 19.3378 | 15.2035 | 11.9531 | 9.3976 | 7.3885 | 5.8089 | 4.567 | 3.5906 | 2.8229 | 2.2194 | 0.014877 | 0.0052216 | 0.0017494 | 0.00056063 | 0
F11_Industrial_Wood and Lumber Products_Existing_Process_Natural Gas_Gas Boiler - Stack Economizer_A_Achievable Economic UCT Potential | F11 | Industrial | Wood and Lumber Products | Existing | Process | Natural Gas | Gas Boiler - Stack Economizer | A | Purchases (Cumulative) | Achievable Economic UCT Potential | 0 | 0 | 29.8122 | 59.1103 | 87.9033 | 116.1999 | 144.0086 | 168.6049 | 187.9427 | 203.1462 | 215.0993 | 224.4969 | 231.8854 | 237.6943 | 242.2612 | 245.8518 | 248.6747 | 250.8942 | 250.909 | 250.9143 | 250.916 | 250.9166 | 0
F1_Industrial_Wood and Lumber Products_Existing_Space Heating_Natural Gas_Gas Furnace Tube Inserts_A_Achievable Economic UCT Potential | F1 | Industrial | Wood and Lumber Products | Existing | Space Heating | Natural Gas | Gas Furnace Tube Inserts | A | Integrated Unit Energy Savings (kWh or therms) | Achievable Economic UCT Potential | 0 | 0 | 0.088078 | 0.087554 | 0.087015 | 0.086462 | 0.085893 | 0.085308 | 0.084705 | 0.084085 | 0.083452 | 0.082809 | 0.082158 | 0.081497 | 0.080827 | 0.080149 | 0.079467 | 0.078823 | 0.078223 | 0.077665 | 0.07715 | 0.076676 | 0
F2_Industrial_Wood and Lumber Products_Existing_Space Heating_Natural Gas_Gas Furnace Tube Inserts_A_Achievable Economic UCT Potential | F2 | Industrial | Wood and Lumber Products | Existing | Space Heating | Natural Gas | Gas Furnace Tube Inserts | A | Integrated Unit Summer Peak Savings (kW) | Achievable Economic UCT Potential | 0 | 0 | 0 | 0 | 0 | 0 | 0 | 0 | 0 | 0 | 0 | 0 | 0 | 0 | 0 | 0 | 0 | 0 | 0 | 0 | 0 | 0 | 0
F3_Industrial_Wood and Lumber Products_Existing_Space Heating_Natural Gas_Gas Furnace Tube Inserts_A_Achievable Economic UCT Potential | F3 | Industrial | Wood and Lumber Products | Existing | Space Heating | Natural Gas | Gas Furnace Tube Inserts | A | Integrated Unit Winter Peak Savings (kW) | Achievable Economic UCT Potential | 0 | 0 | 0 | 0 | 0 | 0 | 0 | 0 | 0 | 0 | 0 | 0 | 0 | 0 | 0 | 0 | 0 | 0 | 0 | 0 | 0 | 0 | 0
F4_Industrial_Wood and Lumber Products_Existing_Space Heating_Natural Gas_Gas Furnace Tube Inserts_A_Achievable Economic UCT Potential | F4 | Industrial | Wood and Lumber Products | Existing | Space Heating | Natural Gas | Gas Furnace Tube Inserts | A | Incremental Energy Savings (MWh or mTherms) | Achievable Economic UCT Potential | 0 | 0 | 0 | 0 | 0 | 0 | 0 | 0 | 0 | 0 | 0 | 0 | 0 | 0 | 0 | 0 | 0 | 0 | 0 | 0 | 0 | 0 | 0
F5_Industrial_Wood and Lumber Products_Existing_Space Heating_Natural Gas_Gas Furnace Tube Inserts_A_Achievable Economic UCT Potential | F5 | Industrial | Wood and Lumber Products | Existing | Space Heating | Natural Gas | Gas Furnace Tube Inserts | A | Incremental Summer Peak Savings (MW) | Achievable Economic UCT Potential | 0 | 0 | 0 | 0 | 0 | 0 | 0 | 0 | 0 | 0 | 0 | 0 | 0 | 0 | 0 | 0 | 0 | 0 | 0 | 0 | 0 | 0 | 0
F6_Industrial_Wood and Lumber Products_Existing_Space Heating_Natural Gas_Gas Furnace Tube Inserts_A_Achievable Economic UCT Potential | F6 | Industrial | Wood and Lumber Products | Existing | Space Heating | Natural Gas | Gas Furnace Tube Inserts | A | Incremental Winter Peak Savings (MW) | Achievable Economic UCT Potential | 0 | 0 | 0 | 0 | 0 | 0 | 0 | 0 | 0 | 0 | 0 | 0 | 0 | 0 | 0 | 0 | 0 | 0 | 0 | 0 | 0 | 0 | 0
F7_Industrial_Wood and Lumber Products_Existing_Space Heating_Natural Gas_Gas Furnace Tube Inserts_A_Achievable Economic UCT Potential | F7 | Industrial | Wood and Lumber Products | Existing | Space Heating | Natural Gas | Gas Furnace Tube Inserts | A | Cumulative Energy Savings (MWh or mTherms) | Achievable Economic UCT Potential | 0 | 0 | 0 | 0 | 0 | 0 | 0 | 0 | 0 | 0 | 0 | 0 | 0 | 0 | 0 | 0 | 0 | 0 | 0 | 0 | 0 | 0 | 0
F8_Industrial_Wood and Lumber Products_Existing_Space Heating_Natural Gas_Gas Furnace Tube Inserts_A_Achievable Economic UCT Potential | F8 | Industrial | Wood and Lumber Products | Existing | Space Heating | Natural Gas | Gas Furnace Tube Inserts | A | Cumulative Summer Peak Savings (MW) | Achievable Economic UCT Potential | 0 | 0 | 0 | 0 | 0 | 0 | 0 | 0 | 0 | 0 | 0 | 0 | 0 | 0 | 0 | 0 | 0 | 0 | 0 | 0 | 0 | 0 | 0
F9_Industrial_Wood and Lumber Products_Existing_Space Heating_Natural Gas_Gas Furnace Tube Inserts_A_Achievable Economic UCT Potential | F9 | Industrial | Wood and Lumber Products | Existing | Space Heating | Natural Gas | Gas Furnace Tube Inserts | A | Cumulative Winter Peak Savings (MW) | Achievable Economic UCT Potential | 0 | 0 | 0 | 0 | 0 | 0 | 0 | 0 | 0 | 0 | 0 | 0 | 0 | 0 | 0 | 0 | 0 | 0 | 0 | 0 | 0 | 0 | 0
F10_Industrial_Wood and Lumber Products_Existing_Space Heating_Natural Gas_Gas Furnace Tube Inserts_A_Achievable Economic UCT Potential | F10 | Industrial | Wood and Lumber Products | Existing | Space Heating | Natural Gas | Gas Furnace Tube Inserts | A | Purchases (Incremental) | Achievable Economic UCT Potential | 0 | 0 | 0 | 0 | 0 | 0 | 0 | 0 | 0 | 0 | 0 | 0 | 0 | 0 | 0 | 0 | 0 | 0 | 0 | 0 | 0 | 0 | 0
F11_Industrial_Wood and Lumber Products_Existing_Space Heating_Natural Gas_Gas Furnace Tube Inserts_A_Achievable Economic UCT Potential | F11 | Industrial | Wood and Lumber Products | Existing | Space Heating | Natural Gas | Gas Furnace Tube Inserts | A | Purchases (Cumulative) | Achievable Economic UCT Potential | 0 | 0 | 0 | 0 | 0 | 0 | 0 | 0 | 0 | 0 | 0 | 0 | 0 | 0 | 0 | 0 | 0 | 0 | 0 | 0 | 0 | 0 | 0
F1_Industrial_Wood and Lumber Products_Existing_Space Heating_Natural Gas_Space Heating - Heat Recovery Ventilator_A_Achievable Economic UCT Potential | F1 | Industrial | Wood and Lumber Products | Existing | Space Heating | Natural Gas | Space Heating - Heat Recovery Ventilator | A | Integrated Unit Energy Savings (kWh or therms) | Achievable Economic UCT Potential | 0 | 0 | 0.013332 | 0.013266 | 0.013196 | 0.013118 | 0.013031 | 0.012932 | 0.012821 | 0.012697 | 0.012559 | 0.012409 | 0.012249 | 0.012082 | 0.011912 | 0.011743 | 0.011579 | 0.011429 | 0.011293 | 0.011173 | 0.011066 | 0.010969 | 0
F2_Industrial_Wood and Lumber Products_Existing_Space Heating_Natural Gas_Space Heating - Heat Recovery Ventilator_A_Achievable Economic UCT Potential | F2 | Industrial | Wood and Lumber Products | Existing | Space Heating | Natural Gas | Space Heating - Heat Recovery Ventilator | A | Integrated Unit Summer Peak Savings (kW) | Achievable Economic UCT Potential | 0 | 0 | 0 | 0 | 0 | 0 | 0 | 0 | 0 | 0 | 0 | 0 | 0 | 0 | 0 | 0 | 0 | 0 | 0 | 0 | 0 | 0 | 0
F3_Industrial_Wood and Lumber Products_Existing_Space Heating_Natural Gas_Space Heating - Heat Recovery Ventilator_A_Achievable Economic UCT Potential | F3 | Industrial | Wood and Lumber Products | Existing | Space Heating | Natural Gas | Space Heating - Heat Recovery Ventilator | A | Integrated Unit Winter Peak Savings (kW) | Achievable Economic UCT Potential | 0 | 0 | 0 | 0 | 0 | 0 | 0 | 0 | 0 | 0 | 0 | 0 | 0 | 0 | 0 | 0 | 0 | 0 | 0 | 0 | 0 | 0 | 0
F4_Industrial_Wood and Lumber Products_Existing_Space Heating_Natural Gas_Space Heating - Heat Recovery Ventilator_A_Achievable Economic UCT Potential | F4 | Industrial | Wood and Lumber Products | Existing | Space Heating | Natural Gas | Space Heating - Heat Recovery Ventilator | A | Incremental Energy Savings (MWh or mTherms) | Achievable Economic UCT Potential | 0 | 0 | 0 | 0 | 0 | 0 | 0 | 0 | 0 | 0 | 0 | 0 | 0 | 0 | 0 | 0 | 0 | 0 | 0 | 0 | 0 | 0 | 0
F5_Industrial_Wood and Lumber Products_Existing_Space Heating_Natural Gas_Space Heating - Heat Recovery Ventilator_A_Achievable Economic UCT Potential | F5 | Industrial | Wood and Lumber Products | Existing | Space Heating | Natural Gas | Space Heating - Heat Recovery Ventilator | A | Incremental Summer Peak Savings (MW) | Achievable Economic UCT Potential | 0 | 0 | 0 | 0 | 0 | 0 | 0 | 0 | 0 | 0 | 0 | 0 | 0 | 0 | 0 | 0 | 0 | 0 | 0 | 0 | 0 | 0 | 0
F6_Industrial_Wood and Lumber Products_Existing_Space Heating_Natural Gas_Space Heating - Heat Recovery Ventilator_A_Achievable Economic UCT Potential | F6 | Industrial | Wood and Lumber Products | Existing | Space Heating | Natural Gas | Space Heating - Heat Recovery Ventilator | A | Incremental Winter Peak Savings (MW) | Achievable Economic UCT Potential | 0 | 0 | 0 | 0 | 0 | 0 | 0 | 0 | 0 | 0 | 0 | 0 | 0 | 0 | 0 | 0 | 0 | 0 | 0 | 0 | 0 | 0 | 0
F7_Industrial_Wood and Lumber Products_Existing_Space Heating_Natural Gas_Space Heating - Heat Recovery Ventilator_A_Achievable Economic UCT Potential | F7 | Industrial | Wood and Lumber Products | Existing | Space Heating | Natural Gas | Space Heating - Heat Recovery Ventilator | A | Cumulative Energy Savings (MWh or mTherms) | Achievable Economic UCT Potential | 0 | 0 | 0 | 0 | 0 | 0 | 0 | 0 | 0 | 0 | 0 | 0 | 0 | 0 | 0 | 0 | 0 | 0 | 0 | 0 | 0 | 0 | 0
F8_Industrial_Wood and Lumber Products_Existing_Space Heating_Natural Gas_Space Heating - Heat Recovery Ventilator_A_Achievable Economic UCT Potential | F8 | Industrial | Wood and Lumber Products | Existing | Space Heating | Natural Gas | Space Heating - Heat Recovery Ventilator | A | Cumulative Summer Peak Savings (MW) | Achievable Economic UCT Potential | 0 | 0 | 0 | 0 | 0 | 0 | 0 | 0 | 0 | 0 | 0 | 0 | 0 | 0 | 0 | 0 | 0 | 0 | 0 | 0 | 0 | 0 | 0
F9_Industrial_Wood and Lumber Products_Existing_Space Heating_Natural Gas_Space Heating - Heat Recovery Ventilator_A_Achievable Economic UCT Potential | F9 | Industrial | Wood and Lumber Products | Existing | Space Heating | Natural Gas | Space Heating - Heat Recovery Ventilator | A | Cumulative Winter Peak Savings (MW) | Achievable Economic UCT Potential | 0 | 0 | 0 | 0 | 0 | 0 | 0 | 0 | 0 | 0 | 0 | 0 | 0 | 0 | 0 | 0 | 0 | 0 | 0 | 0 | 0 | 0 | 0
F10_Industrial_Wood and Lumber Products_Existing_Space Heating_Natural Gas_Space Heating - Heat Recovery Ventilator_A_Achievable Economic UCT Potential | F10 | Industrial | Wood and Lumber Products | Existing | Space Heating | Natural Gas | Space Heating - Heat Recovery Ventilator | A | Purchases (Incremental) | Achievable Economic UCT Potential | 0 | 0 | 0 | 0 | 0 | 0 | 0 | 0 | 0 | 0 | 0 | 0 | 0 | 0 | 0 | 0 | 0 | 0 | 0 | 0 | 0 | 0 | 0
F11_Industrial_Wood and Lumber Products_Existing_Space Heating_Natural Gas_Space Heating - Heat Recovery Ventilator_A_Achievable Economic UCT Potential | F11 | Industrial | Wood and Lumber Products | Existing | Space Heating | Natural Gas | Space Heating - Heat Recovery Ventilator | A | Purchases (Cumulative) | Achievable Economic UCT Potential | 0 | 0 | 0 | 0 | 0 | 0 | 0 | 0 | 0 | 0 | 0 | 0 | 0 | 0 | 0 | 0 | 0 | 0 | 0 | 0 | 0 | 0 | 0
F1_Industrial_Wood and Lumber Products_Existing_Space Heating_Natural Gas_Thermostat - Programmable_A_Achievable Economic UCT Potential | F1 | Industrial | Wood and Lumber Products | Existing | Space Heating | Natural Gas | Thermostat - Programmable | A | Integrated Unit Energy Savings (kWh or therms) | Achievable Economic UCT Potential | 0 | 0 | 0.0064494 | 0.0064179 | 0.0063837 | 0.006346 | 0.0063038 | 0.0062563 | 0.0062026 | 0.0061424 | 0.0060757 | 0.0060031 | 0.0059256 | 0.0058448 | 0.0057625 | 0.0056807 | 0.0056015 | 0.0055288 | 0.0054634 | 0.0054053 | 0.0053534 | 0.0053063 | 0
F2_Industrial_Wood and Lumber Products_Existing_Space Heating_Natural Gas_Thermostat - Programmable_A_Achievable Economic UCT Potential | F2 | Industrial | Wood and Lumber Products | Existing | Space Heating | Natural Gas | Thermostat - Programmable | A | Integrated Unit Summer Peak Savings (kW) | Achievable Economic UCT Potential | 0 | 0 | 0 | 0 | 0 | 0 | 0 | 0 | 0 | 0 | 0 | 0 | 0 | 0 | 0 | 0 | 0 | 0 | 0 | 0 | 0 | 0 | 0
F3_Industrial_Wood and Lumber Products_Existing_Space Heating_Natural Gas_Thermostat - Programmable_A_Achievable Economic UCT Potential | F3 | Industrial | Wood and Lumber Products | Existing | Space Heating | Natural Gas | Thermostat - Programmable | A | Integrated Unit Winter Peak Savings (kW) | Achievable Economic UCT Potential | 0 | 0 | 0 | 0 | 0 | 0 | 0 | 0 | 0 | 0 | 0 | 0 | 0 | 0 | 0 | 0 | 0 | 0 | 0 | 0 | 0 | 0 | 0
F4_Industrial_Wood and Lumber Products_Existing_Space Heating_Natural Gas_Thermostat - Programmable_A_Achievable Economic UCT Potential | F4 | Industrial | Wood and Lumber Products | Existing | Space Heating | Natural Gas | Thermostat - Programmable | A | Incremental Energy Savings (MWh or mTherms) | Achievable Economic UCT Potential | 0 | 0 | 0 | 0 | 0 | 0 | 0 | 0 | 0 | 0 | 0 | 0 | 0 | 0 | 0 | 0 | 0 | 0 | 0 | 0 | 0 | 0 | 0
F5_Industrial_Wood and Lumber Products_Existing_Space Heating_Natural Gas_Thermostat - Programmable_A_Achievable Economic UCT Potential | F5 | Industrial | Wood and Lumber Products | Existing | Space Heating | Natural Gas | Thermostat - Programmable | A | Incremental Summer Peak Savings (MW) | Achievable Economic UCT Potential | 0 | 0 | 0 | 0 | 0 | 0 | 0 | 0 | 0 | 0 | 0 | 0 | 0 | 0 | 0 | 0 | 0 | 0 | 0 | 0 | 0 | 0 | 0
F6_Industrial_Wood and Lumber Products_Existing_Space Heating_Natural Gas_Thermostat - Programmable_A_Achievable Economic UCT Potential | F6 | Industrial | Wood and Lumber Products | Existing | Space Heating | Natural Gas | Thermostat - Programmable | A | Incremental Winter Peak Savings (MW) | Achievable Economic UCT Potential | 0 | 0 | 0 | 0 | 0 | 0 | 0 | 0 | 0 | 0 | 0 | 0 | 0 | 0 | 0 | 0 | 0 | 0 | 0 | 0 | 0 | 0 | 0
F7_Industrial_Wood and Lumber Products_Existing_Space Heating_Natural Gas_Thermostat - Programmable_A_Achievable Economic UCT Potential | F7 | Industrial | Wood and Lumber Products | Existing | Space Heating | Natural Gas | Thermostat - Programmable | A | Cumulative Energy Savings (MWh or mTherms) | Achievable Economic UCT Potential | 0 | 0 | 0 | 0 | 0 | 0 | 0 | 0 | 0 | 0 | 0 | 0 | 0 | 0 | 0 | 0 | 0 | 0 | 0 | 0 | 0 | 0 | 0
F8_Industrial_Wood and Lumber Products_Existing_Space Heating_Natural Gas_Thermostat - Programmable_A_Achievable Economic UCT Potential | F8 | Industrial | Wood and Lumber Products | Existing | Space Heating | Natural Gas | Thermostat - Programmable | A | Cumulative Summer Peak Savings (MW) | Achievable Economic UCT Potential | 0 | 0 | 0 | 0 | 0 | 0 | 0 | 0 | 0 | 0 | 0 | 0 | 0 | 0 | 0 | 0 | 0 | 0 | 0 | 0 | 0 | 0 | 0
F9_Industrial_Wood and Lumber Products_Existing_Space Heating_Natural Gas_Thermostat - Programmable_A_Achievable Economic UCT Potential | F9 | Industrial | Wood and Lumber Products | Existing | Space Heating | Natural Gas | Thermostat - Programmable | A | Cumulative Winter Peak Savings (MW) | Achievable Economic UCT Potential | 0 | 0 | 0 | 0 | 0 | 0 | 0 | 0 | 0 | 0 | 0 | 0 | 0 | 0 | 0 | 0 | 0 | 0 | 0 | 0 | 0 | 0 | 0
F10_Industrial_Wood and Lumber Products_Existing_Space Heating_Natural Gas_Thermostat - Programmable_A_Achievable Economic UCT Potential | F10 | Industrial | Wood and Lumber Products | Existing | Space Heating | Natural Gas | Thermostat - Programmable | A | Purchases (Incremental) | Achievable Economic UCT Potential | 0 | 0 | 0 | 0 | 0 | 0 | 0 | 0 | 0 | 0 | 0 | 0 | 0 | 0 | 0 | 0 | 0 | 0 | 0 | 0 | 0 | 0 | 0
F11_Industrial_Wood and Lumber Products_Existing_Space Heating_Natural Gas_Thermostat - Programmable_A_Achievable Economic UCT Potential | F11 | Industrial | Wood and Lumber Products | Existing | Space Heating | Natural Gas | Thermostat - Programmable | A | Purchases (Cumulative) | Achievable Economic UCT Potential | 0 | 0 | 0 | 0 | 0 | 0 | 0 | 0 | 0 | 0 | 0 | 0 | 0 | 0 | 0 | 0 | 0 | 0 | 0 | 0 | 0 | 0 | 0
F1_Industrial_Wood and Lumber Products_Existing_Space Heating_Natural Gas_ENERGY STAR Connected Thermostat_A_Achievable Economic UCT Potential | F1 | Industrial | Wood and Lumber Products | Existing | Space Heating | Natural Gas | ENERGY STAR Connected Thermostat | A | Integrated Unit Energy Savings (kWh or therms) | Achievable Economic UCT Potential | 0 | 0 | 0.01559 | 0.015514 | 0.015432 | 0.015341 | 0.015239 | 0.015124 | 0.014994 | 0.014848 | 0.014687 | 0.014511 | 0.014324 | 0.014129 | 0.01393 | 0.013732 | 0.013541 | 0.013365 | 0.013207 | 0.013067 | 0.012941 | 0.012827 | 0
F2_Industrial_Wood and Lumber Products_Existing_Space Heating_Natural Gas_ENERGY STAR Connected Thermostat_A_Achievable Economic UCT Potential | F2 | Industrial | Wood and Lumber Products | Existing | Space Heating | Natural Gas | ENERGY STAR Connected Thermostat | A | Integrated Unit Summer Peak Savings (kW) | Achievable Economic UCT Potential | 0 | 0 | 0 | 0 | 0 | 0 | 0 | 0 | 0 | 0 | 0 | 0 | 0 | 0 | 0 | 0 | 0 | 0 | 0 | 0 | 0 | 0 | 0
F3_Industrial_Wood and Lumber Products_Existing_Space Heating_Natural Gas_ENERGY STAR Connected Thermostat_A_Achievable Economic UCT Potential | F3 | Industrial | Wood and Lumber Products | Existing | Space Heating | Natural Gas | ENERGY STAR Connected Thermostat | A | Integrated Unit Winter Peak Savings (kW) | Achievable Economic UCT Potential | 0 | 0 | 0 | 0 | 0 | 0 | 0 | 0 | 0 | 0 | 0 | 0 | 0 | 0 | 0 | 0 | 0 | 0 | 0 | 0 | 0 | 0 | 0
F4_Industrial_Wood and Lumber Products_Existing_Space Heating_Natural Gas_ENERGY STAR Connected Thermostat_A_Achievable Economic UCT Potential | F4 | Industrial | Wood and Lumber Products | Existing | Space Heating | Natural Gas | ENERGY STAR Connected Thermostat | A | Incremental Energy Savings (MWh or mTherms) | Achievable Economic UCT Potential | 0 | 0 | 0 | 0 | 0 | 0 | 0 | 0 | 0 | 0 | 0 | 0 | 0 | 0 | 0 | 0 | 0 | 0 | 0 | 0 | 0 | 0 | 0
F5_Industrial_Wood and Lumber Products_Existing_Space Heating_Natural Gas_ENERGY STAR Connected Thermostat_A_Achievable Economic UCT Potential | F5 | Industrial | Wood and Lumber Products | Existing | Space Heating | Natural Gas | ENERGY STAR Connected Thermostat | A | Incremental Summer Peak Savings (MW) | Achievable Economic UCT Potential | 0 | 0 | 0 | 0 | 0 | 0 | 0 | 0 | 0 | 0 | 0 | 0 | 0 | 0 | 0 | 0 | 0 | 0 | 0 | 0 | 0 | 0 | 0
F6_Industrial_Wood and Lumber Products_Existing_Space Heating_Natural Gas_ENERGY STAR Connected Thermostat_A_Achievable Economic UCT Potential | F6 | Industrial | Wood and Lumber Products | Existing | Space Heating | Natural Gas | ENERGY STAR Connected Thermostat | A | Incremental Winter Peak Savings (MW) | Achievable Economic UCT Potential | 0 | 0 | 0 | 0 | 0 | 0 | 0 | 0 | 0 | 0 | 0 | 0 | 0 | 0 | 0 | 0 | 0 | 0 | 0 | 0 | 0 | 0 | 0
F7_Industrial_Wood and Lumber Products_Existing_Space Heating_Natural Gas_ENERGY STAR Connected Thermostat_A_Achievable Economic UCT Potential | F7 | Industrial | Wood and Lumber Products | Existing | Space Heating | Natural Gas | ENERGY STAR Connected Thermostat | A | Cumulative Energy Savings (MWh or mTherms) | Achievable Economic UCT Potential | 0 | 0 | 0 | 0 | 0 | 0 | 0 | 0 | 0 | 0 | 0 | 0 | 0 | 0 | 0 | 0 | 0 | 0 | 0 | 0 | 0 | 0 | 0
F8_Industrial_Wood and Lumber Products_Existing_Space Heating_Natural Gas_ENERGY STAR Connected Thermostat_A_Achievable Economic UCT Potential | F8 | Industrial | Wood and Lumber Products | Existing | Space Heating | Natural Gas | ENERGY STAR Connected Thermostat | A | Cumulative Summer Peak Savings (MW) | Achievable Economic UCT Potential | 0 | 0 | 0 | 0 | 0 | 0 | 0 | 0 | 0 | 0 | 0 | 0 | 0 | 0 | 0 | 0 | 0 | 0 | 0 | 0 | 0 | 0 | 0
F9_Industrial_Wood and Lumber Products_Existing_Space Heating_Natural Gas_ENERGY STAR Connected Thermostat_A_Achievable Economic UCT Potential | F9 | Industrial | Wood and Lumber Products | Existing | Space Heating | Natural Gas | ENERGY STAR Connected Thermostat | A | Cumulative Winter Peak Savings (MW) | Achievable Economic UCT Potential | 0 | 0 | 0 | 0 | 0 | 0 | 0 | 0 | 0 | 0 | 0 | 0 | 0 | 0 | 0 | 0 | 0 | 0 | 0 | 0 | 0 | 0 | 0
F10_Industrial_Wood and Lumber Products_Existing_Space Heating_Natural Gas_ENERGY STAR Connected Thermostat_A_Achievable Economic UCT Potential | F10 | Industrial | Wood and Lumber Products | Existing | Space Heating | Natural Gas | ENERGY STAR Connected Thermostat | A | Purchases (Incremental) | Achievable Economic UCT Potential | 0 | 0 | 0 | 0 | 0 | 0 | 0 | 0 | 0 | 0 | 0 | 0 | 0 | 0 | 0 | 0 | 0 | 0 | 0 | 0 | 0 | 0 | 0
F11_Industrial_Wood and Lumber Products_Existing_Space Heating_Natural Gas_ENERGY STAR Connected Thermostat_A_Achievable Economic UCT Potential | F11 | Industrial | Wood and Lumber Products | Existing | Space Heating | Natural Gas | ENERGY STAR Connected Thermostat | A | Purchases (Cumulative) | Achievable Economic UCT Potential | 0 | 0 | 0 | 0 | 0 | 0 | 0 | 0 | 0 | 0 | 0 | 0 | 0 | 0 | 0 | 0 | 0 | 0 | 0 | 0 | 0 | 0 | 0
F1_Industrial_Wood and Lumber Products_Existing_Space Heating_Natural Gas_Destratification Fans (HVLS)_A_Achievable Economic UCT Potential | F1 | Industrial | Wood and Lumber Products | Existing | Space Heating | Natural Gas | Destratification Fans (HVLS) | A | Integrated Unit Energy Savings (kWh or therms) | Achievable Economic UCT Potential | 0 | 0 | 0.01559 | 0.015514 | 0.015432 | 0.015341 | 0.015239 | 0.015124 | 0.014994 | 0.014848 | 0.014687 | 0.014511 | 0.014324 | 0.014129 | 0.01393 | 0.013732 | 0.013541 | 0.013365 | 0.013207 | 0.013067 | 0.012941 | 0.012827 | 0
F2_Industrial_Wood and Lumber Products_Existing_Space Heating_Natural Gas_Destratification Fans (HVLS)_A_Achievable Economic UCT Potential | F2 | Industrial | Wood and Lumber Products | Existing | Space Heating | Natural Gas | Destratification Fans (HVLS) | A | Integrated Unit Summer Peak Savings (kW) | Achievable Economic UCT Potential | 0 | 0 | 0 | 0 | 0 | 0 | 0 | 0 | 0 | 0 | 0 | 0 | 0 | 0 | 0 | 0 | 0 | 0 | 0 | 0 | 0 | 0 | 0
F3_Industrial_Wood and Lumber Products_Existing_Space Heating_Natural Gas_Destratification Fans (HVLS)_A_Achievable Economic UCT Potential | F3 | Industrial | Wood and Lumber Products | Existing | Space Heating | Natural Gas | Destratification Fans (HVLS) | A | Integrated Unit Winter Peak Savings (kW) | Achievable Economic UCT Potential | 0 | 0 | 0 | 0 | 0 | 0 | 0 | 0 | 0 | 0 | 0 | 0 | 0 | 0 | 0 | 0 | 0 | 0 | 0 | 0 | 0 | 0 | 0
F4_Industrial_Wood and Lumber Products_Existing_Space Heating_Natural Gas_Destratification Fans (HVLS)_A_Achievable Economic UCT Potential | F4 | Industrial | Wood and Lumber Products | Existing | Space Heating | Natural Gas | Destratification Fans (HVLS) | A | Incremental Energy Savings (MWh or mTherms) | Achievable Economic UCT Potential | 0 | 0 | 0 | 0 | 0 | 0 | 0 | 0 | 0 | 0 | 0 | 0 | 0 | 0 | 0 | 0 | 0 | 0 | 0 | 0 | 0 | 0 | 0
F5_Industrial_Wood and Lumber Products_Existing_Space Heating_Natural Gas_Destratification Fans (HVLS)_A_Achievable Economic UCT Potential | F5 | Industrial | Wood and Lumber Products | Existing | Space Heating | Natural Gas | Destratification Fans (HVLS) | A | Incremental Summer Peak Savings (MW) | Achievable Economic UCT Potential | 0 | 0 | 0 | 0 | 0 | 0 | 0 | 0 | 0 | 0 | 0 | 0 | 0 | 0 | 0 | 0 | 0 | 0 | 0 | 0 | 0 | 0 | 0
F6_Industrial_Wood and Lumber Products_Existing_Space Heating_Natural Gas_Destratification Fans (HVLS)_A_Achievable Economic UCT Potential | F6 | Industrial | Wood and Lumber Products | Existing | Space Heating | Natural Gas | Destratification Fans (HVLS) | A | Incremental Winter Peak Savings (MW) | Achievable Economic UCT Potential | 0 | 0 | 0 | 0 | 0 | 0 | 0 | 0 | 0 | 0 | 0 | 0 | 0 | 0 | 0 | 0 | 0 | 0 | 0 | 0 | 0 | 0 | 0
F7_Industrial_Wood and Lumber Products_Existing_Space Heating_Natural Gas_Destratification Fans (HVLS)_A_Achievable Economic UCT Potential | F7 | Industrial | Wood and Lumber Products | Existing | Space Heating | Natural Gas | Destratification Fans (HVLS) | A | Cumulative Energy Savings (MWh or mTherms) | Achievable Economic UCT Potential | 0 | 0 | 0 | 0 | 0 | 0 | 0 | 0 | 0 | 0 | 0 | 0 | 0 | 0 | 0 | 0 | 0 | 0 | 0 | 0 | 0 | 0 | 0
F8_Industrial_Wood and Lumber Products_Existing_Space Heating_Natural Gas_Destratification Fans (HVLS)_A_Achievable Economic UCT Potential | F8 | Industrial | Wood and Lumber Products | Existing | Space Heating | Natural Gas | Destratification Fans (HVLS) | A | Cumulative Summer Peak Savings (MW) | Achievable Economic UCT Potential | 0 | 0 | 0 | 0 | 0 | 0 | 0 | 0 | 0 | 0 | 0 | 0 | 0 | 0 | 0 | 0 | 0 | 0 | 0 | 0 | 0 | 0 | 0
F9_Industrial_Wood and Lumber Products_Existing_Space Heating_Natural Gas_Destratification Fans (HVLS)_A_Achievable Economic UCT Potential | F9 | Industrial | Wood and Lumber Products | Existing | Space Heating | Natural Gas | Destratification Fans (HVLS) | A | Cumulative Winter Peak Savings (MW) | Achievable Economic UCT Potential | 0 | 0 | 0 | 0 | 0 | 0 | 0 | 0 | 0 | 0 | 0 | 0 | 0 | 0 | 0 | 0 | 0 | 0 | 0 | 0 | 0 | 0 | 0
F10_Industrial_Wood and Lumber Products_Existing_Space Heating_Natural Gas_Destratification Fans (HVLS)_A_Achievable Economic UCT Potential | F10 | Industrial | Wood and Lumber Products | Existing | Space Heating | Natural Gas | Destratification Fans (HVLS) | A | Purchases (Incremental) | Achievable Economic UCT Potential | 0 | 0 | 0 | 0 | 0 | 0 | 0 | 0 | 0 | 0 | 0 | 0 | 0 | 0 | 0 | 0 | 0 | 0 | 0 | 0 | 0 | 0 | 0
F11_Industrial_Wood and Lumber Products_Existing_Space Heating_Natural Gas_Destratification Fans (HVLS)_A_Achievable Economic UCT Potential | F11 | Industrial | Wood and Lumber Products | Existing | Space Heating | Natural Gas | Destratification Fans (HVLS) | A | Purchases (Cumulative) | Achievable Economic UCT Potential | 0 | 0 | 0 | 0 | 0 | 0 | 0 | 0 | 0 | 0 | 0 | 0 | 0 | 0 | 0 | 0 | 0 | 0 | 0 | 0 | 0 | 0 | 0
F1_Industrial_Wood and Lumber Products_Existing_Space Heating_Natural Gas_Gas Boiler - Insulate Steam Lines/Condensate Tank_A_Achievable Economic UCT Potential | F1 | Industrial | Wood and Lumber Products | Existing | Space Heating | Natural Gas | Gas Boiler - Insulate Steam Lines/Condensate Tank | A | Integrated Unit Energy Savings (kWh or therms) | Achievable Economic UCT Potential | 0 | 0 | 9.6851 | 9.6384 | 9.588 | 9.5327 | 9.471 | 9.4013 | 9.3224 | 9.2333 | 9.1342 | 9.0259 | 8.91 | 8.7888 | 8.6651 | 8.5422 | 8.4231 | 8.3139 | 8.2157 | 8.1286 | 8.0511 | 7.981 | 0
F2_Industrial_Wood and Lumber Products_Existing_Space Heating_Natural Gas_Gas Boiler - Insulate Steam Lines/Condensate Tank_A_Achievable Economic UCT Potential | F2 | Industrial | Wood and Lumber Products | Existing | Space Heating | Natural Gas | Gas Boiler - Insulate Steam Lines/Condensate Tank | A | Integrated Unit Summer Peak Savings (kW) | Achievable Economic UCT Potential | 0 | 0 | 0 | 0 | 0 | 0 | 0 | 0 | 0 | 0 | 0 | 0 | 0 | 0 | 0 | 0 | 0 | 0 | 0 | 0 | 0 | 0 | 0
F3_Industrial_Wood and Lumber Products_Existing_Space Heating_Natural Gas_Gas Boiler - Insulate Steam Lines/Condensate Tank_A_Achievable Economic UCT Potential | F3 | Industrial | Wood and Lumber Products | Existing | Space Heating | Natural Gas | Gas Boiler - Insulate Steam Lines/Condensate Tank | A | Integrated Unit Winter Peak Savings (kW) | Achievable Economic UCT Potential | 0 | 0 | 0 | 0 | 0 | 0 | 0 | 0 | 0 | 0 | 0 | 0 | 0 | 0 | 0 | 0 | 0 | 0 | 0 | 0 | 0 | 0 | 0
F4_Industrial_Wood and Lumber Products_Existing_Space Heating_Natural Gas_Gas Boiler - Insulate Steam Lines/Condensate Tank_A_Achievable Economic UCT Potential | F4 | Industrial | Wood and Lumber Products | Existing | Space Heating | Natural Gas | Gas Boiler - Insulate Steam Lines/Condensate Tank | A | Incremental Energy Savings (MWh or mTherms) | Achievable Economic UCT Potential | 0 | 0 | 0.0047934 | 0.004688 | 0.0045831 | 0.0044781 | 0.0043724 | 0.0042654 | 0.0041567 | 0.004046 | 0.0039335 | 0.0038199 | 0.0037058 | 0.0035924 | 0.0034808 | 0.0033722 | 0.0032679 | 0.0031699 | 0.0030785 | 0.0029933 | 0.0029137 | 0.0028385 | 0
F5_Industrial_Wood and Lumber Products_Existing_Space Heating_Natural Gas_Gas Boiler - Insulate Steam Lines/Condensate Tank_A_Achievable Economic UCT Potential | F5 | Industrial | Wood and Lumber Products | Existing | Space Heating | Natural Gas | Gas Boiler - Insulate Steam Lines/Condensate Tank | A | Incremental Summer Peak Savings (MW) | Achievable Economic UCT Potential | 0 | 0 | 0 | 0 | 0 | 0 | 0 | 0 | 0 | 0 | 0 | 0 | 0 | 0 | 0 | 0 | 0 | 0 | 0 | 0 | 0 | 0 | 0
F6_Industrial_Wood and Lumber Products_Existing_Space Heating_Natural Gas_Gas Boiler - Insulate Steam Lines/Condensate Tank_A_Achievable Economic UCT Potential | F6 | Industrial | Wood and Lumber Products | Existing | Space Heating | Natural Gas | Gas Boiler - Insulate Steam Lines/Condensate Tank | A | Incremental Winter Peak Savings (MW) | Achievable Economic UCT Potential | 0 | 0 | 0 | 0 | 0 | 0 | 0 | 0 | 0 | 0 | 0 | 0 | 0 | 0 | 0 | 0 | 0 | 0 | 0 | 0 | 0 | 0 | 0
F7_Industrial_Wood and Lumber Products_Existing_Space Heating_Natural Gas_Gas Boiler - Insulate Steam Lines/Condensate Tank_A_Achievable Economic UCT Potential | F7 | Industrial | Wood and Lumber Products | Existing | Space Heating | Natural Gas | Gas Boiler - Insulate Steam Lines/Condensate Tank | A | Cumulative Energy Savings (MWh or mTherms) | Achievable Economic UCT Potential | 0 | 0 | 0.0047934 | 0.0094583 | 0.013992 | 0.018389 | 0.022643 | 0.026742 | 0.030674 | 0.034427 | 0.037991 | 0.04136 | 0.044535 | 0.047521 | 0.050334 | 0.052992 | 0.055521 | 0.057971 | 0.060365 | 0.062718 | 0.065034 | 0.067306 | 0
F8_Industrial_Wood and Lumber Products_Existing_Space Heating_Natural Gas_Gas Boiler - Insulate Steam Lines/Condensate Tank_A_Achievable Economic UCT Potential | F8 | Industrial | Wood and Lumber Products | Existing | Space Heating | Natural Gas | Gas Boiler - Insulate Steam Lines/Condensate Tank | A | Cumulative Summer Peak Savings (MW) | Achievable Economic UCT Potential | 0 | 0 | 0 | 0 | 0 | 0 | 0 | 0 | 0 | 0 | 0 | 0 | 0 | 0 | 0 | 0 | 0 | 0 | 0 | 0 | 0 | 0 | 0
F9_Industrial_Wood and Lumber Products_Existing_Space Heating_Natural Gas_Gas Boiler - Insulate Steam Lines/Condensate Tank_A_Achievable Economic UCT Potential | F9 | Industrial | Wood and Lumber Products | Existing | Space Heating | Natural Gas | Gas Boiler - Insulate Steam Lines/Condensate Tank | A | Cumulative Winter Peak Savings (MW) | Achievable Economic UCT Potential | 0 | 0 | 0 | 0 | 0 | 0 | 0 | 0 | 0 | 0 | 0 | 0 | 0 | 0 | 0 | 0 | 0 | 0 | 0 | 0 | 0 | 0 | 0
F10_Industrial_Wood and Lumber Products_Existing_Space Heating_Natural Gas_Gas Boiler - Insulate Steam Lines/Condensate Tank_A_Achievable Economic UCT Potential | F10 | Industrial | Wood and Lumber Products | Existing | Space Heating | Natural Gas | Gas Boiler - Insulate Steam Lines/Condensate Tank | A | Purchases (Incremental) | Achievable Economic UCT Potential | 0 | 0 | 0.49492 | 0.48639 | 0.47801 | 0.46976 | 0.46166 | 0.4537 | 0.44588 | 0.43819 | 0.43064 | 0.42321 | 0.41592 | 0.40875 | 0.4017 | 0.39477 | 0.38797 | 0.38128 | 0.3747 | 0.36824 | 0.3619 | 0.35566 | 0
F11_Industrial_Wood and Lumber Products_Existing_Space Heating_Natural Gas_Gas Boiler - Insulate Steam Lines/Condensate Tank_A_Achievable Economic UCT Potential | F11 | Industrial | Wood and Lumber Products | Existing | Space Heating | Natural Gas | Gas Boiler - Insulate Steam Lines/Condensate Tank | A | Purchases (Cumulative) | Achievable Economic UCT Potential | 0 | 0 | 0.49492 | 0.98132 | 1.4593 | 1.9291 | 2.3908 | 2.8445 | 3.2903 | 3.7285 | 4.1592 | 4.5824 | 4.9983 | 5.4071 | 5.8088 | 6.2035 | 6.5915 | 6.9728 | 7.3475 | 7.7157 | 8.0776 | 8.4333 | 0
F1_Industrial_Wood and Lumber Products_Existing_Process_Natural Gas_Gas Boiler - Insulate Steam Lines/Condensate Tank_A_Achievable Economic UCT Potential | F1 | Industrial | Wood and Lumber Products | Existing | Process | Natural Gas | Gas Boiler - Insulate Steam Lines/Condensate Tank | A | Integrated Unit Energy Savings (kWh or therms) | Achievable Economic UCT Potential | 0 | 0 | 68.3605 | 68.2056 | 68.0481 | 67.887 | 67.7218 | 67.5563 | 67.3952 | 67.2383 | 67.086 | 66.9388 | 66.7971 | 66.6608 | 66.5285 | 66.3988 | 66.2699 | 66.1408 | 66.0144 | 65.8862 | 65.7558 | 65.6234 | 0
F2_Industrial_Wood and Lumber Products_Existing_Process_Natural Gas_Gas Boiler - Insulate Steam Lines/Condensate Tank_A_Achievable Economic UCT Potential | F2 | Industrial | Wood and Lumber Products | Existing | Process | Natural Gas | Gas Boiler - Insulate Steam Lines/Condensate Tank | A | Integrated Unit Summer Peak Savings (kW) | Achievable Economic UCT Potential | 0 | 0 | 0 | 0 | 0 | 0 | 0 | 0 | 0 | 0 | 0 | 0 | 0 | 0 | 0 | 0 | 0 | 0 | 0 | 0 | 0 | 0 | 0
F3_Industrial_Wood and Lumber Products_Existing_Process_Natural Gas_Gas Boiler - Insulate Steam Lines/Condensate Tank_A_Achievable Economic UCT Potential | F3 | Industrial | Wood and Lumber Products | Existing | Process | Natural Gas | Gas Boiler - Insulate Steam Lines/Condensate Tank | A | Integrated Unit Winter Peak Savings (kW) | Achievable Economic UCT Potential | 0 | 0 | 0 | 0 | 0 | 0 | 0 | 0 | 0 | 0 | 0 | 0 | 0 | 0 | 0 | 0 | 0 | 0 | 0 | 0 | 0 | 0 | 0
F4_Industrial_Wood and Lumber Products_Existing_Process_Natural Gas_Gas Boiler - Insulate Steam Lines/Condensate Tank_A_Achievable Economic UCT Potential | F4 | Industrial | Wood and Lumber Products | Existing | Process | Natural Gas | Gas Boiler - Insulate Steam Lines/Condensate Tank | A | Incremental Energy Savings (MWh or mTherms) | Achievable Economic UCT Potential | 0 | 0 | 0.11646 | 0.11419 | 0.11196 | 0.10977 | 0.10761 | 0.1055 | 0.10343 | 0.10141 | 0.099441 | 0.097512 | 0.095628 | 0.093787 | 0.091987 | 0.090225 | 0.088497 | 0.086802 | 0.085142 | 0.083512 | 0.08191 | 0.080335 | 0
F5_Industrial_Wood and Lumber Products_Existing_Process_Natural Gas_Gas Boiler - Insulate Steam Lines/Condensate Tank_A_Achievable Economic UCT Potential | F5 | Industrial | Wood and Lumber Products | Existing | Process | Natural Gas | Gas Boiler - Insulate Steam Lines/Condensate Tank | A | Incremental Summer Peak Savings (MW) | Achievable Economic UCT Potential | 0 | 0 | 0 | 0 | 0 | 0 | 0 | 0 | 0 | 0 | 0 | 0 | 0 | 0 | 0 | 0 | 0 | 0 | 0 | 0 | 0 | 0 | 0
F6_Industrial_Wood and Lumber Products_Existing_Process_Natural Gas_Gas Boiler - Insulate Steam Lines/Condensate Tank_A_Achievable Economic UCT Potential | F6 | Industrial | Wood and Lumber Products | Existing | Process | Natural Gas | Gas Boiler - Insulate Steam Lines/Condensate Tank | A | Incremental Winter Peak Savings (MW) | Achievable Economic UCT Potential | 0 | 0 | 0 | 0 | 0 | 0 | 0 | 0 | 0 | 0 | 0 | 0 | 0 | 0 | 0 | 0 | 0 | 0 | 0 | 0 | 0 | 0 | 0
F7_Industrial_Wood and Lumber Products_Existing_Process_Natural Gas_Gas Boiler - Insulate Steam Lines/Condensate Tank_A_Achievable Economic UCT Potential | F7 | Industrial | Wood and Lumber Products | Existing | Process | Natural Gas | Gas Boiler - Insulate Steam Lines/Condensate Tank | A | Cumulative Energy Savings (MWh or mTherms) | Achievable Economic UCT Potential | 0 | 0 | 0.11646 | 0.23038 | 0.34181 | 0.45077 | 0.55729 | 0.66143 | 0.76329 | 0.86292 | 0.96041 | 1.0558 | 1.1492 | 1.2406 | 1.3302 | 1.4178 | 1.5036 | 1.5874 | 1.6695 | 1.7498 | 1.8282 | 1.9049 | 0
F8_Industrial_Wood and Lumber Products_Existing_Process_Natural Gas_Gas Boiler - Insulate Steam Lines/Condensate Tank_A_Achievable Economic UCT Potential | F8 | Industrial | Wood and Lumber Products | Existing | Process | Natural Gas | Gas Boiler - Insulate Steam Lines/Condensate Tank | A | Cumulative Summer Peak Savings (MW) | Achievable Economic UCT Potential | 0 | 0 | 0 | 0 | 0 | 0 | 0 | 0 | 0 | 0 | 0 | 0 | 0 | 0 | 0 | 0 | 0 | 0 | 0 | 0 | 0 | 0 | 0
F9_Industrial_Wood and Lumber Products_Existing_Process_Natural Gas_Gas Boiler - Insulate Steam Lines/Condensate Tank_A_Achievable Economic UCT Potential | F9 | Industrial | Wood and Lumber Products | Existing | Process | Natural Gas | Gas Boiler - Insulate Steam Lines/Condensate Tank | A | Cumulative Winter Peak Savings (MW) | Achievable Economic UCT Potential | 0 | 0 | 0 | 0 | 0 | 0 | 0 | 0 | 0 | 0 | 0 | 0 | 0 | 0 | 0 | 0 | 0 | 0 | 0 | 0 | 0 | 0 | 0
F10_Industrial_Wood and Lumber Products_Existing_Process_Natural Gas_Gas Boiler - Insulate Steam Lines/Condensate Tank_A_Achievable Economic UCT Potential | F10 | Industrial | Wood and Lumber Products | Existing | Process | Natural Gas | Gas Boiler - Insulate Steam Lines/Condensate Tank | A | Purchases (Incremental) | Achievable Economic UCT Potential | 0 | 0 | 1.7036 | 1.6742 | 1.6453 | 1.617 | 1.5891 | 1.5617 | 1.5348 | 1.5083 | 1.4823 | 1.4567 | 1.4316 | 1.4069 | 1.3827 | 1.3588 | 1.3354 | 1.3124 | 1.2898 | 1.2675 | 1.2457 | 1.2242 | 0
F11_Industrial_Wood and Lumber Products_Existing_Process_Natural Gas_Gas Boiler - Insulate Steam Lines/Condensate Tank_A_Achievable Economic UCT Potential | F11 | Industrial | Wood and Lumber Products | Existing | Process | Natural Gas | Gas Boiler - Insulate Steam Lines/Condensate Tank | A | Purchases (Cumulative) | Achievable Economic UCT Potential | 0 | 0 | 1.7036 | 3.3777 | 5.0231 | 6.64 | 8.2291 | 9.7908 | 11.3255 | 12.8338 | 14.3161 | 15.7728 | 17.2044 | 18.6114 | 19.994 | 21.3529 | 22.6883 | 24.0007 | 25.2904 | 26.5579 | 27.8036 | 29.0278 | 0
F1_Industrial_Wood and Lumber Products_Existing_Space Heating_Natural Gas_Gas Boiler - Insulate Hot Water Lines_A_Achievable Economic UCT Potential | F1 | Industrial | Wood and Lumber Products | Existing | Space Heating | Natural Gas | Gas Boiler - Insulate Hot Water Lines | A | Integrated Unit Energy Savings (kWh or therms) | Achievable Economic UCT Potential | 0 | 0 | 10.95 | 10.9015 | 10.8513 | 10.7989 | 10.7438 | 10.6853 | 10.6231 | 10.5571 | 10.4874 | 10.4144 | 10.3386 | 10.2601 | 10.179 | 10.0956 | 10.0103 | 9.9287 | 9.8515 | 9.7786 | 9.7102 | 9.6463 | 0
F2_Industrial_Wood and Lumber Products_Existing_Space Heating_Natural Gas_Gas Boiler - Insulate Hot Water Lines_A_Achievable Economic UCT Potential | F2 | Industrial | Wood and Lumber Products | Existing | Space Heating | Natural Gas | Gas Boiler - Insulate Hot Water Lines | A | Integrated Unit Summer Peak Savings (kW) | Achievable Economic UCT Potential | 0 | 0 | 0 | 0 | 0 | 0 | 0 | 0 | 0 | 0 | 0 | 0 | 0 | 0 | 0 | 0 | 0 | 0 | 0 | 0 | 0 | 0 | 0
F3_Industrial_Wood and Lumber Products_Existing_Space Heating_Natural Gas_Gas Boiler - Insulate Hot Water Lines_A_Achievable Economic UCT Potential | F3 | Industrial | Wood and Lumber Products | Existing | Space Heating | Natural Gas | Gas Boiler - Insulate Hot Water Lines | A | Integrated Unit Winter Peak Savings (kW) | Achievable Economic UCT Potential | 0 | 0 | 0 | 0 | 0 | 0 | 0 | 0 | 0 | 0 | 0 | 0 | 0 | 0 | 0 | 0 | 0 | 0 | 0 | 0 | 0 | 0 | 0
F4_Industrial_Wood and Lumber Products_Existing_Space Heating_Natural Gas_Gas Boiler - Insulate Hot Water Lines_A_Achievable Economic UCT Potential | F4 | Industrial | Wood and Lumber Products | Existing | Space Heating | Natural Gas | Gas Boiler - Insulate Hot Water Lines | A | Incremental Energy Savings (MWh or mTherms) | Achievable Economic UCT Potential | 0 | 0 | 0.010839 | 0.010605 | 0.010374 | 0.010146 | 0.00992 | 0.0096959 | 0.0094733 | 0.0092521 | 0.0090326 | 0.0088151 | 0.0086001 | 0.0083876 | 0.0081778 | 0.007971 | 0.0077673 | 0.0075712 | 0.0073828 | 0.0072018 | 0.0070281 | 0.0068615 | 0
F5_Industrial_Wood and Lumber Products_Existing_Space Heating_Natural Gas_Gas Boiler - Insulate Hot Water Lines_A_Achievable Economic UCT Potential | F5 | Industrial | Wood and Lumber Products | Existing | Space Heating | Natural Gas | Gas Boiler - Insulate Hot Water Lines | A | Incremental Summer Peak Savings (MW) | Achievable Economic UCT Potential | 0 | 0 | 0 | 0 | 0 | 0 | 0 | 0 | 0 | 0 | 0 | 0 | 0 | 0 | 0 | 0 | 0 | 0 | 0 | 0 | 0 | 0 | 0
F6_Industrial_Wood and Lumber Products_Existing_Space Heating_Natural Gas_Gas Boiler - Insulate Hot Water Lines_A_Achievable Economic UCT Potential | F6 | Industrial | Wood and Lumber Products | Existing | Space Heating | Natural Gas | Gas Boiler - Insulate Hot Water Lines | A | Incremental Winter Peak Savings (MW) | Achievable Economic UCT Potential | 0 | 0 | 0 | 0 | 0 | 0 | 0 | 0 | 0 | 0 | 0 | 0 | 0 | 0 | 0 | 0 | 0 | 0 | 0 | 0 | 0 | 0 | 0
F7_Industrial_Wood and Lumber Products_Existing_Space Heating_Natural Gas_Gas Boiler - Insulate Hot Water Lines_A_Achievable Economic UCT Potential | F7 | Industrial | Wood and Lumber Products | Existing | Space Heating | Natural Gas | Gas Boiler - Insulate Hot Water Lines | A | Cumulative Energy Savings (MWh or mTherms) | Achievable Economic UCT Potential | 0 | 0 | 0.010839 | 0.021396 | 0.031671 | 0.041664 | 0.051371 | 0.060788 | 0.069907 | 0.078725 | 0.087238 | 0.095446 | 0.10335 | 0.11095 | 0.11825 | 0.12526 | 0.13197 | 0.13846 | 0.14477 | 0.1509 | 0.15687 | 0.1627 | 0
F8_Industrial_Wood and Lumber Products_Existing_Space Heating_Natural Gas_Gas Boiler - Insulate Hot Water Lines_A_Achievable Economic UCT Potential | F8 | Industrial | Wood and Lumber Products | Existing | Space Heating | Natural Gas | Gas Boiler - Insulate Hot Water Lines | A | Cumulative Summer Peak Savings (MW) | Achievable Economic UCT Potential | 0 | 0 | 0 | 0 | 0 | 0 | 0 | 0 | 0 | 0 | 0 | 0 | 0 | 0 | 0 | 0 | 0 | 0 | 0 | 0 | 0 | 0 | 0
F9_Industrial_Wood and Lumber Products_Existing_Space Heating_Natural Gas_Gas Boiler - Insulate Hot Water Lines_A_Achievable Economic UCT Potential | F9 | Industrial | Wood and Lumber Products | Existing | Space Heating | Natural Gas | Gas Boiler - Insulate Hot Water Lines | A | Cumulative Winter Peak Savings (MW) | Achievable Economic UCT Potential | 0 | 0 | 0 | 0 | 0 | 0 | 0 | 0 | 0 | 0 | 0 | 0 | 0 | 0 | 0 | 0 | 0 | 0 | 0 | 0 | 0 | 0 | 0
F10_Industrial_Wood and Lumber Products_Existing_Space Heating_Natural Gas_Gas Boiler - Insulate Hot Water Lines_A_Achievable Economic UCT Potential | F10 | Industrial | Wood and Lumber Products | Existing | Space Heating | Natural Gas | Gas Boiler - Insulate Hot Water Lines | A | Purchases (Incremental) | Achievable Economic UCT Potential | 0 | 0 | 0.98985 | 0.97278 | 0.95601 | 0.93953 | 0.92333 | 0.90741 | 0.89176 | 0.87639 | 0.86128 | 0.84643 | 0.83184 | 0.81749 | 0.8034 | 0.78955 | 0.77593 | 0.76256 | 0.74941 | 0.73649 | 0.72379 | 0.71131 | 0
F11_Industrial_Wood and Lumber Products_Existing_Space Heating_Natural Gas_Gas Boiler - Insulate Hot Water Lines_A_Achievable Economic UCT Potential | F11 | Industrial | Wood and Lumber Products | Existing | Space Heating | Natural Gas | Gas Boiler - Insulate Hot Water Lines | A | Purchases (Cumulative) | Achievable Economic UCT Potential | 0 | 0 | 0.98985 | 1.9626 | 2.9186 | 3.8582 | 4.7815 | 5.6889 | 6.5807 | 7.4571 | 8.3183 | 9.1648 | 9.9966 | 10.8141 | 11.6175 | 12.4071 | 13.183 | 13.9455 | 14.695 | 15.4314 | 16.1552 | 16.8665 | 0
F1_Industrial_Wood and Lumber Products_Existing_Process_Natural Gas_Gas Boiler - Insulate Hot Water Lines_A_Achievable Economic UCT Potential | F1 | Industrial | Wood and Lumber Products | Existing | Process | Natural Gas | Gas Boiler - Insulate Hot Water Lines | A | Integrated Unit Energy Savings (kWh or therms) | Achievable Economic UCT Potential | 0 | 0 | 77.2994 | 77.1554 | 77.0087 | 76.8585 | 76.704 | 76.5497 | 76.4008 | 76.2571 | 76.1191 | 75.9874 | 75.8623 | 75.7439 | 75.6307 | 75.5209 | 75.4126 | 75.3046 | 75.2003 | 75.0944 | 74.9868 | 74.8774 | 0
F2_Industrial_Wood and Lumber Products_Existing_Process_Natural Gas_Gas Boiler - Insulate Hot Water Lines_A_Achievable Economic UCT Potential | F2 | Industrial | Wood and Lumber Products | Existing | Process | Natural Gas | Gas Boiler - Insulate Hot Water Lines | A | Integrated Unit Summer Peak Savings (kW) | Achievable Economic UCT Potential | 0 | 0 | 0 | 0 | 0 | 0 | 0 | 0 | 0 | 0 | 0 | 0 | 0 | 0 | 0 | 0 | 0 | 0 | 0 | 0 | 0 | 0 | 0
F3_Industrial_Wood and Lumber Products_Existing_Process_Natural Gas_Gas Boiler - Insulate Hot Water Lines_A_Achievable Economic UCT Potential | F3 | Industrial | Wood and Lumber Products | Existing | Process | Natural Gas | Gas Boiler - Insulate Hot Water Lines | A | Integrated Unit Winter Peak Savings (kW) | Achievable Economic UCT Potential | 0 | 0 | 0 | 0 | 0 | 0 | 0 | 0 | 0 | 0 | 0 | 0 | 0 | 0 | 0 | 0 | 0 | 0 | 0 | 0 | 0 | 0 | 0
F4_Industrial_Wood and Lumber Products_Existing_Process_Natural Gas_Gas Boiler - Insulate Hot Water Lines_A_Achievable Economic UCT Potential | F4 | Industrial | Wood and Lumber Products | Existing | Process | Natural Gas | Gas Boiler - Insulate Hot Water Lines | A | Incremental Energy Savings (MWh or mTherms) | Achievable Economic UCT Potential | 0 | 0 | 0.26337 | 0.25834 | 0.25341 | 0.24855 | 0.24378 | 0.23909 | 0.23451 | 0.23004 | 0.22566 | 0.22139 | 0.21721 | 0.21313 | 0.20914 | 0.20524 | 0.20141 | 0.19766 | 0.19398 | 0.19037 | 0.18682 | 0.18333 | 0
F5_Industrial_Wood and Lumber Products_Existing_Process_Natural Gas_Gas Boiler - Insulate Hot Water Lines_A_Achievable Economic UCT Potential | F5 | Industrial | Wood and Lumber Products | Existing | Process | Natural Gas | Gas Boiler - Insulate Hot Water Lines | A | Incremental Summer Peak Savings (MW) | Achievable Economic UCT Potential | 0 | 0 | 0 | 0 | 0 | 0 | 0 | 0 | 0 | 0 | 0 | 0 | 0 | 0 | 0 | 0 | 0 | 0 | 0 | 0 | 0 | 0 | 0
F6_Industrial_Wood and Lumber Products_Existing_Process_Natural Gas_Gas Boiler - Insulate Hot Water Lines_A_Achievable Economic UCT Potential | F6 | Industrial | Wood and Lumber Products | Existing | Process | Natural Gas | Gas Boiler - Insulate Hot Water Lines | A | Incremental Winter Peak Savings (MW) | Achievable Economic UCT Potential | 0 | 0 | 0 | 0 | 0 | 0 | 0 | 0 | 0 | 0 | 0 | 0 | 0 | 0 | 0 | 0 | 0 | 0 | 0 | 0 | 0 | 0 | 0
F7_Industrial_Wood and Lumber Products_Existing_Process_Natural Gas_Gas Boiler - Insulate Hot Water Lines_A_Achievable Economic UCT Potential | F7 | Industrial | Wood and Lumber Products | Existing | Process | Natural Gas | Gas Boiler - Insulate Hot Water Lines | A | Cumulative Energy Savings (MWh or mTherms) | Achievable Economic UCT Potential | 0 | 0 | 0.26337 | 0.52122 | 0.77364 | 1.0207 | 1.2624 | 1.499 | 1.7306 | 1.9573 | 2.1795 | 2.3971 | 2.6103 | 2.8194 | 3.0243 | 3.2252 | 3.422 | 3.6147 | 3.8037 | 3.9887 | 4.1698 | 4.347 | 0
F8_Industrial_Wood and Lumber Products_Existing_Process_Natural Gas_Gas Boiler - Insulate Hot Water Lines_A_Achievable Economic UCT Potential | F8 | Industrial | Wood and Lumber Products | Existing | Process | Natural Gas | Gas Boiler - Insulate Hot Water Lines | A | Cumulative Summer Peak Savings (MW) | Achievable Economic UCT Potential | 0 | 0 | 0 | 0 | 0 | 0 | 0 | 0 | 0 | 0 | 0 | 0 | 0 | 0 | 0 | 0 | 0 | 0 | 0 | 0 | 0 | 0 | 0
F9_Industrial_Wood and Lumber Products_Existing_Process_Natural Gas_Gas Boiler - Insulate Hot Water Lines_A_Achievable Economic UCT Potential | F9 | Industrial | Wood and Lumber Products | Existing | Process | Natural Gas | Gas Boiler - Insulate Hot Water Lines | A | Cumulative Winter Peak Savings (MW) | Achievable Economic UCT Potential | 0 | 0 | 0 | 0 | 0 | 0 | 0 | 0 | 0 | 0 | 0 | 0 | 0 | 0 | 0 | 0 | 0 | 0 | 0 | 0 | 0 | 0 | 0
F10_Industrial_Wood and Lumber Products_Existing_Process_Natural Gas_Gas Boiler - Insulate Hot Water Lines_A_Achievable Economic UCT Potential | F10 | Industrial | Wood and Lumber Products | Existing | Process | Natural Gas | Gas Boiler - Insulate Hot Water Lines | A | Purchases (Incremental) | Achievable Economic UCT Potential | 0 | 0 | 3.4071 | 3.3484 | 3.2906 | 3.2339 | 3.1781 | 3.1234 | 3.0695 | 3.0166 | 2.9646 | 2.9135 | 2.8632 | 2.8139 | 2.7653 | 2.7177 | 2.6708 | 2.6248 | 2.5795 | 2.535 | 2.4913 | 2.4484 | 0
F11_Industrial_Wood and Lumber Products_Existing_Process_Natural Gas_Gas Boiler - Insulate Hot Water Lines_A_Achievable Economic UCT Potential | F11 | Industrial | Wood and Lumber Products | Existing | Process | Natural Gas | Gas Boiler - Insulate Hot Water Lines | A | Purchases (Cumulative) | Achievable Economic UCT Potential | 0 | 0 | 3.4071 | 6.7555 | 10.0461 | 13.28 | 16.4582 | 19.5815 | 22.651 | 25.6676 | 28.6322 | 31.5456 | 34.4089 | 37.2227 | 39.9881 | 42.7057 | 45.3766 | 48.0013 | 50.5808 | 53.1159 | 55.6072 | 58.0555 | 0
F1_Industrial_Wood and Lumber Products_Existing_Process_Natural Gas_Process - Insulate Heated Process Fluids_A_Achievable Economic UCT Potential | F1 | Industrial | Wood and Lumber Products | Existing | Process | Natural Gas | Process - Insulate Heated Process Fluids | A | Integrated Unit Energy Savings (kWh or therms) | Achievable Economic UCT Potential | 0 | 0 | 125.8011 | 125.7818 | 125.766 | 125.7519 | 125.7384 | 125.7255 | 125.713 | 125.7011 | 125.6895 | 125.6782 | 125.6671 | 125.6563 | 125.6458 | 125.6353 | 125.6249 | 125.6144 | 125.6038 | 125.5932 | 125.5824 | 125.5716 | 0
F2_Industrial_Wood and Lumber Products_Existing_Process_Natural Gas_Process - Insulate Heated Process Fluids_A_Achievable Economic UCT Potential | F2 | Industrial | Wood and Lumber Products | Existing | Process | Natural Gas | Process - Insulate Heated Process Fluids | A | Integrated Unit Summer Peak Savings (kW) | Achievable Economic UCT Potential | 0 | 0 | 0 | 0 | 0 | 0 | 0 | 0 | 0 | 0 | 0 | 0 | 0 | 0 | 0 | 0 | 0 | 0 | 0 | 0 | 0 | 0 | 0
F3_Industrial_Wood and Lumber Products_Existing_Process_Natural Gas_Process - Insulate Heated Process Fluids_A_Achievable Economic UCT Potential | F3 | Industrial | Wood and Lumber Products | Existing | Process | Natural Gas | Process - Insulate Heated Process Fluids | A | Integrated Unit Winter Peak Savings (kW) | Achievable Economic UCT Potential | 0 | 0 | 0 | 0 | 0 | 0 | 0 | 0 | 0 | 0 | 0 | 0 | 0 | 0 | 0 | 0 | 0 | 0 | 0 | 0 | 0 | 0 | 0
F4_Industrial_Wood and Lumber Products_Existing_Process_Natural Gas_Process - Insulate Heated Process Fluids_A_Achievable Economic UCT Potential | F4 | Industrial | Wood and Lumber Products | Existing | Process | Natural Gas | Process - Insulate Heated Process Fluids | A | Incremental Energy Savings (MWh or mTherms) | Achievable Economic UCT Potential | 0 | 0 | 0.4688 | 0.46065 | 0.45265 | 0.44479 | 0.43708 | 0.38655 | 0.30388 | 0.23889 | 0.1878 | 0.14763 | 0.11606 | 0.09124 | 0.071728 | 0.056388 | 0.044329 | 0.034849 | 0.00023358 | 8.1975e-05 | 2.7462e-05 | 8.7998e-06 | 0
F5_Industrial_Wood and Lumber Products_Existing_Process_Natural Gas_Process - Insulate Heated Process Fluids_A_Achievable Economic UCT Potential | F5 | Industrial | Wood and Lumber Products | Existing | Process | Natural Gas | Process - Insulate Heated Process Fluids | A | Incremental Summer Peak Savings (MW) | Achievable Economic UCT Potential | 0 | 0 | 0 | 0 | 0 | 0 | 0 | 0 | 0 | 0 | 0 | 0 | 0 | 0 | 0 | 0 | 0 | 0 | 0 | 0 | 0 | 0 | 0
F6_Industrial_Wood and Lumber Products_Existing_Process_Natural Gas_Process - Insulate Heated Process Fluids_A_Achievable Economic UCT Potential | F6 | Industrial | Wood and Lumber Products | Existing | Process | Natural Gas | Process - Insulate Heated Process Fluids | A | Incremental Winter Peak Savings (MW) | Achievable Economic UCT Potential | 0 | 0 | 0 | 0 | 0 | 0 | 0 | 0 | 0 | 0 | 0 | 0 | 0 | 0 | 0 | 0 | 0 | 0 | 0 | 0 | 0 | 0 | 0
F7_Industrial_Wood and Lumber Products_Existing_Process_Natural Gas_Process - Insulate Heated Process Fluids_A_Achievable Economic UCT Potential | F7 | Industrial | Wood and Lumber Products | Existing | Process | Natural Gas | Process - Insulate Heated Process Fluids | A | Cumulative Energy Savings (MWh or mTherms) | Achievable Economic UCT Potential | 0 | 0 | 0.4688 | 0.92937 | 1.3819 | 1.8265 | 2.2634 | 2.6497 | 2.9534 | 3.192 | 3.3795 | 3.5268 | 3.6425 | 3.7335 | 3.8049 | 3.861 | 3.905 | 3.9395 | 3.9394 | 3.9391 | 3.9388 | 3.9385 | 0
F8_Industrial_Wood and Lumber Products_Existing_Process_Natural Gas_Process - Insulate Heated Process Fluids_A_Achievable Economic UCT Potential | F8 | Industrial | Wood and Lumber Products | Existing | Process | Natural Gas | Process - Insulate Heated Process Fluids | A | Cumulative Summer Peak Savings (MW) | Achievable Economic UCT Potential | 0 | 0 | 0 | 0 | 0 | 0 | 0 | 0 | 0 | 0 | 0 | 0 | 0 | 0 | 0 | 0 | 0 | 0 | 0 | 0 | 0 | 0 | 0
F9_Industrial_Wood and Lumber Products_Existing_Process_Natural Gas_Process - Insulate Heated Process Fluids_A_Achievable Economic UCT Potential | F9 | Industrial | Wood and Lumber Products | Existing | Process | Natural Gas | Process - Insulate Heated Process Fluids | A | Cumulative Winter Peak Savings (MW) | Achievable Economic UCT Potential | 0 | 0 | 0 | 0 | 0 | 0 | 0 | 0 | 0 | 0 | 0 | 0 | 0 | 0 | 0 | 0 | 0 | 0 | 0 | 0 | 0 | 0 | 0
F10_Industrial_Wood and Lumber Products_Existing_Process_Natural Gas_Process - Insulate Heated Process Fluids_A_Achievable Economic UCT Potential | F10 | Industrial | Wood and Lumber Products | Existing | Process | Natural Gas | Process - Insulate Heated Process Fluids | A | Purchases (Incremental) | Achievable Economic UCT Potential | 0 | 0 | 3.7265 | 3.6623 | 3.5991 | 3.5371 | 3.4761 | 3.0745 | 2.4172 | 1.9004 | 1.4941 | 1.1747 | 0.92356 | 0.72611 | 0.57087 | 0.44882 | 0.35287 | 0.27743 | 0.0018596 | 0.00065271 | 0.00021868 | 7.0078e-05 | 0
F11_Industrial_Wood and Lumber Products_Existing_Process_Natural Gas_Process - Insulate Heated Process Fluids_A_Achievable Economic UCT Potential | F11 | Industrial | Wood and Lumber Products | Existing | Process | Natural Gas | Process - Insulate Heated Process Fluids | A | Purchases (Cumulative) | Achievable Economic UCT Potential | 0 | 0 | 3.7265 | 7.3888 | 10.9879 | 14.525 | 18.0011 | 21.0756 | 23.4928 | 25.3933 | 26.8874 | 28.0621 | 28.9857 | 29.7118 | 30.2827 | 30.7315 | 31.0843 | 31.3618 | 31.3636 | 31.3643 | 31.3645 | 31.3646 | 0
F1_Industrial_Wood and Lumber Products_Existing_Process_Natural Gas_Process Heat Recovery_A_Achievable Economic UCT Potential | F1 | Industrial | Wood and Lumber Products | Existing | Process | Natural Gas | Process Heat Recovery | A | Integrated Unit Energy Savings (kWh or therms) | Achievable Economic UCT Potential | 0 | 0 | 0.21019 | 0.20956 | 0.20892 | 0.20826 | 0.20758 | 0.2069 | 0.20624 | 0.2056 | 0.20498 | 0.20439 | 0.20382 | 0.20328 | 0.20276 | 0.20226 | 0.20176 | 0.20128 | 0.20081 | 0.20034 | 0.19986 | 0.19938 | 0
F2_Industrial_Wood and Lumber Products_Existing_Process_Natural Gas_Process Heat Recovery_A_Achievable Economic UCT Potential | F2 | Industrial | Wood and Lumber Products | Existing | Process | Natural Gas | Process Heat Recovery | A | Integrated Unit Summer Peak Savings (kW) | Achievable Economic UCT Potential | 0 | 0 | 0 | 0 | 0 | 0 | 0 | 0 | 0 | 0 | 0 | 0 | 0 | 0 | 0 | 0 | 0 | 0 | 0 | 0 | 0 | 0 | 0
F3_Industrial_Wood and Lumber Products_Existing_Process_Natural Gas_Process Heat Recovery_A_Achievable Economic UCT Potential | F3 | Industrial | Wood and Lumber Products | Existing | Process | Natural Gas | Process Heat Recovery | A | Integrated Unit Winter Peak Savings (kW) | Achievable Economic UCT Potential | 0 | 0 | 0 | 0 | 0 | 0 | 0 | 0 | 0 | 0 | 0 | 0 | 0 | 0 | 0 | 0 | 0 | 0 | 0 | 0 | 0 | 0 | 0
F4_Industrial_Wood and Lumber Products_Existing_Process_Natural Gas_Process Heat Recovery_A_Achievable Economic UCT Potential | F4 | Industrial | Wood and Lumber Products | Existing | Process | Natural Gas | Process Heat Recovery | A | Incremental Energy Savings (MWh or mTherms) | Achievable Economic UCT Potential | 0 | 0 | 0 | 0 | 0 | 0 | 0 | 0 | 0 | 0 | 0 | 0 | 0 | 0 | 0 | 0 | 0 | 0 | 0 | 0 | 0 | 0 | 0
F5_Industrial_Wood and Lumber Products_Existing_Process_Natural Gas_Process Heat Recovery_A_Achievable Economic UCT Potential | F5 | Industrial | Wood and Lumber Products | Existing | Process | Natural Gas | Process Heat Recovery | A | Incremental Summer Peak Savings (MW) | Achievable Economic UCT Potential | 0 | 0 | 0 | 0 | 0 | 0 | 0 | 0 | 0 | 0 | 0 | 0 | 0 | 0 | 0 | 0 | 0 | 0 | 0 | 0 | 0 | 0 | 0
F6_Industrial_Wood and Lumber Products_Existing_Process_Natural Gas_Process Heat Recovery_A_Achievable Economic UCT Potential | F6 | Industrial | Wood and Lumber Products | Existing | Process | Natural Gas | Process Heat Recovery | A | Incremental Winter Peak Savings (MW) | Achievable Economic UCT Potential | 0 | 0 | 0 | 0 | 0 | 0 | 0 | 0 | 0 | 0 | 0 | 0 | 0 | 0 | 0 | 0 | 0 | 0 | 0 | 0 | 0 | 0 | 0
F7_Industrial_Wood and Lumber Products_Existing_Process_Natural Gas_Process Heat Recovery_A_Achievable Economic UCT Potential | F7 | Industrial | Wood and Lumber Products | Existing | Process | Natural Gas | Process Heat Recovery | A | Cumulative Energy Savings (MWh or mTherms) | Achievable Economic UCT Potential | 0 | 0 | 0 | 0 | 0 | 0 | 0 | 0 | 0 | 0 | 0 | 0 | 0 | 0 | 0 | 0 | 0 | 0 | 0 | 0 | 0 | 0 | 0
F8_Industrial_Wood and Lumber Products_Existing_Process_Natural Gas_Process Heat Recovery_A_Achievable Economic UCT Potential | F8 | Industrial | Wood and Lumber Products | Existing | Process | Natural Gas | Process Heat Recovery | A | Cumulative Summer Peak Savings (MW) | Achievable Economic UCT Potential | 0 | 0 | 0 | 0 | 0 | 0 | 0 | 0 | 0 | 0 | 0 | 0 | 0 | 0 | 0 | 0 | 0 | 0 | 0 | 0 | 0 | 0 | 0
F9_Industrial_Wood and Lumber Products_Existing_Process_Natural Gas_Process Heat Recovery_A_Achievable Economic UCT Potential | F9 | Industrial | Wood and Lumber Products | Existing | Process | Natural Gas | Process Heat Recovery | A | Cumulative Winter Peak Savings (MW) | Achievable Economic UCT Potential | 0 | 0 | 0 | 0 | 0 | 0 | 0 | 0 | 0 | 0 | 0 | 0 | 0 | 0 | 0 | 0 | 0 | 0 | 0 | 0 | 0 | 0 | 0
F10_Industrial_Wood and Lumber Products_Existing_Process_Natural Gas_Process Heat Recovery_A_Achievable Economic UCT Potential | F10 | Industrial | Wood and Lumber Products | Existing | Process | Natural Gas | Process Heat Recovery | A | Purchases (Incremental) | Achievable Economic UCT Potential | 0 | 0 | 0 | 0 | 0 | 0 | 0 | 0 | 0 | 0 | 0 | 0 | 0 | 0 | 0 | 0 | 0 | 0 | 0 | 0 | 0 | 0 | 0
F11_Industrial_Wood and Lumber Products_Existing_Process_Natural Gas_Process Heat Recovery_A_Achievable Economic UCT Potential | F11 | Industrial | Wood and Lumber Products | Existing | Process | Natural Gas | Process Heat Recovery | A | Purchases (Cumulative) | Achievable Economic UCT Potential | 0 | 0 | 0 | 0 | 0 | 0 | 0 | 0 | 0 | 0 | 0 | 0 | 0 | 0 | 0 | 0 | 0 | 0 | 0 | 0 | 0 | 0 | 0
F1_Industrial_Wood and Lumber Products_Existing_Space Heating_Natural Gas_Building Automation System_A_Achievable Economic UCT Potential | F1 | Industrial | Wood and Lumber Products | Existing | Space Heating | Natural Gas | Building Automation System | A | Integrated Unit Energy Savings (kWh or therms) | Achievable Economic UCT Potential | 0 | 0 | 0.015595 | 0.015526 | 0.015454 | 0.015377 | 0.015297 | 0.01521 | 0.015118 | 0.01502 | 0.014916 | 0.014808 | 0.014695 | 0.014578 | 0.014458 | 0.014335 | 0.014209 | 0.014089 | 0.013976 | 0.013869 | 0.013768 | 0.013674 | 0
F2_Industrial_Wood and Lumber Products_Existing_Space Heating_Natural Gas_Building Automation System_A_Achievable Economic UCT Potential | F2 | Industrial | Wood and Lumber Products | Existing | Space Heating | Natural Gas | Building Automation System | A | Integrated Unit Summer Peak Savings (kW) | Achievable Economic UCT Potential | 0 | 0 | 0 | 0 | 0 | 0 | 0 | 0 | 0 | 0 | 0 | 0 | 0 | 0 | 0 | 0 | 0 | 0 | 0 | 0 | 0 | 0 | 0
F3_Industrial_Wood and Lumber Products_Existing_Space Heating_Natural Gas_Building Automation System_A_Achievable Economic UCT Potential | F3 | Industrial | Wood and Lumber Products | Existing | Space Heating | Natural Gas | Building Automation System | A | Integrated Unit Winter Peak Savings (kW) | Achievable Economic UCT Potential | 0 | 0 | 0 | 0 | 0 | 0 | 0 | 0 | 0 | 0 | 0 | 0 | 0 | 0 | 0 | 0 | 0 | 0 | 0 | 0 | 0 | 0 | 0
F4_Industrial_Wood and Lumber Products_Existing_Space Heating_Natural Gas_Building Automation System_A_Achievable Economic UCT Potential | F4 | Industrial | Wood and Lumber Products | Existing | Space Heating | Natural Gas | Building Automation System | A | Incremental Energy Savings (MWh or mTherms) | Achievable Economic UCT Potential | 0 | 0 | 0.01223 | 0.023918 | 0.041541 | 0.066079 | 0.09805 | 0.13723 | 0.18234 | 0.23079 | 0.2786 | 0.32052 | 0.35071 | 0.36375 | 0.356 | 0.32699 | 0.28007 | 0.2257 | 0.16825 | 0.1136 | 0.070808 | 0.045072 | 0
F5_Industrial_Wood and Lumber Products_Existing_Space Heating_Natural Gas_Building Automation System_A_Achievable Economic UCT Potential | F5 | Industrial | Wood and Lumber Products | Existing | Space Heating | Natural Gas | Building Automation System | A | Incremental Summer Peak Savings (MW) | Achievable Economic UCT Potential | 0 | 0 | 0 | 0 | 0 | 0 | 0 | 0 | 0 | 0 | 0 | 0 | 0 | 0 | 0 | 0 | 0 | 0 | 0 | 0 | 0 | 0 | 0
F6_Industrial_Wood and Lumber Products_Existing_Space Heating_Natural Gas_Building Automation System_A_Achievable Economic UCT Potential | F6 | Industrial | Wood and Lumber Products | Existing | Space Heating | Natural Gas | Building Automation System | A | Incremental Winter Peak Savings (MW) | Achievable Economic UCT Potential | 0 | 0 | 0 | 0 | 0 | 0 | 0 | 0 | 0 | 0 | 0 | 0 | 0 | 0 | 0 | 0 | 0 | 0 | 0 | 0 | 0 | 0 | 0
F7_Industrial_Wood and Lumber Products_Existing_Space Heating_Natural Gas_Building Automation System_A_Achievable Economic UCT Potential | F7 | Industrial | Wood and Lumber Products | Existing | Space Heating | Natural Gas | Building Automation System | A | Cumulative Energy Savings (MWh or mTherms) | Achievable Economic UCT Potential | 0 | 0 | 0.01223 | 0.036093 | 0.077466 | 0.14316 | 0.24046 | 0.37633 | 0.55639 | 0.78357 | 1.0568 | 1.3696 | 1.7099 | 2.0601 | 2.3991 | 2.7056 | 2.9619 | 3.1626 | 3.3054 | 3.3937 | 3.4399 | 3.4615 | 0
F8_Industrial_Wood and Lumber Products_Existing_Space Heating_Natural Gas_Building Automation System_A_Achievable Economic UCT Potential | F8 | Industrial | Wood and Lumber Products | Existing | Space Heating | Natural Gas | Building Automation System | A | Cumulative Summer Peak Savings (MW) | Achievable Economic UCT Potential | 0 | 0 | 0 | 0 | 0 | 0 | 0 | 0 | 0 | 0 | 0 | 0 | 0 | 0 | 0 | 0 | 0 | 0 | 0 | 0 | 0 | 0 | 0
F9_Industrial_Wood and Lumber Products_Existing_Space Heating_Natural Gas_Building Automation System_A_Achievable Economic UCT Potential | F9 | Industrial | Wood and Lumber Products | Existing | Space Heating | Natural Gas | Building Automation System | A | Cumulative Winter Peak Savings (MW) | Achievable Economic UCT Potential | 0 | 0 | 0 | 0 | 0 | 0 | 0 | 0 | 0 | 0 | 0 | 0 | 0 | 0 | 0 | 0 | 0 | 0 | 0 | 0 | 0 | 0 | 0
F10_Industrial_Wood and Lumber Products_Existing_Space Heating_Natural Gas_Building Automation System_A_Achievable Economic UCT Potential | F10 | Industrial | Wood and Lumber Products | Existing | Space Heating | Natural Gas | Building Automation System | A | Purchases (Incremental) | Achievable Economic UCT Potential | 0 | 0 | 784.1813 | 1540.5006 | 2688.0694 | 4297.1252 | 6409.9801 | 9022.1773 | 12061.0417 | 15365.8891 | 18677.2849 | 21645.2151 | 23865.826 | 24951.0084 | 24623.1898 | 22811.3106 | 19710.4466 | 16019.2815 | 12038.8312 | 8190.8759 | 5142.8344 | 3296.1945 | 0
F11_Industrial_Wood and Lumber Products_Existing_Space Heating_Natural Gas_Building Automation System_A_Achievable Economic UCT Potential | F11 | Industrial | Wood and Lumber Products | Existing | Space Heating | Natural Gas | Building Automation System | A | Purchases (Cumulative) | Achievable Economic UCT Potential | 0 | 0 | 784.1813 | 2324.6819 | 5012.7513 | 9309.8765 | 15719.8566 | 24742.0339 | 36803.0756 | 52168.9647 | 70846.2496 | 92491.4647 | 116357.2907 | 141308.2991 | 165931.4889 | 188742.7995 | 208453.2461 | 224472.5276 | 236511.3588 | 244702.2347 | 249845.0692 | 253141.2637 | 0
F1_Industrial_Wood and Lumber Products_Existing_Space Heating_Natural Gas_Steam System Efficiency Improvements_A_Achievable Economic UCT Potential | F1 | Industrial | Wood and Lumber Products | Existing | Space Heating | Natural Gas | Steam System Efficiency Improvements | A | Integrated Unit Energy Savings (kWh or therms) | Achievable Economic UCT Potential | 0 | 0 | 0.13927 | 0.13863 | 0.13798 | 0.1373 | 0.13658 | 0.13582 | 0.13501 | 0.13415 | 0.13325 | 0.1323 | 0.13132 | 0.13031 | 0.12926 | 0.12818 | 0.12708 | 0.12603 | 0.12503 | 0.12408 | 0.12319 | 0.12236 | 0
F2_Industrial_Wood and Lumber Products_Existing_Space Heating_Natural Gas_Steam System Efficiency Improvements_A_Achievable Economic UCT Potential | F2 | Industrial | Wood and Lumber Products | Existing | Space Heating | Natural Gas | Steam System Efficiency Improvements | A | Integrated Unit Summer Peak Savings (kW) | Achievable Economic UCT Potential | 0 | 0 | 0 | 0 | 0 | 0 | 0 | 0 | 0 | 0 | 0 | 0 | 0 | 0 | 0 | 0 | 0 | 0 | 0 | 0 | 0 | 0 | 0
F3_Industrial_Wood and Lumber Products_Existing_Space Heating_Natural Gas_Steam System Efficiency Improvements_A_Achievable Economic UCT Potential | F3 | Industrial | Wood and Lumber Products | Existing | Space Heating | Natural Gas | Steam System Efficiency Improvements | A | Integrated Unit Winter Peak Savings (kW) | Achievable Economic UCT Potential | 0 | 0 | 0 | 0 | 0 | 0 | 0 | 0 | 0 | 0 | 0 | 0 | 0 | 0 | 0 | 0 | 0 | 0 | 0 | 0 | 0 | 0 | 0
F4_Industrial_Wood and Lumber Products_Existing_Space Heating_Natural Gas_Steam System Efficiency Improvements_A_Achievable Economic UCT Potential | F4 | Industrial | Wood and Lumber Products | Existing | Space Heating | Natural Gas | Steam System Efficiency Improvements | A | Incremental Energy Savings (MWh or mTherms) | Achievable Economic UCT Potential | 0 | 0 | 0.00077399 | 0.0015136 | 0.0026286 | 0.0041812 | 0.0062045 | 0.0086843 | 0.01154 | 0.014609 | 0.017638 | 0.020296 | 0.022212 | 0.023042 | 0.022557 | 0.020723 | 0.017752 | 0.014308 | 0.010667 | 0.0072029 | 0.0044902 | 0.0028585 | 0
F5_Industrial_Wood and Lumber Products_Existing_Space Heating_Natural Gas_Steam System Efficiency Improvements_A_Achievable Economic UCT Potential | F5 | Industrial | Wood and Lumber Products | Existing | Space Heating | Natural Gas | Steam System Efficiency Improvements | A | Incremental Summer Peak Savings (MW) | Achievable Economic UCT Potential | 0 | 0 | 0 | 0 | 0 | 0 | 0 | 0 | 0 | 0 | 0 | 0 | 0 | 0 | 0 | 0 | 0 | 0 | 0 | 0 | 0 | 0 | 0
F6_Industrial_Wood and Lumber Products_Existing_Space Heating_Natural Gas_Steam System Efficiency Improvements_A_Achievable Economic UCT Potential | F6 | Industrial | Wood and Lumber Products | Existing | Space Heating | Natural Gas | Steam System Efficiency Improvements | A | Incremental Winter Peak Savings (MW) | Achievable Economic UCT Potential | 0 | 0 | 0 | 0 | 0 | 0 | 0 | 0 | 0 | 0 | 0 | 0 | 0 | 0 | 0 | 0 | 0 | 0 | 0 | 0 | 0 | 0 | 0
F7_Industrial_Wood and Lumber Products_Existing_Space Heating_Natural Gas_Steam System Efficiency Improvements_A_Achievable Economic UCT Potential | F7 | Industrial | Wood and Lumber Products | Existing | Space Heating | Natural Gas | Steam System Efficiency Improvements | A | Cumulative Energy Savings (MWh or mTherms) | Achievable Economic UCT Potential | 0 | 0 | 0.00077399 | 0.002284 | 0.0049018 | 0.0090588 | 0.015216 | 0.023816 | 0.035214 | 0.0496 | 0.066904 | 0.086726 | 0.10829 | 0.1305 | 0.15201 | 0.17146 | 0.18774 | 0.20049 | 0.20957 | 0.21519 | 0.21814 | 0.21953 | 0
F8_Industrial_Wood and Lumber Products_Existing_Space Heating_Natural Gas_Steam System Efficiency Improvements_A_Achievable Economic UCT Potential | F8 | Industrial | Wood and Lumber Products | Existing | Space Heating | Natural Gas | Steam System Efficiency Improvements | A | Cumulative Summer Peak Savings (MW) | Achievable Economic UCT Potential | 0 | 0 | 0 | 0 | 0 | 0 | 0 | 0 | 0 | 0 | 0 | 0 | 0 | 0 | 0 | 0 | 0 | 0 | 0 | 0 | 0 | 0 | 0
F9_Industrial_Wood and Lumber Products_Existing_Space Heating_Natural Gas_Steam System Efficiency Improvements_A_Achievable Economic UCT Potential | F9 | Industrial | Wood and Lumber Products | Existing | Space Heating | Natural Gas | Steam System Efficiency Improvements | A | Cumulative Winter Peak Savings (MW) | Achievable Economic UCT Potential | 0 | 0 | 0 | 0 | 0 | 0 | 0 | 0 | 0 | 0 | 0 | 0 | 0 | 0 | 0 | 0 | 0 | 0 | 0 | 0 | 0 | 0 | 0
F10_Industrial_Wood and Lumber Products_Existing_Space Heating_Natural Gas_Steam System Efficiency Improvements_A_Achievable Economic UCT Potential | F10 | Industrial | Wood and Lumber Products | Existing | Space Heating | Natural Gas | Steam System Efficiency Improvements | A | Purchases (Incremental) | Achievable Economic UCT Potential | 0 | 0 | 5.5576 | 10.9177 | 19.0507 | 30.4543 | 45.4283 | 63.9413 | 85.4781 | 108.8999 | 132.3682 | 153.4023 | 169.14 | 176.8308 | 174.5076 | 161.6665 | 139.6903 | 113.5306 | 85.3207 | 58.0497 | 36.4479 | 23.3605 | 0
F11_Industrial_Wood and Lumber Products_Existing_Space Heating_Natural Gas_Steam System Efficiency Improvements_A_Achievable Economic UCT Potential | F11 | Industrial | Wood and Lumber Products | Existing | Space Heating | Natural Gas | Steam System Efficiency Improvements | A | Purchases (Cumulative) | Achievable Economic UCT Potential | 0 | 0 | 5.5576 | 16.4753 | 35.526 | 65.9802 | 111.4085 | 175.3498 | 260.8279 | 369.7278 | 502.096 | 655.4983 | 824.6384 | 1001.4692 | 1175.9768 | 1337.6433 | 1477.3337 | 1590.8643 | 1676.1849 | 1734.2347 | 1770.6826 | 1794.0431 | 0
F1_Industrial_Wood and Lumber Products_Existing_Process_Natural Gas_Steam System Efficiency Improvements_A_Achievable Economic UCT Potential | F1 | Industrial | Wood and Lumber Products | Existing | Process | Natural Gas | Steam System Efficiency Improvements | A | Integrated Unit Energy Savings (kWh or therms) | Achievable Economic UCT Potential | 0 | 0 | 0.98285 | 0.98063 | 0.97836 | 0.97605 | 0.97367 | 0.97129 | 0.96898 | 0.96672 | 0.96453 | 0.96241 | 0.96038 | 0.95842 | 0.95651 | 0.95465 | 0.9528 | 0.95094 | 0.94912 | 0.94728 | 0.94541 | 0.9435 | 0
F2_Industrial_Wood and Lumber Products_Existing_Process_Natural Gas_Steam System Efficiency Improvements_A_Achievable Economic UCT Potential | F2 | Industrial | Wood and Lumber Products | Existing | Process | Natural Gas | Steam System Efficiency Improvements | A | Integrated Unit Summer Peak Savings (kW) | Achievable Economic UCT Potential | 0 | 0 | 0 | 0 | 0 | 0 | 0 | 0 | 0 | 0 | 0 | 0 | 0 | 0 | 0 | 0 | 0 | 0 | 0 | 0 | 0 | 0 | 0
F3_Industrial_Wood and Lumber Products_Existing_Process_Natural Gas_Steam System Efficiency Improvements_A_Achievable Economic UCT Potential | F3 | Industrial | Wood and Lumber Products | Existing | Process | Natural Gas | Steam System Efficiency Improvements | A | Integrated Unit Winter Peak Savings (kW) | Achievable Economic UCT Potential | 0 | 0 | 0 | 0 | 0 | 0 | 0 | 0 | 0 | 0 | 0 | 0 | 0 | 0 | 0 | 0 | 0 | 0 | 0 | 0 | 0 | 0 | 0
F4_Industrial_Wood and Lumber Products_Existing_Process_Natural Gas_Steam System Efficiency Improvements_A_Achievable Economic UCT Potential | F4 | Industrial | Wood and Lumber Products | Existing | Process | Natural Gas | Steam System Efficiency Improvements | A | Incremental Energy Savings (MWh or mTherms) | Achievable Economic UCT Potential | 0 | 0 | 0 | 0 | 0 | 0 | 0 | 0 | 0 | 0 | 0 | 0 | 0 | 0 | 0 | 0 | 0 | 0 | 0 | 0 | 0 | 0 | 0
F5_Industrial_Wood and Lumber Products_Existing_Process_Natural Gas_Steam System Efficiency Improvements_A_Achievable Economic UCT Potential | F5 | Industrial | Wood and Lumber Products | Existing | Process | Natural Gas | Steam System Efficiency Improvements | A | Incremental Summer Peak Savings (MW) | Achievable Economic UCT Potential | 0 | 0 | 0 | 0 | 0 | 0 | 0 | 0 | 0 | 0 | 0 | 0 | 0 | 0 | 0 | 0 | 0 | 0 | 0 | 0 | 0 | 0 | 0
F6_Industrial_Wood and Lumber Products_Existing_Process_Natural Gas_Steam System Efficiency Improvements_A_Achievable Economic UCT Potential | F6 | Industrial | Wood and Lumber Products | Existing | Process | Natural Gas | Steam System Efficiency Improvements | A | Incremental Winter Peak Savings (MW) | Achievable Economic UCT Potential | 0 | 0 | 0 | 0 | 0 | 0 | 0 | 0 | 0 | 0 | 0 | 0 | 0 | 0 | 0 | 0 | 0 | 0 | 0 | 0 | 0 | 0 | 0
F7_Industrial_Wood and Lumber Products_Existing_Process_Natural Gas_Steam System Efficiency Improvements_A_Achievable Economic UCT Potential | F7 | Industrial | Wood and Lumber Products | Existing | Process | Natural Gas | Steam System Efficiency Improvements | A | Cumulative Energy Savings (MWh or mTherms) | Achievable Economic UCT Potential | 0 | 0 | 0 | 0 | 0 | 0 | 0 | 0 | 0 | 0 | 0 | 0 | 0 | 0 | 0 | 0 | 0 | 0 | 0 | 0 | 0 | 0 | 0
F8_Industrial_Wood and Lumber Products_Existing_Process_Natural Gas_Steam System Efficiency Improvements_A_Achievable Economic UCT Potential | F8 | Industrial | Wood and Lumber Products | Existing | Process | Natural Gas | Steam System Efficiency Improvements | A | Cumulative Summer Peak Savings (MW) | Achievable Economic UCT Potential | 0 | 0 | 0 | 0 | 0 | 0 | 0 | 0 | 0 | 0 | 0 | 0 | 0 | 0 | 0 | 0 | 0 | 0 | 0 | 0 | 0 | 0 | 0
F9_Industrial_Wood and Lumber Products_Existing_Process_Natural Gas_Steam System Efficiency Improvements_A_Achievable Economic UCT Potential | F9 | Industrial | Wood and Lumber Products | Existing | Process | Natural Gas | Steam System Efficiency Improvements | A | Cumulative Winter Peak Savings (MW) | Achievable Economic UCT Potential | 0 | 0 | 0 | 0 | 0 | 0 | 0 | 0 | 0 | 0 | 0 | 0 | 0 | 0 | 0 | 0 | 0 | 0 | 0 | 0 | 0 | 0 | 0
F10_Industrial_Wood and Lumber Products_Existing_Process_Natural Gas_Steam System Efficiency Improvements_A_Achievable Economic UCT Potential | F10 | Industrial | Wood and Lumber Products | Existing | Process | Natural Gas | Steam System Efficiency Improvements | A | Purchases (Incremental) | Achievable Economic UCT Potential | 0 | 0 | 0 | 0 | 0 | 0 | 0 | 0 | 0 | 0 | 0 | 0 | 0 | 0 | 0 | 0 | 0 | 0 | 0 | 0 | 0 | 0 | 0
F11_Industrial_Wood and Lumber Products_Existing_Process_Natural Gas_Steam System Efficiency Improvements_A_Achievable Economic UCT Potential | F11 | Industrial | Wood and Lumber Products | Existing | Process | Natural Gas | Steam System Efficiency Improvements | A | Purchases (Cumulative) | Achievable Economic UCT Potential | 0 | 0 | 0 | 0 | 0 | 0 | 0 | 0 | 0 | 0 | 0 | 0 | 0 | 0 | 0 | 0 | 0 | 0 | 0 | 0 | 0 | 0 | 0
F1_Industrial_Wood and Lumber Products_Existing_Space Heating_Natural Gas_Strategic Energy Management_A_Achievable Economic UCT Potential | F1 | Industrial | Wood and Lumber Products | Existing | Space Heating | Natural Gas | Strategic Energy Management | A | Integrated Unit Energy Savings (kWh or therms) | Achievable Economic UCT Potential | 0 | 0 | 5.6128 | 5.5933 | 5.5728 | 5.5511 | 5.5278 | 5.5029 | 5.4761 | 5.4474 | 5.4169 | 5.385 | 5.3518 | 5.3172 | 5.2813 | 5.2443 | 5.2062 | 5.17 | 5.1359 | 5.1041 | 5.0744 | 5.0469 | 0
F2_Industrial_Wood and Lumber Products_Existing_Space Heating_Natural Gas_Strategic Energy Management_A_Achievable Economic UCT Potential | F2 | Industrial | Wood and Lumber Products | Existing | Space Heating | Natural Gas | Strategic Energy Management | A | Integrated Unit Summer Peak Savings (kW) | Achievable Economic UCT Potential | 0 | 0 | 0 | 0 | 0 | 0 | 0 | 0 | 0 | 0 | 0 | 0 | 0 | 0 | 0 | 0 | 0 | 0 | 0 | 0 | 0 | 0 | 0
F3_Industrial_Wood and Lumber Products_Existing_Space Heating_Natural Gas_Strategic Energy Management_A_Achievable Economic UCT Potential | F3 | Industrial | Wood and Lumber Products | Existing | Space Heating | Natural Gas | Strategic Energy Management | A | Integrated Unit Winter Peak Savings (kW) | Achievable Economic UCT Potential | 0 | 0 | 0 | 0 | 0 | 0 | 0 | 0 | 0 | 0 | 0 | 0 | 0 | 0 | 0 | 0 | 0 | 0 | 0 | 0 | 0 | 0 | 0
F4_Industrial_Wood and Lumber Products_Existing_Space Heating_Natural Gas_Strategic Energy Management_A_Achievable Economic UCT Potential | F4 | Industrial | Wood and Lumber Products | Existing | Space Heating | Natural Gas | Strategic Energy Management | A | Incremental Energy Savings (MWh or mTherms) | Achievable Economic UCT Potential | 0 | 0 | 0.076973 | 0.075383 | 0.073812 | 0.072256 | 0.070714 | 0.069181 | 0.067657 | 0.066142 | 0.064638 | 0.063149 | 0.061677 | 0.060222 | 0.058785 | 0.057366 | 0.055967 | 0.05462 | 0.053325 | 0.05208 | 0.050885 | 0.049737 | 0
F5_Industrial_Wood and Lumber Products_Existing_Space Heating_Natural Gas_Strategic Energy Management_A_Achievable Economic UCT Potential | F5 | Industrial | Wood and Lumber Products | Existing | Space Heating | Natural Gas | Strategic Energy Management | A | Incremental Summer Peak Savings (MW) | Achievable Economic UCT Potential | 0 | 0 | 0 | 0 | 0 | 0 | 0 | 0 | 0 | 0 | 0 | 0 | 0 | 0 | 0 | 0 | 0 | 0 | 0 | 0 | 0 | 0 | 0
F6_Industrial_Wood and Lumber Products_Existing_Space Heating_Natural Gas_Strategic Energy Management_A_Achievable Economic UCT Potential | F6 | Industrial | Wood and Lumber Products | Existing | Space Heating | Natural Gas | Strategic Energy Management | A | Incremental Winter Peak Savings (MW) | Achievable Economic UCT Potential | 0 | 0 | 0 | 0 | 0 | 0 | 0 | 0 | 0 | 0 | 0 | 0 | 0 | 0 | 0 | 0 | 0 | 0 | 0 | 0 | 0 | 0 | 0
F7_Industrial_Wood and Lumber Products_Existing_Space Heating_Natural Gas_Strategic Energy Management_A_Achievable Economic UCT Potential | F7 | Industrial | Wood and Lumber Products | Existing | Space Heating | Natural Gas | Strategic Energy Management | A | Cumulative Energy Savings (MWh or mTherms) | Achievable Economic UCT Potential | 0 | 0 | 0.076973 | 0.15209 | 0.22534 | 0.29672 | 0.36619 | 0.43372 | 0.49927 | 0.56279 | 0.62428 | 0.68375 | 0.74121 | 0.79664 | 0.85005 | 0.90146 | 0.95088 | 0.99888 | 1.0456 | 1.0912 | 1.1358 | 1.1794 | 0
F8_Industrial_Wood and Lumber Products_Existing_Space Heating_Natural Gas_Strategic Energy Management_A_Achievable Economic UCT Potential | F8 | Industrial | Wood and Lumber Products | Existing | Space Heating | Natural Gas | Strategic Energy Management | A | Cumulative Summer Peak Savings (MW) | Achievable Economic UCT Potential | 0 | 0 | 0 | 0 | 0 | 0 | 0 | 0 | 0 | 0 | 0 | 0 | 0 | 0 | 0 | 0 | 0 | 0 | 0 | 0 | 0 | 0 | 0
F9_Industrial_Wood and Lumber Products_Existing_Space Heating_Natural Gas_Strategic Energy Management_A_Achievable Economic UCT Potential | F9 | Industrial | Wood and Lumber Products | Existing | Space Heating | Natural Gas | Strategic Energy Management | A | Cumulative Winter Peak Savings (MW) | Achievable Economic UCT Potential | 0 | 0 | 0 | 0 | 0 | 0 | 0 | 0 | 0 | 0 | 0 | 0 | 0 | 0 | 0 | 0 | 0 | 0 | 0 | 0 | 0 | 0 | 0
F10_Industrial_Wood and Lumber Products_Existing_Space Heating_Natural Gas_Strategic Energy Management_A_Achievable Economic UCT Potential | F10 | Industrial | Wood and Lumber Products | Existing | Space Heating | Natural Gas | Strategic Energy Management | A | Purchases (Incremental) | Achievable Economic UCT Potential | 0 | 0 | 13.7139 | 13.4774 | 13.2451 | 13.0167 | 12.7923 | 12.5717 | 12.355 | 12.1419 | 11.9326 | 11.7269 | 11.5247 | 11.326 | 11.1307 | 10.9388 | 10.7502 | 10.5648 | 10.3827 | 10.2037 | 10.0278 | 9.8549 | 0
F11_Industrial_Wood and Lumber Products_Existing_Space Heating_Natural Gas_Strategic Energy Management_A_Achievable Economic UCT Potential | F11 | Industrial | Wood and Lumber Products | Existing | Space Heating | Natural Gas | Strategic Energy Management | A | Purchases (Cumulative) | Achievable Economic UCT Potential | 0 | 0 | 13.7139 | 27.1913 | 40.4364 | 53.4531 | 66.2453 | 78.817 | 91.172 | 103.3139 | 115.2465 | 126.9734 | 138.4981 | 149.8241 | 160.9548 | 171.8936 | 182.6437 | 193.2086 | 203.5913 | 213.795 | 223.8227 | 233.6776 | 0
F1_Industrial_Wood and Lumber Products_Existing_Process_Natural Gas_Strategic Energy Management_A_Achievable Economic UCT Potential | F1 | Industrial | Wood and Lumber Products | Existing | Process | Natural Gas | Strategic Energy Management | A | Integrated Unit Energy Savings (kWh or therms) | Achievable Economic UCT Potential | 0 | 0 | 8.9363 | 8.9271 | 8.9178 | 8.9081 | 8.8981 | 8.8882 | 8.879 | 8.8706 | 8.863 | 8.8562 | 8.8504 | 8.8455 | 8.8413 | 8.8377 | 8.8344 | 8.8313 | 8.8288 | 8.8263 | 8.8238 | 8.8212 | 0
F2_Industrial_Wood and Lumber Products_Existing_Process_Natural Gas_Strategic Energy Management_A_Achievable Economic UCT Potential | F2 | Industrial | Wood and Lumber Products | Existing | Process | Natural Gas | Strategic Energy Management | A | Integrated Unit Summer Peak Savings (kW) | Achievable Economic UCT Potential | 0 | 0 | 0 | 0 | 0 | 0 | 0 | 0 | 0 | 0 | 0 | 0 | 0 | 0 | 0 | 0 | 0 | 0 | 0 | 0 | 0 | 0 | 0
F3_Industrial_Wood and Lumber Products_Existing_Process_Natural Gas_Strategic Energy Management_A_Achievable Economic UCT Potential | F3 | Industrial | Wood and Lumber Products | Existing | Process | Natural Gas | Strategic Energy Management | A | Integrated Unit Winter Peak Savings (kW) | Achievable Economic UCT Potential | 0 | 0 | 0 | 0 | 0 | 0 | 0 | 0 | 0 | 0 | 0 | 0 | 0 | 0 | 0 | 0 | 0 | 0 | 0 | 0 | 0 | 0 | 0
F4_Industrial_Wood and Lumber Products_Existing_Process_Natural Gas_Strategic Energy Management_A_Achievable Economic UCT Potential | F4 | Industrial | Wood and Lumber Products | Existing | Process | Natural Gas | Strategic Energy Management | A | Incremental Energy Savings (MWh or mTherms) | Achievable Economic UCT Potential | 0 | 0 | 0.54805 | 0.53804 | 0.52821 | 0.51854 | 0.50903 | 0.4997 | 0.49058 | 0.48166 | 0.47295 | 0.46444 | 0.45613 | 0.44802 | 0.44009 | 0.43232 | 0.42471 | 0.41724 | 0.40993 | 0.40275 | 0.39569 | 0.38876 | 0
F5_Industrial_Wood and Lumber Products_Existing_Process_Natural Gas_Strategic Energy Management_A_Achievable Economic UCT Potential | F5 | Industrial | Wood and Lumber Products | Existing | Process | Natural Gas | Strategic Energy Management | A | Incremental Summer Peak Savings (MW) | Achievable Economic UCT Potential | 0 | 0 | 0 | 0 | 0 | 0 | 0 | 0 | 0 | 0 | 0 | 0 | 0 | 0 | 0 | 0 | 0 | 0 | 0 | 0 | 0 | 0 | 0
F6_Industrial_Wood and Lumber Products_Existing_Process_Natural Gas_Strategic Energy Management_A_Achievable Economic UCT Potential | F6 | Industrial | Wood and Lumber Products | Existing | Process | Natural Gas | Strategic Energy Management | A | Incremental Winter Peak Savings (MW) | Achievable Economic UCT Potential | 0 | 0 | 0 | 0 | 0 | 0 | 0 | 0 | 0 | 0 | 0 | 0 | 0 | 0 | 0 | 0 | 0 | 0 | 0 | 0 | 0 | 0 | 0
F7_Industrial_Wood and Lumber Products_Existing_Process_Natural Gas_Strategic Energy Management_A_Achievable Economic UCT Potential | F7 | Industrial | Wood and Lumber Products | Existing | Process | Natural Gas | Strategic Energy Management | A | Cumulative Energy Savings (MWh or mTherms) | Achievable Economic UCT Potential | 0 | 0 | 0.54805 | 1.0855 | 1.6126 | 2.1294 | 2.636 | 3.1328 | 3.6201 | 4.0984 | 4.5678 | 5.0288 | 5.4816 | 5.9266 | 6.3639 | 6.7936 | 7.2158 | 7.6305 | 8.0383 | 8.4387 | 8.832 | 9.2181 | 0
F8_Industrial_Wood and Lumber Products_Existing_Process_Natural Gas_Strategic Energy Management_A_Achievable Economic UCT Potential | F8 | Industrial | Wood and Lumber Products | Existing | Process | Natural Gas | Strategic Energy Management | A | Cumulative Summer Peak Savings (MW) | Achievable Economic UCT Potential | 0 | 0 | 0 | 0 | 0 | 0 | 0 | 0 | 0 | 0 | 0 | 0 | 0 | 0 | 0 | 0 | 0 | 0 | 0 | 0 | 0 | 0 | 0
F9_Industrial_Wood and Lumber Products_Existing_Process_Natural Gas_Strategic Energy Management_A_Achievable Economic UCT Potential | F9 | Industrial | Wood and Lumber Products | Existing | Process | Natural Gas | Strategic Energy Management | A | Cumulative Winter Peak Savings (MW) | Achievable Economic UCT Potential | 0 | 0 | 0 | 0 | 0 | 0 | 0 | 0 | 0 | 0 | 0 | 0 | 0 | 0 | 0 | 0 | 0 | 0 | 0 | 0 | 0 | 0 | 0
F10_Industrial_Wood and Lumber Products_Existing_Process_Natural Gas_Strategic Energy Management_A_Achievable Economic UCT Potential | F10 | Industrial | Wood and Lumber Products | Existing | Process | Natural Gas | Strategic Energy Management | A | Purchases (Incremental) | Achievable Economic UCT Potential | 0 | 0 | 61.3281 | 60.2707 | 59.2315 | 58.2103 | 57.2067 | 56.2204 | 55.251 | 54.2984 | 53.3623 | 52.4422 | 51.5381 | 50.6495 | 49.7762 | 48.918 | 48.0746 | 47.2457 | 46.4311 | 45.6306 | 44.8438 | 44.0707 | 0
F11_Industrial_Wood and Lumber Products_Existing_Process_Natural Gas_Strategic Energy Management_A_Achievable Economic UCT Potential | F11 | Industrial | Wood and Lumber Products | Existing | Process | Natural Gas | Strategic Energy Management | A | Purchases (Cumulative) | Achievable Economic UCT Potential | 0 | 0 | 61.3281 | 121.5988 | 180.8303 | 239.0406 | 296.2473 | 352.4677 | 407.7187 | 462.0172 | 515.3795 | 567.8217 | 619.3597 | 670.0092 | 719.7854 | 768.7034 | 816.778 | 864.0237 | 910.4548 | 956.0854 | 1000.9292 | 1044.9999 | 0
F1_Industrial_Wood and Lumber Products_Existing_Miscellaneous_Natural Gas_Strategic Energy Management_A_Achievable Economic UCT Potential | F1 | Industrial | Wood and Lumber Products | Existing | Miscellaneous | Natural Gas | Strategic Energy Management | A | Integrated Unit Energy Savings (kWh or therms) | Achievable Economic UCT Potential | 0 | 0 | 3.4004 | 3.4004 | 3.4004 | 3.4004 | 3.4004 | 3.4004 | 3.4004 | 3.4004 | 3.4004 | 3.4004 | 3.4004 | 3.4004 | 3.4004 | 3.4004 | 3.4004 | 3.4004 | 3.4004 | 3.4004 | 3.4004 | 3.4004 | 0
F2_Industrial_Wood and Lumber Products_Existing_Miscellaneous_Natural Gas_Strategic Energy Management_A_Achievable Economic UCT Potential | F2 | Industrial | Wood and Lumber Products | Existing | Miscellaneous | Natural Gas | Strategic Energy Management | A | Integrated Unit Summer Peak Savings (kW) | Achievable Economic UCT Potential | 0 | 0 | 0 | 0 | 0 | 0 | 0 | 0 | 0 | 0 | 0 | 0 | 0 | 0 | 0 | 0 | 0 | 0 | 0 | 0 | 0 | 0 | 0
F3_Industrial_Wood and Lumber Products_Existing_Miscellaneous_Natural Gas_Strategic Energy Management_A_Achievable Economic UCT Potential | F3 | Industrial | Wood and Lumber Products | Existing | Miscellaneous | Natural Gas | Strategic Energy Management | A | Integrated Unit Winter Peak Savings (kW) | Achievable Economic UCT Potential | 0 | 0 | 0 | 0 | 0 | 0 | 0 | 0 | 0 | 0 | 0 | 0 | 0 | 0 | 0 | 0 | 0 | 0 | 0 | 0 | 0 | 0 | 0
F4_Industrial_Wood and Lumber Products_Existing_Miscellaneous_Natural Gas_Strategic Energy Management_A_Achievable Economic UCT Potential | F4 | Industrial | Wood and Lumber Products | Existing | Miscellaneous | Natural Gas | Strategic Energy Management | A | Incremental Energy Savings (MWh or mTherms) | Achievable Economic UCT Potential | 0 | 0 | 0.052136 | 0.051237 | 0.050353 | 0.049485 | 0.048632 | 0.047794 | 0.04697 | 0.04616 | 0.045364 | 0.044582 | 0.043813 | 0.043058 | 0.042315 | 0.041586 | 0.040869 | 0.040164 | 0.039472 | 0.038791 | 0.038122 | 0.037465 | 0
F5_Industrial_Wood and Lumber Products_Existing_Miscellaneous_Natural Gas_Strategic Energy Management_A_Achievable Economic UCT Potential | F5 | Industrial | Wood and Lumber Products | Existing | Miscellaneous | Natural Gas | Strategic Energy Management | A | Incremental Summer Peak Savings (MW) | Achievable Economic UCT Potential | 0 | 0 | 0 | 0 | 0 | 0 | 0 | 0 | 0 | 0 | 0 | 0 | 0 | 0 | 0 | 0 | 0 | 0 | 0 | 0 | 0 | 0 | 0
F6_Industrial_Wood and Lumber Products_Existing_Miscellaneous_Natural Gas_Strategic Energy Management_A_Achievable Economic UCT Potential | F6 | Industrial | Wood and Lumber Products | Existing | Miscellaneous | Natural Gas | Strategic Energy Management | A | Incremental Winter Peak Savings (MW) | Achievable Economic UCT Potential | 0 | 0 | 0 | 0 | 0 | 0 | 0 | 0 | 0 | 0 | 0 | 0 | 0 | 0 | 0 | 0 | 0 | 0 | 0 | 0 | 0 | 0 | 0
F7_Industrial_Wood and Lumber Products_Existing_Miscellaneous_Natural Gas_Strategic Energy Management_A_Achievable Economic UCT Potential | F7 | Industrial | Wood and Lumber Products | Existing | Miscellaneous | Natural Gas | Strategic Energy Management | A | Cumulative Energy Savings (MWh or mTherms) | Achievable Economic UCT Potential | 0 | 0 | 0.052136 | 0.10337 | 0.15373 | 0.20321 | 0.25184 | 0.29964 | 0.34661 | 0.39277 | 0.43813 | 0.48271 | 0.52652 | 0.56958 | 0.6119 | 0.65348 | 0.69435 | 0.73452 | 0.77399 | 0.81278 | 0.8509 | 0.88837 | 0
F8_Industrial_Wood and Lumber Products_Existing_Miscellaneous_Natural Gas_Strategic Energy Management_A_Achievable Economic UCT Potential | F8 | Industrial | Wood and Lumber Products | Existing | Miscellaneous | Natural Gas | Strategic Energy Management | A | Cumulative Summer Peak Savings (MW) | Achievable Economic UCT Potential | 0 | 0 | 0 | 0 | 0 | 0 | 0 | 0 | 0 | 0 | 0 | 0 | 0 | 0 | 0 | 0 | 0 | 0 | 0 | 0 | 0 | 0 | 0
F9_Industrial_Wood and Lumber Products_Existing_Miscellaneous_Natural Gas_Strategic Energy Management_A_Achievable Economic UCT Potential | F9 | Industrial | Wood and Lumber Products | Existing | Miscellaneous | Natural Gas | Strategic Energy Management | A | Cumulative Winter Peak Savings (MW) | Achievable Economic UCT Potential | 0 | 0 | 0 | 0 | 0 | 0 | 0 | 0 | 0 | 0 | 0 | 0 | 0 | 0 | 0 | 0 | 0 | 0 | 0 | 0 | 0 | 0 | 0
F10_Industrial_Wood and Lumber Products_Existing_Miscellaneous_Natural Gas_Strategic Energy Management_A_Achievable Economic UCT Potential | F10 | Industrial | Wood and Lumber Products | Existing | Miscellaneous | Natural Gas | Strategic Energy Management | A | Purchases (Incremental) | Achievable Economic UCT Potential | 0 | 0 | 15.332 | 15.0677 | 14.8079 | 14.5526 | 14.3017 | 14.0551 | 13.8128 | 13.5746 | 13.3406 | 13.1106 | 12.8845 | 12.6624 | 12.444 | 12.2295 | 12.0186 | 11.8114 | 11.6078 | 11.4076 | 11.211 | 11.0177 | 0
F11_Industrial_Wood and Lumber Products_Existing_Miscellaneous_Natural Gas_Strategic Energy Management_A_Achievable Economic UCT Potential | F11 | Industrial | Wood and Lumber Products | Existing | Miscellaneous | Natural Gas | Strategic Energy Management | A | Purchases (Cumulative) | Achievable Economic UCT Potential | 0 | 0 | 15.332 | 30.3997 | 45.2076 | 59.7602 | 74.0618 | 88.1169 | 101.9297 | 115.5043 | 128.8449 | 141.9554 | 154.8399 | 167.5023 | 179.9463 | 192.1758 | 204.1945 | 216.0059 | 227.6137 | 239.0213 | 250.2323 | 261.25 | 0
F1_Industrial_Wood and Lumber Products_Existing_Space Heating_Natural Gas_Commissioning_A_Achievable Economic UCT Potential | F1 | Industrial | Wood and Lumber Products | Existing | Space Heating | Natural Gas | Commissioning | A | Integrated Unit Energy Savings (kWh or therms) | Achievable Economic UCT Potential | 0 | 0 | 7.0097 | 6.99 | 6.9692 | 6.947 | 6.9232 | 6.8973 | 6.8693 | 6.839 | 6.8064 | 6.7719 | 6.7354 | 6.697 | 6.6568 | 6.615 | 6.5718 | 6.5309 | 6.4927 | 6.4574 | 6.4248 | 6.3951 | 0
F2_Industrial_Wood and Lumber Products_Existing_Space Heating_Natural Gas_Commissioning_A_Achievable Economic UCT Potential | F2 | Industrial | Wood and Lumber Products | Existing | Space Heating | Natural Gas | Commissioning | A | Integrated Unit Summer Peak Savings (kW) | Achievable Economic UCT Potential | 0 | 0 | 0 | 0 | 0 | 0 | 0 | 0 | 0 | 0 | 0 | 0 | 0 | 0 | 0 | 0 | 0 | 0 | 0 | 0 | 0 | 0 | 0
F3_Industrial_Wood and Lumber Products_Existing_Space Heating_Natural Gas_Commissioning_A_Achievable Economic UCT Potential | F3 | Industrial | Wood and Lumber Products | Existing | Space Heating | Natural Gas | Commissioning | A | Integrated Unit Winter Peak Savings (kW) | Achievable Economic UCT Potential | 0 | 0 | 0 | 0 | 0 | 0 | 0 | 0 | 0 | 0 | 0 | 0 | 0 | 0 | 0 | 0 | 0 | 0 | 0 | 0 | 0 | 0 | 0
F4_Industrial_Wood and Lumber Products_Existing_Space Heating_Natural Gas_Commissioning_A_Achievable Economic UCT Potential | F4 | Industrial | Wood and Lumber Products | Existing | Space Heating | Natural Gas | Commissioning | A | Incremental Energy Savings (MWh or mTherms) | Achievable Economic UCT Potential | 0 | 0 | 0 | 0 | 0 | 0 | 0 | 0 | 0 | 0 | 0 | 0 | 0 | 0 | 0 | 0 | 0 | 0 | 0 | 0 | 0 | 0 | 0
F5_Industrial_Wood and Lumber Products_Existing_Space Heating_Natural Gas_Commissioning_A_Achievable Economic UCT Potential | F5 | Industrial | Wood and Lumber Products | Existing | Space Heating | Natural Gas | Commissioning | A | Incremental Summer Peak Savings (MW) | Achievable Economic UCT Potential | 0 | 0 | 0 | 0 | 0 | 0 | 0 | 0 | 0 | 0 | 0 | 0 | 0 | 0 | 0 | 0 | 0 | 0 | 0 | 0 | 0 | 0 | 0
F6_Industrial_Wood and Lumber Products_Existing_Space Heating_Natural Gas_Commissioning_A_Achievable Economic UCT Potential | F6 | Industrial | Wood and Lumber Products | Existing | Space Heating | Natural Gas | Commissioning | A | Incremental Winter Peak Savings (MW) | Achievable Economic UCT Potential | 0 | 0 | 0 | 0 | 0 | 0 | 0 | 0 | 0 | 0 | 0 | 0 | 0 | 0 | 0 | 0 | 0 | 0 | 0 | 0 | 0 | 0 | 0
F7_Industrial_Wood and Lumber Products_Existing_Space Heating_Natural Gas_Commissioning_A_Achievable Economic UCT Potential | F7 | Industrial | Wood and Lumber Products | Existing | Space Heating | Natural Gas | Commissioning | A | Cumulative Energy Savings (MWh or mTherms) | Achievable Economic UCT Potential | 0 | 0 | 0 | 0 | 0 | 0 | 0 | 0 | 0 | 0 | 0 | 0 | 0 | 0 | 0 | 0 | 0 | 0 | 0 | 0 | 0 | 0 | 0
F8_Industrial_Wood and Lumber Products_Existing_Space Heating_Natural Gas_Commissioning_A_Achievable Economic UCT Potential | F8 | Industrial | Wood and Lumber Products | Existing | Space Heating | Natural Gas | Commissioning | A | Cumulative Summer Peak Savings (MW) | Achievable Economic UCT Potential | 0 | 0 | 0 | 0 | 0 | 0 | 0 | 0 | 0 | 0 | 0 | 0 | 0 | 0 | 0 | 0 | 0 | 0 | 0 | 0 | 0 | 0 | 0
F9_Industrial_Wood and Lumber Products_Existing_Space Heating_Natural Gas_Commissioning_A_Achievable Economic UCT Potential | F9 | Industrial | Wood and Lumber Products | Existing | Space Heating | Natural Gas | Commissioning | A | Cumulative Winter Peak Savings (MW) | Achievable Economic UCT Potential | 0 | 0 | 0 | 0 | 0 | 0 | 0 | 0 | 0 | 0 | 0 | 0 | 0 | 0 | 0 | 0 | 0 | 0 | 0 | 0 | 0 | 0 | 0
F10_Industrial_Wood and Lumber Products_Existing_Space Heating_Natural Gas_Commissioning_A_Achievable Economic UCT Potential | F10 | Industrial | Wood and Lumber Products | Existing | Space Heating | Natural Gas | Commissioning | A | Purchases (Incremental) | Achievable Economic UCT Potential | 0 | 0 | 0 | 0 | 0 | 0 | 0 | 0 | 0 | 0 | 0 | 0 | 0 | 0 | 0 | 0 | 0 | 0 | 0 | 0 | 0 | 0 | 0
F11_Industrial_Wood and Lumber Products_Existing_Space Heating_Natural Gas_Commissioning_A_Achievable Economic UCT Potential | F11 | Industrial | Wood and Lumber Products | Existing | Space Heating | Natural Gas | Commissioning | A | Purchases (Cumulative) | Achievable Economic UCT Potential | 0 | 0 | 0 | 0 | 0 | 0 | 0 | 0 | 0 | 0 | 0 | 0 | 0 | 0 | 0 | 0 | 0 | 0 | 0 | 0 | 0 | 0 | 0
F1_Industrial_Wood and Lumber Products_Existing_Process_Natural Gas_Commissioning_A_Achievable Economic UCT Potential | F1 | Industrial | Wood and Lumber Products | Existing | Process | Natural Gas | Commissioning | A | Integrated Unit Energy Savings (kWh or therms) | Achievable Economic UCT Potential | 0 | 0 | 49.9208 | 49.9157 | 49.912 | 49.909 | 49.9064 | 49.9039 | 49.9018 | 49.8998 | 49.8981 | 49.8965 | 49.8951 | 49.8938 | 49.8927 | 49.8916 | 49.8907 | 49.8897 | 49.8888 | 49.8879 | 49.887 | 49.8862 | 0
F2_Industrial_Wood and Lumber Products_Existing_Process_Natural Gas_Commissioning_A_Achievable Economic UCT Potential | F2 | Industrial | Wood and Lumber Products | Existing | Process | Natural Gas | Commissioning | A | Integrated Unit Summer Peak Savings (kW) | Achievable Economic UCT Potential | 0 | 0 | 0 | 0 | 0 | 0 | 0 | 0 | 0 | 0 | 0 | 0 | 0 | 0 | 0 | 0 | 0 | 0 | 0 | 0 | 0 | 0 | 0
F3_Industrial_Wood and Lumber Products_Existing_Process_Natural Gas_Commissioning_A_Achievable Economic UCT Potential | F3 | Industrial | Wood and Lumber Products | Existing | Process | Natural Gas | Commissioning | A | Integrated Unit Winter Peak Savings (kW) | Achievable Economic UCT Potential | 0 | 0 | 0 | 0 | 0 | 0 | 0 | 0 | 0 | 0 | 0 | 0 | 0 | 0 | 0 | 0 | 0 | 0 | 0 | 0 | 0 | 0 | 0
F4_Industrial_Wood and Lumber Products_Existing_Process_Natural Gas_Commissioning_A_Achievable Economic UCT Potential | F4 | Industrial | Wood and Lumber Products | Existing | Process | Natural Gas | Commissioning | A | Incremental Energy Savings (MWh or mTherms) | Achievable Economic UCT Potential | 0 | 0 | 0 | 0 | 0 | 0 | 0 | 0 | 0 | 0 | 0 | 0 | 0 | 0 | 0 | 0 | 0 | 0 | 0 | 0 | 0 | 0 | 0
F5_Industrial_Wood and Lumber Products_Existing_Process_Natural Gas_Commissioning_A_Achievable Economic UCT Potential | F5 | Industrial | Wood and Lumber Products | Existing | Process | Natural Gas | Commissioning | A | Incremental Summer Peak Savings (MW) | Achievable Economic UCT Potential | 0 | 0 | 0 | 0 | 0 | 0 | 0 | 0 | 0 | 0 | 0 | 0 | 0 | 0 | 0 | 0 | 0 | 0 | 0 | 0 | 0 | 0 | 0
F6_Industrial_Wood and Lumber Products_Existing_Process_Natural Gas_Commissioning_A_Achievable Economic UCT Potential | F6 | Industrial | Wood and Lumber Products | Existing | Process | Natural Gas | Commissioning | A | Incremental Winter Peak Savings (MW) | Achievable Economic UCT Potential | 0 | 0 | 0 | 0 | 0 | 0 | 0 | 0 | 0 | 0 | 0 | 0 | 0 | 0 | 0 | 0 | 0 | 0 | 0 | 0 | 0 | 0 | 0
F7_Industrial_Wood and Lumber Products_Existing_Process_Natural Gas_Commissioning_A_Achievable Economic UCT Potential | F7 | Industrial | Wood and Lumber Products | Existing | Process | Natural Gas | Commissioning | A | Cumulative Energy Savings (MWh or mTherms) | Achievable Economic UCT Potential | 0 | 0 | 0 | 0 | 0 | 0 | 0 | 0 | 0 | 0 | 0 | 0 | 0 | 0 | 0 | 0 | 0 | 0 | 0 | 0 | 0 | 0 | 0
F8_Industrial_Wood and Lumber Products_Existing_Process_Natural Gas_Commissioning_A_Achievable Economic UCT Potential | F8 | Industrial | Wood and Lumber Products | Existing | Process | Natural Gas | Commissioning | A | Cumulative Summer Peak Savings (MW) | Achievable Economic UCT Potential | 0 | 0 | 0 | 0 | 0 | 0 | 0 | 0 | 0 | 0 | 0 | 0 | 0 | 0 | 0 | 0 | 0 | 0 | 0 | 0 | 0 | 0 | 0
F9_Industrial_Wood and Lumber Products_Existing_Process_Natural Gas_Commissioning_A_Achievable Economic UCT Potential | F9 | Industrial | Wood and Lumber Products | Existing | Process | Natural Gas | Commissioning | A | Cumulative Winter Peak Savings (MW) | Achievable Economic UCT Potential | 0 | 0 | 0 | 0 | 0 | 0 | 0 | 0 | 0 | 0 | 0 | 0 | 0 | 0 | 0 | 0 | 0 | 0 | 0 | 0 | 0 | 0 | 0
F10_Industrial_Wood and Lumber Products_Existing_Process_Natural Gas_Commissioning_A_Achievable Economic UCT Potential | F10 | Industrial | Wood and Lumber Products | Existing | Process | Natural Gas | Commissioning | A | Purchases (Incremental) | Achievable Economic UCT Potential | 0 | 0 | 0 | 0 | 0 | 0 | 0 | 0 | 0 | 0 | 0 | 0 | 0 | 0 | 0 | 0 | 0 | 0 | 0 | 0 | 0 | 0 | 0
F11_Industrial_Wood and Lumber Products_Existing_Process_Natural Gas_Commissioning_A_Achievable Economic UCT Potential | F11 | Industrial | Wood and Lumber Products | Existing | Process | Natural Gas | Commissioning | A | Purchases (Cumulative) | Achievable Economic UCT Potential | 0 | 0 | 0 | 0 | 0 | 0 | 0 | 0 | 0 | 0 | 0 | 0 | 0 | 0 | 0 | 0 | 0 | 0 | 0 | 0 | 0 | 0 | 0
F1_Industrial_Wood and Lumber Products_Existing_Space Heating_Natural Gas_Retrocommissioning_A_Achievable Economic UCT Potential | F1 | Industrial | Wood and Lumber Products | Existing | Space Heating | Natural Gas | Retrocommissioning | A | Integrated Unit Energy Savings (kWh or therms) | Achievable Economic UCT Potential | 0 | 0 | 0.97359 | 0.97087 | 0.96798 | 0.96489 | 0.96158 | 0.95799 | 0.9541 | 0.94989 | 0.94537 | 0.94057 | 0.9355 | 0.93017 | 0.92459 | 0.91877 | 0.91277 | 0.90709 | 0.9018 | 0.89688 | 0.89236 | 0.88823 | 0
F2_Industrial_Wood and Lumber Products_Existing_Space Heating_Natural Gas_Retrocommissioning_A_Achievable Economic UCT Potential | F2 | Industrial | Wood and Lumber Products | Existing | Space Heating | Natural Gas | Retrocommissioning | A | Integrated Unit Summer Peak Savings (kW) | Achievable Economic UCT Potential | 0 | 0 | 0 | 0 | 0 | 0 | 0 | 0 | 0 | 0 | 0 | 0 | 0 | 0 | 0 | 0 | 0 | 0 | 0 | 0 | 0 | 0 | 0
F3_Industrial_Wood and Lumber Products_Existing_Space Heating_Natural Gas_Retrocommissioning_A_Achievable Economic UCT Potential | F3 | Industrial | Wood and Lumber Products | Existing | Space Heating | Natural Gas | Retrocommissioning | A | Integrated Unit Winter Peak Savings (kW) | Achievable Economic UCT Potential | 0 | 0 | 0 | 0 | 0 | 0 | 0 | 0 | 0 | 0 | 0 | 0 | 0 | 0 | 0 | 0 | 0 | 0 | 0 | 0 | 0 | 0 | 0
F4_Industrial_Wood and Lumber Products_Existing_Space Heating_Natural Gas_Retrocommissioning_A_Achievable Economic UCT Potential | F4 | Industrial | Wood and Lumber Products | Existing | Space Heating | Natural Gas | Retrocommissioning | A | Incremental Energy Savings (MWh or mTherms) | Achievable Economic UCT Potential | 0 | 0 | 0.01161 | 0.011378 | 0.011148 | 0.010921 | 0.010696 | 0.010473 | 0.01025 | 0.010029 | 0.0098091 | 0.009591 | 0.0093749 | 0.0091608 | 0.0089488 | 0.0087392 | 0.0085324 | 0.0083332 | 0.0081417 | 0.0079577 | 0.007781 | 0.0076115 | 0
F5_Industrial_Wood and Lumber Products_Existing_Space Heating_Natural Gas_Retrocommissioning_A_Achievable Economic UCT Potential | F5 | Industrial | Wood and Lumber Products | Existing | Space Heating | Natural Gas | Retrocommissioning | A | Incremental Summer Peak Savings (MW) | Achievable Economic UCT Potential | 0 | 0 | 0 | 0 | 0 | 0 | 0 | 0 | 0 | 0 | 0 | 0 | 0 | 0 | 0 | 0 | 0 | 0 | 0 | 0 | 0 | 0 | 0
F6_Industrial_Wood and Lumber Products_Existing_Space Heating_Natural Gas_Retrocommissioning_A_Achievable Economic UCT Potential | F6 | Industrial | Wood and Lumber Products | Existing | Space Heating | Natural Gas | Retrocommissioning | A | Incremental Winter Peak Savings (MW) | Achievable Economic UCT Potential | 0 | 0 | 0 | 0 | 0 | 0 | 0 | 0 | 0 | 0 | 0 | 0 | 0 | 0 | 0 | 0 | 0 | 0 | 0 | 0 | 0 | 0 | 0
F7_Industrial_Wood and Lumber Products_Existing_Space Heating_Natural Gas_Retrocommissioning_A_Achievable Economic UCT Potential | F7 | Industrial | Wood and Lumber Products | Existing | Space Heating | Natural Gas | Retrocommissioning | A | Cumulative Energy Savings (MWh or mTherms) | Achievable Economic UCT Potential | 0 | 0 | 0.01161 | 0.022955 | 0.034035 | 0.044848 | 0.05539 | 0.065656 | 0.07564 | 0.085335 | 0.094738 | 0.10385 | 0.11266 | 0.12118 | 0.1294 | 0.13733 | 0.14496 | 0.1524 | 0.15965 | 0.16674 | 0.17368 | 0.18048 | 0
F8_Industrial_Wood and Lumber Products_Existing_Space Heating_Natural Gas_Retrocommissioning_A_Achievable Economic UCT Potential | F8 | Industrial | Wood and Lumber Products | Existing | Space Heating | Natural Gas | Retrocommissioning | A | Cumulative Summer Peak Savings (MW) | Achievable Economic UCT Potential | 0 | 0 | 0 | 0 | 0 | 0 | 0 | 0 | 0 | 0 | 0 | 0 | 0 | 0 | 0 | 0 | 0 | 0 | 0 | 0 | 0 | 0 | 0
F9_Industrial_Wood and Lumber Products_Existing_Space Heating_Natural Gas_Retrocommissioning_A_Achievable Economic UCT Potential | F9 | Industrial | Wood and Lumber Products | Existing | Space Heating | Natural Gas | Retrocommissioning | A | Cumulative Winter Peak Savings (MW) | Achievable Economic UCT Potential | 0 | 0 | 0 | 0 | 0 | 0 | 0 | 0 | 0 | 0 | 0 | 0 | 0 | 0 | 0 | 0 | 0 | 0 | 0 | 0 | 0 | 0 | 0
F10_Industrial_Wood and Lumber Products_Existing_Space Heating_Natural Gas_Retrocommissioning_A_Achievable Economic UCT Potential | F10 | Industrial | Wood and Lumber Products | Existing | Space Heating | Natural Gas | Retrocommissioning | A | Purchases (Incremental) | Achievable Economic UCT Potential | 0 | 0 | 11.9249 | 11.7193 | 11.5172 | 11.3187 | 11.1235 | 10.9317 | 10.7433 | 10.558 | 10.376 | 10.1971 | 10.0213 | 9.8485 | 9.6787 | 9.5118 | 9.3478 | 9.1867 | 9.0283 | 8.8726 | 8.7196 | 8.5693 | 0
F11_Industrial_Wood and Lumber Products_Existing_Space Heating_Natural Gas_Retrocommissioning_A_Achievable Economic UCT Potential | F11 | Industrial | Wood and Lumber Products | Existing | Space Heating | Natural Gas | Retrocommissioning | A | Purchases (Cumulative) | Achievable Economic UCT Potential | 0 | 0 | 11.9249 | 23.6442 | 35.1615 | 46.4801 | 57.6036 | 68.5354 | 79.2786 | 89.8367 | 100.2127 | 110.4098 | 120.4311 | 130.2796 | 139.9583 | 149.4701 | 158.8179 | 168.0046 | 177.0329 | 185.9055 | 194.6251 | 203.1944 | 0
F1_Industrial_Wood and Lumber Products_Existing_Process_Natural Gas_Retrocommissioning_A_Achievable Economic UCT Potential | F1 | Industrial | Wood and Lumber Products | Existing | Process | Natural Gas | Retrocommissioning | A | Integrated Unit Energy Savings (kWh or therms) | Achievable Economic UCT Potential | 0 | 0 | 0 | 0 | 0 | 0 | 0 | 0 | 0 | 0 | 0 | 0 | 0 | 0 | 0 | 0 | 0 | 0 | 0 | 0 | 0 | 0 | 0
F2_Industrial_Wood and Lumber Products_Existing_Process_Natural Gas_Retrocommissioning_A_Achievable Economic UCT Potential | F2 | Industrial | Wood and Lumber Products | Existing | Process | Natural Gas | Retrocommissioning | A | Integrated Unit Summer Peak Savings (kW) | Achievable Economic UCT Potential | 0 | 0 | 0 | 0 | 0 | 0 | 0 | 0 | 0 | 0 | 0 | 0 | 0 | 0 | 0 | 0 | 0 | 0 | 0 | 0 | 0 | 0 | 0
F3_Industrial_Wood and Lumber Products_Existing_Process_Natural Gas_Retrocommissioning_A_Achievable Economic UCT Potential | F3 | Industrial | Wood and Lumber Products | Existing | Process | Natural Gas | Retrocommissioning | A | Integrated Unit Winter Peak Savings (kW) | Achievable Economic UCT Potential | 0 | 0 | 0 | 0 | 0 | 0 | 0 | 0 | 0 | 0 | 0 | 0 | 0 | 0 | 0 | 0 | 0 | 0 | 0 | 0 | 0 | 0 | 0
F4_Industrial_Wood and Lumber Products_Existing_Process_Natural Gas_Retrocommissioning_A_Achievable Economic UCT Potential | F4 | Industrial | Wood and Lumber Products | Existing | Process | Natural Gas | Retrocommissioning | A | Incremental Energy Savings (MWh or mTherms) | Achievable Economic UCT Potential | 0 | 0 | 0 | 0 | 0 | 0 | 0 | 0 | 0 | 0 | 0 | 0 | 0 | 0 | 0 | 0 | 0 | 0 | 0 | 0 | 0 | 0 | 0
F5_Industrial_Wood and Lumber Products_Existing_Process_Natural Gas_Retrocommissioning_A_Achievable Economic UCT Potential | F5 | Industrial | Wood and Lumber Products | Existing | Process | Natural Gas | Retrocommissioning | A | Incremental Summer Peak Savings (MW) | Achievable Economic UCT Potential | 0 | 0 | 0 | 0 | 0 | 0 | 0 | 0 | 0 | 0 | 0 | 0 | 0 | 0 | 0 | 0 | 0 | 0 | 0 | 0 | 0 | 0 | 0
F6_Industrial_Wood and Lumber Products_Existing_Process_Natural Gas_Retrocommissioning_A_Achievable Economic UCT Potential | F6 | Industrial | Wood and Lumber Products | Existing | Process | Natural Gas | Retrocommissioning | A | Incremental Winter Peak Savings (MW) | Achievable Economic UCT Potential | 0 | 0 | 0 | 0 | 0 | 0 | 0 | 0 | 0 | 0 | 0 | 0 | 0 | 0 | 0 | 0 | 0 | 0 | 0 | 0 | 0 | 0 | 0
F7_Industrial_Wood and Lumber Products_Existing_Process_Natural Gas_Retrocommissioning_A_Achievable Economic UCT Potential | F7 | Industrial | Wood and Lumber Products | Existing | Process | Natural Gas | Retrocommissioning | A | Cumulative Energy Savings (MWh or mTherms) | Achievable Economic UCT Potential | 0 | 0 | 0 | 0 | 0 | 0 | 0 | 0 | 0 | 0 | 0 | 0 | 0 | 0 | 0 | 0 | 0 | 0 | 0 | 0 | 0 | 0 | 0
F8_Industrial_Wood and Lumber Products_Existing_Process_Natural Gas_Retrocommissioning_A_Achievable Economic UCT Potential | F8 | Industrial | Wood and Lumber Products | Existing | Process | Natural Gas | Retrocommissioning | A | Cumulative Summer Peak Savings (MW) | Achievable Economic UCT Potential | 0 | 0 | 0 | 0 | 0 | 0 | 0 | 0 | 0 | 0 | 0 | 0 | 0 | 0 | 0 | 0 | 0 | 0 | 0 | 0 | 0 | 0 | 0
F9_Industrial_Wood and Lumber Products_Existing_Process_Natural Gas_Retrocommissioning_A_Achievable Economic UCT Potential | F9 | Industrial | Wood and Lumber Products | Existing | Process | Natural Gas | Retrocommissioning | A | Cumulative Winter Peak Savings (MW) | Achievable Economic UCT Potential | 0 | 0 | 0 | 0 | 0 | 0 | 0 | 0 | 0 | 0 | 0 | 0 | 0 | 0 | 0 | 0 | 0 | 0 | 0 | 0 | 0 | 0 | 0
F10_Industrial_Wood and Lumber Products_Existing_Process_Natural Gas_Retrocommissioning_A_Achievable Economic UCT Potential | F10 | Industrial | Wood and Lumber Products | Existing | Process | Natural Gas | Retrocommissioning | A | Purchases (Incremental) | Achievable Economic UCT Potential | 0 | 0 | 11.9249 | 11.7193 | 11.5172 | 11.3187 | 11.1235 | 10.9317 | 10.7433 | 10.558 | 10.376 | 10.1971 | 10.0213 | 9.8485 | 9.6787 | 9.5118 | 9.3478 | 9.1867 | 9.0283 | 8.8726 | 8.7196 | 8.5693 | 0
F11_Industrial_Wood and Lumber Products_Existing_Process_Natural Gas_Retrocommissioning_A_Achievable Economic UCT Potential | F11 | Industrial | Wood and Lumber Products | Existing | Process | Natural Gas | Retrocommissioning | A | Purchases (Cumulative) | Achievable Economic UCT Potential | 0 | 0 | 11.9249 | 23.6442 | 35.1615 | 46.4801 | 57.6036 | 68.5354 | 79.2786 | 89.8367 | 100.2127 | 110.4098 | 120.4311 | 130.2796 | 139.9583 | 149.4701 | 158.8179 | 168.0046 | 177.0329 | 185.9055 | 194.6251 | 203.1944 | 0
F1_Industrial_Wood and Lumber Products_New_Space Heating_Natural Gas_Insulation - Roof/Ceiling_A_Achievable Economic UCT Potential | F1 | Industrial | Wood and Lumber Products | New | Space Heating | Natural Gas | Insulation - Roof/Ceiling | A | Integrated Unit Energy Savings (kWh or therms) | Achievable Economic UCT Potential | 0 | 0 | 0.078819 | 0.07787 | 0.077195 | 0.076566 | 0.076111 | 0.07561 | 0.07511 | 0.074582 | 0.074094 | 0.073577 | 0.072935 | 0.072343 | 0.071732 | 0.071231 | 0.070801 | 0.070401 | 0.070158 | 0.069956 | 0.069841 | 0.069816 | 0
F2_Industrial_Wood and Lumber Products_New_Space Heating_Natural Gas_Insulation - Roof/Ceiling_A_Achievable Economic UCT Potential | F2 | Industrial | Wood and Lumber Products | New | Space Heating | Natural Gas | Insulation - Roof/Ceiling | A | Integrated Unit Summer Peak Savings (kW) | Achievable Economic UCT Potential | 0 | 0 | 0 | 0 | 0 | 0 | 0 | 0 | 0 | 0 | 0 | 0 | 0 | 0 | 0 | 0 | 0 | 0 | 0 | 0 | 0 | 0 | 0
F3_Industrial_Wood and Lumber Products_New_Space Heating_Natural Gas_Insulation - Roof/Ceiling_A_Achievable Economic UCT Potential | F3 | Industrial | Wood and Lumber Products | New | Space Heating | Natural Gas | Insulation - Roof/Ceiling | A | Integrated Unit Winter Peak Savings (kW) | Achievable Economic UCT Potential | 0 | 0 | 0 | 0 | 0 | 0 | 0 | 0 | 0 | 0 | 0 | 0 | 0 | 0 | 0 | 0 | 0 | 0 | 0 | 0 | 0 | 0 | 0
F4_Industrial_Wood and Lumber Products_New_Space Heating_Natural Gas_Insulation - Roof/Ceiling_A_Achievable Economic UCT Potential | F4 | Industrial | Wood and Lumber Products | New | Space Heating | Natural Gas | Insulation - Roof/Ceiling | A | Incremental Energy Savings (MWh or mTherms) | Achievable Economic UCT Potential | 0 | 0 | 0 | 0 | 0 | 0 | 0 | 0 | 0 | 0 | 0 | 0 | 0 | 0 | 0 | 0 | 0 | 0 | 0 | 0 | 0 | 0 | 0
F5_Industrial_Wood and Lumber Products_New_Space Heating_Natural Gas_Insulation - Roof/Ceiling_A_Achievable Economic UCT Potential | F5 | Industrial | Wood and Lumber Products | New | Space Heating | Natural Gas | Insulation - Roof/Ceiling | A | Incremental Summer Peak Savings (MW) | Achievable Economic UCT Potential | 0 | 0 | 0 | 0 | 0 | 0 | 0 | 0 | 0 | 0 | 0 | 0 | 0 | 0 | 0 | 0 | 0 | 0 | 0 | 0 | 0 | 0 | 0
F6_Industrial_Wood and Lumber Products_New_Space Heating_Natural Gas_Insulation - Roof/Ceiling_A_Achievable Economic UCT Potential | F6 | Industrial | Wood and Lumber Products | New | Space Heating | Natural Gas | Insulation - Roof/Ceiling | A | Incremental Winter Peak Savings (MW) | Achievable Economic UCT Potential | 0 | 0 | 0 | 0 | 0 | 0 | 0 | 0 | 0 | 0 | 0 | 0 | 0 | 0 | 0 | 0 | 0 | 0 | 0 | 0 | 0 | 0 | 0
F7_Industrial_Wood and Lumber Products_New_Space Heating_Natural Gas_Insulation - Roof/Ceiling_A_Achievable Economic UCT Potential | F7 | Industrial | Wood and Lumber Products | New | Space Heating | Natural Gas | Insulation - Roof/Ceiling | A | Cumulative Energy Savings (MWh or mTherms) | Achievable Economic UCT Potential | 0 | 0 | 0 | 0 | 0 | 0 | 0 | 0 | 0 | 0 | 0 | 0 | 0 | 0 | 0 | 0 | 0 | 0 | 0 | 0 | 0 | 0 | 0
F8_Industrial_Wood and Lumber Products_New_Space Heating_Natural Gas_Insulation - Roof/Ceiling_A_Achievable Economic UCT Potential | F8 | Industrial | Wood and Lumber Products | New | Space Heating | Natural Gas | Insulation - Roof/Ceiling | A | Cumulative Summer Peak Savings (MW) | Achievable Economic UCT Potential | 0 | 0 | 0 | 0 | 0 | 0 | 0 | 0 | 0 | 0 | 0 | 0 | 0 | 0 | 0 | 0 | 0 | 0 | 0 | 0 | 0 | 0 | 0
F9_Industrial_Wood and Lumber Products_New_Space Heating_Natural Gas_Insulation - Roof/Ceiling_A_Achievable Economic UCT Potential | F9 | Industrial | Wood and Lumber Products | New | Space Heating | Natural Gas | Insulation - Roof/Ceiling | A | Cumulative Winter Peak Savings (MW) | Achievable Economic UCT Potential | 0 | 0 | 0 | 0 | 0 | 0 | 0 | 0 | 0 | 0 | 0 | 0 | 0 | 0 | 0 | 0 | 0 | 0 | 0 | 0 | 0 | 0 | 0
F10_Industrial_Wood and Lumber Products_New_Space Heating_Natural Gas_Insulation - Roof/Ceiling_A_Achievable Economic UCT Potential | F10 | Industrial | Wood and Lumber Products | New | Space Heating | Natural Gas | Insulation - Roof/Ceiling | A | Purchases (Incremental) | Achievable Economic UCT Potential | 0 | 0 | 0 | 0 | 0 | 0 | 0 | 0 | 0 | 0 | 0 | 0 | 0 | 0 | 0 | 0 | 0 | 0 | 0 | 0 | 0 | 0 | 0
F11_Industrial_Wood and Lumber Products_New_Space Heating_Natural Gas_Insulation - Roof/Ceiling_A_Achievable Economic UCT Potential | F11 | Industrial | Wood and Lumber Products | New | Space Heating | Natural Gas | Insulation - Roof/Ceiling | A | Purchases (Cumulative) | Achievable Economic UCT Potential | 0 | 0 | 0 | 0 | 0 | 0 | 0 | 0 | 0 | 0 | 0 | 0 | 0 | 0 | 0 | 0 | 0 | 0 | 0 | 0 | 0 | 0 | 0
F1_Industrial_Wood and Lumber Products_New_Space Heating_Natural Gas_Insulation - Wall Cavity_A_Achievable Economic UCT Potential | F1 | Industrial | Wood and Lumber Products | New | Space Heating | Natural Gas | Insulation - Wall Cavity | A | Integrated Unit Energy Savings (kWh or therms) | Achievable Economic UCT Potential | 0 | 0 | 0.017243 | 0.017035 | 0.016888 | 0.01675 | 0.016651 | 0.016541 | 0.016432 | 0.016316 | 0.016209 | 0.016096 | 0.015956 | 0.015826 | 0.015693 | 0.015583 | 0.015489 | 0.015401 | 0.015348 | 0.015304 | 0.015279 | 0.015273 | 0
F2_Industrial_Wood and Lumber Products_New_Space Heating_Natural Gas_Insulation - Wall Cavity_A_Achievable Economic UCT Potential | F2 | Industrial | Wood and Lumber Products | New | Space Heating | Natural Gas | Insulation - Wall Cavity | A | Integrated Unit Summer Peak Savings (kW) | Achievable Economic UCT Potential | 0 | 0 | 0 | 0 | 0 | 0 | 0 | 0 | 0 | 0 | 0 | 0 | 0 | 0 | 0 | 0 | 0 | 0 | 0 | 0 | 0 | 0 | 0
F3_Industrial_Wood and Lumber Products_New_Space Heating_Natural Gas_Insulation - Wall Cavity_A_Achievable Economic UCT Potential | F3 | Industrial | Wood and Lumber Products | New | Space Heating | Natural Gas | Insulation - Wall Cavity | A | Integrated Unit Winter Peak Savings (kW) | Achievable Economic UCT Potential | 0 | 0 | 0 | 0 | 0 | 0 | 0 | 0 | 0 | 0 | 0 | 0 | 0 | 0 | 0 | 0 | 0 | 0 | 0 | 0 | 0 | 0 | 0
F4_Industrial_Wood and Lumber Products_New_Space Heating_Natural Gas_Insulation - Wall Cavity_A_Achievable Economic UCT Potential | F4 | Industrial | Wood and Lumber Products | New | Space Heating | Natural Gas | Insulation - Wall Cavity | A | Incremental Energy Savings (MWh or mTherms) | Achievable Economic UCT Potential | 0 | 0 | 0 | 0 | 0 | 0 | 0 | 0 | 0 | 0 | 0 | 0 | 0 | 0 | 0 | 0 | 0 | 0 | 0 | 0 | 0 | 0 | 0
F5_Industrial_Wood and Lumber Products_New_Space Heating_Natural Gas_Insulation - Wall Cavity_A_Achievable Economic UCT Potential | F5 | Industrial | Wood and Lumber Products | New | Space Heating | Natural Gas | Insulation - Wall Cavity | A | Incremental Summer Peak Savings (MW) | Achievable Economic UCT Potential | 0 | 0 | 0 | 0 | 0 | 0 | 0 | 0 | 0 | 0 | 0 | 0 | 0 | 0 | 0 | 0 | 0 | 0 | 0 | 0 | 0 | 0 | 0
F6_Industrial_Wood and Lumber Products_New_Space Heating_Natural Gas_Insulation - Wall Cavity_A_Achievable Economic UCT Potential | F6 | Industrial | Wood and Lumber Products | New | Space Heating | Natural Gas | Insulation - Wall Cavity | A | Incremental Winter Peak Savings (MW) | Achievable Economic UCT Potential | 0 | 0 | 0 | 0 | 0 | 0 | 0 | 0 | 0 | 0 | 0 | 0 | 0 | 0 | 0 | 0 | 0 | 0 | 0 | 0 | 0 | 0 | 0
F7_Industrial_Wood and Lumber Products_New_Space Heating_Natural Gas_Insulation - Wall Cavity_A_Achievable Economic UCT Potential | F7 | Industrial | Wood and Lumber Products | New | Space Heating | Natural Gas | Insulation - Wall Cavity | A | Cumulative Energy Savings (MWh or mTherms) | Achievable Economic UCT Potential | 0 | 0 | 0 | 0 | 0 | 0 | 0 | 0 | 0 | 0 | 0 | 0 | 0 | 0 | 0 | 0 | 0 | 0 | 0 | 0 | 0 | 0 | 0
F8_Industrial_Wood and Lumber Products_New_Space Heating_Natural Gas_Insulation - Wall Cavity_A_Achievable Economic UCT Potential | F8 | Industrial | Wood and Lumber Products | New | Space Heating | Natural Gas | Insulation - Wall Cavity | A | Cumulative Summer Peak Savings (MW) | Achievable Economic UCT Potential | 0 | 0 | 0 | 0 | 0 | 0 | 0 | 0 | 0 | 0 | 0 | 0 | 0 | 0 | 0 | 0 | 0 | 0 | 0 | 0 | 0 | 0 | 0
F9_Industrial_Wood and Lumber Products_New_Space Heating_Natural Gas_Insulation - Wall Cavity_A_Achievable Economic UCT Potential | F9 | Industrial | Wood and Lumber Products | New | Space Heating | Natural Gas | Insulation - Wall Cavity | A | Cumulative Winter Peak Savings (MW) | Achievable Economic UCT Potential | 0 | 0 | 0 | 0 | 0 | 0 | 0 | 0 | 0 | 0 | 0 | 0 | 0 | 0 | 0 | 0 | 0 | 0 | 0 | 0 | 0 | 0 | 0
F10_Industrial_Wood and Lumber Products_New_Space Heating_Natural Gas_Insulation - Wall Cavity_A_Achievable Economic UCT Potential | F10 | Industrial | Wood and Lumber Products | New | Space Heating | Natural Gas | Insulation - Wall Cavity | A | Purchases (Incremental) | Achievable Economic UCT Potential | 0 | 0 | 0 | 0 | 0 | 0 | 0 | 0 | 0 | 0 | 0 | 0 | 0 | 0 | 0 | 0 | 0 | 0 | 0 | 0 | 0 | 0 | 0
F11_Industrial_Wood and Lumber Products_New_Space Heating_Natural Gas_Insulation - Wall Cavity_A_Achievable Economic UCT Potential | F11 | Industrial | Wood and Lumber Products | New | Space Heating | Natural Gas | Insulation - Wall Cavity | A | Purchases (Cumulative) | Achievable Economic UCT Potential | 0 | 0 | 0 | 0 | 0 | 0 | 0 | 0 | 0 | 0 | 0 | 0 | 0 | 0 | 0 | 0 | 0 | 0 | 0 | 0 | 0 | 0 | 0
F1_Industrial_Wood and Lumber Products_New_Space Heating_Natural Gas_Insulation - Ducting_A_Achievable Economic UCT Potential | F1 | Industrial | Wood and Lumber Products | New | Space Heating | Natural Gas | Insulation - Ducting | A | Integrated Unit Energy Savings (kWh or therms) | Achievable Economic UCT Potential | 0 | 0 | 0.0012711 | 0.0012557 | 0.0012448 | 0.0012346 | 0.0012272 | 0.0012191 | 0.0012109 | 0.0012024 | 0.0011944 | 0.0011861 | 0.0011757 | 0.0011661 | 0.0011562 | 0.0011481 | 0.0011412 | 0.0011348 | 0.0011309 | 0.0011276 | 0.0011258 | 0.0011254 | 0
F2_Industrial_Wood and Lumber Products_New_Space Heating_Natural Gas_Insulation - Ducting_A_Achievable Economic UCT Potential | F2 | Industrial | Wood and Lumber Products | New | Space Heating | Natural Gas | Insulation - Ducting | A | Integrated Unit Summer Peak Savings (kW) | Achievable Economic UCT Potential | 0 | 0 | 0 | 0 | 0 | 0 | 0 | 0 | 0 | 0 | 0 | 0 | 0 | 0 | 0 | 0 | 0 | 0 | 0 | 0 | 0 | 0 | 0
F3_Industrial_Wood and Lumber Products_New_Space Heating_Natural Gas_Insulation - Ducting_A_Achievable Economic UCT Potential | F3 | Industrial | Wood and Lumber Products | New | Space Heating | Natural Gas | Insulation - Ducting | A | Integrated Unit Winter Peak Savings (kW) | Achievable Economic UCT Potential | 0 | 0 | 0 | 0 | 0 | 0 | 0 | 0 | 0 | 0 | 0 | 0 | 0 | 0 | 0 | 0 | 0 | 0 | 0 | 0 | 0 | 0 | 0
F4_Industrial_Wood and Lumber Products_New_Space Heating_Natural Gas_Insulation - Ducting_A_Achievable Economic UCT Potential | F4 | Industrial | Wood and Lumber Products | New | Space Heating | Natural Gas | Insulation - Ducting | A | Incremental Energy Savings (MWh or mTherms) | Achievable Economic UCT Potential | 0 | 0 | 0 | 0 | 0 | 0 | 0 | 0 | 0 | 0 | 0 | 0 | 0 | 0 | 0 | 0 | 0 | 0 | 0 | 0 | 0 | 0 | 0
F5_Industrial_Wood and Lumber Products_New_Space Heating_Natural Gas_Insulation - Ducting_A_Achievable Economic UCT Potential | F5 | Industrial | Wood and Lumber Products | New | Space Heating | Natural Gas | Insulation - Ducting | A | Incremental Summer Peak Savings (MW) | Achievable Economic UCT Potential | 0 | 0 | 0 | 0 | 0 | 0 | 0 | 0 | 0 | 0 | 0 | 0 | 0 | 0 | 0 | 0 | 0 | 0 | 0 | 0 | 0 | 0 | 0
F6_Industrial_Wood and Lumber Products_New_Space Heating_Natural Gas_Insulation - Ducting_A_Achievable Economic UCT Potential | F6 | Industrial | Wood and Lumber Products | New | Space Heating | Natural Gas | Insulation - Ducting | A | Incremental Winter Peak Savings (MW) | Achievable Economic UCT Potential | 0 | 0 | 0 | 0 | 0 | 0 | 0 | 0 | 0 | 0 | 0 | 0 | 0 | 0 | 0 | 0 | 0 | 0 | 0 | 0 | 0 | 0 | 0
F7_Industrial_Wood and Lumber Products_New_Space Heating_Natural Gas_Insulation - Ducting_A_Achievable Economic UCT Potential | F7 | Industrial | Wood and Lumber Products | New | Space Heating | Natural Gas | Insulation - Ducting | A | Cumulative Energy Savings (MWh or mTherms) | Achievable Economic UCT Potential | 0 | 0 | 0 | 0 | 0 | 0 | 0 | 0 | 0 | 0 | 0 | 0 | 0 | 0 | 0 | 0 | 0 | 0 | 0 | 0 | 0 | 0 | 0
F8_Industrial_Wood and Lumber Products_New_Space Heating_Natural Gas_Insulation - Ducting_A_Achievable Economic UCT Potential | F8 | Industrial | Wood and Lumber Products | New | Space Heating | Natural Gas | Insulation - Ducting | A | Cumulative Summer Peak Savings (MW) | Achievable Economic UCT Potential | 0 | 0 | 0 | 0 | 0 | 0 | 0 | 0 | 0 | 0 | 0 | 0 | 0 | 0 | 0 | 0 | 0 | 0 | 0 | 0 | 0 | 0 | 0
F9_Industrial_Wood and Lumber Products_New_Space Heating_Natural Gas_Insulation - Ducting_A_Achievable Economic UCT Potential | F9 | Industrial | Wood and Lumber Products | New | Space Heating | Natural Gas | Insulation - Ducting | A | Cumulative Winter Peak Savings (MW) | Achievable Economic UCT Potential | 0 | 0 | 0 | 0 | 0 | 0 | 0 | 0 | 0 | 0 | 0 | 0 | 0 | 0 | 0 | 0 | 0 | 0 | 0 | 0 | 0 | 0 | 0
F10_Industrial_Wood and Lumber Products_New_Space Heating_Natural Gas_Insulation - Ducting_A_Achievable Economic UCT Potential | F10 | Industrial | Wood and Lumber Products | New | Space Heating | Natural Gas | Insulation - Ducting | A | Purchases (Incremental) | Achievable Economic UCT Potential | 0 | 0 | 0 | 0 | 0 | 0 | 0 | 0 | 0 | 0 | 0 | 0 | 0 | 0 | 0 | 0 | 0 | 0 | 0 | 0 | 0 | 0 | 0
F11_Industrial_Wood and Lumber Products_New_Space Heating_Natural Gas_Insulation - Ducting_A_Achievable Economic UCT Potential | F11 | Industrial | Wood and Lumber Products | New | Space Heating | Natural Gas | Insulation - Ducting | A | Purchases (Cumulative) | Achievable Economic UCT Potential | 0 | 0 | 0 | 0 | 0 | 0 | 0 | 0 | 0 | 0 | 0 | 0 | 0 | 0 | 0 | 0 | 0 | 0 | 0 | 0 | 0 | 0 | 0
F1_Industrial_Wood and Lumber Products_New_Space Heating_Natural Gas_HVAC - Duct Repair and Sealing_A_Achievable Economic UCT Potential | F1 | Industrial | Wood and Lumber Products | New | Space Heating | Natural Gas | HVAC - Duct Repair and Sealing | A | Integrated Unit Energy Savings (kWh or therms) | Achievable Economic UCT Potential | 0 | 0 | 0.0035949 | 0.0035516 | 0.0035207 | 0.0034919 | 0.0034709 | 0.0034479 | 0.0034249 | 0.0034007 | 0.0033782 | 0.0033545 | 0.0033251 | 0.003298 | 0.0032701 | 0.0032472 | 0.0032277 | 0.0032095 | 0.0031984 | 0.0031893 | 0.0031841 | 0.003183 | 0
F2_Industrial_Wood and Lumber Products_New_Space Heating_Natural Gas_HVAC - Duct Repair and Sealing_A_Achievable Economic UCT Potential | F2 | Industrial | Wood and Lumber Products | New | Space Heating | Natural Gas | HVAC - Duct Repair and Sealing | A | Integrated Unit Summer Peak Savings (kW) | Achievable Economic UCT Potential | 0 | 0 | 0 | 0 | 0 | 0 | 0 | 0 | 0 | 0 | 0 | 0 | 0 | 0 | 0 | 0 | 0 | 0 | 0 | 0 | 0 | 0 | 0
F3_Industrial_Wood and Lumber Products_New_Space Heating_Natural Gas_HVAC - Duct Repair and Sealing_A_Achievable Economic UCT Potential | F3 | Industrial | Wood and Lumber Products | New | Space Heating | Natural Gas | HVAC - Duct Repair and Sealing | A | Integrated Unit Winter Peak Savings (kW) | Achievable Economic UCT Potential | 0 | 0 | 0 | 0 | 0 | 0 | 0 | 0 | 0 | 0 | 0 | 0 | 0 | 0 | 0 | 0 | 0 | 0 | 0 | 0 | 0 | 0 | 0
F4_Industrial_Wood and Lumber Products_New_Space Heating_Natural Gas_HVAC - Duct Repair and Sealing_A_Achievable Economic UCT Potential | F4 | Industrial | Wood and Lumber Products | New | Space Heating | Natural Gas | HVAC - Duct Repair and Sealing | A | Incremental Energy Savings (MWh or mTherms) | Achievable Economic UCT Potential | 0 | 0 | 0 | 0 | 0 | 0 | 0 | 0 | 0 | 0 | 0 | 0 | 0 | 0 | 0 | 0 | 0 | 0 | 0 | 0 | 0 | 0 | 0
F5_Industrial_Wood and Lumber Products_New_Space Heating_Natural Gas_HVAC - Duct Repair and Sealing_A_Achievable Economic UCT Potential | F5 | Industrial | Wood and Lumber Products | New | Space Heating | Natural Gas | HVAC - Duct Repair and Sealing | A | Incremental Summer Peak Savings (MW) | Achievable Economic UCT Potential | 0 | 0 | 0 | 0 | 0 | 0 | 0 | 0 | 0 | 0 | 0 | 0 | 0 | 0 | 0 | 0 | 0 | 0 | 0 | 0 | 0 | 0 | 0
F6_Industrial_Wood and Lumber Products_New_Space Heating_Natural Gas_HVAC - Duct Repair and Sealing_A_Achievable Economic UCT Potential | F6 | Industrial | Wood and Lumber Products | New | Space Heating | Natural Gas | HVAC - Duct Repair and Sealing | A | Incremental Winter Peak Savings (MW) | Achievable Economic UCT Potential | 0 | 0 | 0 | 0 | 0 | 0 | 0 | 0 | 0 | 0 | 0 | 0 | 0 | 0 | 0 | 0 | 0 | 0 | 0 | 0 | 0 | 0 | 0
F7_Industrial_Wood and Lumber Products_New_Space Heating_Natural Gas_HVAC - Duct Repair and Sealing_A_Achievable Economic UCT Potential | F7 | Industrial | Wood and Lumber Products | New | Space Heating | Natural Gas | HVAC - Duct Repair and Sealing | A | Cumulative Energy Savings (MWh or mTherms) | Achievable Economic UCT Potential | 0 | 0 | 0 | 0 | 0 | 0 | 0 | 0 | 0 | 0 | 0 | 0 | 0 | 0 | 0 | 0 | 0 | 0 | 0 | 0 | 0 | 0 | 0
F8_Industrial_Wood and Lumber Products_New_Space Heating_Natural Gas_HVAC - Duct Repair and Sealing_A_Achievable Economic UCT Potential | F8 | Industrial | Wood and Lumber Products | New | Space Heating | Natural Gas | HVAC - Duct Repair and Sealing | A | Cumulative Summer Peak Savings (MW) | Achievable Economic UCT Potential | 0 | 0 | 0 | 0 | 0 | 0 | 0 | 0 | 0 | 0 | 0 | 0 | 0 | 0 | 0 | 0 | 0 | 0 | 0 | 0 | 0 | 0 | 0
F9_Industrial_Wood and Lumber Products_New_Space Heating_Natural Gas_HVAC - Duct Repair and Sealing_A_Achievable Economic UCT Potential | F9 | Industrial | Wood and Lumber Products | New | Space Heating | Natural Gas | HVAC - Duct Repair and Sealing | A | Cumulative Winter Peak Savings (MW) | Achievable Economic UCT Potential | 0 | 0 | 0 | 0 | 0 | 0 | 0 | 0 | 0 | 0 | 0 | 0 | 0 | 0 | 0 | 0 | 0 | 0 | 0 | 0 | 0 | 0 | 0
F10_Industrial_Wood and Lumber Products_New_Space Heating_Natural Gas_HVAC - Duct Repair and Sealing_A_Achievable Economic UCT Potential | F10 | Industrial | Wood and Lumber Products | New | Space Heating | Natural Gas | HVAC - Duct Repair and Sealing | A | Purchases (Incremental) | Achievable Economic UCT Potential | 0 | 0 | 0 | 0 | 0 | 0 | 0 | 0 | 0 | 0 | 0 | 0 | 0 | 0 | 0 | 0 | 0 | 0 | 0 | 0 | 0 | 0 | 0
F11_Industrial_Wood and Lumber Products_New_Space Heating_Natural Gas_HVAC - Duct Repair and Sealing_A_Achievable Economic UCT Potential | F11 | Industrial | Wood and Lumber Products | New | Space Heating | Natural Gas | HVAC - Duct Repair and Sealing | A | Purchases (Cumulative) | Achievable Economic UCT Potential | 0 | 0 | 0 | 0 | 0 | 0 | 0 | 0 | 0 | 0 | 0 | 0 | 0 | 0 | 0 | 0 | 0 | 0 | 0 | 0 | 0 | 0 | 0
F1_Industrial_Wood and Lumber Products_New_Space Heating_Natural Gas_Windows - High Efficiency_A_Achievable Economic UCT Potential | F1 | Industrial | Wood and Lumber Products | New | Space Heating | Natural Gas | Windows - High Efficiency | A | Integrated Unit Energy Savings (kWh or therms) | Achievable Economic UCT Potential | 0 | 0 | 0.0073727 | 0.0072838 | 0.0072204 | 0.0071613 | 0.0071184 | 0.0070712 | 0.007024 | 0.0069743 | 0.0069283 | 0.0068797 | 0.0068194 | 0.0067638 | 0.0067066 | 0.0066596 | 0.0066195 | 0.0065822 | 0.0065595 | 0.0065407 | 0.0065301 | 0.0065279 | 0
F2_Industrial_Wood and Lumber Products_New_Space Heating_Natural Gas_Windows - High Efficiency_A_Achievable Economic UCT Potential | F2 | Industrial | Wood and Lumber Products | New | Space Heating | Natural Gas | Windows - High Efficiency | A | Integrated Unit Summer Peak Savings (kW) | Achievable Economic UCT Potential | 0 | 0 | 0 | 0 | 0 | 0 | 0 | 0 | 0 | 0 | 0 | 0 | 0 | 0 | 0 | 0 | 0 | 0 | 0 | 0 | 0 | 0 | 0
F3_Industrial_Wood and Lumber Products_New_Space Heating_Natural Gas_Windows - High Efficiency_A_Achievable Economic UCT Potential | F3 | Industrial | Wood and Lumber Products | New | Space Heating | Natural Gas | Windows - High Efficiency | A | Integrated Unit Winter Peak Savings (kW) | Achievable Economic UCT Potential | 0 | 0 | 0 | 0 | 0 | 0 | 0 | 0 | 0 | 0 | 0 | 0 | 0 | 0 | 0 | 0 | 0 | 0 | 0 | 0 | 0 | 0 | 0
F4_Industrial_Wood and Lumber Products_New_Space Heating_Natural Gas_Windows - High Efficiency_A_Achievable Economic UCT Potential | F4 | Industrial | Wood and Lumber Products | New | Space Heating | Natural Gas | Windows - High Efficiency | A | Incremental Energy Savings (MWh or mTherms) | Achievable Economic UCT Potential | 0 | 0 | 0 | 0 | 0 | 0 | 0 | 0 | 0 | 0 | 0 | 0 | 0 | 0 | 0 | 0 | 0 | 0 | 0 | 0 | 0 | 0 | 0
F5_Industrial_Wood and Lumber Products_New_Space Heating_Natural Gas_Windows - High Efficiency_A_Achievable Economic UCT Potential | F5 | Industrial | Wood and Lumber Products | New | Space Heating | Natural Gas | Windows - High Efficiency | A | Incremental Summer Peak Savings (MW) | Achievable Economic UCT Potential | 0 | 0 | 0 | 0 | 0 | 0 | 0 | 0 | 0 | 0 | 0 | 0 | 0 | 0 | 0 | 0 | 0 | 0 | 0 | 0 | 0 | 0 | 0
F6_Industrial_Wood and Lumber Products_New_Space Heating_Natural Gas_Windows - High Efficiency_A_Achievable Economic UCT Potential | F6 | Industrial | Wood and Lumber Products | New | Space Heating | Natural Gas | Windows - High Efficiency | A | Incremental Winter Peak Savings (MW) | Achievable Economic UCT Potential | 0 | 0 | 0 | 0 | 0 | 0 | 0 | 0 | 0 | 0 | 0 | 0 | 0 | 0 | 0 | 0 | 0 | 0 | 0 | 0 | 0 | 0 | 0
F7_Industrial_Wood and Lumber Products_New_Space Heating_Natural Gas_Windows - High Efficiency_A_Achievable Economic UCT Potential | F7 | Industrial | Wood and Lumber Products | New | Space Heating | Natural Gas | Windows - High Efficiency | A | Cumulative Energy Savings (MWh or mTherms) | Achievable Economic UCT Potential | 0 | 0 | 0 | 0 | 0 | 0 | 0 | 0 | 0 | 0 | 0 | 0 | 0 | 0 | 0 | 0 | 0 | 0 | 0 | 0 | 0 | 0 | 0
F8_Industrial_Wood and Lumber Products_New_Space Heating_Natural Gas_Windows - High Efficiency_A_Achievable Economic UCT Potential | F8 | Industrial | Wood and Lumber Products | New | Space Heating | Natural Gas | Windows - High Efficiency | A | Cumulative Summer Peak Savings (MW) | Achievable Economic UCT Potential | 0 | 0 | 0 | 0 | 0 | 0 | 0 | 0 | 0 | 0 | 0 | 0 | 0 | 0 | 0 | 0 | 0 | 0 | 0 | 0 | 0 | 0 | 0
F9_Industrial_Wood and Lumber Products_New_Space Heating_Natural Gas_Windows - High Efficiency_A_Achievable Economic UCT Potential | F9 | Industrial | Wood and Lumber Products | New | Space Heating | Natural Gas | Windows - High Efficiency | A | Cumulative Winter Peak Savings (MW) | Achievable Economic UCT Potential | 0 | 0 | 0 | 0 | 0 | 0 | 0 | 0 | 0 | 0 | 0 | 0 | 0 | 0 | 0 | 0 | 0 | 0 | 0 | 0 | 0 | 0 | 0
F10_Industrial_Wood and Lumber Products_New_Space Heating_Natural Gas_Windows - High Efficiency_A_Achievable Economic UCT Potential | F10 | Industrial | Wood and Lumber Products | New | Space Heating | Natural Gas | Windows - High Efficiency | A | Purchases (Incremental) | Achievable Economic UCT Potential | 0 | 0 | 0 | 0 | 0 | 0 | 0 | 0 | 0 | 0 | 0 | 0 | 0 | 0 | 0 | 0 | 0 | 0 | 0 | 0 | 0 | 0 | 0
F11_Industrial_Wood and Lumber Products_New_Space Heating_Natural Gas_Windows - High Efficiency_A_Achievable Economic UCT Potential | F11 | Industrial | Wood and Lumber Products | New | Space Heating | Natural Gas | Windows - High Efficiency | A | Purchases (Cumulative) | Achievable Economic UCT Potential | 0 | 0 | 0 | 0 | 0 | 0 | 0 | 0 | 0 | 0 | 0 | 0 | 0 | 0 | 0 | 0 | 0 | 0 | 0 | 0 | 0 | 0 | 0
F1_Industrial_Wood and Lumber Products_New_Space Heating_Natural Gas_Gas Boiler - Maintenance_A_Achievable Economic UCT Potential | F1 | Industrial | Wood and Lumber Products | New | Space Heating | Natural Gas | Gas Boiler - Maintenance | A | Integrated Unit Energy Savings (kWh or therms) | Achievable Economic UCT Potential | 0 | 0 | 0.8553 | 0.84593 | 0.83961 | 0.8339 | 0.83068 | 0.827 | 0.82363 | 0.82022 | 0.8179 | 0.81544 | 0.81179 | 0.80849 | 0.80534 | 0.80267 | 0.80017 | 0.79689 | 0.7953 | 0.7931 | 0.79133 | 0.7902 | 0
F2_Industrial_Wood and Lumber Products_New_Space Heating_Natural Gas_Gas Boiler - Maintenance_A_Achievable Economic UCT Potential | F2 | Industrial | Wood and Lumber Products | New | Space Heating | Natural Gas | Gas Boiler - Maintenance | A | Integrated Unit Summer Peak Savings (kW) | Achievable Economic UCT Potential | 0 | 0 | 0 | 0 | 0 | 0 | 0 | 0 | 0 | 0 | 0 | 0 | 0 | 0 | 0 | 0 | 0 | 0 | 0 | 0 | 0 | 0 | 0
F3_Industrial_Wood and Lumber Products_New_Space Heating_Natural Gas_Gas Boiler - Maintenance_A_Achievable Economic UCT Potential | F3 | Industrial | Wood and Lumber Products | New | Space Heating | Natural Gas | Gas Boiler - Maintenance | A | Integrated Unit Winter Peak Savings (kW) | Achievable Economic UCT Potential | 0 | 0 | 0 | 0 | 0 | 0 | 0 | 0 | 0 | 0 | 0 | 0 | 0 | 0 | 0 | 0 | 0 | 0 | 0 | 0 | 0 | 0 | 0
F4_Industrial_Wood and Lumber Products_New_Space Heating_Natural Gas_Gas Boiler - Maintenance_A_Achievable Economic UCT Potential | F4 | Industrial | Wood and Lumber Products | New | Space Heating | Natural Gas | Gas Boiler - Maintenance | A | Incremental Energy Savings (MWh or mTherms) | Achievable Economic UCT Potential | 0 | 0 | 0.00010359 | 0.00012533 | 0.00012279 | 0.00012678 | 0.00012736 | 0.00012644 | 0.00012522 | 0.00012576 | 0.00012505 | 0.00022273 | 0.00024474 | 0.00024185 | 0.00043996 | 0.00048398 | 0.00047872 | 0.00087068 | 0.00095907 | 0.00094899 | 0.0017537 | 0.0019099 | 0
F5_Industrial_Wood and Lumber Products_New_Space Heating_Natural Gas_Gas Boiler - Maintenance_A_Achievable Economic UCT Potential | F5 | Industrial | Wood and Lumber Products | New | Space Heating | Natural Gas | Gas Boiler - Maintenance | A | Incremental Summer Peak Savings (MW) | Achievable Economic UCT Potential | 0 | 0 | 0 | 0 | 0 | 0 | 0 | 0 | 0 | 0 | 0 | 0 | 0 | 0 | 0 | 0 | 0 | 0 | 0 | 0 | 0 | 0 | 0
F6_Industrial_Wood and Lumber Products_New_Space Heating_Natural Gas_Gas Boiler - Maintenance_A_Achievable Economic UCT Potential | F6 | Industrial | Wood and Lumber Products | New | Space Heating | Natural Gas | Gas Boiler - Maintenance | A | Incremental Winter Peak Savings (MW) | Achievable Economic UCT Potential | 0 | 0 | 0 | 0 | 0 | 0 | 0 | 0 | 0 | 0 | 0 | 0 | 0 | 0 | 0 | 0 | 0 | 0 | 0 | 0 | 0 | 0 | 0
F7_Industrial_Wood and Lumber Products_New_Space Heating_Natural Gas_Gas Boiler - Maintenance_A_Achievable Economic UCT Potential | F7 | Industrial | Wood and Lumber Products | New | Space Heating | Natural Gas | Gas Boiler - Maintenance | A | Cumulative Energy Savings (MWh or mTherms) | Achievable Economic UCT Potential | 0 | 0 | 0.00010359 | 0.00022778 | 0.00034887 | 0.00037228 | 0.00037514 | 0.00037897 | 0.00037743 | 0.00037586 | 0.0003748 | 0.00037367 | 0.000372 | 0.00037049 | 0.00036905 | 0.00036782 | 0.00036668 | 0.00036517 | 0.00036445 | 0.00036344 | 0.00036262 | 0.00036211 | 0
F8_Industrial_Wood and Lumber Products_New_Space Heating_Natural Gas_Gas Boiler - Maintenance_A_Achievable Economic UCT Potential | F8 | Industrial | Wood and Lumber Products | New | Space Heating | Natural Gas | Gas Boiler - Maintenance | A | Cumulative Summer Peak Savings (MW) | Achievable Economic UCT Potential | 0 | 0 | 0 | 0 | 0 | 0 | 0 | 0 | 0 | 0 | 0 | 0 | 0 | 0 | 0 | 0 | 0 | 0 | 0 | 0 | 0 | 0 | 0
F9_Industrial_Wood and Lumber Products_New_Space Heating_Natural Gas_Gas Boiler - Maintenance_A_Achievable Economic UCT Potential | F9 | Industrial | Wood and Lumber Products | New | Space Heating | Natural Gas | Gas Boiler - Maintenance | A | Cumulative Winter Peak Savings (MW) | Achievable Economic UCT Potential | 0 | 0 | 0 | 0 | 0 | 0 | 0 | 0 | 0 | 0 | 0 | 0 | 0 | 0 | 0 | 0 | 0 | 0 | 0 | 0 | 0 | 0 | 0
F10_Industrial_Wood and Lumber Products_New_Space Heating_Natural Gas_Gas Boiler - Maintenance_A_Achievable Economic UCT Potential | F10 | Industrial | Wood and Lumber Products | New | Space Heating | Natural Gas | Gas Boiler - Maintenance | A | Purchases (Incremental) | Achievable Economic UCT Potential | 0 | 0 | 0.12112 | 0.14815 | 0.14625 | 0.15203 | 0.15333 | 0.15289 | 0.15203 | 0.15333 | 0.15289 | 0.27315 | 0.30148 | 0.29914 | 0.5463 | 0.60296 | 0.59828 | 1.0926 | 1.2059 | 1.1966 | 2.2161 | 2.417 | 0
F11_Industrial_Wood and Lumber Products_New_Space Heating_Natural Gas_Gas Boiler - Maintenance_A_Achievable Economic UCT Potential | F11 | Industrial | Wood and Lumber Products | New | Space Heating | Natural Gas | Gas Boiler - Maintenance | A | Purchases (Cumulative) | Achievable Economic UCT Potential | 0 | 0 | 0.12112 | 0.26927 | 0.41552 | 0.44643 | 0.45161 | 0.45825 | 0.45825 | 0.45825 | 0.45825 | 0.45825 | 0.45825 | 0.45825 | 0.45825 | 0.45825 | 0.45825 | 0.45825 | 0.45825 | 0.45825 | 0.45825 | 0.45825 | 0
F1_Industrial_Wood and Lumber Products_New_Process_Natural Gas_Gas Boiler - Maintenance_A_Achievable Economic UCT Potential | F1 | Industrial | Wood and Lumber Products | New | Process | Natural Gas | Gas Boiler - Maintenance | A | Integrated Unit Energy Savings (kWh or therms) | Achievable Economic UCT Potential | 0 | 0 | 6.3264 | 6.3264 | 6.3264 | 6.3264 | 6.3264 | 6.3264 | 6.3264 | 6.3264 | 6.3264 | 6.3264 | 6.3264 | 6.3264 | 6.3264 | 6.3264 | 6.3264 | 6.3264 | 6.3264 | 6.3264 | 6.3264 | 6.3264 | 0
F2_Industrial_Wood and Lumber Products_New_Process_Natural Gas_Gas Boiler - Maintenance_A_Achievable Economic UCT Potential | F2 | Industrial | Wood and Lumber Products | New | Process | Natural Gas | Gas Boiler - Maintenance | A | Integrated Unit Summer Peak Savings (kW) | Achievable Economic UCT Potential | 0 | 0 | 0 | 0 | 0 | 0 | 0 | 0 | 0 | 0 | 0 | 0 | 0 | 0 | 0 | 0 | 0 | 0 | 0 | 0 | 0 | 0 | 0
F3_Industrial_Wood and Lumber Products_New_Process_Natural Gas_Gas Boiler - Maintenance_A_Achievable Economic UCT Potential | F3 | Industrial | Wood and Lumber Products | New | Process | Natural Gas | Gas Boiler - Maintenance | A | Integrated Unit Winter Peak Savings (kW) | Achievable Economic UCT Potential | 0 | 0 | 0 | 0 | 0 | 0 | 0 | 0 | 0 | 0 | 0 | 0 | 0 | 0 | 0 | 0 | 0 | 0 | 0 | 0 | 0 | 0 | 0
F4_Industrial_Wood and Lumber Products_New_Process_Natural Gas_Gas Boiler - Maintenance_A_Achievable Economic UCT Potential | F4 | Industrial | Wood and Lumber Products | New | Process | Natural Gas | Gas Boiler - Maintenance | A | Incremental Energy Savings (MWh or mTherms) | Achievable Economic UCT Potential | 0 | 0 | 0.0026374 | 0.0032262 | 0.0031847 | 0.0033106 | 0.0033388 | 0.0033293 | 0.0033106 | 0.0033388 | 0.0033293 | 0.005948 | 0.0065649 | 0.006514 | 0.011896 | 0.01313 | 0.013028 | 0.023792 | 0.02626 | 0.026056 | 0.048257 | 0.052632 | 0
F5_Industrial_Wood and Lumber Products_New_Process_Natural Gas_Gas Boiler - Maintenance_A_Achievable Economic UCT Potential | F5 | Industrial | Wood and Lumber Products | New | Process | Natural Gas | Gas Boiler - Maintenance | A | Incremental Summer Peak Savings (MW) | Achievable Economic UCT Potential | 0 | 0 | 0 | 0 | 0 | 0 | 0 | 0 | 0 | 0 | 0 | 0 | 0 | 0 | 0 | 0 | 0 | 0 | 0 | 0 | 0 | 0 | 0
F6_Industrial_Wood and Lumber Products_New_Process_Natural Gas_Gas Boiler - Maintenance_A_Achievable Economic UCT Potential | F6 | Industrial | Wood and Lumber Products | New | Process | Natural Gas | Gas Boiler - Maintenance | A | Incremental Winter Peak Savings (MW) | Achievable Economic UCT Potential | 0 | 0 | 0 | 0 | 0 | 0 | 0 | 0 | 0 | 0 | 0 | 0 | 0 | 0 | 0 | 0 | 0 | 0 | 0 | 0 | 0 | 0 | 0
F7_Industrial_Wood and Lumber Products_New_Process_Natural Gas_Gas Boiler - Maintenance_A_Achievable Economic UCT Potential | F7 | Industrial | Wood and Lumber Products | New | Process | Natural Gas | Gas Boiler - Maintenance | A | Cumulative Energy Savings (MWh or mTherms) | Achievable Economic UCT Potential | 0 | 0 | 0.0026374 | 0.0058636 | 0.0090482 | 0.0097214 | 0.009834 | 0.0099787 | 0.0099787 | 0.0099787 | 0.0099787 | 0.0099787 | 0.0099787 | 0.0099787 | 0.0099787 | 0.0099787 | 0.0099787 | 0.0099787 | 0.0099787 | 0.0099787 | 0.0099787 | 0.0099787 | 0
F8_Industrial_Wood and Lumber Products_New_Process_Natural Gas_Gas Boiler - Maintenance_A_Achievable Economic UCT Potential | F8 | Industrial | Wood and Lumber Products | New | Process | Natural Gas | Gas Boiler - Maintenance | A | Cumulative Summer Peak Savings (MW) | Achievable Economic UCT Potential | 0 | 0 | 0 | 0 | 0 | 0 | 0 | 0 | 0 | 0 | 0 | 0 | 0 | 0 | 0 | 0 | 0 | 0 | 0 | 0 | 0 | 0 | 0
F9_Industrial_Wood and Lumber Products_New_Process_Natural Gas_Gas Boiler - Maintenance_A_Achievable Economic UCT Potential | F9 | Industrial | Wood and Lumber Products | New | Process | Natural Gas | Gas Boiler - Maintenance | A | Cumulative Winter Peak Savings (MW) | Achievable Economic UCT Potential | 0 | 0 | 0 | 0 | 0 | 0 | 0 | 0 | 0 | 0 | 0 | 0 | 0 | 0 | 0 | 0 | 0 | 0 | 0 | 0 | 0 | 0 | 0
F10_Industrial_Wood and Lumber Products_New_Process_Natural Gas_Gas Boiler - Maintenance_A_Achievable Economic UCT Potential | F10 | Industrial | Wood and Lumber Products | New | Process | Natural Gas | Gas Boiler - Maintenance | A | Purchases (Incremental) | Achievable Economic UCT Potential | 0 | 0 | 0.41689 | 0.50995 | 0.50339 | 0.5233 | 0.52775 | 0.52626 | 0.5233 | 0.52775 | 0.52626 | 0.94019 | 1.0377 | 1.0297 | 1.8804 | 2.0754 | 2.0593 | 3.7608 | 4.1508 | 4.1186 | 7.628 | 8.3195 | 0
F11_Industrial_Wood and Lumber Products_New_Process_Natural Gas_Gas Boiler - Maintenance_A_Achievable Economic UCT Potential | F11 | Industrial | Wood and Lumber Products | New | Process | Natural Gas | Gas Boiler - Maintenance | A | Purchases (Cumulative) | Achievable Economic UCT Potential | 0 | 0 | 0.41689 | 0.92684 | 1.4302 | 1.5367 | 1.5545 | 1.5773 | 1.5773 | 1.5773 | 1.5773 | 1.5773 | 1.5773 | 1.5773 | 1.5773 | 1.5773 | 1.5773 | 1.5773 | 1.5773 | 1.5773 | 1.5773 | 1.5773 | 0
F1_Industrial_Wood and Lumber Products_New_Space Heating_Natural Gas_Gas Furnace - Maintenance_A_Achievable Economic UCT Potential | F1 | Industrial | Wood and Lumber Products | New | Space Heating | Natural Gas | Gas Furnace - Maintenance | A | Integrated Unit Energy Savings (kWh or therms) | Achievable Economic UCT Potential | 0 | 0 | 0.0083098 | 0.0082187 | 0.0081573 | 0.0081019 | 0.0080706 | 0.0080349 | 0.0080022 | 0.007969 | 0.0079465 | 0.0079226 | 0.0078872 | 0.0078551 | 0.0078245 | 0.0077986 | 0.0077743 | 0.0077424 | 0.007727 | 0.0077056 | 0.0076884 | 0.0076775 | 0
F2_Industrial_Wood and Lumber Products_New_Space Heating_Natural Gas_Gas Furnace - Maintenance_A_Achievable Economic UCT Potential | F2 | Industrial | Wood and Lumber Products | New | Space Heating | Natural Gas | Gas Furnace - Maintenance | A | Integrated Unit Summer Peak Savings (kW) | Achievable Economic UCT Potential | 0 | 0 | 0 | 0 | 0 | 0 | 0 | 0 | 0 | 0 | 0 | 0 | 0 | 0 | 0 | 0 | 0 | 0 | 0 | 0 | 0 | 0 | 0
F3_Industrial_Wood and Lumber Products_New_Space Heating_Natural Gas_Gas Furnace - Maintenance_A_Achievable Economic UCT Potential | F3 | Industrial | Wood and Lumber Products | New | Space Heating | Natural Gas | Gas Furnace - Maintenance | A | Integrated Unit Winter Peak Savings (kW) | Achievable Economic UCT Potential | 0 | 0 | 0 | 0 | 0 | 0 | 0 | 0 | 0 | 0 | 0 | 0 | 0 | 0 | 0 | 0 | 0 | 0 | 0 | 0 | 0 | 0 | 0
F4_Industrial_Wood and Lumber Products_New_Space Heating_Natural Gas_Gas Furnace - Maintenance_A_Achievable Economic UCT Potential | F4 | Industrial | Wood and Lumber Products | New | Space Heating | Natural Gas | Gas Furnace - Maintenance | A | Incremental Energy Savings (MWh or mTherms) | Achievable Economic UCT Potential | 0 | 0 | 1.7e-06 | 2.0567e-06 | 2.0151e-06 | 2.0805e-06 | 2.0901e-06 | 2.075e-06 | 2.0549e-06 | 2.0638e-06 | 2.0521e-06 | 3.6552e-06 | 4.0163e-06 | 3.9689e-06 | 7.22e-06 | 7.9424e-06 | 7.8562e-06 | 1.4288e-05 | 1.5739e-05 | 1.5574e-05 | 2.8779e-05 | 3.1343e-05 | 0
F5_Industrial_Wood and Lumber Products_New_Space Heating_Natural Gas_Gas Furnace - Maintenance_A_Achievable Economic UCT Potential | F5 | Industrial | Wood and Lumber Products | New | Space Heating | Natural Gas | Gas Furnace - Maintenance | A | Incremental Summer Peak Savings (MW) | Achievable Economic UCT Potential | 0 | 0 | 0 | 0 | 0 | 0 | 0 | 0 | 0 | 0 | 0 | 0 | 0 | 0 | 0 | 0 | 0 | 0 | 0 | 0 | 0 | 0 | 0
F6_Industrial_Wood and Lumber Products_New_Space Heating_Natural Gas_Gas Furnace - Maintenance_A_Achievable Economic UCT Potential | F6 | Industrial | Wood and Lumber Products | New | Space Heating | Natural Gas | Gas Furnace - Maintenance | A | Incremental Winter Peak Savings (MW) | Achievable Economic UCT Potential | 0 | 0 | 0 | 0 | 0 | 0 | 0 | 0 | 0 | 0 | 0 | 0 | 0 | 0 | 0 | 0 | 0 | 0 | 0 | 0 | 0 | 0 | 0
F7_Industrial_Wood and Lumber Products_New_Space Heating_Natural Gas_Gas Furnace - Maintenance_A_Achievable Economic UCT Potential | F7 | Industrial | Wood and Lumber Products | New | Space Heating | Natural Gas | Gas Furnace - Maintenance | A | Cumulative Energy Savings (MWh or mTherms) | Achievable Economic UCT Potential | 0 | 0 | 1.7e-06 | 3.738e-06 | 5.7252e-06 | 6.1094e-06 | 6.1562e-06 | 6.2191e-06 | 6.1938e-06 | 6.1681e-06 | 6.1507e-06 | 6.1322e-06 | 6.1048e-06 | 6.08e-06 | 6.0563e-06 | 6.0363e-06 | 6.0174e-06 | 5.9928e-06 | 5.9808e-06 | 5.9643e-06 | 5.9509e-06 | 5.9425e-06 | 0
F8_Industrial_Wood and Lumber Products_New_Space Heating_Natural Gas_Gas Furnace - Maintenance_A_Achievable Economic UCT Potential | F8 | Industrial | Wood and Lumber Products | New | Space Heating | Natural Gas | Gas Furnace - Maintenance | A | Cumulative Summer Peak Savings (MW) | Achievable Economic UCT Potential | 0 | 0 | 0 | 0 | 0 | 0 | 0 | 0 | 0 | 0 | 0 | 0 | 0 | 0 | 0 | 0 | 0 | 0 | 0 | 0 | 0 | 0 | 0
F9_Industrial_Wood and Lumber Products_New_Space Heating_Natural Gas_Gas Furnace - Maintenance_A_Achievable Economic UCT Potential | F9 | Industrial | Wood and Lumber Products | New | Space Heating | Natural Gas | Gas Furnace - Maintenance | A | Cumulative Winter Peak Savings (MW) | Achievable Economic UCT Potential | 0 | 0 | 0 | 0 | 0 | 0 | 0 | 0 | 0 | 0 | 0 | 0 | 0 | 0 | 0 | 0 | 0 | 0 | 0 | 0 | 0 | 0 | 0
F10_Industrial_Wood and Lumber Products_New_Space Heating_Natural Gas_Gas Furnace - Maintenance_A_Achievable Economic UCT Potential | F10 | Industrial | Wood and Lumber Products | New | Space Heating | Natural Gas | Gas Furnace - Maintenance | A | Purchases (Incremental) | Achievable Economic UCT Potential | 0 | 0 | 0.20457 | 0.25024 | 0.24702 | 0.25679 | 0.25898 | 0.25824 | 0.25679 | 0.25898 | 0.25824 | 0.46137 | 0.50922 | 0.50527 | 0.92274 | 1.0184 | 1.0105 | 1.8455 | 2.0369 | 2.0211 | 3.7432 | 4.0825 | 0
F11_Industrial_Wood and Lumber Products_New_Space Heating_Natural Gas_Gas Furnace - Maintenance_A_Achievable Economic UCT Potential | F11 | Industrial | Wood and Lumber Products | New | Space Heating | Natural Gas | Gas Furnace - Maintenance | A | Purchases (Cumulative) | Achievable Economic UCT Potential | 0 | 0 | 0.20457 | 0.45482 | 0.70184 | 0.75406 | 0.7628 | 0.77402 | 0.77402 | 0.77402 | 0.77402 | 0.77402 | 0.77402 | 0.77402 | 0.77402 | 0.77402 | 0.77402 | 0.77402 | 0.77402 | 0.77402 | 0.77402 | 0.77402 | 0
F1_Industrial_Wood and Lumber Products_New_Space Heating_Natural Gas_Gas Boiler - Hot Water Reset_A_Achievable Economic UCT Potential | F1 | Industrial | Wood and Lumber Products | New | Space Heating | Natural Gas | Gas Boiler - Hot Water Reset | A | Integrated Unit Energy Savings (kWh or therms) | Achievable Economic UCT Potential | 0 | 0 | 3.1089 | 3.0741 | 3.0505 | 3.0292 | 3.0167 | 3.0027 | 2.9898 | 2.9768 | 2.9677 | 2.9581 | 2.9443 | 2.9317 | 2.9196 | 2.9093 | 2.8996 | 2.8873 | 2.881 | 2.8726 | 2.8659 | 2.8615 | 0
F2_Industrial_Wood and Lumber Products_New_Space Heating_Natural Gas_Gas Boiler - Hot Water Reset_A_Achievable Economic UCT Potential | F2 | Industrial | Wood and Lumber Products | New | Space Heating | Natural Gas | Gas Boiler - Hot Water Reset | A | Integrated Unit Summer Peak Savings (kW) | Achievable Economic UCT Potential | 0 | 0 | 0 | 0 | 0 | 0 | 0 | 0 | 0 | 0 | 0 | 0 | 0 | 0 | 0 | 0 | 0 | 0 | 0 | 0 | 0 | 0 | 0
F3_Industrial_Wood and Lumber Products_New_Space Heating_Natural Gas_Gas Boiler - Hot Water Reset_A_Achievable Economic UCT Potential | F3 | Industrial | Wood and Lumber Products | New | Space Heating | Natural Gas | Gas Boiler - Hot Water Reset | A | Integrated Unit Winter Peak Savings (kW) | Achievable Economic UCT Potential | 0 | 0 | 0 | 0 | 0 | 0 | 0 | 0 | 0 | 0 | 0 | 0 | 0 | 0 | 0 | 0 | 0 | 0 | 0 | 0 | 0 | 0 | 0
F4_Industrial_Wood and Lumber Products_New_Space Heating_Natural Gas_Gas Boiler - Hot Water Reset_A_Achievable Economic UCT Potential | F4 | Industrial | Wood and Lumber Products | New | Space Heating | Natural Gas | Gas Boiler - Hot Water Reset | A | Incremental Energy Savings (MWh or mTherms) | Achievable Economic UCT Potential | 0 | 0 | 0.00036598 | 0.00077546 | 0.0013427 | 0.0020661 | 0.0027014 | 0.0036225 | 0.0044734 | 0.005141 | 0.0052434 | 0.0049002 | 0.0040839 | 0.0029281 | 0.001786 | 0.00091109 | 0.00040701 | 0.000157 | 0.00033916 | 0.00072464 | 0.0012615 | 0.0019517 | 0
F5_Industrial_Wood and Lumber Products_New_Space Heating_Natural Gas_Gas Boiler - Hot Water Reset_A_Achievable Economic UCT Potential | F5 | Industrial | Wood and Lumber Products | New | Space Heating | Natural Gas | Gas Boiler - Hot Water Reset | A | Incremental Summer Peak Savings (MW) | Achievable Economic UCT Potential | 0 | 0 | 0 | 0 | 0 | 0 | 0 | 0 | 0 | 0 | 0 | 0 | 0 | 0 | 0 | 0 | 0 | 0 | 0 | 0 | 0 | 0 | 0
F6_Industrial_Wood and Lumber Products_New_Space Heating_Natural Gas_Gas Boiler - Hot Water Reset_A_Achievable Economic UCT Potential | F6 | Industrial | Wood and Lumber Products | New | Space Heating | Natural Gas | Gas Boiler - Hot Water Reset | A | Incremental Winter Peak Savings (MW) | Achievable Economic UCT Potential | 0 | 0 | 0 | 0 | 0 | 0 | 0 | 0 | 0 | 0 | 0 | 0 | 0 | 0 | 0 | 0 | 0 | 0 | 0 | 0 | 0 | 0 | 0
F7_Industrial_Wood and Lumber Products_New_Space Heating_Natural Gas_Gas Boiler - Hot Water Reset_A_Achievable Economic UCT Potential | F7 | Industrial | Wood and Lumber Products | New | Space Heating | Natural Gas | Gas Boiler - Hot Water Reset | A | Cumulative Energy Savings (MWh or mTherms) | Achievable Economic UCT Potential | 0 | 0 | 0.00036598 | 0.0011374 | 0.0024714 | 0.0045202 | 0.0072029 | 0.010792 | 0.015219 | 0.020294 | 0.025475 | 0.030293 | 0.034235 | 0.037018 | 0.03865 | 0.039425 | 0.039701 | 0.039689 | 0.039603 | 0.039488 | 0.039395 | 0.039335 | 0
F8_Industrial_Wood and Lumber Products_New_Space Heating_Natural Gas_Gas Boiler - Hot Water Reset_A_Achievable Economic UCT Potential | F8 | Industrial | Wood and Lumber Products | New | Space Heating | Natural Gas | Gas Boiler - Hot Water Reset | A | Cumulative Summer Peak Savings (MW) | Achievable Economic UCT Potential | 0 | 0 | 0 | 0 | 0 | 0 | 0 | 0 | 0 | 0 | 0 | 0 | 0 | 0 | 0 | 0 | 0 | 0 | 0 | 0 | 0 | 0 | 0
F9_Industrial_Wood and Lumber Products_New_Space Heating_Natural Gas_Gas Boiler - Hot Water Reset_A_Achievable Economic UCT Potential | F9 | Industrial | Wood and Lumber Products | New | Space Heating | Natural Gas | Gas Boiler - Hot Water Reset | A | Cumulative Winter Peak Savings (MW) | Achievable Economic UCT Potential | 0 | 0 | 0 | 0 | 0 | 0 | 0 | 0 | 0 | 0 | 0 | 0 | 0 | 0 | 0 | 0 | 0 | 0 | 0 | 0 | 0 | 0 | 0
F10_Industrial_Wood and Lumber Products_New_Space Heating_Natural Gas_Gas Boiler - Hot Water Reset_A_Achievable Economic UCT Potential | F10 | Industrial | Wood and Lumber Products | New | Space Heating | Natural Gas | Gas Boiler - Hot Water Reset | A | Purchases (Incremental) | Achievable Economic UCT Potential | 0 | 0 | 0.11772 | 0.25226 | 0.44017 | 0.68205 | 0.89548 | 1.2064 | 1.4962 | 1.727 | 1.7669 | 1.6565 | 1.3871 | 0.99875 | 0.61174 | 0.31317 | 0.14037 | 0.054375 | 0.11772 | 0.25226 | 0.44017 | 0.68205 | 0
F11_Industrial_Wood and Lumber Products_New_Space Heating_Natural Gas_Gas Boiler - Hot Water Reset_A_Achievable Economic UCT Potential | F11 | Industrial | Wood and Lumber Products | New | Space Heating | Natural Gas | Gas Boiler - Hot Water Reset | A | Purchases (Cumulative) | Achievable Economic UCT Potential | 0 | 0 | 0.11772 | 0.36998 | 0.81015 | 1.4922 | 2.3877 | 3.5941 | 5.0903 | 6.8173 | 8.5842 | 10.2407 | 11.6278 | 12.6265 | 13.2383 | 13.5515 | 13.6918 | 13.7462 | 13.7462 | 13.7462 | 13.7462 | 13.7462 | 0
F1_Industrial_Wood and Lumber Products_New_Process_Natural Gas_Gas Boiler - Hot Water Reset_A_Achievable Economic UCT Potential | F1 | Industrial | Wood and Lumber Products | New | Process | Natural Gas | Gas Boiler - Hot Water Reset | A | Integrated Unit Energy Savings (kWh or therms) | Achievable Economic UCT Potential | 0 | 0 | 11.4936 | 11.4887 | 11.4844 | 11.4808 | 11.4755 | 11.4718 | 11.4695 | 11.4687 | 11.4676 | 11.4675 | 11.4678 | 11.4687 | 11.4689 | 11.4697 | 11.4706 | 11.4717 | 11.4729 | 11.4743 | 11.4755 | 11.4766 | 0
F2_Industrial_Wood and Lumber Products_New_Process_Natural Gas_Gas Boiler - Hot Water Reset_A_Achievable Economic UCT Potential | F2 | Industrial | Wood and Lumber Products | New | Process | Natural Gas | Gas Boiler - Hot Water Reset | A | Integrated Unit Summer Peak Savings (kW) | Achievable Economic UCT Potential | 0 | 0 | 0 | 0 | 0 | 0 | 0 | 0 | 0 | 0 | 0 | 0 | 0 | 0 | 0 | 0 | 0 | 0 | 0 | 0 | 0 | 0 | 0
F3_Industrial_Wood and Lumber Products_New_Process_Natural Gas_Gas Boiler - Hot Water Reset_A_Achievable Economic UCT Potential | F3 | Industrial | Wood and Lumber Products | New | Process | Natural Gas | Gas Boiler - Hot Water Reset | A | Integrated Unit Winter Peak Savings (kW) | Achievable Economic UCT Potential | 0 | 0 | 0 | 0 | 0 | 0 | 0 | 0 | 0 | 0 | 0 | 0 | 0 | 0 | 0 | 0 | 0 | 0 | 0 | 0 | 0 | 0 | 0
F4_Industrial_Wood and Lumber Products_New_Process_Natural Gas_Gas Boiler - Hot Water Reset_A_Achievable Economic UCT Potential | F4 | Industrial | Wood and Lumber Products | New | Process | Natural Gas | Gas Boiler - Hot Water Reset | A | Incremental Energy Savings (MWh or mTherms) | Achievable Economic UCT Potential | 0 | 0 | 0.0046573 | 0.0099754 | 0.0174 | 0.026953 | 0.035371 | 0.047637 | 0.059069 | 0.068176 | 0.069741 | 0.065386 | 0.054752 | 0.039427 | 0.02415 | 0.012364 | 0.005542 | 0.0021471 | 0.0046489 | 0.0099629 | 0.017386 | 0.026943 | 0
F5_Industrial_Wood and Lumber Products_New_Process_Natural Gas_Gas Boiler - Hot Water Reset_A_Achievable Economic UCT Potential | F5 | Industrial | Wood and Lumber Products | New | Process | Natural Gas | Gas Boiler - Hot Water Reset | A | Incremental Summer Peak Savings (MW) | Achievable Economic UCT Potential | 0 | 0 | 0 | 0 | 0 | 0 | 0 | 0 | 0 | 0 | 0 | 0 | 0 | 0 | 0 | 0 | 0 | 0 | 0 | 0 | 0 | 0 | 0
F6_Industrial_Wood and Lumber Products_New_Process_Natural Gas_Gas Boiler - Hot Water Reset_A_Achievable Economic UCT Potential | F6 | Industrial | Wood and Lumber Products | New | Process | Natural Gas | Gas Boiler - Hot Water Reset | A | Incremental Winter Peak Savings (MW) | Achievable Economic UCT Potential | 0 | 0 | 0 | 0 | 0 | 0 | 0 | 0 | 0 | 0 | 0 | 0 | 0 | 0 | 0 | 0 | 0 | 0 | 0 | 0 | 0 | 0 | 0
F7_Industrial_Wood and Lumber Products_New_Process_Natural Gas_Gas Boiler - Hot Water Reset_A_Achievable Economic UCT Potential | F7 | Industrial | Wood and Lumber Products | New | Process | Natural Gas | Gas Boiler - Hot Water Reset | A | Cumulative Energy Savings (MWh or mTherms) | Achievable Economic UCT Potential | 0 | 0 | 0.0046573 | 0.014631 | 0.032025 | 0.058968 | 0.094312 | 0.14192 | 0.20096 | 0.26912 | 0.33884 | 0.40422 | 0.45898 | 0.49844 | 0.5226 | 0.535 | 0.54058 | 0.54279 | 0.54284 | 0.54291 | 0.54296 | 0.54302 | 0
F8_Industrial_Wood and Lumber Products_New_Process_Natural Gas_Gas Boiler - Hot Water Reset_A_Achievable Economic UCT Potential | F8 | Industrial | Wood and Lumber Products | New | Process | Natural Gas | Gas Boiler - Hot Water Reset | A | Cumulative Summer Peak Savings (MW) | Achievable Economic UCT Potential | 0 | 0 | 0 | 0 | 0 | 0 | 0 | 0 | 0 | 0 | 0 | 0 | 0 | 0 | 0 | 0 | 0 | 0 | 0 | 0 | 0 | 0 | 0
F9_Industrial_Wood and Lumber Products_New_Process_Natural Gas_Gas Boiler - Hot Water Reset_A_Achievable Economic UCT Potential | F9 | Industrial | Wood and Lumber Products | New | Process | Natural Gas | Gas Boiler - Hot Water Reset | A | Cumulative Winter Peak Savings (MW) | Achievable Economic UCT Potential | 0 | 0 | 0 | 0 | 0 | 0 | 0 | 0 | 0 | 0 | 0 | 0 | 0 | 0 | 0 | 0 | 0 | 0 | 0 | 0 | 0 | 0 | 0
F10_Industrial_Wood and Lumber Products_New_Process_Natural Gas_Gas Boiler - Hot Water Reset_A_Achievable Economic UCT Potential | F10 | Industrial | Wood and Lumber Products | New | Process | Natural Gas | Gas Boiler - Hot Water Reset | A | Purchases (Incremental) | Achievable Economic UCT Potential | 0 | 0 | 0.4052 | 0.86828 | 1.5151 | 2.3476 | 3.0823 | 4.1526 | 5.1501 | 5.9445 | 6.0816 | 5.7018 | 4.7744 | 3.4378 | 2.1057 | 1.0779 | 0.48315 | 0.18716 | 0.4052 | 0.86828 | 1.5151 | 2.3476 | 0
F11_Industrial_Wood and Lumber Products_New_Process_Natural Gas_Gas Boiler - Hot Water Reset_A_Achievable Economic UCT Potential | F11 | Industrial | Wood and Lumber Products | New | Process | Natural Gas | Gas Boiler - Hot Water Reset | A | Purchases (Cumulative) | Achievable Economic UCT Potential | 0 | 0 | 0.4052 | 1.2735 | 2.7886 | 5.1362 | 8.2185 | 12.3711 | 17.5212 | 23.4657 | 29.5473 | 35.2491 | 40.0235 | 43.4612 | 45.5669 | 46.6448 | 47.128 | 47.3151 | 47.3151 | 47.3151 | 47.3151 | 47.3151 | 0
F1_Industrial_Wood and Lumber Products_New_Space Heating_Natural Gas_Steam Trap Maintenance_A_Achievable Economic UCT Potential | F1 | Industrial | Wood and Lumber Products | New | Space Heating | Natural Gas | Steam Trap Maintenance | A | Integrated Unit Energy Savings (kWh or therms) | Achievable Economic UCT Potential | 0 | 0 | 1.0987 | 1.0867 | 1.0786 | 1.0712 | 1.0671 | 1.0624 | 1.0581 | 1.0537 | 1.0507 | 1.0475 | 1.0429 | 1.0386 | 1.0346 | 1.0311 | 1.0279 | 1.0237 | 1.0217 | 1.0188 | 1.0166 | 1.0151 | 0
F2_Industrial_Wood and Lumber Products_New_Space Heating_Natural Gas_Steam Trap Maintenance_A_Achievable Economic UCT Potential | F2 | Industrial | Wood and Lumber Products | New | Space Heating | Natural Gas | Steam Trap Maintenance | A | Integrated Unit Summer Peak Savings (kW) | Achievable Economic UCT Potential | 0 | 0 | 0 | 0 | 0 | 0 | 0 | 0 | 0 | 0 | 0 | 0 | 0 | 0 | 0 | 0 | 0 | 0 | 0 | 0 | 0 | 0 | 0
F3_Industrial_Wood and Lumber Products_New_Space Heating_Natural Gas_Steam Trap Maintenance_A_Achievable Economic UCT Potential | F3 | Industrial | Wood and Lumber Products | New | Space Heating | Natural Gas | Steam Trap Maintenance | A | Integrated Unit Winter Peak Savings (kW) | Achievable Economic UCT Potential | 0 | 0 | 0 | 0 | 0 | 0 | 0 | 0 | 0 | 0 | 0 | 0 | 0 | 0 | 0 | 0 | 0 | 0 | 0 | 0 | 0 | 0 | 0
F4_Industrial_Wood and Lumber Products_New_Space Heating_Natural Gas_Steam Trap Maintenance_A_Achievable Economic UCT Potential | F4 | Industrial | Wood and Lumber Products | New | Space Heating | Natural Gas | Steam Trap Maintenance | A | Incremental Energy Savings (MWh or mTherms) | Achievable Economic UCT Potential | 0 | 0 | 0 | 0 | 0 | 0 | 0 | 0 | 0 | 0 | 0 | 0 | 0 | 0 | 0 | 0 | 0 | 0 | 0 | 0 | 0 | 0 | 0
F5_Industrial_Wood and Lumber Products_New_Space Heating_Natural Gas_Steam Trap Maintenance_A_Achievable Economic UCT Potential | F5 | Industrial | Wood and Lumber Products | New | Space Heating | Natural Gas | Steam Trap Maintenance | A | Incremental Summer Peak Savings (MW) | Achievable Economic UCT Potential | 0 | 0 | 0 | 0 | 0 | 0 | 0 | 0 | 0 | 0 | 0 | 0 | 0 | 0 | 0 | 0 | 0 | 0 | 0 | 0 | 0 | 0 | 0
F6_Industrial_Wood and Lumber Products_New_Space Heating_Natural Gas_Steam Trap Maintenance_A_Achievable Economic UCT Potential | F6 | Industrial | Wood and Lumber Products | New | Space Heating | Natural Gas | Steam Trap Maintenance | A | Incremental Winter Peak Savings (MW) | Achievable Economic UCT Potential | 0 | 0 | 0 | 0 | 0 | 0 | 0 | 0 | 0 | 0 | 0 | 0 | 0 | 0 | 0 | 0 | 0 | 0 | 0 | 0 | 0 | 0 | 0
F7_Industrial_Wood and Lumber Products_New_Space Heating_Natural Gas_Steam Trap Maintenance_A_Achievable Economic UCT Potential | F7 | Industrial | Wood and Lumber Products | New | Space Heating | Natural Gas | Steam Trap Maintenance | A | Cumulative Energy Savings (MWh or mTherms) | Achievable Economic UCT Potential | 0 | 0 | 0 | 0 | 0 | 0 | 0 | 0 | 0 | 0 | 0 | 0 | 0 | 0 | 0 | 0 | 0 | 0 | 0 | 0 | 0 | 0 | 0
F8_Industrial_Wood and Lumber Products_New_Space Heating_Natural Gas_Steam Trap Maintenance_A_Achievable Economic UCT Potential | F8 | Industrial | Wood and Lumber Products | New | Space Heating | Natural Gas | Steam Trap Maintenance | A | Cumulative Summer Peak Savings (MW) | Achievable Economic UCT Potential | 0 | 0 | 0 | 0 | 0 | 0 | 0 | 0 | 0 | 0 | 0 | 0 | 0 | 0 | 0 | 0 | 0 | 0 | 0 | 0 | 0 | 0 | 0
F9_Industrial_Wood and Lumber Products_New_Space Heating_Natural Gas_Steam Trap Maintenance_A_Achievable Economic UCT Potential | F9 | Industrial | Wood and Lumber Products | New | Space Heating | Natural Gas | Steam Trap Maintenance | A | Cumulative Winter Peak Savings (MW) | Achievable Economic UCT Potential | 0 | 0 | 0 | 0 | 0 | 0 | 0 | 0 | 0 | 0 | 0 | 0 | 0 | 0 | 0 | 0 | 0 | 0 | 0 | 0 | 0 | 0 | 0
F10_Industrial_Wood and Lumber Products_New_Space Heating_Natural Gas_Steam Trap Maintenance_A_Achievable Economic UCT Potential | F10 | Industrial | Wood and Lumber Products | New | Space Heating | Natural Gas | Steam Trap Maintenance | A | Purchases (Incremental) | Achievable Economic UCT Potential | 0 | 0 | 0 | 0 | 0 | 0 | 0 | 0 | 0 | 0 | 0 | 0 | 0 | 0 | 0 | 0 | 0 | 0 | 0 | 0 | 0 | 0 | 0
F11_Industrial_Wood and Lumber Products_New_Space Heating_Natural Gas_Steam Trap Maintenance_A_Achievable Economic UCT Potential | F11 | Industrial | Wood and Lumber Products | New | Space Heating | Natural Gas | Steam Trap Maintenance | A | Purchases (Cumulative) | Achievable Economic UCT Potential | 0 | 0 | 0 | 0 | 0 | 0 | 0 | 0 | 0 | 0 | 0 | 0 | 0 | 0 | 0 | 0 | 0 | 0 | 0 | 0 | 0 | 0 | 0
F1_Industrial_Wood and Lumber Products_New_Process_Natural Gas_Steam Trap Maintenance_A_Achievable Economic UCT Potential | F1 | Industrial | Wood and Lumber Products | New | Process | Natural Gas | Steam Trap Maintenance | A | Integrated Unit Energy Savings (kWh or therms) | Achievable Economic UCT Potential | 0 | 0 | 8.1266 | 8.1264 | 8.1264 | 8.1265 | 8.1266 | 8.1267 | 8.1267 | 8.1268 | 8.1268 | 8.1269 | 8.1269 | 8.1269 | 8.1269 | 8.1269 | 8.127 | 8.127 | 8.127 | 8.127 | 8.127 | 8.127 | 0
F2_Industrial_Wood and Lumber Products_New_Process_Natural Gas_Steam Trap Maintenance_A_Achievable Economic UCT Potential | F2 | Industrial | Wood and Lumber Products | New | Process | Natural Gas | Steam Trap Maintenance | A | Integrated Unit Summer Peak Savings (kW) | Achievable Economic UCT Potential | 0 | 0 | 0 | 0 | 0 | 0 | 0 | 0 | 0 | 0 | 0 | 0 | 0 | 0 | 0 | 0 | 0 | 0 | 0 | 0 | 0 | 0 | 0
F3_Industrial_Wood and Lumber Products_New_Process_Natural Gas_Steam Trap Maintenance_A_Achievable Economic UCT Potential | F3 | Industrial | Wood and Lumber Products | New | Process | Natural Gas | Steam Trap Maintenance | A | Integrated Unit Winter Peak Savings (kW) | Achievable Economic UCT Potential | 0 | 0 | 0 | 0 | 0 | 0 | 0 | 0 | 0 | 0 | 0 | 0 | 0 | 0 | 0 | 0 | 0 | 0 | 0 | 0 | 0 | 0 | 0
F4_Industrial_Wood and Lumber Products_New_Process_Natural Gas_Steam Trap Maintenance_A_Achievable Economic UCT Potential | F4 | Industrial | Wood and Lumber Products | New | Process | Natural Gas | Steam Trap Maintenance | A | Incremental Energy Savings (MWh or mTherms) | Achievable Economic UCT Potential | 0 | 0 | 0 | 0 | 0 | 0 | 0 | 0 | 0 | 0 | 0 | 0 | 0 | 0 | 0 | 0 | 0 | 0 | 0 | 0 | 0 | 0 | 0
F5_Industrial_Wood and Lumber Products_New_Process_Natural Gas_Steam Trap Maintenance_A_Achievable Economic UCT Potential | F5 | Industrial | Wood and Lumber Products | New | Process | Natural Gas | Steam Trap Maintenance | A | Incremental Summer Peak Savings (MW) | Achievable Economic UCT Potential | 0 | 0 | 0 | 0 | 0 | 0 | 0 | 0 | 0 | 0 | 0 | 0 | 0 | 0 | 0 | 0 | 0 | 0 | 0 | 0 | 0 | 0 | 0
F6_Industrial_Wood and Lumber Products_New_Process_Natural Gas_Steam Trap Maintenance_A_Achievable Economic UCT Potential | F6 | Industrial | Wood and Lumber Products | New | Process | Natural Gas | Steam Trap Maintenance | A | Incremental Winter Peak Savings (MW) | Achievable Economic UCT Potential | 0 | 0 | 0 | 0 | 0 | 0 | 0 | 0 | 0 | 0 | 0 | 0 | 0 | 0 | 0 | 0 | 0 | 0 | 0 | 0 | 0 | 0 | 0
F7_Industrial_Wood and Lumber Products_New_Process_Natural Gas_Steam Trap Maintenance_A_Achievable Economic UCT Potential | F7 | Industrial | Wood and Lumber Products | New | Process | Natural Gas | Steam Trap Maintenance | A | Cumulative Energy Savings (MWh or mTherms) | Achievable Economic UCT Potential | 0 | 0 | 0 | 0 | 0 | 0 | 0 | 0 | 0 | 0 | 0 | 0 | 0 | 0 | 0 | 0 | 0 | 0 | 0 | 0 | 0 | 0 | 0
F8_Industrial_Wood and Lumber Products_New_Process_Natural Gas_Steam Trap Maintenance_A_Achievable Economic UCT Potential | F8 | Industrial | Wood and Lumber Products | New | Process | Natural Gas | Steam Trap Maintenance | A | Cumulative Summer Peak Savings (MW) | Achievable Economic UCT Potential | 0 | 0 | 0 | 0 | 0 | 0 | 0 | 0 | 0 | 0 | 0 | 0 | 0 | 0 | 0 | 0 | 0 | 0 | 0 | 0 | 0 | 0 | 0
F9_Industrial_Wood and Lumber Products_New_Process_Natural Gas_Steam Trap Maintenance_A_Achievable Economic UCT Potential | F9 | Industrial | Wood and Lumber Products | New | Process | Natural Gas | Steam Trap Maintenance | A | Cumulative Winter Peak Savings (MW) | Achievable Economic UCT Potential | 0 | 0 | 0 | 0 | 0 | 0 | 0 | 0 | 0 | 0 | 0 | 0 | 0 | 0 | 0 | 0 | 0 | 0 | 0 | 0 | 0 | 0 | 0
F10_Industrial_Wood and Lumber Products_New_Process_Natural Gas_Steam Trap Maintenance_A_Achievable Economic UCT Potential | F10 | Industrial | Wood and Lumber Products | New | Process | Natural Gas | Steam Trap Maintenance | A | Purchases (Incremental) | Achievable Economic UCT Potential | 0 | 0 | 0 | 0 | 0 | 0 | 0 | 0 | 0 | 0 | 0 | 0 | 0 | 0 | 0 | 0 | 0 | 0 | 0 | 0 | 0 | 0 | 0
F11_Industrial_Wood and Lumber Products_New_Process_Natural Gas_Steam Trap Maintenance_A_Achievable Economic UCT Potential | F11 | Industrial | Wood and Lumber Products | New | Process | Natural Gas | Steam Trap Maintenance | A | Purchases (Cumulative) | Achievable Economic UCT Potential | 0 | 0 | 0 | 0 | 0 | 0 | 0 | 0 | 0 | 0 | 0 | 0 | 0 | 0 | 0 | 0 | 0 | 0 | 0 | 0 | 0 | 0 | 0
F1_Industrial_Wood and Lumber Products_New_Space Heating_Natural Gas_Gas Boiler - High Turndown_A_Achievable Economic UCT Potential | F1 | Industrial | Wood and Lumber Products | New | Space Heating | Natural Gas | Gas Boiler - High Turndown | A | Integrated Unit Energy Savings (kWh or therms) | Achievable Economic UCT Potential | 0 | 0 | 1.1644 | 1.1504 | 1.1404 | 1.1311 | 1.1244 | 1.117 | 1.1096 | 1.1018 | 1.0946 | 1.087 | 1.0775 | 1.0687 | 1.0597 | 1.0523 | 1.046 | 1.04 | 1.0365 | 1.0335 | 1.0318 | 1.0314 | 0
F2_Industrial_Wood and Lumber Products_New_Space Heating_Natural Gas_Gas Boiler - High Turndown_A_Achievable Economic UCT Potential | F2 | Industrial | Wood and Lumber Products | New | Space Heating | Natural Gas | Gas Boiler - High Turndown | A | Integrated Unit Summer Peak Savings (kW) | Achievable Economic UCT Potential | 0 | 0 | 0 | 0 | 0 | 0 | 0 | 0 | 0 | 0 | 0 | 0 | 0 | 0 | 0 | 0 | 0 | 0 | 0 | 0 | 0 | 0 | 0
F3_Industrial_Wood and Lumber Products_New_Space Heating_Natural Gas_Gas Boiler - High Turndown_A_Achievable Economic UCT Potential | F3 | Industrial | Wood and Lumber Products | New | Space Heating | Natural Gas | Gas Boiler - High Turndown | A | Integrated Unit Winter Peak Savings (kW) | Achievable Economic UCT Potential | 0 | 0 | 0 | 0 | 0 | 0 | 0 | 0 | 0 | 0 | 0 | 0 | 0 | 0 | 0 | 0 | 0 | 0 | 0 | 0 | 0 | 0 | 0
F4_Industrial_Wood and Lumber Products_New_Space Heating_Natural Gas_Gas Boiler - High Turndown_A_Achievable Economic UCT Potential | F4 | Industrial | Wood and Lumber Products | New | Space Heating | Natural Gas | Gas Boiler - High Turndown | A | Incremental Energy Savings (MWh or mTherms) | Achievable Economic UCT Potential | 0 | 0 | 0.0002092 | 0.0003607 | 0.00050987 | 0.00067504 | 0.0007724 | 0.00079579 | 0.00071497 | 0.00064173 | 0.00055369 | 0.00047976 | 0.00041168 | 0.00035541 | 0.00029739 | 0.00025119 | 0.00021161 | 0.00018686 | 0.00032498 | 0.00046206 | 0.00061575 | 0.00070851 | 0
F5_Industrial_Wood and Lumber Products_New_Space Heating_Natural Gas_Gas Boiler - High Turndown_A_Achievable Economic UCT Potential | F5 | Industrial | Wood and Lumber Products | New | Space Heating | Natural Gas | Gas Boiler - High Turndown | A | Incremental Summer Peak Savings (MW) | Achievable Economic UCT Potential | 0 | 0 | 0 | 0 | 0 | 0 | 0 | 0 | 0 | 0 | 0 | 0 | 0 | 0 | 0 | 0 | 0 | 0 | 0 | 0 | 0 | 0 | 0
F6_Industrial_Wood and Lumber Products_New_Space Heating_Natural Gas_Gas Boiler - High Turndown_A_Achievable Economic UCT Potential | F6 | Industrial | Wood and Lumber Products | New | Space Heating | Natural Gas | Gas Boiler - High Turndown | A | Incremental Winter Peak Savings (MW) | Achievable Economic UCT Potential | 0 | 0 | 0 | 0 | 0 | 0 | 0 | 0 | 0 | 0 | 0 | 0 | 0 | 0 | 0 | 0 | 0 | 0 | 0 | 0 | 0 | 0 | 0
F7_Industrial_Wood and Lumber Products_New_Space Heating_Natural Gas_Gas Boiler - High Turndown_A_Achievable Economic UCT Potential | F7 | Industrial | Wood and Lumber Products | New | Space Heating | Natural Gas | Gas Boiler - High Turndown | A | Cumulative Energy Savings (MWh or mTherms) | Achievable Economic UCT Potential | 0 | 0 | 0.0002092 | 0.00056738 | 0.0010723 | 0.0017386 | 0.0025007 | 0.0032801 | 0.0039733 | 0.0045871 | 0.0051108 | 0.0055549 | 0.0059181 | 0.0062255 | 0.0064703 | 0.0066763 | 0.0068476 | 0.0068089 | 0.0067854 | 0.0067659 | 0.0067547 | 0.0067523 | 0
F8_Industrial_Wood and Lumber Products_New_Space Heating_Natural Gas_Gas Boiler - High Turndown_A_Achievable Economic UCT Potential | F8 | Industrial | Wood and Lumber Products | New | Space Heating | Natural Gas | Gas Boiler - High Turndown | A | Cumulative Summer Peak Savings (MW) | Achievable Economic UCT Potential | 0 | 0 | 0 | 0 | 0 | 0 | 0 | 0 | 0 | 0 | 0 | 0 | 0 | 0 | 0 | 0 | 0 | 0 | 0 | 0 | 0 | 0 | 0
F9_Industrial_Wood and Lumber Products_New_Space Heating_Natural Gas_Gas Boiler - High Turndown_A_Achievable Economic UCT Potential | F9 | Industrial | Wood and Lumber Products | New | Space Heating | Natural Gas | Gas Boiler - High Turndown | A | Cumulative Winter Peak Savings (MW) | Achievable Economic UCT Potential | 0 | 0 | 0 | 0 | 0 | 0 | 0 | 0 | 0 | 0 | 0 | 0 | 0 | 0 | 0 | 0 | 0 | 0 | 0 | 0 | 0 | 0 | 0
F10_Industrial_Wood and Lumber Products_New_Space Heating_Natural Gas_Gas Boiler - High Turndown_A_Achievable Economic UCT Potential | F10 | Industrial | Wood and Lumber Products | New | Space Heating | Natural Gas | Gas Boiler - High Turndown | A | Purchases (Incremental) | Achievable Economic UCT Potential | 0 | 0 | 0.17966 | 0.31354 | 0.4471 | 0.59679 | 0.68694 | 0.71243 | 0.64435 | 0.58243 | 0.50584 | 0.44137 | 0.38207 | 0.33255 | 0.28064 | 0.23871 | 0.20231 | 0.17966 | 0.31354 | 0.4471 | 0.59679 | 0.68694 | 0
F11_Industrial_Wood and Lumber Products_New_Space Heating_Natural Gas_Gas Boiler - High Turndown_A_Achievable Economic UCT Potential | F11 | Industrial | Wood and Lumber Products | New | Space Heating | Natural Gas | Gas Boiler - High Turndown | A | Purchases (Cumulative) | Achievable Economic UCT Potential | 0 | 0 | 0.17966 | 0.49321 | 0.9403 | 1.5371 | 2.224 | 2.9365 | 3.5808 | 4.1632 | 4.6691 | 5.1105 | 5.4925 | 5.8251 | 6.1057 | 6.3444 | 6.5467 | 6.5467 | 6.5467 | 6.5467 | 6.5467 | 6.5467 | 0
F1_Industrial_Wood and Lumber Products_New_Process_Natural Gas_Gas Boiler - High Turndown_A_Achievable Economic UCT Potential | F1 | Industrial | Wood and Lumber Products | New | Process | Natural Gas | Gas Boiler - High Turndown | A | Integrated Unit Energy Savings (kWh or therms) | Achievable Economic UCT Potential | 0 | 0 | 8.6056 | 8.5934 | 8.582 | 8.5718 | 8.5574 | 8.5471 | 8.5391 | 8.534 | 8.528 | 8.5243 | 8.5217 | 8.5211 | 8.5187 | 8.5181 | 8.5177 | 8.5193 | 8.5198 | 8.5215 | 8.5228 | 8.5238 | 0
F2_Industrial_Wood and Lumber Products_New_Process_Natural Gas_Gas Boiler - High Turndown_A_Achievable Economic UCT Potential | F2 | Industrial | Wood and Lumber Products | New | Process | Natural Gas | Gas Boiler - High Turndown | A | Integrated Unit Summer Peak Savings (kW) | Achievable Economic UCT Potential | 0 | 0 | 0 | 0 | 0 | 0 | 0 | 0 | 0 | 0 | 0 | 0 | 0 | 0 | 0 | 0 | 0 | 0 | 0 | 0 | 0 | 0 | 0
F3_Industrial_Wood and Lumber Products_New_Process_Natural Gas_Gas Boiler - High Turndown_A_Achievable Economic UCT Potential | F3 | Industrial | Wood and Lumber Products | New | Process | Natural Gas | Gas Boiler - High Turndown | A | Integrated Unit Winter Peak Savings (kW) | Achievable Economic UCT Potential | 0 | 0 | 0 | 0 | 0 | 0 | 0 | 0 | 0 | 0 | 0 | 0 | 0 | 0 | 0 | 0 | 0 | 0 | 0 | 0 | 0 | 0 | 0
F4_Industrial_Wood and Lumber Products_New_Process_Natural Gas_Gas Boiler - High Turndown_A_Achievable Economic UCT Potential | F4 | Industrial | Wood and Lumber Products | New | Process | Natural Gas | Gas Boiler - High Turndown | A | Incremental Energy Savings (MWh or mTherms) | Achievable Economic UCT Potential | 0 | 0 | 0.0053218 | 0.0092743 | 0.013207 | 0.017608 | 0.020234 | 0.020959 | 0.018939 | 0.017108 | 0.014848 | 0.01295 | 0.011207 | 0.0097536 | 0.0082288 | 0.0069988 | 0.0059315 | 0.0052684 | 0.0091949 | 0.013114 | 0.017507 | 0.020154 | 0
F5_Industrial_Wood and Lumber Products_New_Process_Natural Gas_Gas Boiler - High Turndown_A_Achievable Economic UCT Potential | F5 | Industrial | Wood and Lumber Products | New | Process | Natural Gas | Gas Boiler - High Turndown | A | Incremental Summer Peak Savings (MW) | Achievable Economic UCT Potential | 0 | 0 | 0 | 0 | 0 | 0 | 0 | 0 | 0 | 0 | 0 | 0 | 0 | 0 | 0 | 0 | 0 | 0 | 0 | 0 | 0 | 0 | 0
F6_Industrial_Wood and Lumber Products_New_Process_Natural Gas_Gas Boiler - High Turndown_A_Achievable Economic UCT Potential | F6 | Industrial | Wood and Lumber Products | New | Process | Natural Gas | Gas Boiler - High Turndown | A | Incremental Winter Peak Savings (MW) | Achievable Economic UCT Potential | 0 | 0 | 0 | 0 | 0 | 0 | 0 | 0 | 0 | 0 | 0 | 0 | 0 | 0 | 0 | 0 | 0 | 0 | 0 | 0 | 0 | 0 | 0
F7_Industrial_Wood and Lumber Products_New_Process_Natural Gas_Gas Boiler - High Turndown_A_Achievable Economic UCT Potential | F7 | Industrial | Wood and Lumber Products | New | Process | Natural Gas | Gas Boiler - High Turndown | A | Cumulative Energy Savings (MWh or mTherms) | Achievable Economic UCT Potential | 0 | 0 | 0.0053218 | 0.014589 | 0.027776 | 0.045351 | 0.065509 | 0.086389 | 0.10525 | 0.12229 | 0.13706 | 0.14995 | 0.16111 | 0.17085 | 0.17903 | 0.18602 | 0.19194 | 0.19198 | 0.19199 | 0.19202 | 0.19205 | 0.19208 | 0
F8_Industrial_Wood and Lumber Products_New_Process_Natural Gas_Gas Boiler - High Turndown_A_Achievable Economic UCT Potential | F8 | Industrial | Wood and Lumber Products | New | Process | Natural Gas | Gas Boiler - High Turndown | A | Cumulative Summer Peak Savings (MW) | Achievable Economic UCT Potential | 0 | 0 | 0 | 0 | 0 | 0 | 0 | 0 | 0 | 0 | 0 | 0 | 0 | 0 | 0 | 0 | 0 | 0 | 0 | 0 | 0 | 0 | 0
F9_Industrial_Wood and Lumber Products_New_Process_Natural Gas_Gas Boiler - High Turndown_A_Achievable Economic UCT Potential | F9 | Industrial | Wood and Lumber Products | New | Process | Natural Gas | Gas Boiler - High Turndown | A | Cumulative Winter Peak Savings (MW) | Achievable Economic UCT Potential | 0 | 0 | 0 | 0 | 0 | 0 | 0 | 0 | 0 | 0 | 0 | 0 | 0 | 0 | 0 | 0 | 0 | 0 | 0 | 0 | 0 | 0 | 0
F10_Industrial_Wood and Lumber Products_New_Process_Natural Gas_Gas Boiler - High Turndown_A_Achievable Economic UCT Potential | F10 | Industrial | Wood and Lumber Products | New | Process | Natural Gas | Gas Boiler - High Turndown | A | Purchases (Incremental) | Achievable Economic UCT Potential | 0 | 0 | 0.61841 | 1.0792 | 1.5389 | 2.0542 | 2.3645 | 2.4522 | 2.2179 | 2.0048 | 1.7411 | 1.5192 | 1.3151 | 1.1446 | 0.96597 | 0.82164 | 0.69637 | 0.61841 | 1.0792 | 1.5389 | 2.0542 | 2.3645 | 0
F11_Industrial_Wood and Lumber Products_New_Process_Natural Gas_Gas Boiler - High Turndown_A_Achievable Economic UCT Potential | F11 | Industrial | Wood and Lumber Products | New | Process | Natural Gas | Gas Boiler - High Turndown | A | Purchases (Cumulative) | Achievable Economic UCT Potential | 0 | 0 | 0.61841 | 1.6976 | 3.2366 | 5.2908 | 7.6552 | 10.1075 | 12.3254 | 14.3301 | 16.0712 | 17.5905 | 18.9056 | 20.0502 | 21.0162 | 21.8378 | 22.5342 | 22.5342 | 22.5342 | 22.5342 | 22.5342 | 22.5342 | 0
F1_Industrial_Wood and Lumber Products_New_Space Heating_Natural Gas_Gas Boiler - Burner Control Optimization_A_Achievable Economic UCT Potential | F1 | Industrial | Wood and Lumber Products | New | Space Heating | Natural Gas | Gas Boiler - Burner Control Optimization | A | Integrated Unit Energy Savings (kWh or therms) | Achievable Economic UCT Potential | 0 | 0 | 0.33766 | 0.33359 | 0.33069 | 0.32799 | 0.32603 | 0.32388 | 0.32173 | 0.31947 | 0.31738 | 0.31516 | 0.31241 | 0.30988 | 0.30726 | 0.30512 | 0.30328 | 0.30157 | 0.30053 | 0.29966 | 0.29917 | 0.29907 | 0
F2_Industrial_Wood and Lumber Products_New_Space Heating_Natural Gas_Gas Boiler - Burner Control Optimization_A_Achievable Economic UCT Potential | F2 | Industrial | Wood and Lumber Products | New | Space Heating | Natural Gas | Gas Boiler - Burner Control Optimization | A | Integrated Unit Summer Peak Savings (kW) | Achievable Economic UCT Potential | 0 | 0 | 0 | 0 | 0 | 0 | 0 | 0 | 0 | 0 | 0 | 0 | 0 | 0 | 0 | 0 | 0 | 0 | 0 | 0 | 0 | 0 | 0
F3_Industrial_Wood and Lumber Products_New_Space Heating_Natural Gas_Gas Boiler - Burner Control Optimization_A_Achievable Economic UCT Potential | F3 | Industrial | Wood and Lumber Products | New | Space Heating | Natural Gas | Gas Boiler - Burner Control Optimization | A | Integrated Unit Winter Peak Savings (kW) | Achievable Economic UCT Potential | 0 | 0 | 0 | 0 | 0 | 0 | 0 | 0 | 0 | 0 | 0 | 0 | 0 | 0 | 0 | 0 | 0 | 0 | 0 | 0 | 0 | 0 | 0
F4_Industrial_Wood and Lumber Products_New_Space Heating_Natural Gas_Gas Boiler - Burner Control Optimization_A_Achievable Economic UCT Potential | F4 | Industrial | Wood and Lumber Products | New | Space Heating | Natural Gas | Gas Boiler - Burner Control Optimization | A | Incremental Energy Savings (MWh or mTherms) | Achievable Economic UCT Potential | 0 | 0 | 1.6365e-05 | 4.4351e-05 | 0.00012539 | 0.0002905 | 0.00051704 | 0.00082864 | 0.0011844 | 0.0015503 | 0.0018006 | 0.0019502 | 0.0019524 | 0.0018435 | 0.001588 | 0.001304 | 0.0010118 | 0.00075027 | 0.00051864 | 0.00034487 | 0.00021891 | 0.00015446 | 0
F5_Industrial_Wood and Lumber Products_New_Space Heating_Natural Gas_Gas Boiler - Burner Control Optimization_A_Achievable Economic UCT Potential | F5 | Industrial | Wood and Lumber Products | New | Space Heating | Natural Gas | Gas Boiler - Burner Control Optimization | A | Incremental Summer Peak Savings (MW) | Achievable Economic UCT Potential | 0 | 0 | 0 | 0 | 0 | 0 | 0 | 0 | 0 | 0 | 0 | 0 | 0 | 0 | 0 | 0 | 0 | 0 | 0 | 0 | 0 | 0 | 0
F6_Industrial_Wood and Lumber Products_New_Space Heating_Natural Gas_Gas Boiler - Burner Control Optimization_A_Achievable Economic UCT Potential | F6 | Industrial | Wood and Lumber Products | New | Space Heating | Natural Gas | Gas Boiler - Burner Control Optimization | A | Incremental Winter Peak Savings (MW) | Achievable Economic UCT Potential | 0 | 0 | 0 | 0 | 0 | 0 | 0 | 0 | 0 | 0 | 0 | 0 | 0 | 0 | 0 | 0 | 0 | 0 | 0 | 0 | 0 | 0 | 0
F7_Industrial_Wood and Lumber Products_New_Space Heating_Natural Gas_Gas Boiler - Burner Control Optimization_A_Achievable Economic UCT Potential | F7 | Industrial | Wood and Lumber Products | New | Space Heating | Natural Gas | Gas Boiler - Burner Control Optimization | A | Cumulative Energy Savings (MWh or mTherms) | Achievable Economic UCT Potential | 0 | 0 | 1.6365e-05 | 6.0519e-05 | 0.00018538 | 0.00047436 | 0.00098858 | 0.0018107 | 0.0029831 | 0.0045124 | 0.0062834 | 0.0081898 | 0.010071 | 0.011833 | 0.013321 | 0.014532 | 0.015456 | 0.016119 | 0.016582 | 0.016879 | 0.017056 | 0.017165 | 0
F8_Industrial_Wood and Lumber Products_New_Space Heating_Natural Gas_Gas Boiler - Burner Control Optimization_A_Achievable Economic UCT Potential | F8 | Industrial | Wood and Lumber Products | New | Space Heating | Natural Gas | Gas Boiler - Burner Control Optimization | A | Cumulative Summer Peak Savings (MW) | Achievable Economic UCT Potential | 0 | 0 | 0 | 0 | 0 | 0 | 0 | 0 | 0 | 0 | 0 | 0 | 0 | 0 | 0 | 0 | 0 | 0 | 0 | 0 | 0 | 0 | 0
F9_Industrial_Wood and Lumber Products_New_Space Heating_Natural Gas_Gas Boiler - Burner Control Optimization_A_Achievable Economic UCT Potential | F9 | Industrial | Wood and Lumber Products | New | Space Heating | Natural Gas | Gas Boiler - Burner Control Optimization | A | Cumulative Winter Peak Savings (MW) | Achievable Economic UCT Potential | 0 | 0 | 0 | 0 | 0 | 0 | 0 | 0 | 0 | 0 | 0 | 0 | 0 | 0 | 0 | 0 | 0 | 0 | 0 | 0 | 0 | 0 | 0
F10_Industrial_Wood and Lumber Products_New_Space Heating_Natural Gas_Gas Boiler - Burner Control Optimization_A_Achievable Economic UCT Potential | F10 | Industrial | Wood and Lumber Products | New | Space Heating | Natural Gas | Gas Boiler - Burner Control Optimization | A | Purchases (Incremental) | Achievable Economic UCT Potential | 0 | 0 | 0.048465 | 0.13295 | 0.37916 | 0.8857 | 1.5859 | 2.5585 | 3.6813 | 4.8527 | 5.6734 | 6.188 | 6.2494 | 5.9492 | 5.1682 | 4.2739 | 3.3363 | 2.4879 | 1.7258 | 1.1509 | 0.73171 | 0.51647 | 0
F11_Industrial_Wood and Lumber Products_New_Space Heating_Natural Gas_Gas Boiler - Burner Control Optimization_A_Achievable Economic UCT Potential | F11 | Industrial | Wood and Lumber Products | New | Space Heating | Natural Gas | Gas Boiler - Burner Control Optimization | A | Purchases (Cumulative) | Achievable Economic UCT Potential | 0 | 0 | 0.048465 | 0.18142 | 0.56058 | 1.4463 | 3.0321 | 5.5906 | 9.2719 | 14.1246 | 19.7979 | 25.9859 | 32.2352 | 38.1845 | 43.3527 | 47.6266 | 50.9629 | 53.4508 | 55.1766 | 56.3274 | 57.0107 | 57.3942 | 0
F1_Industrial_Wood and Lumber Products_New_Process_Natural Gas_Gas Boiler - Burner Control Optimization_A_Achievable Economic UCT Potential | F1 | Industrial | Wood and Lumber Products | New | Process | Natural Gas | Gas Boiler - Burner Control Optimization | A | Integrated Unit Energy Savings (kWh or therms) | Achievable Economic UCT Potential | 0 | 0 | 2.4953 | 2.4915 | 2.488 | 2.4849 | 2.4805 | 2.4773 | 2.4749 | 2.4734 | 2.4716 | 2.4705 | 2.4698 | 2.4696 | 2.469 | 2.4688 | 2.4687 | 2.4693 | 2.4695 | 2.47 | 2.4704 | 2.4708 | 0
F2_Industrial_Wood and Lumber Products_New_Process_Natural Gas_Gas Boiler - Burner Control Optimization_A_Achievable Economic UCT Potential | F2 | Industrial | Wood and Lumber Products | New | Process | Natural Gas | Gas Boiler - Burner Control Optimization | A | Integrated Unit Summer Peak Savings (kW) | Achievable Economic UCT Potential | 0 | 0 | 0 | 0 | 0 | 0 | 0 | 0 | 0 | 0 | 0 | 0 | 0 | 0 | 0 | 0 | 0 | 0 | 0 | 0 | 0 | 0 | 0
F3_Industrial_Wood and Lumber Products_New_Process_Natural Gas_Gas Boiler - Burner Control Optimization_A_Achievable Economic UCT Potential | F3 | Industrial | Wood and Lumber Products | New | Process | Natural Gas | Gas Boiler - Burner Control Optimization | A | Integrated Unit Winter Peak Savings (kW) | Achievable Economic UCT Potential | 0 | 0 | 0 | 0 | 0 | 0 | 0 | 0 | 0 | 0 | 0 | 0 | 0 | 0 | 0 | 0 | 0 | 0 | 0 | 0 | 0 | 0 | 0
F4_Industrial_Wood and Lumber Products_New_Process_Natural Gas_Gas Boiler - Burner Control Optimization_A_Achievable Economic UCT Potential | F4 | Industrial | Wood and Lumber Products | New | Process | Natural Gas | Gas Boiler - Burner Control Optimization | A | Incremental Energy Savings (MWh or mTherms) | Achievable Economic UCT Potential | 0 | 0 | 0.00041626 | 0.0011402 | 0.0032471 | 0.0075755 | 0.01354 | 0.021816 | 0.03136 | 0.041313 | 0.048265 | 0.052621 | 0.053126 | 0.050572 | 0.043921 | 0.036319 | 0.02835 | 0.021146 | 0.014669 | 0.0097846 | 0.006222 | 0.0043924 | 0
F5_Industrial_Wood and Lumber Products_New_Process_Natural Gas_Gas Boiler - Burner Control Optimization_A_Achievable Economic UCT Potential | F5 | Industrial | Wood and Lumber Products | New | Process | Natural Gas | Gas Boiler - Burner Control Optimization | A | Incremental Summer Peak Savings (MW) | Achievable Economic UCT Potential | 0 | 0 | 0 | 0 | 0 | 0 | 0 | 0 | 0 | 0 | 0 | 0 | 0 | 0 | 0 | 0 | 0 | 0 | 0 | 0 | 0 | 0 | 0
F6_Industrial_Wood and Lumber Products_New_Process_Natural Gas_Gas Boiler - Burner Control Optimization_A_Achievable Economic UCT Potential | F6 | Industrial | Wood and Lumber Products | New | Process | Natural Gas | Gas Boiler - Burner Control Optimization | A | Incremental Winter Peak Savings (MW) | Achievable Economic UCT Potential | 0 | 0 | 0 | 0 | 0 | 0 | 0 | 0 | 0 | 0 | 0 | 0 | 0 | 0 | 0 | 0 | 0 | 0 | 0 | 0 | 0 | 0 | 0
F7_Industrial_Wood and Lumber Products_New_Process_Natural Gas_Gas Boiler - Burner Control Optimization_A_Achievable Economic UCT Potential | F7 | Industrial | Wood and Lumber Products | New | Process | Natural Gas | Gas Boiler - Burner Control Optimization | A | Cumulative Energy Savings (MWh or mTherms) | Achievable Economic UCT Potential | 0 | 0 | 0.00041626 | 0.0015558 | 0.0048007 | 0.01237 | 0.025888 | 0.047672 | 0.078985 | 0.12025 | 0.16843 | 0.22098 | 0.27403 | 0.32459 | 0.36842 | 0.40472 | 0.43306 | 0.4543 | 0.46901 | 0.47889 | 0.48479 | 0.48812 | 0
F8_Industrial_Wood and Lumber Products_New_Process_Natural Gas_Gas Boiler - Burner Control Optimization_A_Achievable Economic UCT Potential | F8 | Industrial | Wood and Lumber Products | New | Process | Natural Gas | Gas Boiler - Burner Control Optimization | A | Cumulative Summer Peak Savings (MW) | Achievable Economic UCT Potential | 0 | 0 | 0 | 0 | 0 | 0 | 0 | 0 | 0 | 0 | 0 | 0 | 0 | 0 | 0 | 0 | 0 | 0 | 0 | 0 | 0 | 0 | 0
F9_Industrial_Wood and Lumber Products_New_Process_Natural Gas_Gas Boiler - Burner Control Optimization_A_Achievable Economic UCT Potential | F9 | Industrial | Wood and Lumber Products | New | Process | Natural Gas | Gas Boiler - Burner Control Optimization | A | Cumulative Winter Peak Savings (MW) | Achievable Economic UCT Potential | 0 | 0 | 0 | 0 | 0 | 0 | 0 | 0 | 0 | 0 | 0 | 0 | 0 | 0 | 0 | 0 | 0 | 0 | 0 | 0 | 0 | 0 | 0
F10_Industrial_Wood and Lumber Products_New_Process_Natural Gas_Gas Boiler - Burner Control Optimization_A_Achievable Economic UCT Potential | F10 | Industrial | Wood and Lumber Products | New | Process | Natural Gas | Gas Boiler - Burner Control Optimization | A | Purchases (Incremental) | Achievable Economic UCT Potential | 0 | 0 | 0.16682 | 0.45763 | 1.3051 | 3.0486 | 5.4587 | 8.8064 | 12.6712 | 16.7031 | 19.528 | 21.2993 | 21.5106 | 20.4775 | 17.7893 | 14.711 | 11.4838 | 8.5635 | 5.9402 | 3.9613 | 2.5186 | 1.7777 | 0
F11_Industrial_Wood and Lumber Products_New_Process_Natural Gas_Gas Boiler - Burner Control Optimization_A_Achievable Economic UCT Potential | F11 | Industrial | Wood and Lumber Products | New | Process | Natural Gas | Gas Boiler - Burner Control Optimization | A | Purchases (Cumulative) | Achievable Economic UCT Potential | 0 | 0 | 0.16682 | 0.62444 | 1.9295 | 4.9782 | 10.4368 | 19.2432 | 31.9144 | 48.6175 | 68.1455 | 89.4448 | 110.9554 | 131.433 | 149.2223 | 163.9333 | 175.417 | 183.9805 | 189.9207 | 193.882 | 196.2338 | 197.5539 | 0
F1_Industrial_Wood and Lumber Products_New_Space Heating_Natural Gas_HVAC - Demand Controlled Ventilation_A_Achievable Economic UCT Potential | F1 | Industrial | Wood and Lumber Products | New | Space Heating | Natural Gas | HVAC - Demand Controlled Ventilation | A | Integrated Unit Energy Savings (kWh or therms) | Achievable Economic UCT Potential | 0 | 0 | 0.067762 | 0.067019 | 0.066518 | 0.066066 | 0.065811 | 0.06552 | 0.065253 | 0.064983 | 0.064799 | 0.064604 | 0.064316 | 0.064054 | 0.063804 | 0.063593 | 0.063395 | 0.063135 | 0.063009 | 0.062835 | 0.062694 | 0.062605 | 0
F2_Industrial_Wood and Lumber Products_New_Space Heating_Natural Gas_HVAC - Demand Controlled Ventilation_A_Achievable Economic UCT Potential | F2 | Industrial | Wood and Lumber Products | New | Space Heating | Natural Gas | HVAC - Demand Controlled Ventilation | A | Integrated Unit Summer Peak Savings (kW) | Achievable Economic UCT Potential | 0 | 0 | 0 | 0 | 0 | 0 | 0 | 0 | 0 | 0 | 0 | 0 | 0 | 0 | 0 | 0 | 0 | 0 | 0 | 0 | 0 | 0 | 0
F3_Industrial_Wood and Lumber Products_New_Space Heating_Natural Gas_HVAC - Demand Controlled Ventilation_A_Achievable Economic UCT Potential | F3 | Industrial | Wood and Lumber Products | New | Space Heating | Natural Gas | HVAC - Demand Controlled Ventilation | A | Integrated Unit Winter Peak Savings (kW) | Achievable Economic UCT Potential | 0 | 0 | 0 | 0 | 0 | 0 | 0 | 0 | 0 | 0 | 0 | 0 | 0 | 0 | 0 | 0 | 0 | 0 | 0 | 0 | 0 | 0 | 0
F4_Industrial_Wood and Lumber Products_New_Space Heating_Natural Gas_HVAC - Demand Controlled Ventilation_A_Achievable Economic UCT Potential | F4 | Industrial | Wood and Lumber Products | New | Space Heating | Natural Gas | HVAC - Demand Controlled Ventilation | A | Incremental Energy Savings (MWh or mTherms) | Achievable Economic UCT Potential | 0 | 0 | 0.0019512 | 0.0033678 | 0.0047664 | 0.0063191 | 0.0072455 | 0.0083124 | 0.0093593 | 0.010531 | 0.0114 | 0.012397 | 0.013354 | 0.01447 | 0.015205 | 0.016112 | 0.017017 | 0.018053 | 0.018747 | 0.019591 | 0.020418 | 0.021255 | 0
F5_Industrial_Wood and Lumber Products_New_Space Heating_Natural Gas_HVAC - Demand Controlled Ventilation_A_Achievable Economic UCT Potential | F5 | Industrial | Wood and Lumber Products | New | Space Heating | Natural Gas | HVAC - Demand Controlled Ventilation | A | Incremental Summer Peak Savings (MW) | Achievable Economic UCT Potential | 0 | 0 | 0 | 0 | 0 | 0 | 0 | 0 | 0 | 0 | 0 | 0 | 0 | 0 | 0 | 0 | 0 | 0 | 0 | 0 | 0 | 0 | 0
F6_Industrial_Wood and Lumber Products_New_Space Heating_Natural Gas_HVAC - Demand Controlled Ventilation_A_Achievable Economic UCT Potential | F6 | Industrial | Wood and Lumber Products | New | Space Heating | Natural Gas | HVAC - Demand Controlled Ventilation | A | Incremental Winter Peak Savings (MW) | Achievable Economic UCT Potential | 0 | 0 | 0 | 0 | 0 | 0 | 0 | 0 | 0 | 0 | 0 | 0 | 0 | 0 | 0 | 0 | 0 | 0 | 0 | 0 | 0 | 0 | 0
F7_Industrial_Wood and Lumber Products_New_Space Heating_Natural Gas_HVAC - Demand Controlled Ventilation_A_Achievable Economic UCT Potential | F7 | Industrial | Wood and Lumber Products | New | Space Heating | Natural Gas | HVAC - Demand Controlled Ventilation | A | Cumulative Energy Savings (MWh or mTherms) | Achievable Economic UCT Potential | 0 | 0 | 0.0019512 | 0.0052976 | 0.010024 | 0.016275 | 0.023458 | 0.031667 | 0.040897 | 0.051258 | 0.062514 | 0.074723 | 0.087743 | 0.10186 | 0.11666 | 0.13239 | 0.14899 | 0.16462 | 0.17987 | 0.19446 | 0.20845 | 0.22252 | 0
F8_Industrial_Wood and Lumber Products_New_Space Heating_Natural Gas_HVAC - Demand Controlled Ventilation_A_Achievable Economic UCT Potential | F8 | Industrial | Wood and Lumber Products | New | Space Heating | Natural Gas | HVAC - Demand Controlled Ventilation | A | Cumulative Summer Peak Savings (MW) | Achievable Economic UCT Potential | 0 | 0 | 0 | 0 | 0 | 0 | 0 | 0 | 0 | 0 | 0 | 0 | 0 | 0 | 0 | 0 | 0 | 0 | 0 | 0 | 0 | 0 | 0
F9_Industrial_Wood and Lumber Products_New_Space Heating_Natural Gas_HVAC - Demand Controlled Ventilation_A_Achievable Economic UCT Potential | F9 | Industrial | Wood and Lumber Products | New | Space Heating | Natural Gas | HVAC - Demand Controlled Ventilation | A | Cumulative Winter Peak Savings (MW) | Achievable Economic UCT Potential | 0 | 0 | 0 | 0 | 0 | 0 | 0 | 0 | 0 | 0 | 0 | 0 | 0 | 0 | 0 | 0 | 0 | 0 | 0 | 0 | 0 | 0 | 0
F10_Industrial_Wood and Lumber Products_New_Space Heating_Natural Gas_HVAC - Demand Controlled Ventilation_A_Achievable Economic UCT Potential | F10 | Industrial | Wood and Lumber Products | New | Space Heating | Natural Gas | HVAC - Demand Controlled Ventilation | A | Purchases (Incremental) | Achievable Economic UCT Potential | 0 | 0 | 28.7943 | 50.2515 | 71.6559 | 95.647 | 110.0954 | 126.8681 | 143.4294 | 162.0583 | 175.933 | 191.8908 | 207.6369 | 225.9029 | 238.3001 | 253.3671 | 268.4228 | 285.9496 | 297.5266 | 311.7922 | 325.6692 | 339.5053 | 0
F11_Industrial_Wood and Lumber Products_New_Space Heating_Natural Gas_HVAC - Demand Controlled Ventilation_A_Achievable Economic UCT Potential | F11 | Industrial | Wood and Lumber Products | New | Space Heating | Natural Gas | HVAC - Demand Controlled Ventilation | A | Purchases (Cumulative) | Achievable Economic UCT Potential | 0 | 0 | 28.7943 | 79.0457 | 150.7017 | 246.3487 | 356.4441 | 483.3122 | 626.7415 | 788.7998 | 964.7328 | 1156.6235 | 1364.2605 | 1590.1633 | 1828.4634 | 2081.8306 | 2350.2534 | 2607.4087 | 2854.6839 | 3094.8201 | 3324.8423 | 3554.2522 | 0
F1_Industrial_Wood and Lumber Products_New_Space Heating_Natural Gas_Gas Boiler - Stack Economizer_A_Achievable Economic UCT Potential | F1 | Industrial | Wood and Lumber Products | New | Space Heating | Natural Gas | Gas Boiler - Stack Economizer | A | Integrated Unit Energy Savings (kWh or therms) | Achievable Economic UCT Potential | 0 | 0 | 0.85009 | 0.83989 | 0.83265 | 0.8259 | 0.82103 | 0.81567 | 0.81028 | 0.8046 | 0.79934 | 0.79377 | 0.78684 | 0.78044 | 0.77385 | 0.76844 | 0.7638 | 0.75947 | 0.75684 | 0.75464 | 0.75339 | 0.75312 | 0
F2_Industrial_Wood and Lumber Products_New_Space Heating_Natural Gas_Gas Boiler - Stack Economizer_A_Achievable Economic UCT Potential | F2 | Industrial | Wood and Lumber Products | New | Space Heating | Natural Gas | Gas Boiler - Stack Economizer | A | Integrated Unit Summer Peak Savings (kW) | Achievable Economic UCT Potential | 0 | 0 | 0 | 0 | 0 | 0 | 0 | 0 | 0 | 0 | 0 | 0 | 0 | 0 | 0 | 0 | 0 | 0 | 0 | 0 | 0 | 0 | 0
F3_Industrial_Wood and Lumber Products_New_Space Heating_Natural Gas_Gas Boiler - Stack Economizer_A_Achievable Economic UCT Potential | F3 | Industrial | Wood and Lumber Products | New | Space Heating | Natural Gas | Gas Boiler - Stack Economizer | A | Integrated Unit Winter Peak Savings (kW) | Achievable Economic UCT Potential | 0 | 0 | 0 | 0 | 0 | 0 | 0 | 0 | 0 | 0 | 0 | 0 | 0 | 0 | 0 | 0 | 0 | 0 | 0 | 0 | 0 | 0 | 0
F4_Industrial_Wood and Lumber Products_New_Space Heating_Natural Gas_Gas Boiler - Stack Economizer_A_Achievable Economic UCT Potential | F4 | Industrial | Wood and Lumber Products | New | Space Heating | Natural Gas | Gas Boiler - Stack Economizer | A | Incremental Energy Savings (MWh or mTherms) | Achievable Economic UCT Potential | 0 | 0 | 0.00040727 | 0.00070225 | 0.00099273 | 0.0013144 | 0.001504 | 0.0015496 | 0.0013923 | 0.0012497 | 0.0010782 | 0.00093426 | 0.00080168 | 0.00069209 | 0.00057913 | 0.00048915 | 0.00041207 | 0.00036386 | 0.0006328 | 0.00089973 | 0.001199 | 0.0013796 | 0
F5_Industrial_Wood and Lumber Products_New_Space Heating_Natural Gas_Gas Boiler - Stack Economizer_A_Achievable Economic UCT Potential | F5 | Industrial | Wood and Lumber Products | New | Space Heating | Natural Gas | Gas Boiler - Stack Economizer | A | Incremental Summer Peak Savings (MW) | Achievable Economic UCT Potential | 0 | 0 | 0 | 0 | 0 | 0 | 0 | 0 | 0 | 0 | 0 | 0 | 0 | 0 | 0 | 0 | 0 | 0 | 0 | 0 | 0 | 0 | 0
F6_Industrial_Wood and Lumber Products_New_Space Heating_Natural Gas_Gas Boiler - Stack Economizer_A_Achievable Economic UCT Potential | F6 | Industrial | Wood and Lumber Products | New | Space Heating | Natural Gas | Gas Boiler - Stack Economizer | A | Incremental Winter Peak Savings (MW) | Achievable Economic UCT Potential | 0 | 0 | 0 | 0 | 0 | 0 | 0 | 0 | 0 | 0 | 0 | 0 | 0 | 0 | 0 | 0 | 0 | 0 | 0 | 0 | 0 | 0 | 0
F7_Industrial_Wood and Lumber Products_New_Space Heating_Natural Gas_Gas Boiler - Stack Economizer_A_Achievable Economic UCT Potential | F7 | Industrial | Wood and Lumber Products | New | Space Heating | Natural Gas | Gas Boiler - Stack Economizer | A | Cumulative Energy Savings (MWh or mTherms) | Achievable Economic UCT Potential | 0 | 0 | 0.00040727 | 0.0011046 | 0.0020878 | 0.0033853 | 0.0048693 | 0.0063871 | 0.0077373 | 0.0089326 | 0.0099525 | 0.010817 | 0.011525 | 0.012123 | 0.0126 | 0.013001 | 0.013334 | 0.013259 | 0.013213 | 0.013175 | 0.013153 | 0.013148 | 0
F8_Industrial_Wood and Lumber Products_New_Space Heating_Natural Gas_Gas Boiler - Stack Economizer_A_Achievable Economic UCT Potential | F8 | Industrial | Wood and Lumber Products | New | Space Heating | Natural Gas | Gas Boiler - Stack Economizer | A | Cumulative Summer Peak Savings (MW) | Achievable Economic UCT Potential | 0 | 0 | 0 | 0 | 0 | 0 | 0 | 0 | 0 | 0 | 0 | 0 | 0 | 0 | 0 | 0 | 0 | 0 | 0 | 0 | 0 | 0 | 0
F9_Industrial_Wood and Lumber Products_New_Space Heating_Natural Gas_Gas Boiler - Stack Economizer_A_Achievable Economic UCT Potential | F9 | Industrial | Wood and Lumber Products | New | Space Heating | Natural Gas | Gas Boiler - Stack Economizer | A | Cumulative Winter Peak Savings (MW) | Achievable Economic UCT Potential | 0 | 0 | 0 | 0 | 0 | 0 | 0 | 0 | 0 | 0 | 0 | 0 | 0 | 0 | 0 | 0 | 0 | 0 | 0 | 0 | 0 | 0 | 0
F10_Industrial_Wood and Lumber Products_New_Space Heating_Natural Gas_Gas Boiler - Stack Economizer_A_Achievable Economic UCT Potential | F10 | Industrial | Wood and Lumber Products | New | Space Heating | Natural Gas | Gas Boiler - Stack Economizer | A | Purchases (Incremental) | Achievable Economic UCT Potential | 0 | 0 | 0.4791 | 0.83612 | 1.1923 | 1.5914 | 1.8318 | 1.8998 | 1.7183 | 1.5531 | 1.3489 | 1.177 | 1.0189 | 0.88679 | 0.74837 | 0.63655 | 0.5395 | 0.4791 | 0.83612 | 1.1923 | 1.5914 | 1.8318 | 0
F11_Industrial_Wood and Lumber Products_New_Space Heating_Natural Gas_Gas Boiler - Stack Economizer_A_Achievable Economic UCT Potential | F11 | Industrial | Wood and Lumber Products | New | Space Heating | Natural Gas | Gas Boiler - Stack Economizer | A | Purchases (Cumulative) | Achievable Economic UCT Potential | 0 | 0 | 0.4791 | 1.3152 | 2.5075 | 4.0989 | 5.9308 | 7.8306 | 9.5488 | 11.102 | 12.4509 | 13.6279 | 14.6467 | 15.5335 | 16.2819 | 16.9185 | 17.4579 | 17.4579 | 17.4579 | 17.4579 | 17.4579 | 17.4579 | 0
F1_Industrial_Wood and Lumber Products_New_Process_Natural Gas_Gas Boiler - Stack Economizer_A_Achievable Economic UCT Potential | F1 | Industrial | Wood and Lumber Products | New | Process | Natural Gas | Gas Boiler - Stack Economizer | A | Integrated Unit Energy Savings (kWh or therms) | Achievable Economic UCT Potential | 0 | 0 | 8.2645 | 8.2545 | 8.2451 | 8.2368 | 8.2249 | 8.2165 | 8.2097 | 8.2051 | 8.1998 | 8.1963 | 8.1937 | 8.1928 | 8.1904 | 8.1895 | 8.1889 | 8.1897 | 8.1897 | 8.1908 | 8.1916 | 8.1922 | 0
F2_Industrial_Wood and Lumber Products_New_Process_Natural Gas_Gas Boiler - Stack Economizer_A_Achievable Economic UCT Potential | F2 | Industrial | Wood and Lumber Products | New | Process | Natural Gas | Gas Boiler - Stack Economizer | A | Integrated Unit Summer Peak Savings (kW) | Achievable Economic UCT Potential | 0 | 0 | 0 | 0 | 0 | 0 | 0 | 0 | 0 | 0 | 0 | 0 | 0 | 0 | 0 | 0 | 0 | 0 | 0 | 0 | 0 | 0 | 0
F3_Industrial_Wood and Lumber Products_New_Process_Natural Gas_Gas Boiler - Stack Economizer_A_Achievable Economic UCT Potential | F3 | Industrial | Wood and Lumber Products | New | Process | Natural Gas | Gas Boiler - Stack Economizer | A | Integrated Unit Winter Peak Savings (kW) | Achievable Economic UCT Potential | 0 | 0 | 0 | 0 | 0 | 0 | 0 | 0 | 0 | 0 | 0 | 0 | 0 | 0 | 0 | 0 | 0 | 0 | 0 | 0 | 0 | 0 | 0
F4_Industrial_Wood and Lumber Products_New_Process_Natural Gas_Gas Boiler - Stack Economizer_A_Achievable Economic UCT Potential | F4 | Industrial | Wood and Lumber Products | New | Process | Natural Gas | Gas Boiler - Stack Economizer | A | Incremental Energy Savings (MWh or mTherms) | Achievable Economic UCT Potential | 0 | 0 | 0.013629 | 0.023756 | 0.033836 | 0.045119 | 0.051861 | 0.05373 | 0.048555 | 0.043865 | 0.038071 | 0.033206 | 0.028735 | 0.025008 | 0.021098 | 0.017943 | 0.015207 | 0.013505 | 0.02357 | 0.033614 | 0.044872 | 0.051654 | 0
F5_Industrial_Wood and Lumber Products_New_Process_Natural Gas_Gas Boiler - Stack Economizer_A_Achievable Economic UCT Potential | F5 | Industrial | Wood and Lumber Products | New | Process | Natural Gas | Gas Boiler - Stack Economizer | A | Incremental Summer Peak Savings (MW) | Achievable Economic UCT Potential | 0 | 0 | 0 | 0 | 0 | 0 | 0 | 0 | 0 | 0 | 0 | 0 | 0 | 0 | 0 | 0 | 0 | 0 | 0 | 0 | 0 | 0 | 0
F6_Industrial_Wood and Lumber Products_New_Process_Natural Gas_Gas Boiler - Stack Economizer_A_Achievable Economic UCT Potential | F6 | Industrial | Wood and Lumber Products | New | Process | Natural Gas | Gas Boiler - Stack Economizer | A | Incremental Winter Peak Savings (MW) | Achievable Economic UCT Potential | 0 | 0 | 0 | 0 | 0 | 0 | 0 | 0 | 0 | 0 | 0 | 0 | 0 | 0 | 0 | 0 | 0 | 0 | 0 | 0 | 0 | 0 | 0
F7_Industrial_Wood and Lumber Products_New_Process_Natural Gas_Gas Boiler - Stack Economizer_A_Achievable Economic UCT Potential | F7 | Industrial | Wood and Lumber Products | New | Process | Natural Gas | Gas Boiler - Stack Economizer | A | Cumulative Energy Savings (MWh or mTherms) | Achievable Economic UCT Potential | 0 | 0 | 0.013629 | 0.037368 | 0.071162 | 0.11621 | 0.1679 | 0.22146 | 0.26983 | 0.31355 | 0.35141 | 0.38447 | 0.41308 | 0.43804 | 0.45902 | 0.47691 | 0.49208 | 0.49213 | 0.49213 | 0.4922 | 0.49224 | 0.49228 | 0
F8_Industrial_Wood and Lumber Products_New_Process_Natural Gas_Gas Boiler - Stack Economizer_A_Achievable Economic UCT Potential | F8 | Industrial | Wood and Lumber Products | New | Process | Natural Gas | Gas Boiler - Stack Economizer | A | Cumulative Summer Peak Savings (MW) | Achievable Economic UCT Potential | 0 | 0 | 0 | 0 | 0 | 0 | 0 | 0 | 0 | 0 | 0 | 0 | 0 | 0 | 0 | 0 | 0 | 0 | 0 | 0 | 0 | 0 | 0
F9_Industrial_Wood and Lumber Products_New_Process_Natural Gas_Gas Boiler - Stack Economizer_A_Achievable Economic UCT Potential | F9 | Industrial | Wood and Lumber Products | New | Process | Natural Gas | Gas Boiler - Stack Economizer | A | Cumulative Winter Peak Savings (MW) | Achievable Economic UCT Potential | 0 | 0 | 0 | 0 | 0 | 0 | 0 | 0 | 0 | 0 | 0 | 0 | 0 | 0 | 0 | 0 | 0 | 0 | 0 | 0 | 0 | 0 | 0
F10_Industrial_Wood and Lumber Products_New_Process_Natural Gas_Gas Boiler - Stack Economizer_A_Achievable Economic UCT Potential | F10 | Industrial | Wood and Lumber Products | New | Process | Natural Gas | Gas Boiler - Stack Economizer | A | Purchases (Incremental) | Achievable Economic UCT Potential | 0 | 0 | 1.6491 | 2.878 | 4.1038 | 5.4778 | 6.3053 | 6.5393 | 5.9143 | 5.346 | 4.643 | 4.0513 | 3.507 | 3.0524 | 2.5759 | 2.191 | 1.857 | 1.6491 | 2.878 | 4.1038 | 5.4778 | 6.3053 | 0
F11_Industrial_Wood and Lumber Products_New_Process_Natural Gas_Gas Boiler - Stack Economizer_A_Achievable Economic UCT Potential | F11 | Industrial | Wood and Lumber Products | New | Process | Natural Gas | Gas Boiler - Stack Economizer | A | Purchases (Cumulative) | Achievable Economic UCT Potential | 0 | 0 | 1.6491 | 4.527 | 8.6309 | 14.1087 | 20.414 | 26.9533 | 32.8676 | 38.2136 | 42.8566 | 46.9079 | 50.4149 | 53.4673 | 56.0432 | 58.2342 | 60.0912 | 60.0912 | 60.0912 | 60.0912 | 60.0912 | 60.0912 | 0
F1_Industrial_Wood and Lumber Products_New_Space Heating_Natural Gas_Gas Furnace Tube Inserts_A_Achievable Economic UCT Potential | F1 | Industrial | Wood and Lumber Products | New | Space Heating | Natural Gas | Gas Furnace Tube Inserts | A | Integrated Unit Energy Savings (kWh or therms) | Achievable Economic UCT Potential | 0 | 0 | 0.077905 | 0.077051 | 0.076475 | 0.075955 | 0.075662 | 0.075327 | 0.075021 | 0.074709 | 0.074498 | 0.074274 | 0.073942 | 0.073642 | 0.073355 | 0.073112 | 0.072884 | 0.072585 | 0.072441 | 0.07224 | 0.072079 | 0.071976 | 0
F2_Industrial_Wood and Lumber Products_New_Space Heating_Natural Gas_Gas Furnace Tube Inserts_A_Achievable Economic UCT Potential | F2 | Industrial | Wood and Lumber Products | New | Space Heating | Natural Gas | Gas Furnace Tube Inserts | A | Integrated Unit Summer Peak Savings (kW) | Achievable Economic UCT Potential | 0 | 0 | 0 | 0 | 0 | 0 | 0 | 0 | 0 | 0 | 0 | 0 | 0 | 0 | 0 | 0 | 0 | 0 | 0 | 0 | 0 | 0 | 0
F3_Industrial_Wood and Lumber Products_New_Space Heating_Natural Gas_Gas Furnace Tube Inserts_A_Achievable Economic UCT Potential | F3 | Industrial | Wood and Lumber Products | New | Space Heating | Natural Gas | Gas Furnace Tube Inserts | A | Integrated Unit Winter Peak Savings (kW) | Achievable Economic UCT Potential | 0 | 0 | 0 | 0 | 0 | 0 | 0 | 0 | 0 | 0 | 0 | 0 | 0 | 0 | 0 | 0 | 0 | 0 | 0 | 0 | 0 | 0 | 0
F4_Industrial_Wood and Lumber Products_New_Space Heating_Natural Gas_Gas Furnace Tube Inserts_A_Achievable Economic UCT Potential | F4 | Industrial | Wood and Lumber Products | New | Space Heating | Natural Gas | Gas Furnace Tube Inserts | A | Incremental Energy Savings (MWh or mTherms) | Achievable Economic UCT Potential | 0 | 0 | 0 | 0 | 0 | 0 | 0 | 0 | 0 | 0 | 0 | 0 | 0 | 0 | 0 | 0 | 0 | 0 | 0 | 0 | 0 | 0 | 0
F5_Industrial_Wood and Lumber Products_New_Space Heating_Natural Gas_Gas Furnace Tube Inserts_A_Achievable Economic UCT Potential | F5 | Industrial | Wood and Lumber Products | New | Space Heating | Natural Gas | Gas Furnace Tube Inserts | A | Incremental Summer Peak Savings (MW) | Achievable Economic UCT Potential | 0 | 0 | 0 | 0 | 0 | 0 | 0 | 0 | 0 | 0 | 0 | 0 | 0 | 0 | 0 | 0 | 0 | 0 | 0 | 0 | 0 | 0 | 0
F6_Industrial_Wood and Lumber Products_New_Space Heating_Natural Gas_Gas Furnace Tube Inserts_A_Achievable Economic UCT Potential | F6 | Industrial | Wood and Lumber Products | New | Space Heating | Natural Gas | Gas Furnace Tube Inserts | A | Incremental Winter Peak Savings (MW) | Achievable Economic UCT Potential | 0 | 0 | 0 | 0 | 0 | 0 | 0 | 0 | 0 | 0 | 0 | 0 | 0 | 0 | 0 | 0 | 0 | 0 | 0 | 0 | 0 | 0 | 0
F7_Industrial_Wood and Lumber Products_New_Space Heating_Natural Gas_Gas Furnace Tube Inserts_A_Achievable Economic UCT Potential | F7 | Industrial | Wood and Lumber Products | New | Space Heating | Natural Gas | Gas Furnace Tube Inserts | A | Cumulative Energy Savings (MWh or mTherms) | Achievable Economic UCT Potential | 0 | 0 | 0 | 0 | 0 | 0 | 0 | 0 | 0 | 0 | 0 | 0 | 0 | 0 | 0 | 0 | 0 | 0 | 0 | 0 | 0 | 0 | 0
F8_Industrial_Wood and Lumber Products_New_Space Heating_Natural Gas_Gas Furnace Tube Inserts_A_Achievable Economic UCT Potential | F8 | Industrial | Wood and Lumber Products | New | Space Heating | Natural Gas | Gas Furnace Tube Inserts | A | Cumulative Summer Peak Savings (MW) | Achievable Economic UCT Potential | 0 | 0 | 0 | 0 | 0 | 0 | 0 | 0 | 0 | 0 | 0 | 0 | 0 | 0 | 0 | 0 | 0 | 0 | 0 | 0 | 0 | 0 | 0
F9_Industrial_Wood and Lumber Products_New_Space Heating_Natural Gas_Gas Furnace Tube Inserts_A_Achievable Economic UCT Potential | F9 | Industrial | Wood and Lumber Products | New | Space Heating | Natural Gas | Gas Furnace Tube Inserts | A | Cumulative Winter Peak Savings (MW) | Achievable Economic UCT Potential | 0 | 0 | 0 | 0 | 0 | 0 | 0 | 0 | 0 | 0 | 0 | 0 | 0 | 0 | 0 | 0 | 0 | 0 | 0 | 0 | 0 | 0 | 0
F10_Industrial_Wood and Lumber Products_New_Space Heating_Natural Gas_Gas Furnace Tube Inserts_A_Achievable Economic UCT Potential | F10 | Industrial | Wood and Lumber Products | New | Space Heating | Natural Gas | Gas Furnace Tube Inserts | A | Purchases (Incremental) | Achievable Economic UCT Potential | 0 | 0 | 0 | 0 | 0 | 0 | 0 | 0 | 0 | 0 | 0 | 0 | 0 | 0 | 0 | 0 | 0 | 0 | 0 | 0 | 0 | 0 | 0
F11_Industrial_Wood and Lumber Products_New_Space Heating_Natural Gas_Gas Furnace Tube Inserts_A_Achievable Economic UCT Potential | F11 | Industrial | Wood and Lumber Products | New | Space Heating | Natural Gas | Gas Furnace Tube Inserts | A | Purchases (Cumulative) | Achievable Economic UCT Potential | 0 | 0 | 0 | 0 | 0 | 0 | 0 | 0 | 0 | 0 | 0 | 0 | 0 | 0 | 0 | 0 | 0 | 0 | 0 | 0 | 0 | 0 | 0
F1_Industrial_Wood and Lumber Products_New_Space Heating_Natural Gas_Space Heating - Heat Recovery Ventilator_A_Achievable Economic UCT Potential | F1 | Industrial | Wood and Lumber Products | New | Space Heating | Natural Gas | Space Heating - Heat Recovery Ventilator | A | Integrated Unit Energy Savings (kWh or therms) | Achievable Economic UCT Potential | 0 | 0 | 0.012681 | 0.012528 | 0.012419 | 0.012318 | 0.012244 | 0.012163 | 0.012082 | 0.011996 | 0.011917 | 0.011833 | 0.01173 | 0.011634 | 0.011536 | 0.011455 | 0.011386 | 0.011322 | 0.011283 | 0.01125 | 0.011232 | 0.011228 | 0
F2_Industrial_Wood and Lumber Products_New_Space Heating_Natural Gas_Space Heating - Heat Recovery Ventilator_A_Achievable Economic UCT Potential | F2 | Industrial | Wood and Lumber Products | New | Space Heating | Natural Gas | Space Heating - Heat Recovery Ventilator | A | Integrated Unit Summer Peak Savings (kW) | Achievable Economic UCT Potential | 0 | 0 | 0 | 0 | 0 | 0 | 0 | 0 | 0 | 0 | 0 | 0 | 0 | 0 | 0 | 0 | 0 | 0 | 0 | 0 | 0 | 0 | 0
F3_Industrial_Wood and Lumber Products_New_Space Heating_Natural Gas_Space Heating - Heat Recovery Ventilator_A_Achievable Economic UCT Potential | F3 | Industrial | Wood and Lumber Products | New | Space Heating | Natural Gas | Space Heating - Heat Recovery Ventilator | A | Integrated Unit Winter Peak Savings (kW) | Achievable Economic UCT Potential | 0 | 0 | 0 | 0 | 0 | 0 | 0 | 0 | 0 | 0 | 0 | 0 | 0 | 0 | 0 | 0 | 0 | 0 | 0 | 0 | 0 | 0 | 0
F4_Industrial_Wood and Lumber Products_New_Space Heating_Natural Gas_Space Heating - Heat Recovery Ventilator_A_Achievable Economic UCT Potential | F4 | Industrial | Wood and Lumber Products | New | Space Heating | Natural Gas | Space Heating - Heat Recovery Ventilator | A | Incremental Energy Savings (MWh or mTherms) | Achievable Economic UCT Potential | 0 | 0 | 0 | 0 | 0 | 0 | 0 | 0 | 0 | 0 | 0 | 0 | 0 | 0 | 0 | 0 | 0 | 0 | 0 | 0 | 0 | 0 | 0
F5_Industrial_Wood and Lumber Products_New_Space Heating_Natural Gas_Space Heating - Heat Recovery Ventilator_A_Achievable Economic UCT Potential | F5 | Industrial | Wood and Lumber Products | New | Space Heating | Natural Gas | Space Heating - Heat Recovery Ventilator | A | Incremental Summer Peak Savings (MW) | Achievable Economic UCT Potential | 0 | 0 | 0 | 0 | 0 | 0 | 0 | 0 | 0 | 0 | 0 | 0 | 0 | 0 | 0 | 0 | 0 | 0 | 0 | 0 | 0 | 0 | 0
F6_Industrial_Wood and Lumber Products_New_Space Heating_Natural Gas_Space Heating - Heat Recovery Ventilator_A_Achievable Economic UCT Potential | F6 | Industrial | Wood and Lumber Products | New | Space Heating | Natural Gas | Space Heating - Heat Recovery Ventilator | A | Incremental Winter Peak Savings (MW) | Achievable Economic UCT Potential | 0 | 0 | 0 | 0 | 0 | 0 | 0 | 0 | 0 | 0 | 0 | 0 | 0 | 0 | 0 | 0 | 0 | 0 | 0 | 0 | 0 | 0 | 0
F7_Industrial_Wood and Lumber Products_New_Space Heating_Natural Gas_Space Heating - Heat Recovery Ventilator_A_Achievable Economic UCT Potential | F7 | Industrial | Wood and Lumber Products | New | Space Heating | Natural Gas | Space Heating - Heat Recovery Ventilator | A | Cumulative Energy Savings (MWh or mTherms) | Achievable Economic UCT Potential | 0 | 0 | 0 | 0 | 0 | 0 | 0 | 0 | 0 | 0 | 0 | 0 | 0 | 0 | 0 | 0 | 0 | 0 | 0 | 0 | 0 | 0 | 0
F8_Industrial_Wood and Lumber Products_New_Space Heating_Natural Gas_Space Heating - Heat Recovery Ventilator_A_Achievable Economic UCT Potential | F8 | Industrial | Wood and Lumber Products | New | Space Heating | Natural Gas | Space Heating - Heat Recovery Ventilator | A | Cumulative Summer Peak Savings (MW) | Achievable Economic UCT Potential | 0 | 0 | 0 | 0 | 0 | 0 | 0 | 0 | 0 | 0 | 0 | 0 | 0 | 0 | 0 | 0 | 0 | 0 | 0 | 0 | 0 | 0 | 0
F9_Industrial_Wood and Lumber Products_New_Space Heating_Natural Gas_Space Heating - Heat Recovery Ventilator_A_Achievable Economic UCT Potential | F9 | Industrial | Wood and Lumber Products | New | Space Heating | Natural Gas | Space Heating - Heat Recovery Ventilator | A | Cumulative Winter Peak Savings (MW) | Achievable Economic UCT Potential | 0 | 0 | 0 | 0 | 0 | 0 | 0 | 0 | 0 | 0 | 0 | 0 | 0 | 0 | 0 | 0 | 0 | 0 | 0 | 0 | 0 | 0 | 0
F10_Industrial_Wood and Lumber Products_New_Space Heating_Natural Gas_Space Heating - Heat Recovery Ventilator_A_Achievable Economic UCT Potential | F10 | Industrial | Wood and Lumber Products | New | Space Heating | Natural Gas | Space Heating - Heat Recovery Ventilator | A | Purchases (Incremental) | Achievable Economic UCT Potential | 0 | 0 | 0 | 0 | 0 | 0 | 0 | 0 | 0 | 0 | 0 | 0 | 0 | 0 | 0 | 0 | 0 | 0 | 0 | 0 | 0 | 0 | 0
F11_Industrial_Wood and Lumber Products_New_Space Heating_Natural Gas_Space Heating - Heat Recovery Ventilator_A_Achievable Economic UCT Potential | F11 | Industrial | Wood and Lumber Products | New | Space Heating | Natural Gas | Space Heating - Heat Recovery Ventilator | A | Purchases (Cumulative) | Achievable Economic UCT Potential | 0 | 0 | 0 | 0 | 0 | 0 | 0 | 0 | 0 | 0 | 0 | 0 | 0 | 0 | 0 | 0 | 0 | 0 | 0 | 0 | 0 | 0 | 0
F1_Industrial_Wood and Lumber Products_New_Space Heating_Natural Gas_Thermostat - Programmable_A_Achievable Economic UCT Potential | F1 | Industrial | Wood and Lumber Products | New | Space Heating | Natural Gas | Thermostat - Programmable | A | Integrated Unit Energy Savings (kWh or therms) | Achievable Economic UCT Potential | 0 | 0 | 0.0061349 | 0.0060609 | 0.0060081 | 0.005959 | 0.0059233 | 0.005884 | 0.0058447 | 0.0058033 | 0.0057651 | 0.0057246 | 0.0056744 | 0.0056282 | 0.0055806 | 0.0055415 | 0.0055081 | 0.0054771 | 0.0054582 | 0.0054426 | 0.0054337 | 0.0054319 | 0
F2_Industrial_Wood and Lumber Products_New_Space Heating_Natural Gas_Thermostat - Programmable_A_Achievable Economic UCT Potential | F2 | Industrial | Wood and Lumber Products | New | Space Heating | Natural Gas | Thermostat - Programmable | A | Integrated Unit Summer Peak Savings (kW) | Achievable Economic UCT Potential | 0 | 0 | 0 | 0 | 0 | 0 | 0 | 0 | 0 | 0 | 0 | 0 | 0 | 0 | 0 | 0 | 0 | 0 | 0 | 0 | 0 | 0 | 0
F3_Industrial_Wood and Lumber Products_New_Space Heating_Natural Gas_Thermostat - Programmable_A_Achievable Economic UCT Potential | F3 | Industrial | Wood and Lumber Products | New | Space Heating | Natural Gas | Thermostat - Programmable | A | Integrated Unit Winter Peak Savings (kW) | Achievable Economic UCT Potential | 0 | 0 | 0 | 0 | 0 | 0 | 0 | 0 | 0 | 0 | 0 | 0 | 0 | 0 | 0 | 0 | 0 | 0 | 0 | 0 | 0 | 0 | 0
F4_Industrial_Wood and Lumber Products_New_Space Heating_Natural Gas_Thermostat - Programmable_A_Achievable Economic UCT Potential | F4 | Industrial | Wood and Lumber Products | New | Space Heating | Natural Gas | Thermostat - Programmable | A | Incremental Energy Savings (MWh or mTherms) | Achievable Economic UCT Potential | 0 | 0 | 0 | 0 | 0 | 0 | 0 | 0 | 0 | 0 | 0 | 0 | 0 | 0 | 0 | 0 | 0 | 0 | 0 | 0 | 0 | 0 | 0
F5_Industrial_Wood and Lumber Products_New_Space Heating_Natural Gas_Thermostat - Programmable_A_Achievable Economic UCT Potential | F5 | Industrial | Wood and Lumber Products | New | Space Heating | Natural Gas | Thermostat - Programmable | A | Incremental Summer Peak Savings (MW) | Achievable Economic UCT Potential | 0 | 0 | 0 | 0 | 0 | 0 | 0 | 0 | 0 | 0 | 0 | 0 | 0 | 0 | 0 | 0 | 0 | 0 | 0 | 0 | 0 | 0 | 0
F6_Industrial_Wood and Lumber Products_New_Space Heating_Natural Gas_Thermostat - Programmable_A_Achievable Economic UCT Potential | F6 | Industrial | Wood and Lumber Products | New | Space Heating | Natural Gas | Thermostat - Programmable | A | Incremental Winter Peak Savings (MW) | Achievable Economic UCT Potential | 0 | 0 | 0 | 0 | 0 | 0 | 0 | 0 | 0 | 0 | 0 | 0 | 0 | 0 | 0 | 0 | 0 | 0 | 0 | 0 | 0 | 0 | 0
F7_Industrial_Wood and Lumber Products_New_Space Heating_Natural Gas_Thermostat - Programmable_A_Achievable Economic UCT Potential | F7 | Industrial | Wood and Lumber Products | New | Space Heating | Natural Gas | Thermostat - Programmable | A | Cumulative Energy Savings (MWh or mTherms) | Achievable Economic UCT Potential | 0 | 0 | 0 | 0 | 0 | 0 | 0 | 0 | 0 | 0 | 0 | 0 | 0 | 0 | 0 | 0 | 0 | 0 | 0 | 0 | 0 | 0 | 0
F8_Industrial_Wood and Lumber Products_New_Space Heating_Natural Gas_Thermostat - Programmable_A_Achievable Economic UCT Potential | F8 | Industrial | Wood and Lumber Products | New | Space Heating | Natural Gas | Thermostat - Programmable | A | Cumulative Summer Peak Savings (MW) | Achievable Economic UCT Potential | 0 | 0 | 0 | 0 | 0 | 0 | 0 | 0 | 0 | 0 | 0 | 0 | 0 | 0 | 0 | 0 | 0 | 0 | 0 | 0 | 0 | 0 | 0
F9_Industrial_Wood and Lumber Products_New_Space Heating_Natural Gas_Thermostat - Programmable_A_Achievable Economic UCT Potential | F9 | Industrial | Wood and Lumber Products | New | Space Heating | Natural Gas | Thermostat - Programmable | A | Cumulative Winter Peak Savings (MW) | Achievable Economic UCT Potential | 0 | 0 | 0 | 0 | 0 | 0 | 0 | 0 | 0 | 0 | 0 | 0 | 0 | 0 | 0 | 0 | 0 | 0 | 0 | 0 | 0 | 0 | 0
F10_Industrial_Wood and Lumber Products_New_Space Heating_Natural Gas_Thermostat - Programmable_A_Achievable Economic UCT Potential | F10 | Industrial | Wood and Lumber Products | New | Space Heating | Natural Gas | Thermostat - Programmable | A | Purchases (Incremental) | Achievable Economic UCT Potential | 0 | 0 | 0 | 0 | 0 | 0 | 0 | 0 | 0 | 0 | 0 | 0 | 0 | 0 | 0 | 0 | 0 | 0 | 0 | 0 | 0 | 0 | 0
F11_Industrial_Wood and Lumber Products_New_Space Heating_Natural Gas_Thermostat - Programmable_A_Achievable Economic UCT Potential | F11 | Industrial | Wood and Lumber Products | New | Space Heating | Natural Gas | Thermostat - Programmable | A | Purchases (Cumulative) | Achievable Economic UCT Potential | 0 | 0 | 0 | 0 | 0 | 0 | 0 | 0 | 0 | 0 | 0 | 0 | 0 | 0 | 0 | 0 | 0 | 0 | 0 | 0 | 0 | 0 | 0
F1_Industrial_Wood and Lumber Products_New_Space Heating_Natural Gas_ENERGY STAR Connected Thermostat_A_Achievable Economic UCT Potential | F1 | Industrial | Wood and Lumber Products | New | Space Heating | Natural Gas | ENERGY STAR Connected Thermostat | A | Integrated Unit Energy Savings (kWh or therms) | Achievable Economic UCT Potential | 0 | 0 | 0.01483 | 0.014651 | 0.014524 | 0.014405 | 0.014319 | 0.014224 | 0.014129 | 0.014029 | 0.013936 | 0.013838 | 0.013717 | 0.013605 | 0.01349 | 0.013396 | 0.013315 | 0.01324 | 0.013194 | 0.013157 | 0.013135 | 0.013131 | 0
F2_Industrial_Wood and Lumber Products_New_Space Heating_Natural Gas_ENERGY STAR Connected Thermostat_A_Achievable Economic UCT Potential | F2 | Industrial | Wood and Lumber Products | New | Space Heating | Natural Gas | ENERGY STAR Connected Thermostat | A | Integrated Unit Summer Peak Savings (kW) | Achievable Economic UCT Potential | 0 | 0 | 0 | 0 | 0 | 0 | 0 | 0 | 0 | 0 | 0 | 0 | 0 | 0 | 0 | 0 | 0 | 0 | 0 | 0 | 0 | 0 | 0
F3_Industrial_Wood and Lumber Products_New_Space Heating_Natural Gas_ENERGY STAR Connected Thermostat_A_Achievable Economic UCT Potential | F3 | Industrial | Wood and Lumber Products | New | Space Heating | Natural Gas | ENERGY STAR Connected Thermostat | A | Integrated Unit Winter Peak Savings (kW) | Achievable Economic UCT Potential | 0 | 0 | 0 | 0 | 0 | 0 | 0 | 0 | 0 | 0 | 0 | 0 | 0 | 0 | 0 | 0 | 0 | 0 | 0 | 0 | 0 | 0 | 0
F4_Industrial_Wood and Lumber Products_New_Space Heating_Natural Gas_ENERGY STAR Connected Thermostat_A_Achievable Economic UCT Potential | F4 | Industrial | Wood and Lumber Products | New | Space Heating | Natural Gas | ENERGY STAR Connected Thermostat | A | Incremental Energy Savings (MWh or mTherms) | Achievable Economic UCT Potential | 0 | 0 | 0 | 0 | 0 | 0 | 0 | 0 | 0 | 0 | 0 | 0 | 0 | 0 | 0 | 0 | 0 | 0 | 0 | 0 | 0 | 0 | 0
F5_Industrial_Wood and Lumber Products_New_Space Heating_Natural Gas_ENERGY STAR Connected Thermostat_A_Achievable Economic UCT Potential | F5 | Industrial | Wood and Lumber Products | New | Space Heating | Natural Gas | ENERGY STAR Connected Thermostat | A | Incremental Summer Peak Savings (MW) | Achievable Economic UCT Potential | 0 | 0 | 0 | 0 | 0 | 0 | 0 | 0 | 0 | 0 | 0 | 0 | 0 | 0 | 0 | 0 | 0 | 0 | 0 | 0 | 0 | 0 | 0
F6_Industrial_Wood and Lumber Products_New_Space Heating_Natural Gas_ENERGY STAR Connected Thermostat_A_Achievable Economic UCT Potential | F6 | Industrial | Wood and Lumber Products | New | Space Heating | Natural Gas | ENERGY STAR Connected Thermostat | A | Incremental Winter Peak Savings (MW) | Achievable Economic UCT Potential | 0 | 0 | 0 | 0 | 0 | 0 | 0 | 0 | 0 | 0 | 0 | 0 | 0 | 0 | 0 | 0 | 0 | 0 | 0 | 0 | 0 | 0 | 0
F7_Industrial_Wood and Lumber Products_New_Space Heating_Natural Gas_ENERGY STAR Connected Thermostat_A_Achievable Economic UCT Potential | F7 | Industrial | Wood and Lumber Products | New | Space Heating | Natural Gas | ENERGY STAR Connected Thermostat | A | Cumulative Energy Savings (MWh or mTherms) | Achievable Economic UCT Potential | 0 | 0 | 0 | 0 | 0 | 0 | 0 | 0 | 0 | 0 | 0 | 0 | 0 | 0 | 0 | 0 | 0 | 0 | 0 | 0 | 0 | 0 | 0
F8_Industrial_Wood and Lumber Products_New_Space Heating_Natural Gas_ENERGY STAR Connected Thermostat_A_Achievable Economic UCT Potential | F8 | Industrial | Wood and Lumber Products | New | Space Heating | Natural Gas | ENERGY STAR Connected Thermostat | A | Cumulative Summer Peak Savings (MW) | Achievable Economic UCT Potential | 0 | 0 | 0 | 0 | 0 | 0 | 0 | 0 | 0 | 0 | 0 | 0 | 0 | 0 | 0 | 0 | 0 | 0 | 0 | 0 | 0 | 0 | 0
F9_Industrial_Wood and Lumber Products_New_Space Heating_Natural Gas_ENERGY STAR Connected Thermostat_A_Achievable Economic UCT Potential | F9 | Industrial | Wood and Lumber Products | New | Space Heating | Natural Gas | ENERGY STAR Connected Thermostat | A | Cumulative Winter Peak Savings (MW) | Achievable Economic UCT Potential | 0 | 0 | 0 | 0 | 0 | 0 | 0 | 0 | 0 | 0 | 0 | 0 | 0 | 0 | 0 | 0 | 0 | 0 | 0 | 0 | 0 | 0 | 0
F10_Industrial_Wood and Lumber Products_New_Space Heating_Natural Gas_ENERGY STAR Connected Thermostat_A_Achievable Economic UCT Potential | F10 | Industrial | Wood and Lumber Products | New | Space Heating | Natural Gas | ENERGY STAR Connected Thermostat | A | Purchases (Incremental) | Achievable Economic UCT Potential | 0 | 0 | 0 | 0 | 0 | 0 | 0 | 0 | 0 | 0 | 0 | 0 | 0 | 0 | 0 | 0 | 0 | 0 | 0 | 0 | 0 | 0 | 0
F11_Industrial_Wood and Lumber Products_New_Space Heating_Natural Gas_ENERGY STAR Connected Thermostat_A_Achievable Economic UCT Potential | F11 | Industrial | Wood and Lumber Products | New | Space Heating | Natural Gas | ENERGY STAR Connected Thermostat | A | Purchases (Cumulative) | Achievable Economic UCT Potential | 0 | 0 | 0 | 0 | 0 | 0 | 0 | 0 | 0 | 0 | 0 | 0 | 0 | 0 | 0 | 0 | 0 | 0 | 0 | 0 | 0 | 0 | 0
F1_Industrial_Wood and Lumber Products_New_Space Heating_Natural Gas_Destratification Fans (HVLS)_A_Achievable Economic UCT Potential | F1 | Industrial | Wood and Lumber Products | New | Space Heating | Natural Gas | Destratification Fans (HVLS) | A | Integrated Unit Energy Savings (kWh or therms) | Achievable Economic UCT Potential | 0 | 0 | 0.01483 | 0.014651 | 0.014524 | 0.014405 | 0.014319 | 0.014224 | 0.014129 | 0.014029 | 0.013936 | 0.013838 | 0.013717 | 0.013605 | 0.01349 | 0.013396 | 0.013315 | 0.01324 | 0.013194 | 0.013157 | 0.013135 | 0.013131 | 0
F2_Industrial_Wood and Lumber Products_New_Space Heating_Natural Gas_Destratification Fans (HVLS)_A_Achievable Economic UCT Potential | F2 | Industrial | Wood and Lumber Products | New | Space Heating | Natural Gas | Destratification Fans (HVLS) | A | Integrated Unit Summer Peak Savings (kW) | Achievable Economic UCT Potential | 0 | 0 | 0 | 0 | 0 | 0 | 0 | 0 | 0 | 0 | 0 | 0 | 0 | 0 | 0 | 0 | 0 | 0 | 0 | 0 | 0 | 0 | 0
F3_Industrial_Wood and Lumber Products_New_Space Heating_Natural Gas_Destratification Fans (HVLS)_A_Achievable Economic UCT Potential | F3 | Industrial | Wood and Lumber Products | New | Space Heating | Natural Gas | Destratification Fans (HVLS) | A | Integrated Unit Winter Peak Savings (kW) | Achievable Economic UCT Potential | 0 | 0 | 0 | 0 | 0 | 0 | 0 | 0 | 0 | 0 | 0 | 0 | 0 | 0 | 0 | 0 | 0 | 0 | 0 | 0 | 0 | 0 | 0
F4_Industrial_Wood and Lumber Products_New_Space Heating_Natural Gas_Destratification Fans (HVLS)_A_Achievable Economic UCT Potential | F4 | Industrial | Wood and Lumber Products | New | Space Heating | Natural Gas | Destratification Fans (HVLS) | A | Incremental Energy Savings (MWh or mTherms) | Achievable Economic UCT Potential | 0 | 0 | 0 | 0 | 0 | 0 | 0 | 0 | 0 | 0 | 0 | 0 | 0 | 0 | 0 | 0 | 0 | 0 | 0 | 0 | 0 | 0 | 0
F5_Industrial_Wood and Lumber Products_New_Space Heating_Natural Gas_Destratification Fans (HVLS)_A_Achievable Economic UCT Potential | F5 | Industrial | Wood and Lumber Products | New | Space Heating | Natural Gas | Destratification Fans (HVLS) | A | Incremental Summer Peak Savings (MW) | Achievable Economic UCT Potential | 0 | 0 | 0 | 0 | 0 | 0 | 0 | 0 | 0 | 0 | 0 | 0 | 0 | 0 | 0 | 0 | 0 | 0 | 0 | 0 | 0 | 0 | 0
F6_Industrial_Wood and Lumber Products_New_Space Heating_Natural Gas_Destratification Fans (HVLS)_A_Achievable Economic UCT Potential | F6 | Industrial | Wood and Lumber Products | New | Space Heating | Natural Gas | Destratification Fans (HVLS) | A | Incremental Winter Peak Savings (MW) | Achievable Economic UCT Potential | 0 | 0 | 0 | 0 | 0 | 0 | 0 | 0 | 0 | 0 | 0 | 0 | 0 | 0 | 0 | 0 | 0 | 0 | 0 | 0 | 0 | 0 | 0
F7_Industrial_Wood and Lumber Products_New_Space Heating_Natural Gas_Destratification Fans (HVLS)_A_Achievable Economic UCT Potential | F7 | Industrial | Wood and Lumber Products | New | Space Heating | Natural Gas | Destratification Fans (HVLS) | A | Cumulative Energy Savings (MWh or mTherms) | Achievable Economic UCT Potential | 0 | 0 | 0 | 0 | 0 | 0 | 0 | 0 | 0 | 0 | 0 | 0 | 0 | 0 | 0 | 0 | 0 | 0 | 0 | 0 | 0 | 0 | 0
F8_Industrial_Wood and Lumber Products_New_Space Heating_Natural Gas_Destratification Fans (HVLS)_A_Achievable Economic UCT Potential | F8 | Industrial | Wood and Lumber Products | New | Space Heating | Natural Gas | Destratification Fans (HVLS) | A | Cumulative Summer Peak Savings (MW) | Achievable Economic UCT Potential | 0 | 0 | 0 | 0 | 0 | 0 | 0 | 0 | 0 | 0 | 0 | 0 | 0 | 0 | 0 | 0 | 0 | 0 | 0 | 0 | 0 | 0 | 0
F9_Industrial_Wood and Lumber Products_New_Space Heating_Natural Gas_Destratification Fans (HVLS)_A_Achievable Economic UCT Potential | F9 | Industrial | Wood and Lumber Products | New | Space Heating | Natural Gas | Destratification Fans (HVLS) | A | Cumulative Winter Peak Savings (MW) | Achievable Economic UCT Potential | 0 | 0 | 0 | 0 | 0 | 0 | 0 | 0 | 0 | 0 | 0 | 0 | 0 | 0 | 0 | 0 | 0 | 0 | 0 | 0 | 0 | 0 | 0
F10_Industrial_Wood and Lumber Products_New_Space Heating_Natural Gas_Destratification Fans (HVLS)_A_Achievable Economic UCT Potential | F10 | Industrial | Wood and Lumber Products | New | Space Heating | Natural Gas | Destratification Fans (HVLS) | A | Purchases (Incremental) | Achievable Economic UCT Potential | 0 | 0 | 0 | 0 | 0 | 0 | 0 | 0 | 0 | 0 | 0 | 0 | 0 | 0 | 0 | 0 | 0 | 0 | 0 | 0 | 0 | 0 | 0
F11_Industrial_Wood and Lumber Products_New_Space Heating_Natural Gas_Destratification Fans (HVLS)_A_Achievable Economic UCT Potential | F11 | Industrial | Wood and Lumber Products | New | Space Heating | Natural Gas | Destratification Fans (HVLS) | A | Purchases (Cumulative) | Achievable Economic UCT Potential | 0 | 0 | 0 | 0 | 0 | 0 | 0 | 0 | 0 | 0 | 0 | 0 | 0 | 0 | 0 | 0 | 0 | 0 | 0 | 0 | 0 | 0 | 0
F1_Industrial_Wood and Lumber Products_New_Space Heating_Natural Gas_Gas Boiler - Insulate Steam Lines/Condensate Tank_A_Achievable Economic UCT Potential | F1 | Industrial | Wood and Lumber Products | New | Space Heating | Natural Gas | Gas Boiler - Insulate Steam Lines/Condensate Tank | A | Integrated Unit Energy Savings (kWh or therms) | Achievable Economic UCT Potential | 0 | 0 | 9.2488 | 9.1382 | 9.0596 | 8.9864 | 8.9338 | 8.8756 | 8.8173 | 8.7556 | 8.6987 | 8.6383 | 8.5632 | 8.4938 | 8.4223 | 8.3636 | 8.3133 | 8.2664 | 8.238 | 8.2144 | 8.201 | 8.1982 | 0
F2_Industrial_Wood and Lumber Products_New_Space Heating_Natural Gas_Gas Boiler - Insulate Steam Lines/Condensate Tank_A_Achievable Economic UCT Potential | F2 | Industrial | Wood and Lumber Products | New | Space Heating | Natural Gas | Gas Boiler - Insulate Steam Lines/Condensate Tank | A | Integrated Unit Summer Peak Savings (kW) | Achievable Economic UCT Potential | 0 | 0 | 0 | 0 | 0 | 0 | 0 | 0 | 0 | 0 | 0 | 0 | 0 | 0 | 0 | 0 | 0 | 0 | 0 | 0 | 0 | 0 | 0
F3_Industrial_Wood and Lumber Products_New_Space Heating_Natural Gas_Gas Boiler - Insulate Steam Lines/Condensate Tank_A_Achievable Economic UCT Potential | F3 | Industrial | Wood and Lumber Products | New | Space Heating | Natural Gas | Gas Boiler - Insulate Steam Lines/Condensate Tank | A | Integrated Unit Winter Peak Savings (kW) | Achievable Economic UCT Potential | 0 | 0 | 0 | 0 | 0 | 0 | 0 | 0 | 0 | 0 | 0 | 0 | 0 | 0 | 0 | 0 | 0 | 0 | 0 | 0 | 0 | 0 | 0
F4_Industrial_Wood and Lumber Products_New_Space Heating_Natural Gas_Gas Boiler - Insulate Steam Lines/Condensate Tank_A_Achievable Economic UCT Potential | F4 | Industrial | Wood and Lumber Products | New | Space Heating | Natural Gas | Gas Boiler - Insulate Steam Lines/Condensate Tank | A | Incremental Energy Savings (MWh or mTherms) | Achievable Economic UCT Potential | 0 | 0 | 0.00025321 | 0.00043661 | 0.00061722 | 0.00081722 | 0.00093516 | 0.0010706 | 0.0012024 | 0.0013491 | 0.0014551 | 0.001576 | 0.0016905 | 0.0018243 | 0.0019083 | 0.0020148 | 0.0021217 | 0.0022474 | 0.0023304 | 0.0024351 | 0.0025394 | 0.0026464 | 0
F5_Industrial_Wood and Lumber Products_New_Space Heating_Natural Gas_Gas Boiler - Insulate Steam Lines/Condensate Tank_A_Achievable Economic UCT Potential | F5 | Industrial | Wood and Lumber Products | New | Space Heating | Natural Gas | Gas Boiler - Insulate Steam Lines/Condensate Tank | A | Incremental Summer Peak Savings (MW) | Achievable Economic UCT Potential | 0 | 0 | 0 | 0 | 0 | 0 | 0 | 0 | 0 | 0 | 0 | 0 | 0 | 0 | 0 | 0 | 0 | 0 | 0 | 0 | 0 | 0 | 0
F6_Industrial_Wood and Lumber Products_New_Space Heating_Natural Gas_Gas Boiler - Insulate Steam Lines/Condensate Tank_A_Achievable Economic UCT Potential | F6 | Industrial | Wood and Lumber Products | New | Space Heating | Natural Gas | Gas Boiler - Insulate Steam Lines/Condensate Tank | A | Incremental Winter Peak Savings (MW) | Achievable Economic UCT Potential | 0 | 0 | 0 | 0 | 0 | 0 | 0 | 0 | 0 | 0 | 0 | 0 | 0 | 0 | 0 | 0 | 0 | 0 | 0 | 0 | 0 | 0 | 0
F7_Industrial_Wood and Lumber Products_New_Space Heating_Natural Gas_Gas Boiler - Insulate Steam Lines/Condensate Tank_A_Achievable Economic UCT Potential | F7 | Industrial | Wood and Lumber Products | New | Space Heating | Natural Gas | Gas Boiler - Insulate Steam Lines/Condensate Tank | A | Cumulative Energy Savings (MWh or mTherms) | Achievable Economic UCT Potential | 0 | 0 | 0.00025321 | 0.00068678 | 0.0012981 | 0.0021048 | 0.0030277 | 0.0040786 | 0.0052542 | 0.0065665 | 0.0079789 | 0.0094996 | 0.011107 | 0.012842 | 0.014642 | 0.016555 | 0.018577 | 0.020719 | 0.022979 | 0.025348 | 0.027846 | 0.030483 | 0
F8_Industrial_Wood and Lumber Products_New_Space Heating_Natural Gas_Gas Boiler - Insulate Steam Lines/Condensate Tank_A_Achievable Economic UCT Potential | F8 | Industrial | Wood and Lumber Products | New | Space Heating | Natural Gas | Gas Boiler - Insulate Steam Lines/Condensate Tank | A | Cumulative Summer Peak Savings (MW) | Achievable Economic UCT Potential | 0 | 0 | 0 | 0 | 0 | 0 | 0 | 0 | 0 | 0 | 0 | 0 | 0 | 0 | 0 | 0 | 0 | 0 | 0 | 0 | 0 | 0 | 0
F9_Industrial_Wood and Lumber Products_New_Space Heating_Natural Gas_Gas Boiler - Insulate Steam Lines/Condensate Tank_A_Achievable Economic UCT Potential | F9 | Industrial | Wood and Lumber Products | New | Space Heating | Natural Gas | Gas Boiler - Insulate Steam Lines/Condensate Tank | A | Cumulative Winter Peak Savings (MW) | Achievable Economic UCT Potential | 0 | 0 | 0 | 0 | 0 | 0 | 0 | 0 | 0 | 0 | 0 | 0 | 0 | 0 | 0 | 0 | 0 | 0 | 0 | 0 | 0 | 0 | 0
F10_Industrial_Wood and Lumber Products_New_Space Heating_Natural Gas_Gas Boiler - Insulate Steam Lines/Condensate Tank_A_Achievable Economic UCT Potential | F10 | Industrial | Wood and Lumber Products | New | Space Heating | Natural Gas | Gas Boiler - Insulate Steam Lines/Condensate Tank | A | Purchases (Incremental) | Achievable Economic UCT Potential | 0 | 0 | 0.027377 | 0.047778 | 0.068129 | 0.09094 | 0.10468 | 0.12062 | 0.13637 | 0.15408 | 0.16727 | 0.18245 | 0.19742 | 0.21478 | 0.22657 | 0.2409 | 0.25521 | 0.27188 | 0.28288 | 0.29645 | 0.30964 | 0.3228 | 0
F11_Industrial_Wood and Lumber Products_New_Space Heating_Natural Gas_Gas Boiler - Insulate Steam Lines/Condensate Tank_A_Achievable Economic UCT Potential | F11 | Industrial | Wood and Lumber Products | New | Space Heating | Natural Gas | Gas Boiler - Insulate Steam Lines/Condensate Tank | A | Purchases (Cumulative) | Achievable Economic UCT Potential | 0 | 0 | 0.027377 | 0.075155 | 0.14328 | 0.23422 | 0.3389 | 0.45953 | 0.5959 | 0.74998 | 0.91725 | 1.0997 | 1.2971 | 1.5119 | 1.7385 | 1.9794 | 2.2346 | 2.5065 | 2.7893 | 3.0858 | 3.3954 | 3.7182 | 0
F1_Industrial_Wood and Lumber Products_New_Process_Natural Gas_Gas Boiler - Insulate Steam Lines/Condensate Tank_A_Achievable Economic UCT Potential | F1 | Industrial | Wood and Lumber Products | New | Process | Natural Gas | Gas Boiler - Insulate Steam Lines/Condensate Tank | A | Integrated Unit Energy Savings (kWh or therms) | Achievable Economic UCT Potential | 0 | 0 | 68.3823 | 68.3065 | 68.2352 | 68.1719 | 68.0818 | 68.0187 | 67.9694 | 67.9371 | 67.9002 | 67.878 | 67.8627 | 67.8607 | 67.8488 | 67.8478 | 67.8487 | 67.8612 | 67.869 | 67.8846 | 67.8979 | 67.9094 | 0
F2_Industrial_Wood and Lumber Products_New_Process_Natural Gas_Gas Boiler - Insulate Steam Lines/Condensate Tank_A_Achievable Economic UCT Potential | F2 | Industrial | Wood and Lumber Products | New | Process | Natural Gas | Gas Boiler - Insulate Steam Lines/Condensate Tank | A | Integrated Unit Summer Peak Savings (kW) | Achievable Economic UCT Potential | 0 | 0 | 0 | 0 | 0 | 0 | 0 | 0 | 0 | 0 | 0 | 0 | 0 | 0 | 0 | 0 | 0 | 0 | 0 | 0 | 0 | 0 | 0
F3_Industrial_Wood and Lumber Products_New_Process_Natural Gas_Gas Boiler - Insulate Steam Lines/Condensate Tank_A_Achievable Economic UCT Potential | F3 | Industrial | Wood and Lumber Products | New | Process | Natural Gas | Gas Boiler - Insulate Steam Lines/Condensate Tank | A | Integrated Unit Winter Peak Savings (kW) | Achievable Economic UCT Potential | 0 | 0 | 0 | 0 | 0 | 0 | 0 | 0 | 0 | 0 | 0 | 0 | 0 | 0 | 0 | 0 | 0 | 0 | 0 | 0 | 0 | 0 | 0
F4_Industrial_Wood and Lumber Products_New_Process_Natural Gas_Gas Boiler - Insulate Steam Lines/Condensate Tank_A_Achievable Economic UCT Potential | F4 | Industrial | Wood and Lumber Products | New | Process | Natural Gas | Gas Boiler - Insulate Steam Lines/Condensate Tank | A | Incremental Energy Savings (MWh or mTherms) | Achievable Economic UCT Potential | 0 | 0 | 0.0064439 | 0.011233 | 0.016001 | 0.021339 | 0.02453 | 0.028241 | 0.031904 | 0.036031 | 0.039095 | 0.042627 | 0.046114 | 0.05017 | 0.052913 | 0.056258 | 0.059602 | 0.063505 | 0.066084 | 0.069269 | 0.072366 | 0.075453 | 0
F5_Industrial_Wood and Lumber Products_New_Process_Natural Gas_Gas Boiler - Insulate Steam Lines/Condensate Tank_A_Achievable Economic UCT Potential | F5 | Industrial | Wood and Lumber Products | New | Process | Natural Gas | Gas Boiler - Insulate Steam Lines/Condensate Tank | A | Incremental Summer Peak Savings (MW) | Achievable Economic UCT Potential | 0 | 0 | 0 | 0 | 0 | 0 | 0 | 0 | 0 | 0 | 0 | 0 | 0 | 0 | 0 | 0 | 0 | 0 | 0 | 0 | 0 | 0 | 0
F6_Industrial_Wood and Lumber Products_New_Process_Natural Gas_Gas Boiler - Insulate Steam Lines/Condensate Tank_A_Achievable Economic UCT Potential | F6 | Industrial | Wood and Lumber Products | New | Process | Natural Gas | Gas Boiler - Insulate Steam Lines/Condensate Tank | A | Incremental Winter Peak Savings (MW) | Achievable Economic UCT Potential | 0 | 0 | 0 | 0 | 0 | 0 | 0 | 0 | 0 | 0 | 0 | 0 | 0 | 0 | 0 | 0 | 0 | 0 | 0 | 0 | 0 | 0 | 0
F7_Industrial_Wood and Lumber Products_New_Process_Natural Gas_Gas Boiler - Insulate Steam Lines/Condensate Tank_A_Achievable Economic UCT Potential | F7 | Industrial | Wood and Lumber Products | New | Process | Natural Gas | Gas Boiler - Insulate Steam Lines/Condensate Tank | A | Cumulative Energy Savings (MWh or mTherms) | Achievable Economic UCT Potential | 0 | 0 | 0.0064439 | 0.01767 | 0.033653 | 0.054961 | 0.079419 | 0.10759 | 0.13941 | 0.17538 | 0.21438 | 0.25693 | 0.30299 | 0.35315 | 0.406 | 0.46225 | 0.52186 | 0.58546 | 0.65162 | 0.72103 | 0.79354 | 0.86913 | 0
F8_Industrial_Wood and Lumber Products_New_Process_Natural Gas_Gas Boiler - Insulate Steam Lines/Condensate Tank_A_Achievable Economic UCT Potential | F8 | Industrial | Wood and Lumber Products | New | Process | Natural Gas | Gas Boiler - Insulate Steam Lines/Condensate Tank | A | Cumulative Summer Peak Savings (MW) | Achievable Economic UCT Potential | 0 | 0 | 0 | 0 | 0 | 0 | 0 | 0 | 0 | 0 | 0 | 0 | 0 | 0 | 0 | 0 | 0 | 0 | 0 | 0 | 0 | 0 | 0
F9_Industrial_Wood and Lumber Products_New_Process_Natural Gas_Gas Boiler - Insulate Steam Lines/Condensate Tank_A_Achievable Economic UCT Potential | F9 | Industrial | Wood and Lumber Products | New | Process | Natural Gas | Gas Boiler - Insulate Steam Lines/Condensate Tank | A | Cumulative Winter Peak Savings (MW) | Achievable Economic UCT Potential | 0 | 0 | 0 | 0 | 0 | 0 | 0 | 0 | 0 | 0 | 0 | 0 | 0 | 0 | 0 | 0 | 0 | 0 | 0 | 0 | 0 | 0 | 0
F10_Industrial_Wood and Lumber Products_New_Process_Natural Gas_Gas Boiler - Insulate Steam Lines/Condensate Tank_A_Achievable Economic UCT Potential | F10 | Industrial | Wood and Lumber Products | New | Process | Natural Gas | Gas Boiler - Insulate Steam Lines/Condensate Tank | A | Purchases (Incremental) | Achievable Economic UCT Potential | 0 | 0 | 0.094234 | 0.16446 | 0.2345 | 0.31302 | 0.3603 | 0.4152 | 0.46939 | 0.53036 | 0.57577 | 0.62799 | 0.67952 | 0.7393 | 0.77987 | 0.82918 | 0.87845 | 0.93581 | 0.9737 | 1.0204 | 1.0658 | 1.1111 | 0
F11_Industrial_Wood and Lumber Products_New_Process_Natural Gas_Gas Boiler - Insulate Steam Lines/Condensate Tank_A_Achievable Economic UCT Potential | F11 | Industrial | Wood and Lumber Products | New | Process | Natural Gas | Gas Boiler - Insulate Steam Lines/Condensate Tank | A | Purchases (Cumulative) | Achievable Economic UCT Potential | 0 | 0 | 0.094234 | 0.25869 | 0.49319 | 0.80621 | 1.1665 | 1.5817 | 2.0511 | 2.5815 | 3.1572 | 3.7852 | 4.4647 | 5.2041 | 5.9839 | 6.8131 | 7.6916 | 8.6274 | 9.6011 | 10.6215 | 11.6873 | 12.7983 | 0
F1_Industrial_Wood and Lumber Products_New_Space Heating_Natural Gas_Gas Boiler - Insulate Hot Water Lines_A_Achievable Economic UCT Potential | F1 | Industrial | Wood and Lumber Products | New | Space Heating | Natural Gas | Gas Boiler - Insulate Hot Water Lines | A | Integrated Unit Energy Savings (kWh or therms) | Achievable Economic UCT Potential | 0 | 0 | 10.456 | 10.3334 | 10.2486 | 10.172 | 10.1227 | 10.0707 | 10.0232 | 9.9761 | 9.9414 | 9.9061 | 9.857 | 9.8134 | 9.7707 | 9.7355 | 9.7032 | 9.6641 | 9.6447 | 9.6191 | 9.5987 | 9.586 | 0
F2_Industrial_Wood and Lumber Products_New_Space Heating_Natural Gas_Gas Boiler - Insulate Hot Water Lines_A_Achievable Economic UCT Potential | F2 | Industrial | Wood and Lumber Products | New | Space Heating | Natural Gas | Gas Boiler - Insulate Hot Water Lines | A | Integrated Unit Summer Peak Savings (kW) | Achievable Economic UCT Potential | 0 | 0 | 0 | 0 | 0 | 0 | 0 | 0 | 0 | 0 | 0 | 0 | 0 | 0 | 0 | 0 | 0 | 0 | 0 | 0 | 0 | 0 | 0
F3_Industrial_Wood and Lumber Products_New_Space Heating_Natural Gas_Gas Boiler - Insulate Hot Water Lines_A_Achievable Economic UCT Potential | F3 | Industrial | Wood and Lumber Products | New | Space Heating | Natural Gas | Gas Boiler - Insulate Hot Water Lines | A | Integrated Unit Winter Peak Savings (kW) | Achievable Economic UCT Potential | 0 | 0 | 0 | 0 | 0 | 0 | 0 | 0 | 0 | 0 | 0 | 0 | 0 | 0 | 0 | 0 | 0 | 0 | 0 | 0 | 0 | 0 | 0
F4_Industrial_Wood and Lumber Products_New_Space Heating_Natural Gas_Gas Boiler - Insulate Hot Water Lines_A_Achievable Economic UCT Potential | F4 | Industrial | Wood and Lumber Products | New | Space Heating | Natural Gas | Gas Boiler - Insulate Hot Water Lines | A | Incremental Energy Savings (MWh or mTherms) | Achievable Economic UCT Potential | 0 | 0 | 0.00028626 | 0.00049371 | 0.00069823 | 0.00092504 | 0.0010596 | 0.0012148 | 0.0013669 | 0.0015371 | 0.0016629 | 0.0018073 | 0.0019459 | 0.0021078 | 0.0022138 | 0.0023453 | 0.0024764 | 0.0026275 | 0.0027283 | 0.0028515 | 0.0029721 | 0.0030943 | 0
F5_Industrial_Wood and Lumber Products_New_Space Heating_Natural Gas_Gas Boiler - Insulate Hot Water Lines_A_Achievable Economic UCT Potential | F5 | Industrial | Wood and Lumber Products | New | Space Heating | Natural Gas | Gas Boiler - Insulate Hot Water Lines | A | Incremental Summer Peak Savings (MW) | Achievable Economic UCT Potential | 0 | 0 | 0 | 0 | 0 | 0 | 0 | 0 | 0 | 0 | 0 | 0 | 0 | 0 | 0 | 0 | 0 | 0 | 0 | 0 | 0 | 0 | 0
F6_Industrial_Wood and Lumber Products_New_Space Heating_Natural Gas_Gas Boiler - Insulate Hot Water Lines_A_Achievable Economic UCT Potential | F6 | Industrial | Wood and Lumber Products | New | Space Heating | Natural Gas | Gas Boiler - Insulate Hot Water Lines | A | Incremental Winter Peak Savings (MW) | Achievable Economic UCT Potential | 0 | 0 | 0 | 0 | 0 | 0 | 0 | 0 | 0 | 0 | 0 | 0 | 0 | 0 | 0 | 0 | 0 | 0 | 0 | 0 | 0 | 0 | 0
F7_Industrial_Wood and Lumber Products_New_Space Heating_Natural Gas_Gas Boiler - Insulate Hot Water Lines_A_Achievable Economic UCT Potential | F7 | Industrial | Wood and Lumber Products | New | Space Heating | Natural Gas | Gas Boiler - Insulate Hot Water Lines | A | Cumulative Energy Savings (MWh or mTherms) | Achievable Economic UCT Potential | 0 | 0 | 0.00028626 | 0.00077661 | 0.0014685 | 0.0023825 | 0.0034306 | 0.0046278 | 0.0059728 | 0.0074819 | 0.0091188 | 0.010894 | 0.012786 | 0.014837 | 0.016986 | 0.01927 | 0.021683 | 0.024223 | 0.026902 | 0.029682 | 0.032592 | 0.035643 | 0
F8_Industrial_Wood and Lumber Products_New_Space Heating_Natural Gas_Gas Boiler - Insulate Hot Water Lines_A_Achievable Economic UCT Potential | F8 | Industrial | Wood and Lumber Products | New | Space Heating | Natural Gas | Gas Boiler - Insulate Hot Water Lines | A | Cumulative Summer Peak Savings (MW) | Achievable Economic UCT Potential | 0 | 0 | 0 | 0 | 0 | 0 | 0 | 0 | 0 | 0 | 0 | 0 | 0 | 0 | 0 | 0 | 0 | 0 | 0 | 0 | 0 | 0 | 0
F9_Industrial_Wood and Lumber Products_New_Space Heating_Natural Gas_Gas Boiler - Insulate Hot Water Lines_A_Achievable Economic UCT Potential | F9 | Industrial | Wood and Lumber Products | New | Space Heating | Natural Gas | Gas Boiler - Insulate Hot Water Lines | A | Cumulative Winter Peak Savings (MW) | Achievable Economic UCT Potential | 0 | 0 | 0 | 0 | 0 | 0 | 0 | 0 | 0 | 0 | 0 | 0 | 0 | 0 | 0 | 0 | 0 | 0 | 0 | 0 | 0 | 0 | 0
F10_Industrial_Wood and Lumber Products_New_Space Heating_Natural Gas_Gas Boiler - Insulate Hot Water Lines_A_Achievable Economic UCT Potential | F10 | Industrial | Wood and Lumber Products | New | Space Heating | Natural Gas | Gas Boiler - Insulate Hot Water Lines | A | Purchases (Incremental) | Achievable Economic UCT Potential | 0 | 0 | 0.027377 | 0.047778 | 0.068129 | 0.09094 | 0.10468 | 0.12062 | 0.13637 | 0.15408 | 0.16727 | 0.18245 | 0.19742 | 0.21478 | 0.22657 | 0.2409 | 0.25521 | 0.27188 | 0.28288 | 0.29645 | 0.30964 | 0.3228 | 0
F11_Industrial_Wood and Lumber Products_New_Space Heating_Natural Gas_Gas Boiler - Insulate Hot Water Lines_A_Achievable Economic UCT Potential | F11 | Industrial | Wood and Lumber Products | New | Space Heating | Natural Gas | Gas Boiler - Insulate Hot Water Lines | A | Purchases (Cumulative) | Achievable Economic UCT Potential | 0 | 0 | 0.027377 | 0.075155 | 0.14328 | 0.23422 | 0.3389 | 0.45953 | 0.5959 | 0.74998 | 0.91725 | 1.0997 | 1.2971 | 1.5119 | 1.7385 | 1.9794 | 2.2346 | 2.5065 | 2.7893 | 3.0858 | 3.3954 | 3.7182 | 0
F1_Industrial_Wood and Lumber Products_New_Process_Natural Gas_Gas Boiler - Insulate Hot Water Lines_A_Achievable Economic UCT Potential | F1 | Industrial | Wood and Lumber Products | New | Process | Natural Gas | Gas Boiler - Insulate Hot Water Lines | A | Integrated Unit Energy Savings (kWh or therms) | Achievable Economic UCT Potential | 0 | 0 | 77.3088 | 77.2318 | 77.1593 | 77.0949 | 77.0032 | 76.9405 | 76.8932 | 76.8643 | 76.8319 | 76.815 | 76.806 | 76.8108 | 76.807 | 76.8142 | 76.8234 | 76.8446 | 76.8632 | 76.8893 | 76.9128 | 76.9343 | 0
F2_Industrial_Wood and Lumber Products_New_Process_Natural Gas_Gas Boiler - Insulate Hot Water Lines_A_Achievable Economic UCT Potential | F2 | Industrial | Wood and Lumber Products | New | Process | Natural Gas | Gas Boiler - Insulate Hot Water Lines | A | Integrated Unit Summer Peak Savings (kW) | Achievable Economic UCT Potential | 0 | 0 | 0 | 0 | 0 | 0 | 0 | 0 | 0 | 0 | 0 | 0 | 0 | 0 | 0 | 0 | 0 | 0 | 0 | 0 | 0 | 0 | 0
F3_Industrial_Wood and Lumber Products_New_Process_Natural Gas_Gas Boiler - Insulate Hot Water Lines_A_Achievable Economic UCT Potential | F3 | Industrial | Wood and Lumber Products | New | Process | Natural Gas | Gas Boiler - Insulate Hot Water Lines | A | Integrated Unit Winter Peak Savings (kW) | Achievable Economic UCT Potential | 0 | 0 | 0 | 0 | 0 | 0 | 0 | 0 | 0 | 0 | 0 | 0 | 0 | 0 | 0 | 0 | 0 | 0 | 0 | 0 | 0 | 0 | 0
F4_Industrial_Wood and Lumber Products_New_Process_Natural Gas_Gas Boiler - Insulate Hot Water Lines_A_Achievable Economic UCT Potential | F4 | Industrial | Wood and Lumber Products | New | Process | Natural Gas | Gas Boiler - Insulate Hot Water Lines | A | Incremental Energy Savings (MWh or mTherms) | Achievable Economic UCT Potential | 0 | 0 | 0.0072851 | 0.012701 | 0.018094 | 0.024132 | 0.027745 | 0.031945 | 0.036093 | 0.040766 | 0.044237 | 0.048239 | 0.052191 | 0.056786 | 0.0599 | 0.063693 | 0.067486 | 0.071912 | 0.074842 | 0.078457 | 0.081974 | 0.08548 | 0
F5_Industrial_Wood and Lumber Products_New_Process_Natural Gas_Gas Boiler - Insulate Hot Water Lines_A_Achievable Economic UCT Potential | F5 | Industrial | Wood and Lumber Products | New | Process | Natural Gas | Gas Boiler - Insulate Hot Water Lines | A | Incremental Summer Peak Savings (MW) | Achievable Economic UCT Potential | 0 | 0 | 0 | 0 | 0 | 0 | 0 | 0 | 0 | 0 | 0 | 0 | 0 | 0 | 0 | 0 | 0 | 0 | 0 | 0 | 0 | 0 | 0
F6_Industrial_Wood and Lumber Products_New_Process_Natural Gas_Gas Boiler - Insulate Hot Water Lines_A_Achievable Economic UCT Potential | F6 | Industrial | Wood and Lumber Products | New | Process | Natural Gas | Gas Boiler - Insulate Hot Water Lines | A | Incremental Winter Peak Savings (MW) | Achievable Economic UCT Potential | 0 | 0 | 0 | 0 | 0 | 0 | 0 | 0 | 0 | 0 | 0 | 0 | 0 | 0 | 0 | 0 | 0 | 0 | 0 | 0 | 0 | 0 | 0
F7_Industrial_Wood and Lumber Products_New_Process_Natural Gas_Gas Boiler - Insulate Hot Water Lines_A_Achievable Economic UCT Potential | F7 | Industrial | Wood and Lumber Products | New | Process | Natural Gas | Gas Boiler - Insulate Hot Water Lines | A | Cumulative Energy Savings (MWh or mTherms) | Achievable Economic UCT Potential | 0 | 0 | 0.0072851 | 0.019979 | 0.038055 | 0.062155 | 0.089826 | 0.1217 | 0.15772 | 0.19842 | 0.24258 | 0.29076 | 0.34292 | 0.39973 | 0.45961 | 0.52334 | 0.59089 | 0.66297 | 0.73797 | 0.81668 | 0.8989 | 0.98463 | 0
F8_Industrial_Wood and Lumber Products_New_Process_Natural Gas_Gas Boiler - Insulate Hot Water Lines_A_Achievable Economic UCT Potential | F8 | Industrial | Wood and Lumber Products | New | Process | Natural Gas | Gas Boiler - Insulate Hot Water Lines | A | Cumulative Summer Peak Savings (MW) | Achievable Economic UCT Potential | 0 | 0 | 0 | 0 | 0 | 0 | 0 | 0 | 0 | 0 | 0 | 0 | 0 | 0 | 0 | 0 | 0 | 0 | 0 | 0 | 0 | 0 | 0
F9_Industrial_Wood and Lumber Products_New_Process_Natural Gas_Gas Boiler - Insulate Hot Water Lines_A_Achievable Economic UCT Potential | F9 | Industrial | Wood and Lumber Products | New | Process | Natural Gas | Gas Boiler - Insulate Hot Water Lines | A | Cumulative Winter Peak Savings (MW) | Achievable Economic UCT Potential | 0 | 0 | 0 | 0 | 0 | 0 | 0 | 0 | 0 | 0 | 0 | 0 | 0 | 0 | 0 | 0 | 0 | 0 | 0 | 0 | 0 | 0 | 0
F10_Industrial_Wood and Lumber Products_New_Process_Natural Gas_Gas Boiler - Insulate Hot Water Lines_A_Achievable Economic UCT Potential | F10 | Industrial | Wood and Lumber Products | New | Process | Natural Gas | Gas Boiler - Insulate Hot Water Lines | A | Purchases (Incremental) | Achievable Economic UCT Potential | 0 | 0 | 0.094234 | 0.16446 | 0.2345 | 0.31302 | 0.3603 | 0.4152 | 0.46939 | 0.53036 | 0.57577 | 0.62799 | 0.67952 | 0.7393 | 0.77987 | 0.82918 | 0.87845 | 0.93581 | 0.9737 | 1.0204 | 1.0658 | 1.1111 | 0
F11_Industrial_Wood and Lumber Products_New_Process_Natural Gas_Gas Boiler - Insulate Hot Water Lines_A_Achievable Economic UCT Potential | F11 | Industrial | Wood and Lumber Products | New | Process | Natural Gas | Gas Boiler - Insulate Hot Water Lines | A | Purchases (Cumulative) | Achievable Economic UCT Potential | 0 | 0 | 0.094234 | 0.25869 | 0.49319 | 0.80621 | 1.1665 | 1.5817 | 2.0511 | 2.5815 | 3.1572 | 3.7852 | 4.4647 | 5.2041 | 5.9839 | 6.8131 | 7.6916 | 8.6274 | 9.6011 | 10.6215 | 11.6873 | 12.7983 | 0
F1_Industrial_Wood and Lumber Products_New_Process_Natural Gas_Process - Insulate Heated Process Fluids_A_Achievable Economic UCT Potential | F1 | Industrial | Wood and Lumber Products | New | Process | Natural Gas | Process - Insulate Heated Process Fluids | A | Integrated Unit Energy Savings (kWh or therms) | Achievable Economic UCT Potential | 0 | 0 | 125.8163 | 125.8139 | 125.8129 | 125.8153 | 125.8166 | 125.8176 | 125.8185 | 125.8193 | 125.8198 | 125.8202 | 125.8206 | 125.821 | 125.8212 | 125.8215 | 125.8217 | 125.8219 | 125.822 | 125.8222 | 125.8223 | 125.8224 | 0
F2_Industrial_Wood and Lumber Products_New_Process_Natural Gas_Process - Insulate Heated Process Fluids_A_Achievable Economic UCT Potential | F2 | Industrial | Wood and Lumber Products | New | Process | Natural Gas | Process - Insulate Heated Process Fluids | A | Integrated Unit Summer Peak Savings (kW) | Achievable Economic UCT Potential | 0 | 0 | 0 | 0 | 0 | 0 | 0 | 0 | 0 | 0 | 0 | 0 | 0 | 0 | 0 | 0 | 0 | 0 | 0 | 0 | 0 | 0 | 0
F3_Industrial_Wood and Lumber Products_New_Process_Natural Gas_Process - Insulate Heated Process Fluids_A_Achievable Economic UCT Potential | F3 | Industrial | Wood and Lumber Products | New | Process | Natural Gas | Process - Insulate Heated Process Fluids | A | Integrated Unit Winter Peak Savings (kW) | Achievable Economic UCT Potential | 0 | 0 | 0 | 0 | 0 | 0 | 0 | 0 | 0 | 0 | 0 | 0 | 0 | 0 | 0 | 0 | 0 | 0 | 0 | 0 | 0 | 0 | 0
F4_Industrial_Wood and Lumber Products_New_Process_Natural Gas_Process - Insulate Heated Process Fluids_A_Achievable Economic UCT Potential | F4 | Industrial | Wood and Lumber Products | New | Process | Natural Gas | Process - Insulate Heated Process Fluids | A | Incremental Energy Savings (MWh or mTherms) | Achievable Economic UCT Potential | 0 | 0 | 0.025935 | 0.045261 | 0.064539 | 0.086149 | 0.099164 | 0.10284 | 0.093017 | 0.084079 | 0.073022 | 0.063717 | 0.055156 | 0.048007 | 0.040513 | 0.03446 | 0.029206 | 0.024891 | 0.00017665 | 6.6113e-05 | 2.3542e-05 | 8.0028e-06 | 0
F5_Industrial_Wood and Lumber Products_New_Process_Natural Gas_Process - Insulate Heated Process Fluids_A_Achievable Economic UCT Potential | F5 | Industrial | Wood and Lumber Products | New | Process | Natural Gas | Process - Insulate Heated Process Fluids | A | Incremental Summer Peak Savings (MW) | Achievable Economic UCT Potential | 0 | 0 | 0 | 0 | 0 | 0 | 0 | 0 | 0 | 0 | 0 | 0 | 0 | 0 | 0 | 0 | 0 | 0 | 0 | 0 | 0 | 0 | 0
F6_Industrial_Wood and Lumber Products_New_Process_Natural Gas_Process - Insulate Heated Process Fluids_A_Achievable Economic UCT Potential | F6 | Industrial | Wood and Lumber Products | New | Process | Natural Gas | Process - Insulate Heated Process Fluids | A | Incremental Winter Peak Savings (MW) | Achievable Economic UCT Potential | 0 | 0 | 0 | 0 | 0 | 0 | 0 | 0 | 0 | 0 | 0 | 0 | 0 | 0 | 0 | 0 | 0 | 0 | 0 | 0 | 0 | 0 | 0
F7_Industrial_Wood and Lumber Products_New_Process_Natural Gas_Process - Insulate Heated Process Fluids_A_Achievable Economic UCT Potential | F7 | Industrial | Wood and Lumber Products | New | Process | Natural Gas | Process - Insulate Heated Process Fluids | A | Cumulative Energy Savings (MWh or mTherms) | Achievable Economic UCT Potential | 0 | 0 | 0.025935 | 0.071196 | 0.13573 | 0.22189 | 0.32105 | 0.4239 | 0.51692 | 0.601 | 0.67403 | 0.73775 | 0.7929 | 0.84091 | 0.88143 | 0.91589 | 0.9451 | 0.96999 | 0.97017 | 0.97023 | 0.97026 | 0.97027 | 0
F8_Industrial_Wood and Lumber Products_New_Process_Natural Gas_Process - Insulate Heated Process Fluids_A_Achievable Economic UCT Potential | F8 | Industrial | Wood and Lumber Products | New | Process | Natural Gas | Process - Insulate Heated Process Fluids | A | Cumulative Summer Peak Savings (MW) | Achievable Economic UCT Potential | 0 | 0 | 0 | 0 | 0 | 0 | 0 | 0 | 0 | 0 | 0 | 0 | 0 | 0 | 0 | 0 | 0 | 0 | 0 | 0 | 0 | 0 | 0
F9_Industrial_Wood and Lumber Products_New_Process_Natural Gas_Process - Insulate Heated Process Fluids_A_Achievable Economic UCT Potential | F9 | Industrial | Wood and Lumber Products | New | Process | Natural Gas | Process - Insulate Heated Process Fluids | A | Cumulative Winter Peak Savings (MW) | Achievable Economic UCT Potential | 0 | 0 | 0 | 0 | 0 | 0 | 0 | 0 | 0 | 0 | 0 | 0 | 0 | 0 | 0 | 0 | 0 | 0 | 0 | 0 | 0 | 0 | 0
F10_Industrial_Wood and Lumber Products_New_Process_Natural Gas_Process - Insulate Heated Process Fluids_A_Achievable Economic UCT Potential | F10 | Industrial | Wood and Lumber Products | New | Process | Natural Gas | Process - Insulate Heated Process Fluids | A | Purchases (Incremental) | Achievable Economic UCT Potential | 0 | 0 | 0.20614 | 0.35975 | 0.51298 | 0.68473 | 0.78816 | 0.81741 | 0.73929 | 0.66825 | 0.58037 | 0.50641 | 0.43837 | 0.38155 | 0.32199 | 0.27388 | 0.23212 | 0.19782 | 0.0014039 | 0.00052545 | 0.0001871 | 6.3604e-05 | 0
F11_Industrial_Wood and Lumber Products_New_Process_Natural Gas_Process - Insulate Heated Process Fluids_A_Achievable Economic UCT Potential | F11 | Industrial | Wood and Lumber Products | New | Process | Natural Gas | Process - Insulate Heated Process Fluids | A | Purchases (Cumulative) | Achievable Economic UCT Potential | 0 | 0 | 0.20614 | 0.56588 | 1.0789 | 1.7636 | 2.5517 | 3.3692 | 4.1085 | 4.7767 | 5.3571 | 5.8635 | 6.3019 | 6.6834 | 7.0054 | 7.2793 | 7.5114 | 7.7092 | 7.7106 | 7.7112 | 7.7113 | 7.7114 | 0
F1_Industrial_Wood and Lumber Products_New_Process_Natural Gas_Process Heat Recovery_A_Achievable Economic UCT Potential | F1 | Industrial | Wood and Lumber Products | New | Process | Natural Gas | Process Heat Recovery | A | Integrated Unit Energy Savings (kWh or therms) | Achievable Economic UCT Potential | 0 | 0 | 0.21026 | 0.20994 | 0.20963 | 0.20936 | 0.20897 | 0.20868 | 0.20845 | 0.20829 | 0.2081 | 0.20798 | 0.20789 | 0.20786 | 0.20779 | 0.20776 | 0.20776 | 0.20781 | 0.20783 | 0.20788 | 0.20792 | 0.20796 | 0
F2_Industrial_Wood and Lumber Products_New_Process_Natural Gas_Process Heat Recovery_A_Achievable Economic UCT Potential | F2 | Industrial | Wood and Lumber Products | New | Process | Natural Gas | Process Heat Recovery | A | Integrated Unit Summer Peak Savings (kW) | Achievable Economic UCT Potential | 0 | 0 | 0 | 0 | 0 | 0 | 0 | 0 | 0 | 0 | 0 | 0 | 0 | 0 | 0 | 0 | 0 | 0 | 0 | 0 | 0 | 0 | 0
F3_Industrial_Wood and Lumber Products_New_Process_Natural Gas_Process Heat Recovery_A_Achievable Economic UCT Potential | F3 | Industrial | Wood and Lumber Products | New | Process | Natural Gas | Process Heat Recovery | A | Integrated Unit Winter Peak Savings (kW) | Achievable Economic UCT Potential | 0 | 0 | 0 | 0 | 0 | 0 | 0 | 0 | 0 | 0 | 0 | 0 | 0 | 0 | 0 | 0 | 0 | 0 | 0 | 0 | 0 | 0 | 0
F4_Industrial_Wood and Lumber Products_New_Process_Natural Gas_Process Heat Recovery_A_Achievable Economic UCT Potential | F4 | Industrial | Wood and Lumber Products | New | Process | Natural Gas | Process Heat Recovery | A | Incremental Energy Savings (MWh or mTherms) | Achievable Economic UCT Potential | 0 | 0 | 0 | 0 | 0 | 0 | 0 | 0 | 0 | 0 | 0 | 0 | 0 | 0 | 0 | 0 | 0 | 0 | 0 | 0 | 0 | 0 | 0
F5_Industrial_Wood and Lumber Products_New_Process_Natural Gas_Process Heat Recovery_A_Achievable Economic UCT Potential | F5 | Industrial | Wood and Lumber Products | New | Process | Natural Gas | Process Heat Recovery | A | Incremental Summer Peak Savings (MW) | Achievable Economic UCT Potential | 0 | 0 | 0 | 0 | 0 | 0 | 0 | 0 | 0 | 0 | 0 | 0 | 0 | 0 | 0 | 0 | 0 | 0 | 0 | 0 | 0 | 0 | 0
F6_Industrial_Wood and Lumber Products_New_Process_Natural Gas_Process Heat Recovery_A_Achievable Economic UCT Potential | F6 | Industrial | Wood and Lumber Products | New | Process | Natural Gas | Process Heat Recovery | A | Incremental Winter Peak Savings (MW) | Achievable Economic UCT Potential | 0 | 0 | 0 | 0 | 0 | 0 | 0 | 0 | 0 | 0 | 0 | 0 | 0 | 0 | 0 | 0 | 0 | 0 | 0 | 0 | 0 | 0 | 0
F7_Industrial_Wood and Lumber Products_New_Process_Natural Gas_Process Heat Recovery_A_Achievable Economic UCT Potential | F7 | Industrial | Wood and Lumber Products | New | Process | Natural Gas | Process Heat Recovery | A | Cumulative Energy Savings (MWh or mTherms) | Achievable Economic UCT Potential | 0 | 0 | 0 | 0 | 0 | 0 | 0 | 0 | 0 | 0 | 0 | 0 | 0 | 0 | 0 | 0 | 0 | 0 | 0 | 0 | 0 | 0 | 0
F8_Industrial_Wood and Lumber Products_New_Process_Natural Gas_Process Heat Recovery_A_Achievable Economic UCT Potential | F8 | Industrial | Wood and Lumber Products | New | Process | Natural Gas | Process Heat Recovery | A | Cumulative Summer Peak Savings (MW) | Achievable Economic UCT Potential | 0 | 0 | 0 | 0 | 0 | 0 | 0 | 0 | 0 | 0 | 0 | 0 | 0 | 0 | 0 | 0 | 0 | 0 | 0 | 0 | 0 | 0 | 0
F9_Industrial_Wood and Lumber Products_New_Process_Natural Gas_Process Heat Recovery_A_Achievable Economic UCT Potential | F9 | Industrial | Wood and Lumber Products | New | Process | Natural Gas | Process Heat Recovery | A | Cumulative Winter Peak Savings (MW) | Achievable Economic UCT Potential | 0 | 0 | 0 | 0 | 0 | 0 | 0 | 0 | 0 | 0 | 0 | 0 | 0 | 0 | 0 | 0 | 0 | 0 | 0 | 0 | 0 | 0 | 0
F10_Industrial_Wood and Lumber Products_New_Process_Natural Gas_Process Heat Recovery_A_Achievable Economic UCT Potential | F10 | Industrial | Wood and Lumber Products | New | Process | Natural Gas | Process Heat Recovery | A | Purchases (Incremental) | Achievable Economic UCT Potential | 0 | 0 | 0 | 0 | 0 | 0 | 0 | 0 | 0 | 0 | 0 | 0 | 0 | 0 | 0 | 0 | 0 | 0 | 0 | 0 | 0 | 0 | 0
F11_Industrial_Wood and Lumber Products_New_Process_Natural Gas_Process Heat Recovery_A_Achievable Economic UCT Potential | F11 | Industrial | Wood and Lumber Products | New | Process | Natural Gas | Process Heat Recovery | A | Purchases (Cumulative) | Achievable Economic UCT Potential | 0 | 0 | 0 | 0 | 0 | 0 | 0 | 0 | 0 | 0 | 0 | 0 | 0 | 0 | 0 | 0 | 0 | 0 | 0 | 0 | 0 | 0 | 0
F1_Industrial_Wood and Lumber Products_New_Space Heating_Natural Gas_Building Automation System_A_Achievable Economic UCT Potential | F1 | Industrial | Wood and Lumber Products | New | Space Heating | Natural Gas | Building Automation System | A | Integrated Unit Energy Savings (kWh or therms) | Achievable Economic UCT Potential | 0 | 0 | 0.014835 | 0.01466 | 0.01454 | 0.01443 | 0.01436 | 0.014286 | 0.014218 | 0.014151 | 0.014101 | 0.01405 | 0.01398 | 0.013918 | 0.013857 | 0.013807 | 0.01376 | 0.013705 | 0.013677 | 0.01364 | 0.01361 | 0.013592 | 0
F2_Industrial_Wood and Lumber Products_New_Space Heating_Natural Gas_Building Automation System_A_Achievable Economic UCT Potential | F2 | Industrial | Wood and Lumber Products | New | Space Heating | Natural Gas | Building Automation System | A | Integrated Unit Summer Peak Savings (kW) | Achievable Economic UCT Potential | 0 | 0 | 0 | 0 | 0 | 0 | 0 | 0 | 0 | 0 | 0 | 0 | 0 | 0 | 0 | 0 | 0 | 0 | 0 | 0 | 0 | 0 | 0
F3_Industrial_Wood and Lumber Products_New_Space Heating_Natural Gas_Building Automation System_A_Achievable Economic UCT Potential | F3 | Industrial | Wood and Lumber Products | New | Space Heating | Natural Gas | Building Automation System | A | Integrated Unit Winter Peak Savings (kW) | Achievable Economic UCT Potential | 0 | 0 | 0 | 0 | 0 | 0 | 0 | 0 | 0 | 0 | 0 | 0 | 0 | 0 | 0 | 0 | 0 | 0 | 0 | 0 | 0 | 0 | 0
F4_Industrial_Wood and Lumber Products_New_Space Heating_Natural Gas_Building Automation System_A_Achievable Economic UCT Potential | F4 | Industrial | Wood and Lumber Products | New | Space Heating | Natural Gas | Building Automation System | A | Incremental Energy Savings (MWh or mTherms) | Achievable Economic UCT Potential | 0 | 0 | 0.0006435 | 0.0022185 | 0.0055705 | 0.012004 | 0.020871 | 0.034267 | 0.052447 | 0.076458 | 0.1023 | 0.13111 | 0.15837 | 0.18248 | 0.19245 | 0.19219 | 0.17842 | 0.15655 | 0.1243 | 0.08994 | 0.05989 | 0.040663 | 0
F5_Industrial_Wood and Lumber Products_New_Space Heating_Natural Gas_Building Automation System_A_Achievable Economic UCT Potential | F5 | Industrial | Wood and Lumber Products | New | Space Heating | Natural Gas | Building Automation System | A | Incremental Summer Peak Savings (MW) | Achievable Economic UCT Potential | 0 | 0 | 0 | 0 | 0 | 0 | 0 | 0 | 0 | 0 | 0 | 0 | 0 | 0 | 0 | 0 | 0 | 0 | 0 | 0 | 0 | 0 | 0
F6_Industrial_Wood and Lumber Products_New_Space Heating_Natural Gas_Building Automation System_A_Achievable Economic UCT Potential | F6 | Industrial | Wood and Lumber Products | New | Space Heating | Natural Gas | Building Automation System | A | Incremental Winter Peak Savings (MW) | Achievable Economic UCT Potential | 0 | 0 | 0 | 0 | 0 | 0 | 0 | 0 | 0 | 0 | 0 | 0 | 0 | 0 | 0 | 0 | 0 | 0 | 0 | 0 | 0 | 0 | 0
F7_Industrial_Wood and Lumber Products_New_Space Heating_Natural Gas_Building Automation System_A_Achievable Economic UCT Potential | F7 | Industrial | Wood and Lumber Products | New | Space Heating | Natural Gas | Building Automation System | A | Cumulative Energy Savings (MWh or mTherms) | Achievable Economic UCT Potential | 0 | 0 | 0.0006435 | 0.0028544 | 0.0084014 | 0.020342 | 0.041114 | 0.075168 | 0.12726 | 0.20311 | 0.3047 | 0.43472 | 0.59092 | 0.77077 | 0.95983 | 1.1485 | 1.3231 | 1.4737 | 1.5929 | 1.6733 | 1.7183 | 1.7369 | 0
F8_Industrial_Wood and Lumber Products_New_Space Heating_Natural Gas_Building Automation System_A_Achievable Economic UCT Potential | F8 | Industrial | Wood and Lumber Products | New | Space Heating | Natural Gas | Building Automation System | A | Cumulative Summer Peak Savings (MW) | Achievable Economic UCT Potential | 0 | 0 | 0 | 0 | 0 | 0 | 0 | 0 | 0 | 0 | 0 | 0 | 0 | 0 | 0 | 0 | 0 | 0 | 0 | 0 | 0 | 0 | 0
F9_Industrial_Wood and Lumber Products_New_Space Heating_Natural Gas_Building Automation System_A_Achievable Economic UCT Potential | F9 | Industrial | Wood and Lumber Products | New | Space Heating | Natural Gas | Building Automation System | A | Cumulative Winter Peak Savings (MW) | Achievable Economic UCT Potential | 0 | 0 | 0 | 0 | 0 | 0 | 0 | 0 | 0 | 0 | 0 | 0 | 0 | 0 | 0 | 0 | 0 | 0 | 0 | 0 | 0 | 0 | 0
F10_Industrial_Wood and Lumber Products_New_Space Heating_Natural Gas_Building Automation System_A_Achievable Economic UCT Potential | F10 | Industrial | Wood and Lumber Products | New | Space Heating | Natural Gas | Building Automation System | A | Purchases (Incremental) | Achievable Economic UCT Potential | 0 | 0 | 43.3776 | 151.3236 | 383.1262 | 831.863 | 1453.3875 | 2398.6804 | 3688.7965 | 5403.1098 | 7254.8595 | 9331.1929 | 11328.0556 | 13111.047 | 13888.301 | 13919.8414 | 12965.9023 | 11422.8 | 9088.7315 | 6593.8922 | 4400.2635 | 2991.6578 | 0
F11_Industrial_Wood and Lumber Products_New_Space Heating_Natural Gas_Building Automation System_A_Achievable Economic UCT Potential | F11 | Industrial | Wood and Lumber Products | New | Space Heating | Natural Gas | Building Automation System | A | Purchases (Cumulative) | Achievable Economic UCT Potential | 0 | 0 | 43.3776 | 194.7012 | 577.8274 | 1409.6904 | 2863.0779 | 5261.7582 | 8950.5547 | 14353.6646 | 21608.524 | 30939.7169 | 42267.7726 | 55378.8195 | 69267.1206 | 83186.9619 | 96152.8643 | 107532.2866 | 116469.6946 | 122680.4605 | 126248.861 | 127787.1313 | 0
F1_Industrial_Wood and Lumber Products_New_Space Heating_Natural Gas_Steam System Efficiency Improvements_A_Achievable Economic UCT Potential | F1 | Industrial | Wood and Lumber Products | New | Space Heating | Natural Gas | Steam System Efficiency Improvements | A | Integrated Unit Energy Savings (kWh or therms) | Achievable Economic UCT Potential | 0 | 0 | 0.133 | 0.13144 | 0.13037 | 0.1294 | 0.12878 | 0.12813 | 0.12754 | 0.12696 | 0.12653 | 0.12611 | 0.1255 | 0.12497 | 0.12444 | 0.124 | 0.12359 | 0.12308 | 0.12283 | 0.1225 | 0.12223 | 0.12206 | 0
F2_Industrial_Wood and Lumber Products_New_Space Heating_Natural Gas_Steam System Efficiency Improvements_A_Achievable Economic UCT Potential | F2 | Industrial | Wood and Lumber Products | New | Space Heating | Natural Gas | Steam System Efficiency Improvements | A | Integrated Unit Summer Peak Savings (kW) | Achievable Economic UCT Potential | 0 | 0 | 0 | 0 | 0 | 0 | 0 | 0 | 0 | 0 | 0 | 0 | 0 | 0 | 0 | 0 | 0 | 0 | 0 | 0 | 0 | 0 | 0
F3_Industrial_Wood and Lumber Products_New_Space Heating_Natural Gas_Steam System Efficiency Improvements_A_Achievable Economic UCT Potential | F3 | Industrial | Wood and Lumber Products | New | Space Heating | Natural Gas | Steam System Efficiency Improvements | A | Integrated Unit Winter Peak Savings (kW) | Achievable Economic UCT Potential | 0 | 0 | 0 | 0 | 0 | 0 | 0 | 0 | 0 | 0 | 0 | 0 | 0 | 0 | 0 | 0 | 0 | 0 | 0 | 0 | 0 | 0 | 0
F4_Industrial_Wood and Lumber Products_New_Space Heating_Natural Gas_Steam System Efficiency Improvements_A_Achievable Economic UCT Potential | F4 | Industrial | Wood and Lumber Products | New | Space Heating | Natural Gas | Steam System Efficiency Improvements | A | Incremental Energy Savings (MWh or mTherms) | Achievable Economic UCT Potential | 0 | 0 | 4.0888e-05 | 0.00014097 | 0.00035398 | 0.00076286 | 0.0013265 | 0.0021781 | 0.0033342 | 0.0048614 | 0.0065059 | 0.0083396 | 0.010076 | 0.011612 | 0.012248 | 0.012233 | 0.011357 | 0.0099641 | 0.011545 | 0.01239 | 0.012779 | 0.012474 | 0
F5_Industrial_Wood and Lumber Products_New_Space Heating_Natural Gas_Steam System Efficiency Improvements_A_Achievable Economic UCT Potential | F5 | Industrial | Wood and Lumber Products | New | Space Heating | Natural Gas | Steam System Efficiency Improvements | A | Incremental Summer Peak Savings (MW) | Achievable Economic UCT Potential | 0 | 0 | 0 | 0 | 0 | 0 | 0 | 0 | 0 | 0 | 0 | 0 | 0 | 0 | 0 | 0 | 0 | 0 | 0 | 0 | 0 | 0 | 0
F6_Industrial_Wood and Lumber Products_New_Space Heating_Natural Gas_Steam System Efficiency Improvements_A_Achievable Economic UCT Potential | F6 | Industrial | Wood and Lumber Products | New | Space Heating | Natural Gas | Steam System Efficiency Improvements | A | Incremental Winter Peak Savings (MW) | Achievable Economic UCT Potential | 0 | 0 | 0 | 0 | 0 | 0 | 0 | 0 | 0 | 0 | 0 | 0 | 0 | 0 | 0 | 0 | 0 | 0 | 0 | 0 | 0 | 0 | 0
F7_Industrial_Wood and Lumber Products_New_Space Heating_Natural Gas_Steam System Efficiency Improvements_A_Achievable Economic UCT Potential | F7 | Industrial | Wood and Lumber Products | New | Space Heating | Natural Gas | Steam System Efficiency Improvements | A | Cumulative Energy Savings (MWh or mTherms) | Achievable Economic UCT Potential | 0 | 0 | 4.0888e-05 | 0.00018137 | 0.00053387 | 0.0012928 | 0.002613 | 0.0047386 | 0.0079142 | 0.012395 | 0.018114 | 0.025093 | 0.032915 | 0.04112 | 0.048429 | 0.054116 | 0.05712 | 0.05693 | 0.056813 | 0.056659 | 0.056536 | 0.056459 | 0
F8_Industrial_Wood and Lumber Products_New_Space Heating_Natural Gas_Steam System Efficiency Improvements_A_Achievable Economic UCT Potential | F8 | Industrial | Wood and Lumber Products | New | Space Heating | Natural Gas | Steam System Efficiency Improvements | A | Cumulative Summer Peak Savings (MW) | Achievable Economic UCT Potential | 0 | 0 | 0 | 0 | 0 | 0 | 0 | 0 | 0 | 0 | 0 | 0 | 0 | 0 | 0 | 0 | 0 | 0 | 0 | 0 | 0 | 0 | 0
F9_Industrial_Wood and Lumber Products_New_Space Heating_Natural Gas_Steam System Efficiency Improvements_A_Achievable Economic UCT Potential | F9 | Industrial | Wood and Lumber Products | New | Space Heating | Natural Gas | Steam System Efficiency Improvements | A | Cumulative Winter Peak Savings (MW) | Achievable Economic UCT Potential | 0 | 0 | 0 | 0 | 0 | 0 | 0 | 0 | 0 | 0 | 0 | 0 | 0 | 0 | 0 | 0 | 0 | 0 | 0 | 0 | 0 | 0 | 0
F10_Industrial_Wood and Lumber Products_New_Space Heating_Natural Gas_Steam System Efficiency Improvements_A_Achievable Economic UCT Potential | F10 | Industrial | Wood and Lumber Products | New | Space Heating | Natural Gas | Steam System Efficiency Improvements | A | Purchases (Incremental) | Achievable Economic UCT Potential | 0 | 0 | 0.30742 | 1.0724 | 2.7153 | 5.8955 | 10.3003 | 16.9997 | 26.143 | 38.2925 | 51.4161 | 66.1313 | 80.2833 | 92.9196 | 98.4281 | 98.6516 | 91.8909 | 80.9548 | 93.992 | 101.1434 | 104.5471 | 102.1913 | 0
F11_Industrial_Wood and Lumber Products_New_Space Heating_Natural Gas_Steam System Efficiency Improvements_A_Achievable Economic UCT Potential | F11 | Industrial | Wood and Lumber Products | New | Space Heating | Natural Gas | Steam System Efficiency Improvements | A | Purchases (Cumulative) | Achievable Economic UCT Potential | 0 | 0 | 0.30742 | 1.3799 | 4.0951 | 9.9906 | 20.291 | 36.9833 | 62.0538 | 97.631 | 143.1516 | 198.9826 | 262.2662 | 329.0428 | 389.1784 | 436.4139 | 462.1736 | 462.5376 | 462.5376 | 462.5376 | 462.5376 | 462.5376 | 0
F1_Industrial_Wood and Lumber Products_New_Process_Natural Gas_Steam System Efficiency Improvements_A_Achievable Economic UCT Potential | F1 | Industrial | Wood and Lumber Products | New | Process | Natural Gas | Steam System Efficiency Improvements | A | Integrated Unit Energy Savings (kWh or therms) | Achievable Economic UCT Potential | 0 | 0 | 0.98336 | 0.98238 | 0.98146 | 0.98064 | 0.97947 | 0.97868 | 0.97808 | 0.97771 | 0.9773 | 0.97708 | 0.97697 | 0.97703 | 0.97698 | 0.97707 | 0.97719 | 0.97746 | 0.97769 | 0.97803 | 0.97832 | 0.9786 | 0
F2_Industrial_Wood and Lumber Products_New_Process_Natural Gas_Steam System Efficiency Improvements_A_Achievable Economic UCT Potential | F2 | Industrial | Wood and Lumber Products | New | Process | Natural Gas | Steam System Efficiency Improvements | A | Integrated Unit Summer Peak Savings (kW) | Achievable Economic UCT Potential | 0 | 0 | 0 | 0 | 0 | 0 | 0 | 0 | 0 | 0 | 0 | 0 | 0 | 0 | 0 | 0 | 0 | 0 | 0 | 0 | 0 | 0 | 0
F3_Industrial_Wood and Lumber Products_New_Process_Natural Gas_Steam System Efficiency Improvements_A_Achievable Economic UCT Potential | F3 | Industrial | Wood and Lumber Products | New | Process | Natural Gas | Steam System Efficiency Improvements | A | Integrated Unit Winter Peak Savings (kW) | Achievable Economic UCT Potential | 0 | 0 | 0 | 0 | 0 | 0 | 0 | 0 | 0 | 0 | 0 | 0 | 0 | 0 | 0 | 0 | 0 | 0 | 0 | 0 | 0 | 0 | 0
F4_Industrial_Wood and Lumber Products_New_Process_Natural Gas_Steam System Efficiency Improvements_A_Achievable Economic UCT Potential | F4 | Industrial | Wood and Lumber Products | New | Process | Natural Gas | Steam System Efficiency Improvements | A | Incremental Energy Savings (MWh or mTherms) | Achievable Economic UCT Potential | 0 | 0 | 0 | 0 | 0 | 0 | 0 | 0 | 0 | 0 | 0 | 0 | 0 | 0 | 0 | 0 | 0 | 0 | 0 | 0 | 0 | 0 | 0
F5_Industrial_Wood and Lumber Products_New_Process_Natural Gas_Steam System Efficiency Improvements_A_Achievable Economic UCT Potential | F5 | Industrial | Wood and Lumber Products | New | Process | Natural Gas | Steam System Efficiency Improvements | A | Incremental Summer Peak Savings (MW) | Achievable Economic UCT Potential | 0 | 0 | 0 | 0 | 0 | 0 | 0 | 0 | 0 | 0 | 0 | 0 | 0 | 0 | 0 | 0 | 0 | 0 | 0 | 0 | 0 | 0 | 0
F6_Industrial_Wood and Lumber Products_New_Process_Natural Gas_Steam System Efficiency Improvements_A_Achievable Economic UCT Potential | F6 | Industrial | Wood and Lumber Products | New | Process | Natural Gas | Steam System Efficiency Improvements | A | Incremental Winter Peak Savings (MW) | Achievable Economic UCT Potential | 0 | 0 | 0 | 0 | 0 | 0 | 0 | 0 | 0 | 0 | 0 | 0 | 0 | 0 | 0 | 0 | 0 | 0 | 0 | 0 | 0 | 0 | 0
F7_Industrial_Wood and Lumber Products_New_Process_Natural Gas_Steam System Efficiency Improvements_A_Achievable Economic UCT Potential | F7 | Industrial | Wood and Lumber Products | New | Process | Natural Gas | Steam System Efficiency Improvements | A | Cumulative Energy Savings (MWh or mTherms) | Achievable Economic UCT Potential | 0 | 0 | 0 | 0 | 0 | 0 | 0 | 0 | 0 | 0 | 0 | 0 | 0 | 0 | 0 | 0 | 0 | 0 | 0 | 0 | 0 | 0 | 0
F8_Industrial_Wood and Lumber Products_New_Process_Natural Gas_Steam System Efficiency Improvements_A_Achievable Economic UCT Potential | F8 | Industrial | Wood and Lumber Products | New | Process | Natural Gas | Steam System Efficiency Improvements | A | Cumulative Summer Peak Savings (MW) | Achievable Economic UCT Potential | 0 | 0 | 0 | 0 | 0 | 0 | 0 | 0 | 0 | 0 | 0 | 0 | 0 | 0 | 0 | 0 | 0 | 0 | 0 | 0 | 0 | 0 | 0
F9_Industrial_Wood and Lumber Products_New_Process_Natural Gas_Steam System Efficiency Improvements_A_Achievable Economic UCT Potential | F9 | Industrial | Wood and Lumber Products | New | Process | Natural Gas | Steam System Efficiency Improvements | A | Cumulative Winter Peak Savings (MW) | Achievable Economic UCT Potential | 0 | 0 | 0 | 0 | 0 | 0 | 0 | 0 | 0 | 0 | 0 | 0 | 0 | 0 | 0 | 0 | 0 | 0 | 0 | 0 | 0 | 0 | 0
F10_Industrial_Wood and Lumber Products_New_Process_Natural Gas_Steam System Efficiency Improvements_A_Achievable Economic UCT Potential | F10 | Industrial | Wood and Lumber Products | New | Process | Natural Gas | Steam System Efficiency Improvements | A | Purchases (Incremental) | Achievable Economic UCT Potential | 0 | 0 | 0 | 0 | 0 | 0 | 0 | 0 | 0 | 0 | 0 | 0 | 0 | 0 | 0 | 0 | 0 | 0 | 0 | 0 | 0 | 0 | 0
F11_Industrial_Wood and Lumber Products_New_Process_Natural Gas_Steam System Efficiency Improvements_A_Achievable Economic UCT Potential | F11 | Industrial | Wood and Lumber Products | New | Process | Natural Gas | Steam System Efficiency Improvements | A | Purchases (Cumulative) | Achievable Economic UCT Potential | 0 | 0 | 0 | 0 | 0 | 0 | 0 | 0 | 0 | 0 | 0 | 0 | 0 | 0 | 0 | 0 | 0 | 0 | 0 | 0 | 0 | 0 | 0
F1_Industrial_Wood and Lumber Products_New_Space Heating_Natural Gas_Strategic Energy Management_A_Achievable Economic UCT Potential | F1 | Industrial | Wood and Lumber Products | New | Space Heating | Natural Gas | Strategic Energy Management | A | Integrated Unit Energy Savings (kWh or therms) | Achievable Economic UCT Potential | 0 | 0 | 5.3387 | 5.2787 | 5.2378 | 5.2008 | 5.1788 | 5.1541 | 5.1313 | 5.1084 | 5.0921 | 5.0752 | 5.0512 | 5.0298 | 5.009 | 4.9915 | 4.9751 | 4.9542 | 4.9436 | 4.9294 | 4.9181 | 4.9107 | 0
F2_Industrial_Wood and Lumber Products_New_Space Heating_Natural Gas_Strategic Energy Management_A_Achievable Economic UCT Potential | F2 | Industrial | Wood and Lumber Products | New | Space Heating | Natural Gas | Strategic Energy Management | A | Integrated Unit Summer Peak Savings (kW) | Achievable Economic UCT Potential | 0 | 0 | 0 | 0 | 0 | 0 | 0 | 0 | 0 | 0 | 0 | 0 | 0 | 0 | 0 | 0 | 0 | 0 | 0 | 0 | 0 | 0 | 0
F3_Industrial_Wood and Lumber Products_New_Space Heating_Natural Gas_Strategic Energy Management_A_Achievable Economic UCT Potential | F3 | Industrial | Wood and Lumber Products | New | Space Heating | Natural Gas | Strategic Energy Management | A | Integrated Unit Winter Peak Savings (kW) | Achievable Economic UCT Potential | 0 | 0 | 0 | 0 | 0 | 0 | 0 | 0 | 0 | 0 | 0 | 0 | 0 | 0 | 0 | 0 | 0 | 0 | 0 | 0 | 0 | 0 | 0
F4_Industrial_Wood and Lumber Products_New_Space Heating_Natural Gas_Strategic Energy Management_A_Achievable Economic UCT Potential | F4 | Industrial | Wood and Lumber Products | New | Space Heating | Natural Gas | Strategic Energy Management | A | Incremental Energy Savings (MWh or mTherms) | Achievable Economic UCT Potential | 0 | 0 | 0.0040499 | 0.0069884 | 0.0098878 | 0.013105 | 0.015021 | 0.017227 | 0.01939 | 0.02181 | 0.023602 | 0.025657 | 0.027632 | 0.029935 | 0.031447 | 0.033318 | 0.035182 | 0.037322 | 0.03875 | 0.040492 | 0.045221 | 0.04897 | 0
F5_Industrial_Wood and Lumber Products_New_Space Heating_Natural Gas_Strategic Energy Management_A_Achievable Economic UCT Potential | F5 | Industrial | Wood and Lumber Products | New | Space Heating | Natural Gas | Strategic Energy Management | A | Incremental Summer Peak Savings (MW) | Achievable Economic UCT Potential | 0 | 0 | 0 | 0 | 0 | 0 | 0 | 0 | 0 | 0 | 0 | 0 | 0 | 0 | 0 | 0 | 0 | 0 | 0 | 0 | 0 | 0 | 0
F6_Industrial_Wood and Lumber Products_New_Space Heating_Natural Gas_Strategic Energy Management_A_Achievable Economic UCT Potential | F6 | Industrial | Wood and Lumber Products | New | Space Heating | Natural Gas | Strategic Energy Management | A | Incremental Winter Peak Savings (MW) | Achievable Economic UCT Potential | 0 | 0 | 0 | 0 | 0 | 0 | 0 | 0 | 0 | 0 | 0 | 0 | 0 | 0 | 0 | 0 | 0 | 0 | 0 | 0 | 0 | 0 | 0
F7_Industrial_Wood and Lumber Products_New_Space Heating_Natural Gas_Strategic Energy Management_A_Achievable Economic UCT Potential | F7 | Industrial | Wood and Lumber Products | New | Space Heating | Natural Gas | Strategic Energy Management | A | Cumulative Energy Savings (MWh or mTherms) | Achievable Economic UCT Potential | 0 | 0 | 0.0040499 | 0.010993 | 0.020795 | 0.033754 | 0.048632 | 0.061717 | 0.074041 | 0.085877 | 0.096373 | 0.10699 | 0.11723 | 0.12766 | 0.1372 | 0.1469 | 0.15645 | 0.16226 | 0.16469 | 0.16446 | 0.16408 | 0.16383 | 0
F8_Industrial_Wood and Lumber Products_New_Space Heating_Natural Gas_Strategic Energy Management_A_Achievable Economic UCT Potential | F8 | Industrial | Wood and Lumber Products | New | Space Heating | Natural Gas | Strategic Energy Management | A | Cumulative Summer Peak Savings (MW) | Achievable Economic UCT Potential | 0 | 0 | 0 | 0 | 0 | 0 | 0 | 0 | 0 | 0 | 0 | 0 | 0 | 0 | 0 | 0 | 0 | 0 | 0 | 0 | 0 | 0 | 0
F9_Industrial_Wood and Lumber Products_New_Space Heating_Natural Gas_Strategic Energy Management_A_Achievable Economic UCT Potential | F9 | Industrial | Wood and Lumber Products | New | Space Heating | Natural Gas | Strategic Energy Management | A | Cumulative Winter Peak Savings (MW) | Achievable Economic UCT Potential | 0 | 0 | 0 | 0 | 0 | 0 | 0 | 0 | 0 | 0 | 0 | 0 | 0 | 0 | 0 | 0 | 0 | 0 | 0 | 0 | 0 | 0 | 0
F10_Industrial_Wood and Lumber Products_New_Space Heating_Natural Gas_Strategic Energy Management_A_Achievable Economic UCT Potential | F10 | Industrial | Wood and Lumber Products | New | Space Heating | Natural Gas | Strategic Energy Management | A | Purchases (Incremental) | Achievable Economic UCT Potential | 0 | 0 | 0.75859 | 1.3239 | 1.8878 | 2.5198 | 2.9005 | 3.3424 | 3.7787 | 4.2695 | 4.635 | 5.0554 | 5.4703 | 5.9515 | 6.2781 | 6.675 | 7.0717 | 7.5334 | 7.8384 | 8.2143 | 9.1949 | 9.9722 | 0
F11_Industrial_Wood and Lumber Products_New_Space Heating_Natural Gas_Strategic Energy Management_A_Achievable Economic UCT Potential | F11 | Industrial | Wood and Lumber Products | New | Space Heating | Natural Gas | Strategic Energy Management | A | Purchases (Cumulative) | Achievable Economic UCT Potential | 0 | 0 | 0.75859 | 2.0825 | 3.9703 | 6.4901 | 9.3906 | 11.9744 | 14.4292 | 16.8109 | 18.926 | 21.081 | 23.2088 | 25.3816 | 27.3902 | 29.4303 | 31.4465 | 32.7511 | 33.3142 | 33.3625 | 33.3625 | 33.3625 | 0
F1_Industrial_Wood and Lumber Products_New_Process_Natural Gas_Strategic Energy Management_A_Achievable Economic UCT Potential | F1 | Industrial | Wood and Lumber Products | New | Process | Natural Gas | Strategic Energy Management | A | Integrated Unit Energy Savings (kWh or therms) | Achievable Economic UCT Potential | 0 | 0 | 8.9374 | 8.9327 | 8.9282 | 8.9242 | 8.9185 | 8.9137 | 8.91 | 8.9075 | 8.9048 | 8.9035 | 8.903 | 8.9037 | 8.904 | 8.9052 | 8.9065 | 8.9083 | 8.9097 | 8.9113 | 8.9128 | 8.9141 | 0
F2_Industrial_Wood and Lumber Products_New_Process_Natural Gas_Strategic Energy Management_A_Achievable Economic UCT Potential | F2 | Industrial | Wood and Lumber Products | New | Process | Natural Gas | Strategic Energy Management | A | Integrated Unit Summer Peak Savings (kW) | Achievable Economic UCT Potential | 0 | 0 | 0 | 0 | 0 | 0 | 0 | 0 | 0 | 0 | 0 | 0 | 0 | 0 | 0 | 0 | 0 | 0 | 0 | 0 | 0 | 0 | 0
F3_Industrial_Wood and Lumber Products_New_Process_Natural Gas_Strategic Energy Management_A_Achievable Economic UCT Potential | F3 | Industrial | Wood and Lumber Products | New | Process | Natural Gas | Strategic Energy Management | A | Integrated Unit Winter Peak Savings (kW) | Achievable Economic UCT Potential | 0 | 0 | 0 | 0 | 0 | 0 | 0 | 0 | 0 | 0 | 0 | 0 | 0 | 0 | 0 | 0 | 0 | 0 | 0 | 0 | 0 | 0 | 0
F4_Industrial_Wood and Lumber Products_New_Process_Natural Gas_Strategic Energy Management_A_Achievable Economic UCT Potential | F4 | Industrial | Wood and Lumber Products | New | Process | Natural Gas | Strategic Energy Management | A | Incremental Energy Savings (MWh or mTherms) | Achievable Economic UCT Potential | 0 | 0 | 0.030319 | 0.052885 | 0.075373 | 0.10056 | 0.11568 | 0.13323 | 0.15056 | 0.17007 | 0.18458 | 0.20129 | 0.21779 | 0.23697 | 0.24998 | 0.26582 | 0.28166 | 0.30011 | 0.31231 | 0.32735 | 0.36649 | 0.39753 | 0
F5_Industrial_Wood and Lumber Products_New_Process_Natural Gas_Strategic Energy Management_A_Achievable Economic UCT Potential | F5 | Industrial | Wood and Lumber Products | New | Process | Natural Gas | Strategic Energy Management | A | Incremental Summer Peak Savings (MW) | Achievable Economic UCT Potential | 0 | 0 | 0 | 0 | 0 | 0 | 0 | 0 | 0 | 0 | 0 | 0 | 0 | 0 | 0 | 0 | 0 | 0 | 0 | 0 | 0 | 0 | 0
F6_Industrial_Wood and Lumber Products_New_Process_Natural Gas_Strategic Energy Management_A_Achievable Economic UCT Potential | F6 | Industrial | Wood and Lumber Products | New | Process | Natural Gas | Strategic Energy Management | A | Incremental Winter Peak Savings (MW) | Achievable Economic UCT Potential | 0 | 0 | 0 | 0 | 0 | 0 | 0 | 0 | 0 | 0 | 0 | 0 | 0 | 0 | 0 | 0 | 0 | 0 | 0 | 0 | 0 | 0 | 0
F7_Industrial_Wood and Lumber Products_New_Process_Natural Gas_Strategic Energy Management_A_Achievable Economic UCT Potential | F7 | Industrial | Wood and Lumber Products | New | Process | Natural Gas | Strategic Energy Management | A | Cumulative Energy Savings (MWh or mTherms) | Achievable Economic UCT Potential | 0 | 0 | 0.030319 | 0.083188 | 0.15852 | 0.25901 | 0.37453 | 0.47732 | 0.57494 | 0.66965 | 0.75368 | 0.83937 | 0.92404 | 1.0106 | 1.0906 | 1.172 | 1.2525 | 1.3047 | 1.3274 | 1.3295 | 1.3298 | 1.33 | 0
F8_Industrial_Wood and Lumber Products_New_Process_Natural Gas_Strategic Energy Management_A_Achievable Economic UCT Potential | F8 | Industrial | Wood and Lumber Products | New | Process | Natural Gas | Strategic Energy Management | A | Cumulative Summer Peak Savings (MW) | Achievable Economic UCT Potential | 0 | 0 | 0 | 0 | 0 | 0 | 0 | 0 | 0 | 0 | 0 | 0 | 0 | 0 | 0 | 0 | 0 | 0 | 0 | 0 | 0 | 0 | 0
F9_Industrial_Wood and Lumber Products_New_Process_Natural Gas_Strategic Energy Management_A_Achievable Economic UCT Potential | F9 | Industrial | Wood and Lumber Products | New | Process | Natural Gas | Strategic Energy Management | A | Cumulative Winter Peak Savings (MW) | Achievable Economic UCT Potential | 0 | 0 | 0 | 0 | 0 | 0 | 0 | 0 | 0 | 0 | 0 | 0 | 0 | 0 | 0 | 0 | 0 | 0 | 0 | 0 | 0 | 0 | 0
F10_Industrial_Wood and Lumber Products_New_Process_Natural Gas_Strategic Energy Management_A_Achievable Economic UCT Potential | F10 | Industrial | Wood and Lumber Products | New | Process | Natural Gas | Strategic Energy Management | A | Purchases (Incremental) | Achievable Economic UCT Potential | 0 | 0 | 3.3924 | 5.9204 | 8.4422 | 11.2687 | 12.9709 | 14.947 | 16.8982 | 19.093 | 20.7276 | 22.6077 | 24.4628 | 26.6149 | 28.0754 | 29.8506 | 31.6244 | 33.6893 | 35.0532 | 36.7339 | 41.1193 | 44.5953 | 0
F11_Industrial_Wood and Lumber Products_New_Process_Natural Gas_Strategic Energy Management_A_Achievable Economic UCT Potential | F11 | Industrial | Wood and Lumber Products | New | Process | Natural Gas | Strategic Energy Management | A | Purchases (Cumulative) | Achievable Economic UCT Potential | 0 | 0 | 3.3924 | 9.3128 | 17.755 | 29.0237 | 41.9946 | 53.5492 | 64.527 | 75.1778 | 84.6368 | 94.2735 | 103.7893 | 113.506 | 122.4885 | 131.6114 | 140.6281 | 146.4621 | 148.9801 | 149.1964 | 149.1964 | 149.1964 | 0
F1_Industrial_Wood and Lumber Products_New_Miscellaneous_Natural Gas_Strategic Energy Management_A_Achievable Economic UCT Potential | F1 | Industrial | Wood and Lumber Products | New | Miscellaneous | Natural Gas | Strategic Energy Management | A | Integrated Unit Energy Savings (kWh or therms) | Achievable Economic UCT Potential | 0 | 0 | 3.4004 | 3.4004 | 3.4004 | 3.4004 | 3.4004 | 3.4004 | 3.4004 | 3.4004 | 3.4004 | 3.4004 | 3.4004 | 3.4004 | 3.4004 | 3.4004 | 3.4004 | 3.4004 | 3.4004 | 3.4004 | 3.4004 | 3.4004 | 0
F2_Industrial_Wood and Lumber Products_New_Miscellaneous_Natural Gas_Strategic Energy Management_A_Achievable Economic UCT Potential | F2 | Industrial | Wood and Lumber Products | New | Miscellaneous | Natural Gas | Strategic Energy Management | A | Integrated Unit Summer Peak Savings (kW) | Achievable Economic UCT Potential | 0 | 0 | 0 | 0 | 0 | 0 | 0 | 0 | 0 | 0 | 0 | 0 | 0 | 0 | 0 | 0 | 0 | 0 | 0 | 0 | 0 | 0 | 0
F3_Industrial_Wood and Lumber Products_New_Miscellaneous_Natural Gas_Strategic Energy Management_A_Achievable Economic UCT Potential | F3 | Industrial | Wood and Lumber Products | New | Miscellaneous | Natural Gas | Strategic Energy Management | A | Integrated Unit Winter Peak Savings (kW) | Achievable Economic UCT Potential | 0 | 0 | 0 | 0 | 0 | 0 | 0 | 0 | 0 | 0 | 0 | 0 | 0 | 0 | 0 | 0 | 0 | 0 | 0 | 0 | 0 | 0 | 0
F4_Industrial_Wood and Lumber Products_New_Miscellaneous_Natural Gas_Strategic Energy Management_A_Achievable Economic UCT Potential | F4 | Industrial | Wood and Lumber Products | New | Miscellaneous | Natural Gas | Strategic Energy Management | A | Incremental Energy Savings (MWh or mTherms) | Achievable Economic UCT Potential | 0 | 0 | 0.0028839 | 0.005033 | 0.0071768 | 0.0095796 | 0.011027 | 0.012707 | 0.014365 | 0.016231 | 0.017621 | 0.019219 | 0.020796 | 0.022626 | 0.023867 | 0.025376 | 0.026884 | 0.02864 | 0.029799 | 0.031228 | 0.034956 | 0.037911 | 0
F5_Industrial_Wood and Lumber Products_New_Miscellaneous_Natural Gas_Strategic Energy Management_A_Achievable Economic UCT Potential | F5 | Industrial | Wood and Lumber Products | New | Miscellaneous | Natural Gas | Strategic Energy Management | A | Incremental Summer Peak Savings (MW) | Achievable Economic UCT Potential | 0 | 0 | 0 | 0 | 0 | 0 | 0 | 0 | 0 | 0 | 0 | 0 | 0 | 0 | 0 | 0 | 0 | 0 | 0 | 0 | 0 | 0 | 0
F6_Industrial_Wood and Lumber Products_New_Miscellaneous_Natural Gas_Strategic Energy Management_A_Achievable Economic UCT Potential | F6 | Industrial | Wood and Lumber Products | New | Miscellaneous | Natural Gas | Strategic Energy Management | A | Incremental Winter Peak Savings (MW) | Achievable Economic UCT Potential | 0 | 0 | 0 | 0 | 0 | 0 | 0 | 0 | 0 | 0 | 0 | 0 | 0 | 0 | 0 | 0 | 0 | 0 | 0 | 0 | 0 | 0 | 0
F7_Industrial_Wood and Lumber Products_New_Miscellaneous_Natural Gas_Strategic Energy Management_A_Achievable Economic UCT Potential | F7 | Industrial | Wood and Lumber Products | New | Miscellaneous | Natural Gas | Strategic Energy Management | A | Cumulative Energy Savings (MWh or mTherms) | Achievable Economic UCT Potential | 0 | 0 | 0.0028839 | 0.0079169 | 0.015094 | 0.024673 | 0.0357 | 0.045523 | 0.054855 | 0.063909 | 0.071951 | 0.080143 | 0.088232 | 0.096493 | 0.10413 | 0.11188 | 0.11955 | 0.12451 | 0.12665 | 0.12683 | 0.12683 | 0.12683 | 0
F8_Industrial_Wood and Lumber Products_New_Miscellaneous_Natural Gas_Strategic Energy Management_A_Achievable Economic UCT Potential | F8 | Industrial | Wood and Lumber Products | New | Miscellaneous | Natural Gas | Strategic Energy Management | A | Cumulative Summer Peak Savings (MW) | Achievable Economic UCT Potential | 0 | 0 | 0 | 0 | 0 | 0 | 0 | 0 | 0 | 0 | 0 | 0 | 0 | 0 | 0 | 0 | 0 | 0 | 0 | 0 | 0 | 0 | 0
F9_Industrial_Wood and Lumber Products_New_Miscellaneous_Natural Gas_Strategic Energy Management_A_Achievable Economic UCT Potential | F9 | Industrial | Wood and Lumber Products | New | Miscellaneous | Natural Gas | Strategic Energy Management | A | Cumulative Winter Peak Savings (MW) | Achievable Economic UCT Potential | 0 | 0 | 0 | 0 | 0 | 0 | 0 | 0 | 0 | 0 | 0 | 0 | 0 | 0 | 0 | 0 | 0 | 0 | 0 | 0 | 0 | 0 | 0
F10_Industrial_Wood and Lumber Products_New_Miscellaneous_Natural Gas_Strategic Energy Management_A_Achievable Economic UCT Potential | F10 | Industrial | Wood and Lumber Products | New | Miscellaneous | Natural Gas | Strategic Energy Management | A | Purchases (Incremental) | Achievable Economic UCT Potential | 0 | 0 | 0.8481 | 1.4801 | 2.1105 | 2.8172 | 3.2427 | 3.7368 | 4.2245 | 4.7732 | 5.1819 | 5.6519 | 6.1157 | 6.6537 | 7.0189 | 7.4626 | 7.9061 | 8.4223 | 8.7633 | 9.1835 | 10.2798 | 11.1488 | 0
F11_Industrial_Wood and Lumber Products_New_Miscellaneous_Natural Gas_Strategic Energy Management_A_Achievable Economic UCT Potential | F11 | Industrial | Wood and Lumber Products | New | Miscellaneous | Natural Gas | Strategic Energy Management | A | Purchases (Cumulative) | Achievable Economic UCT Potential | 0 | 0 | 0.8481 | 2.3282 | 4.4387 | 7.2559 | 10.4987 | 13.3873 | 16.1318 | 18.7945 | 21.1592 | 23.5684 | 25.9473 | 28.3765 | 30.6221 | 32.9029 | 35.157 | 36.6155 | 37.245 | 37.2991 | 37.2991 | 37.2991 | 0
F1_Industrial_Wood and Lumber Products_New_Space Heating_Natural Gas_Commissioning_A_Achievable Economic UCT Potential | F1 | Industrial | Wood and Lumber Products | New | Space Heating | Natural Gas | Commissioning | A | Integrated Unit Energy Savings (kWh or therms) | Achievable Economic UCT Potential | 0 | 0 | 6.6663 | 6.5932 | 6.544 | 6.4995 | 6.4744 | 6.4458 | 6.4195 | 6.3929 | 6.3748 | 6.3556 | 6.3273 | 6.3015 | 6.277 | 6.2562 | 6.2367 | 6.2111 | 6.1988 | 6.1816 | 6.1678 | 6.159 | 0
F2_Industrial_Wood and Lumber Products_New_Space Heating_Natural Gas_Commissioning_A_Achievable Economic UCT Potential | F2 | Industrial | Wood and Lumber Products | New | Space Heating | Natural Gas | Commissioning | A | Integrated Unit Summer Peak Savings (kW) | Achievable Economic UCT Potential | 0 | 0 | 0 | 0 | 0 | 0 | 0 | 0 | 0 | 0 | 0 | 0 | 0 | 0 | 0 | 0 | 0 | 0 | 0 | 0 | 0 | 0 | 0
F3_Industrial_Wood and Lumber Products_New_Space Heating_Natural Gas_Commissioning_A_Achievable Economic UCT Potential | F3 | Industrial | Wood and Lumber Products | New | Space Heating | Natural Gas | Commissioning | A | Integrated Unit Winter Peak Savings (kW) | Achievable Economic UCT Potential | 0 | 0 | 0 | 0 | 0 | 0 | 0 | 0 | 0 | 0 | 0 | 0 | 0 | 0 | 0 | 0 | 0 | 0 | 0 | 0 | 0 | 0 | 0
F4_Industrial_Wood and Lumber Products_New_Space Heating_Natural Gas_Commissioning_A_Achievable Economic UCT Potential | F4 | Industrial | Wood and Lumber Products | New | Space Heating | Natural Gas | Commissioning | A | Incremental Energy Savings (MWh or mTherms) | Achievable Economic UCT Potential | 0 | 0 | 0 | 0 | 0 | 0 | 0 | 0 | 0 | 0 | 0 | 0 | 0 | 0 | 0 | 0 | 0 | 0 | 0 | 0 | 0 | 0 | 0
F5_Industrial_Wood and Lumber Products_New_Space Heating_Natural Gas_Commissioning_A_Achievable Economic UCT Potential | F5 | Industrial | Wood and Lumber Products | New | Space Heating | Natural Gas | Commissioning | A | Incremental Summer Peak Savings (MW) | Achievable Economic UCT Potential | 0 | 0 | 0 | 0 | 0 | 0 | 0 | 0 | 0 | 0 | 0 | 0 | 0 | 0 | 0 | 0 | 0 | 0 | 0 | 0 | 0 | 0 | 0
F6_Industrial_Wood and Lumber Products_New_Space Heating_Natural Gas_Commissioning_A_Achievable Economic UCT Potential | F6 | Industrial | Wood and Lumber Products | New | Space Heating | Natural Gas | Commissioning | A | Incremental Winter Peak Savings (MW) | Achievable Economic UCT Potential | 0 | 0 | 0 | 0 | 0 | 0 | 0 | 0 | 0 | 0 | 0 | 0 | 0 | 0 | 0 | 0 | 0 | 0 | 0 | 0 | 0 | 0 | 0
F7_Industrial_Wood and Lumber Products_New_Space Heating_Natural Gas_Commissioning_A_Achievable Economic UCT Potential | F7 | Industrial | Wood and Lumber Products | New | Space Heating | Natural Gas | Commissioning | A | Cumulative Energy Savings (MWh or mTherms) | Achievable Economic UCT Potential | 0 | 0 | 0 | 0 | 0 | 0 | 0 | 0 | 0 | 0 | 0 | 0 | 0 | 0 | 0 | 0 | 0 | 0 | 0 | 0 | 0 | 0 | 0
F8_Industrial_Wood and Lumber Products_New_Space Heating_Natural Gas_Commissioning_A_Achievable Economic UCT Potential | F8 | Industrial | Wood and Lumber Products | New | Space Heating | Natural Gas | Commissioning | A | Cumulative Summer Peak Savings (MW) | Achievable Economic UCT Potential | 0 | 0 | 0 | 0 | 0 | 0 | 0 | 0 | 0 | 0 | 0 | 0 | 0 | 0 | 0 | 0 | 0 | 0 | 0 | 0 | 0 | 0 | 0
F9_Industrial_Wood and Lumber Products_New_Space Heating_Natural Gas_Commissioning_A_Achievable Economic UCT Potential | F9 | Industrial | Wood and Lumber Products | New | Space Heating | Natural Gas | Commissioning | A | Cumulative Winter Peak Savings (MW) | Achievable Economic UCT Potential | 0 | 0 | 0 | 0 | 0 | 0 | 0 | 0 | 0 | 0 | 0 | 0 | 0 | 0 | 0 | 0 | 0 | 0 | 0 | 0 | 0 | 0 | 0
F10_Industrial_Wood and Lumber Products_New_Space Heating_Natural Gas_Commissioning_A_Achievable Economic UCT Potential | F10 | Industrial | Wood and Lumber Products | New | Space Heating | Natural Gas | Commissioning | A | Purchases (Incremental) | Achievable Economic UCT Potential | 0 | 0 | 0 | 0 | 0 | 0 | 0 | 0 | 0 | 0 | 0 | 0 | 0 | 0 | 0 | 0 | 0 | 0 | 0 | 0 | 0 | 0 | 0
F11_Industrial_Wood and Lumber Products_New_Space Heating_Natural Gas_Commissioning_A_Achievable Economic UCT Potential | F11 | Industrial | Wood and Lumber Products | New | Space Heating | Natural Gas | Commissioning | A | Purchases (Cumulative) | Achievable Economic UCT Potential | 0 | 0 | 0 | 0 | 0 | 0 | 0 | 0 | 0 | 0 | 0 | 0 | 0 | 0 | 0 | 0 | 0 | 0 | 0 | 0 | 0 | 0 | 0
F1_Industrial_Wood and Lumber Products_New_Process_Natural Gas_Commissioning_A_Achievable Economic UCT Potential | F1 | Industrial | Wood and Lumber Products | New | Process | Natural Gas | Commissioning | A | Integrated Unit Energy Savings (kWh or therms) | Achievable Economic UCT Potential | 0 | 0 | 49.9244 | 49.9234 | 49.923 | 49.924 | 49.9245 | 49.9249 | 49.9253 | 49.9256 | 49.9258 | 49.9259 | 49.9261 | 49.9262 | 49.9263 | 49.9264 | 49.9265 | 49.9266 | 49.9267 | 49.9267 | 49.9268 | 49.9268 | 0
F2_Industrial_Wood and Lumber Products_New_Process_Natural Gas_Commissioning_A_Achievable Economic UCT Potential | F2 | Industrial | Wood and Lumber Products | New | Process | Natural Gas | Commissioning | A | Integrated Unit Summer Peak Savings (kW) | Achievable Economic UCT Potential | 0 | 0 | 0 | 0 | 0 | 0 | 0 | 0 | 0 | 0 | 0 | 0 | 0 | 0 | 0 | 0 | 0 | 0 | 0 | 0 | 0 | 0 | 0
F3_Industrial_Wood and Lumber Products_New_Process_Natural Gas_Commissioning_A_Achievable Economic UCT Potential | F3 | Industrial | Wood and Lumber Products | New | Process | Natural Gas | Commissioning | A | Integrated Unit Winter Peak Savings (kW) | Achievable Economic UCT Potential | 0 | 0 | 0 | 0 | 0 | 0 | 0 | 0 | 0 | 0 | 0 | 0 | 0 | 0 | 0 | 0 | 0 | 0 | 0 | 0 | 0 | 0 | 0
F4_Industrial_Wood and Lumber Products_New_Process_Natural Gas_Commissioning_A_Achievable Economic UCT Potential | F4 | Industrial | Wood and Lumber Products | New | Process | Natural Gas | Commissioning | A | Incremental Energy Savings (MWh or mTherms) | Achievable Economic UCT Potential | 0 | 0 | 0 | 0 | 0 | 0 | 0 | 0 | 0 | 0 | 0 | 0 | 0 | 0 | 0 | 0 | 0 | 0 | 0 | 0 | 0 | 0 | 0
F5_Industrial_Wood and Lumber Products_New_Process_Natural Gas_Commissioning_A_Achievable Economic UCT Potential | F5 | Industrial | Wood and Lumber Products | New | Process | Natural Gas | Commissioning | A | Incremental Summer Peak Savings (MW) | Achievable Economic UCT Potential | 0 | 0 | 0 | 0 | 0 | 0 | 0 | 0 | 0 | 0 | 0 | 0 | 0 | 0 | 0 | 0 | 0 | 0 | 0 | 0 | 0 | 0 | 0
F6_Industrial_Wood and Lumber Products_New_Process_Natural Gas_Commissioning_A_Achievable Economic UCT Potential | F6 | Industrial | Wood and Lumber Products | New | Process | Natural Gas | Commissioning | A | Incremental Winter Peak Savings (MW) | Achievable Economic UCT Potential | 0 | 0 | 0 | 0 | 0 | 0 | 0 | 0 | 0 | 0 | 0 | 0 | 0 | 0 | 0 | 0 | 0 | 0 | 0 | 0 | 0 | 0 | 0
F7_Industrial_Wood and Lumber Products_New_Process_Natural Gas_Commissioning_A_Achievable Economic UCT Potential | F7 | Industrial | Wood and Lumber Products | New | Process | Natural Gas | Commissioning | A | Cumulative Energy Savings (MWh or mTherms) | Achievable Economic UCT Potential | 0 | 0 | 0 | 0 | 0 | 0 | 0 | 0 | 0 | 0 | 0 | 0 | 0 | 0 | 0 | 0 | 0 | 0 | 0 | 0 | 0 | 0 | 0
F8_Industrial_Wood and Lumber Products_New_Process_Natural Gas_Commissioning_A_Achievable Economic UCT Potential | F8 | Industrial | Wood and Lumber Products | New | Process | Natural Gas | Commissioning | A | Cumulative Summer Peak Savings (MW) | Achievable Economic UCT Potential | 0 | 0 | 0 | 0 | 0 | 0 | 0 | 0 | 0 | 0 | 0 | 0 | 0 | 0 | 0 | 0 | 0 | 0 | 0 | 0 | 0 | 0 | 0
F9_Industrial_Wood and Lumber Products_New_Process_Natural Gas_Commissioning_A_Achievable Economic UCT Potential | F9 | Industrial | Wood and Lumber Products | New | Process | Natural Gas | Commissioning | A | Cumulative Winter Peak Savings (MW) | Achievable Economic UCT Potential | 0 | 0 | 0 | 0 | 0 | 0 | 0 | 0 | 0 | 0 | 0 | 0 | 0 | 0 | 0 | 0 | 0 | 0 | 0 | 0 | 0 | 0 | 0
F10_Industrial_Wood and Lumber Products_New_Process_Natural Gas_Commissioning_A_Achievable Economic UCT Potential | F10 | Industrial | Wood and Lumber Products | New | Process | Natural Gas | Commissioning | A | Purchases (Incremental) | Achievable Economic UCT Potential | 0 | 0 | 0 | 0 | 0 | 0 | 0 | 0 | 0 | 0 | 0 | 0 | 0 | 0 | 0 | 0 | 0 | 0 | 0 | 0 | 0 | 0 | 0
F11_Industrial_Wood and Lumber Products_New_Process_Natural Gas_Commissioning_A_Achievable Economic UCT Potential | F11 | Industrial | Wood and Lumber Products | New | Process | Natural Gas | Commissioning | A | Purchases (Cumulative) | Achievable Economic UCT Potential | 0 | 0 | 0 | 0 | 0 | 0 | 0 | 0 | 0 | 0 | 0 | 0 | 0 | 0 | 0 | 0 | 0 | 0 | 0 | 0 | 0 | 0 | 0
F1_Industrial_Wood and Lumber Products_New_Space Heating_Natural Gas_Retrocommissioning_A_Achievable Economic UCT Potential | F1 | Industrial | Wood and Lumber Products | New | Space Heating | Natural Gas | Retrocommissioning | A | Integrated Unit Energy Savings (kWh or therms) | Achievable Economic UCT Potential | 0 | 0 | 0 | 0 | 0 | 0 | 0 | 0 | 0 | 0 | 0 | 0 | 0 | 0 | 0 | 0 | 0 | 0 | 0 | 0 | 0 | 0 | 0
F2_Industrial_Wood and Lumber Products_New_Space Heating_Natural Gas_Retrocommissioning_A_Achievable Economic UCT Potential | F2 | Industrial | Wood and Lumber Products | New | Space Heating | Natural Gas | Retrocommissioning | A | Integrated Unit Summer Peak Savings (kW) | Achievable Economic UCT Potential | 0 | 0 | 0 | 0 | 0 | 0 | 0 | 0 | 0 | 0 | 0 | 0 | 0 | 0 | 0 | 0 | 0 | 0 | 0 | 0 | 0 | 0 | 0
F3_Industrial_Wood and Lumber Products_New_Space Heating_Natural Gas_Retrocommissioning_A_Achievable Economic UCT Potential | F3 | Industrial | Wood and Lumber Products | New | Space Heating | Natural Gas | Retrocommissioning | A | Integrated Unit Winter Peak Savings (kW) | Achievable Economic UCT Potential | 0 | 0 | 0 | 0 | 0 | 0 | 0 | 0 | 0 | 0 | 0 | 0 | 0 | 0 | 0 | 0 | 0 | 0 | 0 | 0 | 0 | 0 | 0
F4_Industrial_Wood and Lumber Products_New_Space Heating_Natural Gas_Retrocommissioning_A_Achievable Economic UCT Potential | F4 | Industrial | Wood and Lumber Products | New | Space Heating | Natural Gas | Retrocommissioning | A | Incremental Energy Savings (MWh or mTherms) | Achievable Economic UCT Potential | 0 | 0 | 0 | 0 | 0 | 0 | 0 | 0 | 0 | 0 | 0 | 0 | 0 | 0 | 0 | 0 | 0 | 0 | 0 | 0 | 0 | 0 | 0
F5_Industrial_Wood and Lumber Products_New_Space Heating_Natural Gas_Retrocommissioning_A_Achievable Economic UCT Potential | F5 | Industrial | Wood and Lumber Products | New | Space Heating | Natural Gas | Retrocommissioning | A | Incremental Summer Peak Savings (MW) | Achievable Economic UCT Potential | 0 | 0 | 0 | 0 | 0 | 0 | 0 | 0 | 0 | 0 | 0 | 0 | 0 | 0 | 0 | 0 | 0 | 0 | 0 | 0 | 0 | 0 | 0
F6_Industrial_Wood and Lumber Products_New_Space Heating_Natural Gas_Retrocommissioning_A_Achievable Economic UCT Potential | F6 | Industrial | Wood and Lumber Products | New | Space Heating | Natural Gas | Retrocommissioning | A | Incremental Winter Peak Savings (MW) | Achievable Economic UCT Potential | 0 | 0 | 0 | 0 | 0 | 0 | 0 | 0 | 0 | 0 | 0 | 0 | 0 | 0 | 0 | 0 | 0 | 0 | 0 | 0 | 0 | 0 | 0
F7_Industrial_Wood and Lumber Products_New_Space Heating_Natural Gas_Retrocommissioning_A_Achievable Economic UCT Potential | F7 | Industrial | Wood and Lumber Products | New | Space Heating | Natural Gas | Retrocommissioning | A | Cumulative Energy Savings (MWh or mTherms) | Achievable Economic UCT Potential | 0 | 0 | 0 | 0 | 0 | 0 | 0 | 0 | 0 | 0 | 0 | 0 | 0 | 0 | 0 | 0 | 0 | 0 | 0 | 0 | 0 | 0 | 0
F8_Industrial_Wood and Lumber Products_New_Space Heating_Natural Gas_Retrocommissioning_A_Achievable Economic UCT Potential | F8 | Industrial | Wood and Lumber Products | New | Space Heating | Natural Gas | Retrocommissioning | A | Cumulative Summer Peak Savings (MW) | Achievable Economic UCT Potential | 0 | 0 | 0 | 0 | 0 | 0 | 0 | 0 | 0 | 0 | 0 | 0 | 0 | 0 | 0 | 0 | 0 | 0 | 0 | 0 | 0 | 0 | 0
F9_Industrial_Wood and Lumber Products_New_Space Heating_Natural Gas_Retrocommissioning_A_Achievable Economic UCT Potential | F9 | Industrial | Wood and Lumber Products | New | Space Heating | Natural Gas | Retrocommissioning | A | Cumulative Winter Peak Savings (MW) | Achievable Economic UCT Potential | 0 | 0 | 0 | 0 | 0 | 0 | 0 | 0 | 0 | 0 | 0 | 0 | 0 | 0 | 0 | 0 | 0 | 0 | 0 | 0 | 0 | 0 | 0
F10_Industrial_Wood and Lumber Products_New_Space Heating_Natural Gas_Retrocommissioning_A_Achievable Economic UCT Potential | F10 | Industrial | Wood and Lumber Products | New | Space Heating | Natural Gas | Retrocommissioning | A | Purchases (Incremental) | Achievable Economic UCT Potential | 0 | 0 | 0 | 0 | 0 | 0 | 0 | 0 | 0 | 0 | 0 | 0 | 0 | 0 | 0 | 0 | 0 | 0 | 0 | 0 | 0 | 0 | 0
F11_Industrial_Wood and Lumber Products_New_Space Heating_Natural Gas_Retrocommissioning_A_Achievable Economic UCT Potential | F11 | Industrial | Wood and Lumber Products | New | Space Heating | Natural Gas | Retrocommissioning | A | Purchases (Cumulative) | Achievable Economic UCT Potential | 0 | 0 | 0 | 0 | 0 | 0 | 0 | 0 | 0 | 0 | 0 | 0 | 0 | 0 | 0 | 0 | 0 | 0 | 0 | 0 | 0 | 0 | 0
F1_Industrial_Wood and Lumber Products_New_Process_Natural Gas_Retrocommissioning_A_Achievable Economic UCT Potential | F1 | Industrial | Wood and Lumber Products | New | Process | Natural Gas | Retrocommissioning | A | Integrated Unit Energy Savings (kWh or therms) | Achievable Economic UCT Potential | 0 | 0 | 0 | 0 | 0 | 0 | 0 | 0 | 0 | 0 | 0 | 0 | 0 | 0 | 0 | 0 | 0 | 0 | 0 | 0 | 0 | 0 | 0
F2_Industrial_Wood and Lumber Products_New_Process_Natural Gas_Retrocommissioning_A_Achievable Economic UCT Potential | F2 | Industrial | Wood and Lumber Products | New | Process | Natural Gas | Retrocommissioning | A | Integrated Unit Summer Peak Savings (kW) | Achievable Economic UCT Potential | 0 | 0 | 0 | 0 | 0 | 0 | 0 | 0 | 0 | 0 | 0 | 0 | 0 | 0 | 0 | 0 | 0 | 0 | 0 | 0 | 0 | 0 | 0
F3_Industrial_Wood and Lumber Products_New_Process_Natural Gas_Retrocommissioning_A_Achievable Economic UCT Potential | F3 | Industrial | Wood and Lumber Products | New | Process | Natural Gas | Retrocommissioning | A | Integrated Unit Winter Peak Savings (kW) | Achievable Economic UCT Potential | 0 | 0 | 0 | 0 | 0 | 0 | 0 | 0 | 0 | 0 | 0 | 0 | 0 | 0 | 0 | 0 | 0 | 0 | 0 | 0 | 0 | 0 | 0
F4_Industrial_Wood and Lumber Products_New_Process_Natural Gas_Retrocommissioning_A_Achievable Economic UCT Potential | F4 | Industrial | Wood and Lumber Products | New | Process | Natural Gas | Retrocommissioning | A | Incremental Energy Savings (MWh or mTherms) | Achievable Economic UCT Potential | 0 | 0 | 0 | 0 | 0 | 0 | 0 | 0 | 0 | 0 | 0 | 0 | 0 | 0 | 0 | 0 | 0 | 0 | 0 | 0 | 0 | 0 | 0
F5_Industrial_Wood and Lumber Products_New_Process_Natural Gas_Retrocommissioning_A_Achievable Economic UCT Potential | F5 | Industrial | Wood and Lumber Products | New | Process | Natural Gas | Retrocommissioning | A | Incremental Summer Peak Savings (MW) | Achievable Economic UCT Potential | 0 | 0 | 0 | 0 | 0 | 0 | 0 | 0 | 0 | 0 | 0 | 0 | 0 | 0 | 0 | 0 | 0 | 0 | 0 | 0 | 0 | 0 | 0
F6_Industrial_Wood and Lumber Products_New_Process_Natural Gas_Retrocommissioning_A_Achievable Economic UCT Potential | F6 | Industrial | Wood and Lumber Products | New | Process | Natural Gas | Retrocommissioning | A | Incremental Winter Peak Savings (MW) | Achievable Economic UCT Potential | 0 | 0 | 0 | 0 | 0 | 0 | 0 | 0 | 0 | 0 | 0 | 0 | 0 | 0 | 0 | 0 | 0 | 0 | 0 | 0 | 0 | 0 | 0
F7_Industrial_Wood and Lumber Products_New_Process_Natural Gas_Retrocommissioning_A_Achievable Economic UCT Potential | F7 | Industrial | Wood and Lumber Products | New | Process | Natural Gas | Retrocommissioning | A | Cumulative Energy Savings (MWh or mTherms) | Achievable Economic UCT Potential | 0 | 0 | 0 | 0 | 0 | 0 | 0 | 0 | 0 | 0 | 0 | 0 | 0 | 0 | 0 | 0 | 0 | 0 | 0 | 0 | 0 | 0 | 0
F8_Industrial_Wood and Lumber Products_New_Process_Natural Gas_Retrocommissioning_A_Achievable Economic UCT Potential | F8 | Industrial | Wood and Lumber Products | New | Process | Natural Gas | Retrocommissioning | A | Cumulative Summer Peak Savings (MW) | Achievable Economic UCT Potential | 0 | 0 | 0 | 0 | 0 | 0 | 0 | 0 | 0 | 0 | 0 | 0 | 0 | 0 | 0 | 0 | 0 | 0 | 0 | 0 | 0 | 0 | 0
F9_Industrial_Wood and Lumber Products_New_Process_Natural Gas_Retrocommissioning_A_Achievable Economic UCT Potential | F9 | Industrial | Wood and Lumber Products | New | Process | Natural Gas | Retrocommissioning | A | Cumulative Winter Peak Savings (MW) | Achievable Economic UCT Potential | 0 | 0 | 0 | 0 | 0 | 0 | 0 | 0 | 0 | 0 | 0 | 0 | 0 | 0 | 0 | 0 | 0 | 0 | 0 | 0 | 0 | 0 | 0
F10_Industrial_Wood and Lumber Products_New_Process_Natural Gas_Retrocommissioning_A_Achievable Economic UCT Potential | F10 | Industrial | Wood and Lumber Products | New | Process | Natural Gas | Retrocommissioning | A | Purchases (Incremental) | Achievable Economic UCT Potential | 0 | 0 | 0 | 0 | 0 | 0 | 0 | 0 | 0 | 0 | 0 | 0 | 0 | 0 | 0 | 0 | 0 | 0 | 0 | 0 | 0 | 0 | 0
F11_Industrial_Wood and Lumber Products_New_Process_Natural Gas_Retrocommissioning_A_Achievable Economic UCT Potential | F11 | Industrial | Wood and Lumber Products | New | Process | Natural Gas | Retrocommissioning | A | Purchases (Cumulative) | Achievable Economic UCT Potential | 0 | 0 | 0 | 0 | 0 | 0 | 0 | 0 | 0 | 0 | 0 | 0 | 0 | 0 | 0 | 0 | 0 | 0 | 0 | 0 | 0 | 0 | 0
F1_Industrial_Other Industrial_Existing_Space Heating_Natural Gas_Insulation - Roof/Ceiling_A_Achievable Economic UCT Potential | F1 | Industrial | Other Industrial | Existing | Space Heating | Natural Gas | Insulation - Roof/Ceiling | A | Integrated Unit Energy Savings (kWh or therms) | Achievable Economic UCT Potential | 0 | 0 | 0.08286 | 0.082461 | 0.082029 | 0.081553 | 0.081023 | 0.080427 | 0.079756 | 0.079004 | 0.078171 | 0.077266 | 0.0763 | 0.075291 | 0.074262 | 0.073237 | 0.072241 | 0.071326 | 0.0705 | 0.069764 | 0.069106 | 0.068506 | 0
F2_Industrial_Other Industrial_Existing_Space Heating_Natural Gas_Insulation - Roof/Ceiling_A_Achievable Economic UCT Potential | F2 | Industrial | Other Industrial | Existing | Space Heating | Natural Gas | Insulation - Roof/Ceiling | A | Integrated Unit Summer Peak Savings (kW) | Achievable Economic UCT Potential | 0 | 0 | 0 | 0 | 0 | 0 | 0 | 0 | 0 | 0 | 0 | 0 | 0 | 0 | 0 | 0 | 0 | 0 | 0 | 0 | 0 | 0 | 0
F3_Industrial_Other Industrial_Existing_Space Heating_Natural Gas_Insulation - Roof/Ceiling_A_Achievable Economic UCT Potential | F3 | Industrial | Other Industrial | Existing | Space Heating | Natural Gas | Insulation - Roof/Ceiling | A | Integrated Unit Winter Peak Savings (kW) | Achievable Economic UCT Potential | 0 | 0 | 0 | 0 | 0 | 0 | 0 | 0 | 0 | 0 | 0 | 0 | 0 | 0 | 0 | 0 | 0 | 0 | 0 | 0 | 0 | 0 | 0
F4_Industrial_Other Industrial_Existing_Space Heating_Natural Gas_Insulation - Roof/Ceiling_A_Achievable Economic UCT Potential | F4 | Industrial | Other Industrial | Existing | Space Heating | Natural Gas | Insulation - Roof/Ceiling | A | Incremental Energy Savings (MWh or mTherms) | Achievable Economic UCT Potential | 0 | 0 | 0 | 0 | 0 | 0 | 0 | 0 | 0 | 0 | 0 | 0 | 0 | 0 | 0 | 0 | 0 | 0 | 0 | 0 | 0 | 0 | 0
F5_Industrial_Other Industrial_Existing_Space Heating_Natural Gas_Insulation - Roof/Ceiling_A_Achievable Economic UCT Potential | F5 | Industrial | Other Industrial | Existing | Space Heating | Natural Gas | Insulation - Roof/Ceiling | A | Incremental Summer Peak Savings (MW) | Achievable Economic UCT Potential | 0 | 0 | 0 | 0 | 0 | 0 | 0 | 0 | 0 | 0 | 0 | 0 | 0 | 0 | 0 | 0 | 0 | 0 | 0 | 0 | 0 | 0 | 0
F6_Industrial_Other Industrial_Existing_Space Heating_Natural Gas_Insulation - Roof/Ceiling_A_Achievable Economic UCT Potential | F6 | Industrial | Other Industrial | Existing | Space Heating | Natural Gas | Insulation - Roof/Ceiling | A | Incremental Winter Peak Savings (MW) | Achievable Economic UCT Potential | 0 | 0 | 0 | 0 | 0 | 0 | 0 | 0 | 0 | 0 | 0 | 0 | 0 | 0 | 0 | 0 | 0 | 0 | 0 | 0 | 0 | 0 | 0
F7_Industrial_Other Industrial_Existing_Space Heating_Natural Gas_Insulation - Roof/Ceiling_A_Achievable Economic UCT Potential | F7 | Industrial | Other Industrial | Existing | Space Heating | Natural Gas | Insulation - Roof/Ceiling | A | Cumulative Energy Savings (MWh or mTherms) | Achievable Economic UCT Potential | 0 | 0 | 0 | 0 | 0 | 0 | 0 | 0 | 0 | 0 | 0 | 0 | 0 | 0 | 0 | 0 | 0 | 0 | 0 | 0 | 0 | 0 | 0
F8_Industrial_Other Industrial_Existing_Space Heating_Natural Gas_Insulation - Roof/Ceiling_A_Achievable Economic UCT Potential | F8 | Industrial | Other Industrial | Existing | Space Heating | Natural Gas | Insulation - Roof/Ceiling | A | Cumulative Summer Peak Savings (MW) | Achievable Economic UCT Potential | 0 | 0 | 0 | 0 | 0 | 0 | 0 | 0 | 0 | 0 | 0 | 0 | 0 | 0 | 0 | 0 | 0 | 0 | 0 | 0 | 0 | 0 | 0
F9_Industrial_Other Industrial_Existing_Space Heating_Natural Gas_Insulation - Roof/Ceiling_A_Achievable Economic UCT Potential | F9 | Industrial | Other Industrial | Existing | Space Heating | Natural Gas | Insulation - Roof/Ceiling | A | Cumulative Winter Peak Savings (MW) | Achievable Economic UCT Potential | 0 | 0 | 0 | 0 | 0 | 0 | 0 | 0 | 0 | 0 | 0 | 0 | 0 | 0 | 0 | 0 | 0 | 0 | 0 | 0 | 0 | 0 | 0
F10_Industrial_Other Industrial_Existing_Space Heating_Natural Gas_Insulation - Roof/Ceiling_A_Achievable Economic UCT Potential | F10 | Industrial | Other Industrial | Existing | Space Heating | Natural Gas | Insulation - Roof/Ceiling | A | Purchases (Incremental) | Achievable Economic UCT Potential | 0 | 0 | 0 | 0 | 0 | 0 | 0 | 0 | 0 | 0 | 0 | 0 | 0 | 0 | 0 | 0 | 0 | 0 | 0 | 0 | 0 | 0 | 0
F11_Industrial_Other Industrial_Existing_Space Heating_Natural Gas_Insulation - Roof/Ceiling_A_Achievable Economic UCT Potential | F11 | Industrial | Other Industrial | Existing | Space Heating | Natural Gas | Insulation - Roof/Ceiling | A | Purchases (Cumulative) | Achievable Economic UCT Potential | 0 | 0 | 0 | 0 | 0 | 0 | 0 | 0 | 0 | 0 | 0 | 0 | 0 | 0 | 0 | 0 | 0 | 0 | 0 | 0 | 0 | 0 | 0
F1_Industrial_Other Industrial_Existing_Space Heating_Natural Gas_Insulation - Wall Cavity_A_Achievable Economic UCT Potential | F1 | Industrial | Other Industrial | Existing | Space Heating | Natural Gas | Insulation - Wall Cavity | A | Integrated Unit Energy Savings (kWh or therms) | Achievable Economic UCT Potential | 0 | 0 | 0.018126 | 0.018038 | 0.017942 | 0.017837 | 0.01772 | 0.017588 | 0.01744 | 0.017274 | 0.01709 | 0.016891 | 0.016678 | 0.016457 | 0.01623 | 0.016006 | 0.015787 | 0.015587 | 0.015406 | 0.015244 | 0.0151 | 0.014969 | 0
F2_Industrial_Other Industrial_Existing_Space Heating_Natural Gas_Insulation - Wall Cavity_A_Achievable Economic UCT Potential | F2 | Industrial | Other Industrial | Existing | Space Heating | Natural Gas | Insulation - Wall Cavity | A | Integrated Unit Summer Peak Savings (kW) | Achievable Economic UCT Potential | 0 | 0 | 0 | 0 | 0 | 0 | 0 | 0 | 0 | 0 | 0 | 0 | 0 | 0 | 0 | 0 | 0 | 0 | 0 | 0 | 0 | 0 | 0
F3_Industrial_Other Industrial_Existing_Space Heating_Natural Gas_Insulation - Wall Cavity_A_Achievable Economic UCT Potential | F3 | Industrial | Other Industrial | Existing | Space Heating | Natural Gas | Insulation - Wall Cavity | A | Integrated Unit Winter Peak Savings (kW) | Achievable Economic UCT Potential | 0 | 0 | 0 | 0 | 0 | 0 | 0 | 0 | 0 | 0 | 0 | 0 | 0 | 0 | 0 | 0 | 0 | 0 | 0 | 0 | 0 | 0 | 0
F4_Industrial_Other Industrial_Existing_Space Heating_Natural Gas_Insulation - Wall Cavity_A_Achievable Economic UCT Potential | F4 | Industrial | Other Industrial | Existing | Space Heating | Natural Gas | Insulation - Wall Cavity | A | Incremental Energy Savings (MWh or mTherms) | Achievable Economic UCT Potential | 0 | 0 | 0 | 0 | 0 | 0 | 0 | 0 | 0 | 0 | 0 | 0 | 0 | 0 | 0 | 0 | 0 | 0 | 0 | 0 | 0 | 0 | 0
F5_Industrial_Other Industrial_Existing_Space Heating_Natural Gas_Insulation - Wall Cavity_A_Achievable Economic UCT Potential | F5 | Industrial | Other Industrial | Existing | Space Heating | Natural Gas | Insulation - Wall Cavity | A | Incremental Summer Peak Savings (MW) | Achievable Economic UCT Potential | 0 | 0 | 0 | 0 | 0 | 0 | 0 | 0 | 0 | 0 | 0 | 0 | 0 | 0 | 0 | 0 | 0 | 0 | 0 | 0 | 0 | 0 | 0
F6_Industrial_Other Industrial_Existing_Space Heating_Natural Gas_Insulation - Wall Cavity_A_Achievable Economic UCT Potential | F6 | Industrial | Other Industrial | Existing | Space Heating | Natural Gas | Insulation - Wall Cavity | A | Incremental Winter Peak Savings (MW) | Achievable Economic UCT Potential | 0 | 0 | 0 | 0 | 0 | 0 | 0 | 0 | 0 | 0 | 0 | 0 | 0 | 0 | 0 | 0 | 0 | 0 | 0 | 0 | 0 | 0 | 0
F7_Industrial_Other Industrial_Existing_Space Heating_Natural Gas_Insulation - Wall Cavity_A_Achievable Economic UCT Potential | F7 | Industrial | Other Industrial | Existing | Space Heating | Natural Gas | Insulation - Wall Cavity | A | Cumulative Energy Savings (MWh or mTherms) | Achievable Economic UCT Potential | 0 | 0 | 0 | 0 | 0 | 0 | 0 | 0 | 0 | 0 | 0 | 0 | 0 | 0 | 0 | 0 | 0 | 0 | 0 | 0 | 0 | 0 | 0
F8_Industrial_Other Industrial_Existing_Space Heating_Natural Gas_Insulation - Wall Cavity_A_Achievable Economic UCT Potential | F8 | Industrial | Other Industrial | Existing | Space Heating | Natural Gas | Insulation - Wall Cavity | A | Cumulative Summer Peak Savings (MW) | Achievable Economic UCT Potential | 0 | 0 | 0 | 0 | 0 | 0 | 0 | 0 | 0 | 0 | 0 | 0 | 0 | 0 | 0 | 0 | 0 | 0 | 0 | 0 | 0 | 0 | 0
F9_Industrial_Other Industrial_Existing_Space Heating_Natural Gas_Insulation - Wall Cavity_A_Achievable Economic UCT Potential | F9 | Industrial | Other Industrial | Existing | Space Heating | Natural Gas | Insulation - Wall Cavity | A | Cumulative Winter Peak Savings (MW) | Achievable Economic UCT Potential | 0 | 0 | 0 | 0 | 0 | 0 | 0 | 0 | 0 | 0 | 0 | 0 | 0 | 0 | 0 | 0 | 0 | 0 | 0 | 0 | 0 | 0 | 0
F10_Industrial_Other Industrial_Existing_Space Heating_Natural Gas_Insulation - Wall Cavity_A_Achievable Economic UCT Potential | F10 | Industrial | Other Industrial | Existing | Space Heating | Natural Gas | Insulation - Wall Cavity | A | Purchases (Incremental) | Achievable Economic UCT Potential | 0 | 0 | 0 | 0 | 0 | 0 | 0 | 0 | 0 | 0 | 0 | 0 | 0 | 0 | 0 | 0 | 0 | 0 | 0 | 0 | 0 | 0 | 0
F11_Industrial_Other Industrial_Existing_Space Heating_Natural Gas_Insulation - Wall Cavity_A_Achievable Economic UCT Potential | F11 | Industrial | Other Industrial | Existing | Space Heating | Natural Gas | Insulation - Wall Cavity | A | Purchases (Cumulative) | Achievable Economic UCT Potential | 0 | 0 | 0 | 0 | 0 | 0 | 0 | 0 | 0 | 0 | 0 | 0 | 0 | 0 | 0 | 0 | 0 | 0 | 0 | 0 | 0 | 0 | 0
F1_Industrial_Other Industrial_Existing_Space Heating_Natural Gas_Insulation - Ducting_A_Achievable Economic UCT Potential | F1 | Industrial | Other Industrial | Existing | Space Heating | Natural Gas | Insulation - Ducting | A | Integrated Unit Energy Savings (kWh or therms) | Achievable Economic UCT Potential | 0 | 0 | 0.0014367 | 0.0014252 | 0.0014132 | 0.0014004 | 0.0013868 | 0.0013722 | 0.0013566 | 0.0013397 | 0.0013218 | 0.0013029 | 0.0012833 | 0.0012633 | 0.0012431 | 0.0012233 | 0.0012042 | 0.0011867 | 0.0011708 | 0.0011566 | 0.0011438 | 0.0011322 | 0
F2_Industrial_Other Industrial_Existing_Space Heating_Natural Gas_Insulation - Ducting_A_Achievable Economic UCT Potential | F2 | Industrial | Other Industrial | Existing | Space Heating | Natural Gas | Insulation - Ducting | A | Integrated Unit Summer Peak Savings (kW) | Achievable Economic UCT Potential | 0 | 0 | 0 | 0 | 0 | 0 | 0 | 0 | 0 | 0 | 0 | 0 | 0 | 0 | 0 | 0 | 0 | 0 | 0 | 0 | 0 | 0 | 0
F3_Industrial_Other Industrial_Existing_Space Heating_Natural Gas_Insulation - Ducting_A_Achievable Economic UCT Potential | F3 | Industrial | Other Industrial | Existing | Space Heating | Natural Gas | Insulation - Ducting | A | Integrated Unit Winter Peak Savings (kW) | Achievable Economic UCT Potential | 0 | 0 | 0 | 0 | 0 | 0 | 0 | 0 | 0 | 0 | 0 | 0 | 0 | 0 | 0 | 0 | 0 | 0 | 0 | 0 | 0 | 0 | 0
F4_Industrial_Other Industrial_Existing_Space Heating_Natural Gas_Insulation - Ducting_A_Achievable Economic UCT Potential | F4 | Industrial | Other Industrial | Existing | Space Heating | Natural Gas | Insulation - Ducting | A | Incremental Energy Savings (MWh or mTherms) | Achievable Economic UCT Potential | 0 | 0 | 0 | 0 | 0 | 0 | 0 | 0 | 0 | 0 | 0 | 0 | 0 | 0 | 0 | 0 | 0 | 0 | 0 | 0 | 0 | 0 | 0
F5_Industrial_Other Industrial_Existing_Space Heating_Natural Gas_Insulation - Ducting_A_Achievable Economic UCT Potential | F5 | Industrial | Other Industrial | Existing | Space Heating | Natural Gas | Insulation - Ducting | A | Incremental Summer Peak Savings (MW) | Achievable Economic UCT Potential | 0 | 0 | 0 | 0 | 0 | 0 | 0 | 0 | 0 | 0 | 0 | 0 | 0 | 0 | 0 | 0 | 0 | 0 | 0 | 0 | 0 | 0 | 0
F6_Industrial_Other Industrial_Existing_Space Heating_Natural Gas_Insulation - Ducting_A_Achievable Economic UCT Potential | F6 | Industrial | Other Industrial | Existing | Space Heating | Natural Gas | Insulation - Ducting | A | Incremental Winter Peak Savings (MW) | Achievable Economic UCT Potential | 0 | 0 | 0 | 0 | 0 | 0 | 0 | 0 | 0 | 0 | 0 | 0 | 0 | 0 | 0 | 0 | 0 | 0 | 0 | 0 | 0 | 0 | 0
F7_Industrial_Other Industrial_Existing_Space Heating_Natural Gas_Insulation - Ducting_A_Achievable Economic UCT Potential | F7 | Industrial | Other Industrial | Existing | Space Heating | Natural Gas | Insulation - Ducting | A | Cumulative Energy Savings (MWh or mTherms) | Achievable Economic UCT Potential | 0 | 0 | 0 | 0 | 0 | 0 | 0 | 0 | 0 | 0 | 0 | 0 | 0 | 0 | 0 | 0 | 0 | 0 | 0 | 0 | 0 | 0 | 0
F8_Industrial_Other Industrial_Existing_Space Heating_Natural Gas_Insulation - Ducting_A_Achievable Economic UCT Potential | F8 | Industrial | Other Industrial | Existing | Space Heating | Natural Gas | Insulation - Ducting | A | Cumulative Summer Peak Savings (MW) | Achievable Economic UCT Potential | 0 | 0 | 0 | 0 | 0 | 0 | 0 | 0 | 0 | 0 | 0 | 0 | 0 | 0 | 0 | 0 | 0 | 0 | 0 | 0 | 0 | 0 | 0
F9_Industrial_Other Industrial_Existing_Space Heating_Natural Gas_Insulation - Ducting_A_Achievable Economic UCT Potential | F9 | Industrial | Other Industrial | Existing | Space Heating | Natural Gas | Insulation - Ducting | A | Cumulative Winter Peak Savings (MW) | Achievable Economic UCT Potential | 0 | 0 | 0 | 0 | 0 | 0 | 0 | 0 | 0 | 0 | 0 | 0 | 0 | 0 | 0 | 0 | 0 | 0 | 0 | 0 | 0 | 0 | 0
F10_Industrial_Other Industrial_Existing_Space Heating_Natural Gas_Insulation - Ducting_A_Achievable Economic UCT Potential | F10 | Industrial | Other Industrial | Existing | Space Heating | Natural Gas | Insulation - Ducting | A | Purchases (Incremental) | Achievable Economic UCT Potential | 0 | 0 | 0 | 0 | 0 | 0 | 0 | 0 | 0 | 0 | 0 | 0 | 0 | 0 | 0 | 0 | 0 | 0 | 0 | 0 | 0 | 0 | 0
F11_Industrial_Other Industrial_Existing_Space Heating_Natural Gas_Insulation - Ducting_A_Achievable Economic UCT Potential | F11 | Industrial | Other Industrial | Existing | Space Heating | Natural Gas | Insulation - Ducting | A | Purchases (Cumulative) | Achievable Economic UCT Potential | 0 | 0 | 0 | 0 | 0 | 0 | 0 | 0 | 0 | 0 | 0 | 0 | 0 | 0 | 0 | 0 | 0 | 0 | 0 | 0 | 0 | 0 | 0
F1_Industrial_Other Industrial_Existing_Space Heating_Natural Gas_HVAC - Duct Repair and Sealing_A_Achievable Economic UCT Potential | F1 | Industrial | Other Industrial | Existing | Space Heating | Natural Gas | HVAC - Duct Repair and Sealing | A | Integrated Unit Energy Savings (kWh or therms) | Achievable Economic UCT Potential | 0 | 0 | 0.0040635 | 0.004031 | 0.0039969 | 0.0039609 | 0.0039226 | 0.0038815 | 0.0038374 | 0.00379 | 0.0037395 | 0.0036864 | 0.0036312 | 0.0035746 | 0.0035178 | 0.0034619 | 0.003408 | 0.0033584 | 0.0033136 | 0.0032734 | 0.0032373 | 0.0032043 | 0
F2_Industrial_Other Industrial_Existing_Space Heating_Natural Gas_HVAC - Duct Repair and Sealing_A_Achievable Economic UCT Potential | F2 | Industrial | Other Industrial | Existing | Space Heating | Natural Gas | HVAC - Duct Repair and Sealing | A | Integrated Unit Summer Peak Savings (kW) | Achievable Economic UCT Potential | 0 | 0 | 0 | 0 | 0 | 0 | 0 | 0 | 0 | 0 | 0 | 0 | 0 | 0 | 0 | 0 | 0 | 0 | 0 | 0 | 0 | 0 | 0
F3_Industrial_Other Industrial_Existing_Space Heating_Natural Gas_HVAC - Duct Repair and Sealing_A_Achievable Economic UCT Potential | F3 | Industrial | Other Industrial | Existing | Space Heating | Natural Gas | HVAC - Duct Repair and Sealing | A | Integrated Unit Winter Peak Savings (kW) | Achievable Economic UCT Potential | 0 | 0 | 0 | 0 | 0 | 0 | 0 | 0 | 0 | 0 | 0 | 0 | 0 | 0 | 0 | 0 | 0 | 0 | 0 | 0 | 0 | 0 | 0
F4_Industrial_Other Industrial_Existing_Space Heating_Natural Gas_HVAC - Duct Repair and Sealing_A_Achievable Economic UCT Potential | F4 | Industrial | Other Industrial | Existing | Space Heating | Natural Gas | HVAC - Duct Repair and Sealing | A | Incremental Energy Savings (MWh or mTherms) | Achievable Economic UCT Potential | 0 | 0 | 0 | 0 | 0 | 0 | 0 | 0 | 0 | 0 | 0 | 0 | 0 | 0 | 0 | 0 | 0 | 0 | 0 | 0 | 0 | 0 | 0
F5_Industrial_Other Industrial_Existing_Space Heating_Natural Gas_HVAC - Duct Repair and Sealing_A_Achievable Economic UCT Potential | F5 | Industrial | Other Industrial | Existing | Space Heating | Natural Gas | HVAC - Duct Repair and Sealing | A | Incremental Summer Peak Savings (MW) | Achievable Economic UCT Potential | 0 | 0 | 0 | 0 | 0 | 0 | 0 | 0 | 0 | 0 | 0 | 0 | 0 | 0 | 0 | 0 | 0 | 0 | 0 | 0 | 0 | 0 | 0
F6_Industrial_Other Industrial_Existing_Space Heating_Natural Gas_HVAC - Duct Repair and Sealing_A_Achievable Economic UCT Potential | F6 | Industrial | Other Industrial | Existing | Space Heating | Natural Gas | HVAC - Duct Repair and Sealing | A | Incremental Winter Peak Savings (MW) | Achievable Economic UCT Potential | 0 | 0 | 0 | 0 | 0 | 0 | 0 | 0 | 0 | 0 | 0 | 0 | 0 | 0 | 0 | 0 | 0 | 0 | 0 | 0 | 0 | 0 | 0
F7_Industrial_Other Industrial_Existing_Space Heating_Natural Gas_HVAC - Duct Repair and Sealing_A_Achievable Economic UCT Potential | F7 | Industrial | Other Industrial | Existing | Space Heating | Natural Gas | HVAC - Duct Repair and Sealing | A | Cumulative Energy Savings (MWh or mTherms) | Achievable Economic UCT Potential | 0 | 0 | 0 | 0 | 0 | 0 | 0 | 0 | 0 | 0 | 0 | 0 | 0 | 0 | 0 | 0 | 0 | 0 | 0 | 0 | 0 | 0 | 0
F8_Industrial_Other Industrial_Existing_Space Heating_Natural Gas_HVAC - Duct Repair and Sealing_A_Achievable Economic UCT Potential | F8 | Industrial | Other Industrial | Existing | Space Heating | Natural Gas | HVAC - Duct Repair and Sealing | A | Cumulative Summer Peak Savings (MW) | Achievable Economic UCT Potential | 0 | 0 | 0 | 0 | 0 | 0 | 0 | 0 | 0 | 0 | 0 | 0 | 0 | 0 | 0 | 0 | 0 | 0 | 0 | 0 | 0 | 0 | 0
F9_Industrial_Other Industrial_Existing_Space Heating_Natural Gas_HVAC - Duct Repair and Sealing_A_Achievable Economic UCT Potential | F9 | Industrial | Other Industrial | Existing | Space Heating | Natural Gas | HVAC - Duct Repair and Sealing | A | Cumulative Winter Peak Savings (MW) | Achievable Economic UCT Potential | 0 | 0 | 0 | 0 | 0 | 0 | 0 | 0 | 0 | 0 | 0 | 0 | 0 | 0 | 0 | 0 | 0 | 0 | 0 | 0 | 0 | 0 | 0
F10_Industrial_Other Industrial_Existing_Space Heating_Natural Gas_HVAC - Duct Repair and Sealing_A_Achievable Economic UCT Potential | F10 | Industrial | Other Industrial | Existing | Space Heating | Natural Gas | HVAC - Duct Repair and Sealing | A | Purchases (Incremental) | Achievable Economic UCT Potential | 0 | 0 | 0 | 0 | 0 | 0 | 0 | 0 | 0 | 0 | 0 | 0 | 0 | 0 | 0 | 0 | 0 | 0 | 0 | 0 | 0 | 0 | 0
F11_Industrial_Other Industrial_Existing_Space Heating_Natural Gas_HVAC - Duct Repair and Sealing_A_Achievable Economic UCT Potential | F11 | Industrial | Other Industrial | Existing | Space Heating | Natural Gas | HVAC - Duct Repair and Sealing | A | Purchases (Cumulative) | Achievable Economic UCT Potential | 0 | 0 | 0 | 0 | 0 | 0 | 0 | 0 | 0 | 0 | 0 | 0 | 0 | 0 | 0 | 0 | 0 | 0 | 0 | 0 | 0 | 0 | 0
F1_Industrial_Other Industrial_Existing_Space Heating_Natural Gas_Windows - High Efficiency_A_Achievable Economic UCT Potential | F1 | Industrial | Other Industrial | Existing | Space Heating | Natural Gas | Windows - High Efficiency | A | Integrated Unit Energy Savings (kWh or therms) | Achievable Economic UCT Potential | 0 | 0 | 0.0077507 | 0.0077129 | 0.0076718 | 0.0076265 | 0.0075758 | 0.0075186 | 0.0074541 | 0.0073817 | 0.0073015 | 0.0072143 | 0.0071212 | 0.0070241 | 0.0069252 | 0.0068269 | 0.0067317 | 0.0066443 | 0.0065658 | 0.006496 | 0.0064336 | 0.0063769 | 0
F2_Industrial_Other Industrial_Existing_Space Heating_Natural Gas_Windows - High Efficiency_A_Achievable Economic UCT Potential | F2 | Industrial | Other Industrial | Existing | Space Heating | Natural Gas | Windows - High Efficiency | A | Integrated Unit Summer Peak Savings (kW) | Achievable Economic UCT Potential | 0 | 0 | 0 | 0 | 0 | 0 | 0 | 0 | 0 | 0 | 0 | 0 | 0 | 0 | 0 | 0 | 0 | 0 | 0 | 0 | 0 | 0 | 0
F3_Industrial_Other Industrial_Existing_Space Heating_Natural Gas_Windows - High Efficiency_A_Achievable Economic UCT Potential | F3 | Industrial | Other Industrial | Existing | Space Heating | Natural Gas | Windows - High Efficiency | A | Integrated Unit Winter Peak Savings (kW) | Achievable Economic UCT Potential | 0 | 0 | 0 | 0 | 0 | 0 | 0 | 0 | 0 | 0 | 0 | 0 | 0 | 0 | 0 | 0 | 0 | 0 | 0 | 0 | 0 | 0 | 0
F4_Industrial_Other Industrial_Existing_Space Heating_Natural Gas_Windows - High Efficiency_A_Achievable Economic UCT Potential | F4 | Industrial | Other Industrial | Existing | Space Heating | Natural Gas | Windows - High Efficiency | A | Incremental Energy Savings (MWh or mTherms) | Achievable Economic UCT Potential | 0 | 0 | 0 | 0 | 0 | 0 | 0 | 0 | 0 | 0 | 0 | 0 | 0 | 0 | 0 | 0 | 0 | 0 | 0 | 0 | 0 | 0 | 0
F5_Industrial_Other Industrial_Existing_Space Heating_Natural Gas_Windows - High Efficiency_A_Achievable Economic UCT Potential | F5 | Industrial | Other Industrial | Existing | Space Heating | Natural Gas | Windows - High Efficiency | A | Incremental Summer Peak Savings (MW) | Achievable Economic UCT Potential | 0 | 0 | 0 | 0 | 0 | 0 | 0 | 0 | 0 | 0 | 0 | 0 | 0 | 0 | 0 | 0 | 0 | 0 | 0 | 0 | 0 | 0 | 0
F6_Industrial_Other Industrial_Existing_Space Heating_Natural Gas_Windows - High Efficiency_A_Achievable Economic UCT Potential | F6 | Industrial | Other Industrial | Existing | Space Heating | Natural Gas | Windows - High Efficiency | A | Incremental Winter Peak Savings (MW) | Achievable Economic UCT Potential | 0 | 0 | 0 | 0 | 0 | 0 | 0 | 0 | 0 | 0 | 0 | 0 | 0 | 0 | 0 | 0 | 0 | 0 | 0 | 0 | 0 | 0 | 0
F7_Industrial_Other Industrial_Existing_Space Heating_Natural Gas_Windows - High Efficiency_A_Achievable Economic UCT Potential | F7 | Industrial | Other Industrial | Existing | Space Heating | Natural Gas | Windows - High Efficiency | A | Cumulative Energy Savings (MWh or mTherms) | Achievable Economic UCT Potential | 0 | 0 | 0 | 0 | 0 | 0 | 0 | 0 | 0 | 0 | 0 | 0 | 0 | 0 | 0 | 0 | 0 | 0 | 0 | 0 | 0 | 0 | 0
F8_Industrial_Other Industrial_Existing_Space Heating_Natural Gas_Windows - High Efficiency_A_Achievable Economic UCT Potential | F8 | Industrial | Other Industrial | Existing | Space Heating | Natural Gas | Windows - High Efficiency | A | Cumulative Summer Peak Savings (MW) | Achievable Economic UCT Potential | 0 | 0 | 0 | 0 | 0 | 0 | 0 | 0 | 0 | 0 | 0 | 0 | 0 | 0 | 0 | 0 | 0 | 0 | 0 | 0 | 0 | 0 | 0
F9_Industrial_Other Industrial_Existing_Space Heating_Natural Gas_Windows - High Efficiency_A_Achievable Economic UCT Potential | F9 | Industrial | Other Industrial | Existing | Space Heating | Natural Gas | Windows - High Efficiency | A | Cumulative Winter Peak Savings (MW) | Achievable Economic UCT Potential | 0 | 0 | 0 | 0 | 0 | 0 | 0 | 0 | 0 | 0 | 0 | 0 | 0 | 0 | 0 | 0 | 0 | 0 | 0 | 0 | 0 | 0 | 0
F10_Industrial_Other Industrial_Existing_Space Heating_Natural Gas_Windows - High Efficiency_A_Achievable Economic UCT Potential | F10 | Industrial | Other Industrial | Existing | Space Heating | Natural Gas | Windows - High Efficiency | A | Purchases (Incremental) | Achievable Economic UCT Potential | 0 | 0 | 0 | 0 | 0 | 0 | 0 | 0 | 0 | 0 | 0 | 0 | 0 | 0 | 0 | 0 | 0 | 0 | 0 | 0 | 0 | 0 | 0
F11_Industrial_Other Industrial_Existing_Space Heating_Natural Gas_Windows - High Efficiency_A_Achievable Economic UCT Potential | F11 | Industrial | Other Industrial | Existing | Space Heating | Natural Gas | Windows - High Efficiency | A | Purchases (Cumulative) | Achievable Economic UCT Potential | 0 | 0 | 0 | 0 | 0 | 0 | 0 | 0 | 0 | 0 | 0 | 0 | 0 | 0 | 0 | 0 | 0 | 0 | 0 | 0 | 0 | 0 | 0
F1_Industrial_Other Industrial_Existing_Space Heating_Natural Gas_Gas Boiler - Maintenance_A_Achievable Economic UCT Potential | F1 | Industrial | Other Industrial | Existing | Space Heating | Natural Gas | Gas Boiler - Maintenance | A | Integrated Unit Energy Savings (kWh or therms) | Achievable Economic UCT Potential | 0 | 0 | 2.0431 | 2.0371 | 2.0309 | 2.0244 | 2.0174 | 2.0098 | 2.0016 | 1.9927 | 1.9831 | 1.9728 | 1.962 | 1.9506 | 1.9386 | 1.9261 | 1.9133 | 1.9012 | 1.8899 | 1.8795 | 1.8699 | 1.8613 | 0
F2_Industrial_Other Industrial_Existing_Space Heating_Natural Gas_Gas Boiler - Maintenance_A_Achievable Economic UCT Potential | F2 | Industrial | Other Industrial | Existing | Space Heating | Natural Gas | Gas Boiler - Maintenance | A | Integrated Unit Summer Peak Savings (kW) | Achievable Economic UCT Potential | 0 | 0 | 0 | 0 | 0 | 0 | 0 | 0 | 0 | 0 | 0 | 0 | 0 | 0 | 0 | 0 | 0 | 0 | 0 | 0 | 0 | 0 | 0
F3_Industrial_Other Industrial_Existing_Space Heating_Natural Gas_Gas Boiler - Maintenance_A_Achievable Economic UCT Potential | F3 | Industrial | Other Industrial | Existing | Space Heating | Natural Gas | Gas Boiler - Maintenance | A | Integrated Unit Winter Peak Savings (kW) | Achievable Economic UCT Potential | 0 | 0 | 0 | 0 | 0 | 0 | 0 | 0 | 0 | 0 | 0 | 0 | 0 | 0 | 0 | 0 | 0 | 0 | 0 | 0 | 0 | 0 | 0
F4_Industrial_Other Industrial_Existing_Space Heating_Natural Gas_Gas Boiler - Maintenance_A_Achievable Economic UCT Potential | F4 | Industrial | Other Industrial | Existing | Space Heating | Natural Gas | Gas Boiler - Maintenance | A | Incremental Energy Savings (MWh or mTherms) | Achievable Economic UCT Potential | 0 | 0 | 0.039004 | 0.026789 | 0.01817 | 0.013862 | 0.011894 | 0.010077 | 0.0084495 | 0.0070235 | 0.0057955 | 0.0047523 | 0.0038756 | 0.002949 | 0.0022433 | 0.0017059 | 0.001297 | 0.0011629 | 0.00088912 | 0.00074828 | 0.00061363 | 0.00048483 | 0
F5_Industrial_Other Industrial_Existing_Space Heating_Natural Gas_Gas Boiler - Maintenance_A_Achievable Economic UCT Potential | F5 | Industrial | Other Industrial | Existing | Space Heating | Natural Gas | Gas Boiler - Maintenance | A | Incremental Summer Peak Savings (MW) | Achievable Economic UCT Potential | 0 | 0 | 0 | 0 | 0 | 0 | 0 | 0 | 0 | 0 | 0 | 0 | 0 | 0 | 0 | 0 | 0 | 0 | 0 | 0 | 0 | 0 | 0
F6_Industrial_Other Industrial_Existing_Space Heating_Natural Gas_Gas Boiler - Maintenance_A_Achievable Economic UCT Potential | F6 | Industrial | Other Industrial | Existing | Space Heating | Natural Gas | Gas Boiler - Maintenance | A | Incremental Winter Peak Savings (MW) | Achievable Economic UCT Potential | 0 | 0 | 0 | 0 | 0 | 0 | 0 | 0 | 0 | 0 | 0 | 0 | 0 | 0 | 0 | 0 | 0 | 0 | 0 | 0 | 0 | 0 | 0
F7_Industrial_Other Industrial_Existing_Space Heating_Natural Gas_Gas Boiler - Maintenance_A_Achievable Economic UCT Potential | F7 | Industrial | Other Industrial | Existing | Space Heating | Natural Gas | Gas Boiler - Maintenance | A | Cumulative Energy Savings (MWh or mTherms) | Achievable Economic UCT Potential | 0 | 0 | 0.039004 | 0.065679 | 0.083649 | 0.097241 | 0.1088 | 0.11847 | 0.12643 | 0.1329 | 0.13805 | 0.14209 | 0.14518 | 0.14729 | 0.14863 | 0.14938 | 0.14968 | 0.14989 | 0.14989 | 0.14981 | 0.14967 | 0.14946 | 0
F8_Industrial_Other Industrial_Existing_Space Heating_Natural Gas_Gas Boiler - Maintenance_A_Achievable Economic UCT Potential | F8 | Industrial | Other Industrial | Existing | Space Heating | Natural Gas | Gas Boiler - Maintenance | A | Cumulative Summer Peak Savings (MW) | Achievable Economic UCT Potential | 0 | 0 | 0 | 0 | 0 | 0 | 0 | 0 | 0 | 0 | 0 | 0 | 0 | 0 | 0 | 0 | 0 | 0 | 0 | 0 | 0 | 0 | 0
F9_Industrial_Other Industrial_Existing_Space Heating_Natural Gas_Gas Boiler - Maintenance_A_Achievable Economic UCT Potential | F9 | Industrial | Other Industrial | Existing | Space Heating | Natural Gas | Gas Boiler - Maintenance | A | Cumulative Winter Peak Savings (MW) | Achievable Economic UCT Potential | 0 | 0 | 0 | 0 | 0 | 0 | 0 | 0 | 0 | 0 | 0 | 0 | 0 | 0 | 0 | 0 | 0 | 0 | 0 | 0 | 0 | 0 | 0
F10_Industrial_Other Industrial_Existing_Space Heating_Natural Gas_Gas Boiler - Maintenance_A_Achievable Economic UCT Potential | F10 | Industrial | Other Industrial | Existing | Space Heating | Natural Gas | Gas Boiler - Maintenance | A | Purchases (Incremental) | Achievable Economic UCT Potential | 0 | 0 | 19.0907 | 13.1504 | 8.9466 | 6.8475 | 5.896 | 5.014 | 4.2214 | 3.5246 | 2.9225 | 2.4088 | 1.9754 | 1.5119 | 1.1572 | 0.88566 | 0.67786 | 0.61169 | 0.47046 | 0.39813 | 0.32816 | 0.26048 | 0
F11_Industrial_Other Industrial_Existing_Space Heating_Natural Gas_Gas Boiler - Maintenance_A_Achievable Economic UCT Potential | F11 | Industrial | Other Industrial | Existing | Space Heating | Natural Gas | Gas Boiler - Maintenance | A | Purchases (Cumulative) | Achievable Economic UCT Potential | 0 | 0 | 19.0907 | 32.241 | 41.1876 | 48.0351 | 53.9311 | 58.9452 | 63.1665 | 66.6912 | 69.6137 | 72.0225 | 73.9979 | 75.5097 | 76.6669 | 77.5526 | 78.2304 | 78.8421 | 79.3126 | 79.7107 | 80.0388 | 80.2993 | 0
F1_Industrial_Other Industrial_Existing_Process_Natural Gas_Gas Boiler - Maintenance_A_Achievable Economic UCT Potential | F1 | Industrial | Other Industrial | Existing | Process | Natural Gas | Gas Boiler - Maintenance | A | Integrated Unit Energy Savings (kWh or therms) | Achievable Economic UCT Potential | 0 | 0 | 1.5559 | 1.5559 | 1.5559 | 1.5559 | 1.5559 | 1.5559 | 1.5559 | 1.5559 | 1.5559 | 1.5559 | 1.5559 | 1.5559 | 1.5559 | 1.5559 | 1.5559 | 1.5559 | 1.5559 | 1.5559 | 1.5559 | 1.5559 | 0
F2_Industrial_Other Industrial_Existing_Process_Natural Gas_Gas Boiler - Maintenance_A_Achievable Economic UCT Potential | F2 | Industrial | Other Industrial | Existing | Process | Natural Gas | Gas Boiler - Maintenance | A | Integrated Unit Summer Peak Savings (kW) | Achievable Economic UCT Potential | 0 | 0 | 0 | 0 | 0 | 0 | 0 | 0 | 0 | 0 | 0 | 0 | 0 | 0 | 0 | 0 | 0 | 0 | 0 | 0 | 0 | 0 | 0
F3_Industrial_Other Industrial_Existing_Process_Natural Gas_Gas Boiler - Maintenance_A_Achievable Economic UCT Potential | F3 | Industrial | Other Industrial | Existing | Process | Natural Gas | Gas Boiler - Maintenance | A | Integrated Unit Winter Peak Savings (kW) | Achievable Economic UCT Potential | 0 | 0 | 0 | 0 | 0 | 0 | 0 | 0 | 0 | 0 | 0 | 0 | 0 | 0 | 0 | 0 | 0 | 0 | 0 | 0 | 0 | 0 | 0
F4_Industrial_Other Industrial_Existing_Process_Natural Gas_Gas Boiler - Maintenance_A_Achievable Economic UCT Potential | F4 | Industrial | Other Industrial | Existing | Process | Natural Gas | Gas Boiler - Maintenance | A | Incremental Energy Savings (MWh or mTherms) | Achievable Economic UCT Potential | 0 | 0 | 0.43007 | 0.29625 | 0.20155 | 0.15426 | 0.13282 | 0.11296 | 0.095098 | 0.079403 | 0.065837 | 0.054266 | 0.0445 | 0.034059 | 0.026068 | 0.019952 | 0.015271 | 0.01378 | 0.010598 | 0.008969 | 0.0073927 | 0.0058681 | 0
F5_Industrial_Other Industrial_Existing_Process_Natural Gas_Gas Boiler - Maintenance_A_Achievable Economic UCT Potential | F5 | Industrial | Other Industrial | Existing | Process | Natural Gas | Gas Boiler - Maintenance | A | Incremental Summer Peak Savings (MW) | Achievable Economic UCT Potential | 0 | 0 | 0 | 0 | 0 | 0 | 0 | 0 | 0 | 0 | 0 | 0 | 0 | 0 | 0 | 0 | 0 | 0 | 0 | 0 | 0 | 0 | 0
F6_Industrial_Other Industrial_Existing_Process_Natural Gas_Gas Boiler - Maintenance_A_Achievable Economic UCT Potential | F6 | Industrial | Other Industrial | Existing | Process | Natural Gas | Gas Boiler - Maintenance | A | Incremental Winter Peak Savings (MW) | Achievable Economic UCT Potential | 0 | 0 | 0 | 0 | 0 | 0 | 0 | 0 | 0 | 0 | 0 | 0 | 0 | 0 | 0 | 0 | 0 | 0 | 0 | 0 | 0 | 0 | 0
F7_Industrial_Other Industrial_Existing_Process_Natural Gas_Gas Boiler - Maintenance_A_Achievable Economic UCT Potential | F7 | Industrial | Other Industrial | Existing | Process | Natural Gas | Gas Boiler - Maintenance | A | Cumulative Energy Savings (MWh or mTherms) | Achievable Economic UCT Potential | 0 | 0 | 0.43007 | 0.72632 | 0.92787 | 1.0821 | 1.215 | 1.3279 | 1.423 | 1.5024 | 1.5682 | 1.6225 | 1.667 | 1.7011 | 1.7271 | 1.7471 | 1.7624 | 1.7761 | 1.7867 | 1.7957 | 1.8031 | 1.809 | 0
F8_Industrial_Other Industrial_Existing_Process_Natural Gas_Gas Boiler - Maintenance_A_Achievable Economic UCT Potential | F8 | Industrial | Other Industrial | Existing | Process | Natural Gas | Gas Boiler - Maintenance | A | Cumulative Summer Peak Savings (MW) | Achievable Economic UCT Potential | 0 | 0 | 0 | 0 | 0 | 0 | 0 | 0 | 0 | 0 | 0 | 0 | 0 | 0 | 0 | 0 | 0 | 0 | 0 | 0 | 0 | 0 | 0
F9_Industrial_Other Industrial_Existing_Process_Natural Gas_Gas Boiler - Maintenance_A_Achievable Economic UCT Potential | F9 | Industrial | Other Industrial | Existing | Process | Natural Gas | Gas Boiler - Maintenance | A | Cumulative Winter Peak Savings (MW) | Achievable Economic UCT Potential | 0 | 0 | 0 | 0 | 0 | 0 | 0 | 0 | 0 | 0 | 0 | 0 | 0 | 0 | 0 | 0 | 0 | 0 | 0 | 0 | 0 | 0 | 0
F10_Industrial_Other Industrial_Existing_Process_Natural Gas_Gas Boiler - Maintenance_A_Achievable Economic UCT Potential | F10 | Industrial | Other Industrial | Existing | Process | Natural Gas | Gas Boiler - Maintenance | A | Purchases (Incremental) | Achievable Economic UCT Potential | 0 | 0 | 276.4179 | 190.4066 | 129.5396 | 99.1462 | 85.3693 | 72.5993 | 61.1221 | 51.0341 | 42.3151 | 34.8781 | 28.6016 | 21.8909 | 16.7547 | 12.8236 | 9.8148 | 8.8567 | 6.8118 | 5.7646 | 4.7515 | 3.7716 | 0
F11_Industrial_Other Industrial_Existing_Process_Natural Gas_Gas Boiler - Maintenance_A_Achievable Economic UCT Potential | F11 | Industrial | Other Industrial | Existing | Process | Natural Gas | Gas Boiler - Maintenance | A | Purchases (Cumulative) | Achievable Economic UCT Potential | 0 | 0 | 276.4179 | 466.8245 | 596.3641 | 695.5103 | 780.8796 | 853.4789 | 914.601 | 965.635 | 1007.9501 | 1042.8283 | 1071.4299 | 1093.3207 | 1110.0754 | 1122.899 | 1132.7138 | 1141.5706 | 1148.3824 | 1154.147 | 1158.8985 | 1162.6701 | 0
F1_Industrial_Other Industrial_Existing_Space Heating_Natural Gas_Gas Furnace - Maintenance_A_Achievable Economic UCT Potential | F1 | Industrial | Other Industrial | Existing | Space Heating | Natural Gas | Gas Furnace - Maintenance | A | Integrated Unit Energy Savings (kWh or therms) | Achievable Economic UCT Potential | 0 | 0 | 0.009395 | 0.0093391 | 0.0092816 | 0.0092226 | 0.009162 | 0.0090995 | 0.0090352 | 0.0089691 | 0.0089015 | 0.008833 | 0.0087635 | 0.008693 | 0.0086215 | 0.0085493 | 0.0084765 | 0.0084078 | 0.0083438 | 0.0082843 | 0.0082293 | 0.0081788 | 0
F2_Industrial_Other Industrial_Existing_Space Heating_Natural Gas_Gas Furnace - Maintenance_A_Achievable Economic UCT Potential | F2 | Industrial | Other Industrial | Existing | Space Heating | Natural Gas | Gas Furnace - Maintenance | A | Integrated Unit Summer Peak Savings (kW) | Achievable Economic UCT Potential | 0 | 0 | 0 | 0 | 0 | 0 | 0 | 0 | 0 | 0 | 0 | 0 | 0 | 0 | 0 | 0 | 0 | 0 | 0 | 0 | 0 | 0 | 0
F3_Industrial_Other Industrial_Existing_Space Heating_Natural Gas_Gas Furnace - Maintenance_A_Achievable Economic UCT Potential | F3 | Industrial | Other Industrial | Existing | Space Heating | Natural Gas | Gas Furnace - Maintenance | A | Integrated Unit Winter Peak Savings (kW) | Achievable Economic UCT Potential | 0 | 0 | 0 | 0 | 0 | 0 | 0 | 0 | 0 | 0 | 0 | 0 | 0 | 0 | 0 | 0 | 0 | 0 | 0 | 0 | 0 | 0 | 0
F4_Industrial_Other Industrial_Existing_Space Heating_Natural Gas_Gas Furnace - Maintenance_A_Achievable Economic UCT Potential | F4 | Industrial | Other Industrial | Existing | Space Heating | Natural Gas | Gas Furnace - Maintenance | A | Incremental Energy Savings (MWh or mTherms) | Achievable Economic UCT Potential | 0 | 0 | 0.001211 | 0.00082922 | 0.00056067 | 0.0004264 | 0.00036473 | 0.00030806 | 0.00025753 | 0.00021345 | 0.00017565 | 0.00014366 | 0.00011688 | 8.874e-05 | 6.7361e-05 | 5.1124e-05 | 3.8795e-05 | 3.4725e-05 | 2.6504e-05 | 2.227e-05 | 1.8234e-05 | 1.4385e-05 | 0
F5_Industrial_Other Industrial_Existing_Space Heating_Natural Gas_Gas Furnace - Maintenance_A_Achievable Economic UCT Potential | F5 | Industrial | Other Industrial | Existing | Space Heating | Natural Gas | Gas Furnace - Maintenance | A | Incremental Summer Peak Savings (MW) | Achievable Economic UCT Potential | 0 | 0 | 0 | 0 | 0 | 0 | 0 | 0 | 0 | 0 | 0 | 0 | 0 | 0 | 0 | 0 | 0 | 0 | 0 | 0 | 0 | 0 | 0
F6_Industrial_Other Industrial_Existing_Space Heating_Natural Gas_Gas Furnace - Maintenance_A_Achievable Economic UCT Potential | F6 | Industrial | Other Industrial | Existing | Space Heating | Natural Gas | Gas Furnace - Maintenance | A | Incremental Winter Peak Savings (MW) | Achievable Economic UCT Potential | 0 | 0 | 0 | 0 | 0 | 0 | 0 | 0 | 0 | 0 | 0 | 0 | 0 | 0 | 0 | 0 | 0 | 0 | 0 | 0 | 0 | 0 | 0
F7_Industrial_Other Industrial_Existing_Space Heating_Natural Gas_Gas Furnace - Maintenance_A_Achievable Economic UCT Potential | F7 | Industrial | Other Industrial | Existing | Space Heating | Natural Gas | Gas Furnace - Maintenance | A | Cumulative Energy Savings (MWh or mTherms) | Achievable Economic UCT Potential | 0 | 0 | 0.001211 | 0.002033 | 0.0025812 | 0.0029912 | 0.0033362 | 0.0036215 | 0.0038535 | 0.0040387 | 0.0041839 | 0.0042954 | 0.0043785 | 0.004432 | 0.0044629 | 0.0044767 | 0.0044773 | 0.0044758 | 0.0044682 | 0.0044586 | 0.0044473 | 0.0044344 | 0
F8_Industrial_Other Industrial_Existing_Space Heating_Natural Gas_Gas Furnace - Maintenance_A_Achievable Economic UCT Potential | F8 | Industrial | Other Industrial | Existing | Space Heating | Natural Gas | Gas Furnace - Maintenance | A | Cumulative Summer Peak Savings (MW) | Achievable Economic UCT Potential | 0 | 0 | 0 | 0 | 0 | 0 | 0 | 0 | 0 | 0 | 0 | 0 | 0 | 0 | 0 | 0 | 0 | 0 | 0 | 0 | 0 | 0 | 0
F9_Industrial_Other Industrial_Existing_Space Heating_Natural Gas_Gas Furnace - Maintenance_A_Achievable Economic UCT Potential | F9 | Industrial | Other Industrial | Existing | Space Heating | Natural Gas | Gas Furnace - Maintenance | A | Cumulative Winter Peak Savings (MW) | Achievable Economic UCT Potential | 0 | 0 | 0 | 0 | 0 | 0 | 0 | 0 | 0 | 0 | 0 | 0 | 0 | 0 | 0 | 0 | 0 | 0 | 0 | 0 | 0 | 0 | 0
F10_Industrial_Other Industrial_Existing_Space Heating_Natural Gas_Gas Furnace - Maintenance_A_Achievable Economic UCT Potential | F10 | Industrial | Other Industrial | Existing | Space Heating | Natural Gas | Gas Furnace - Maintenance | A | Purchases (Incremental) | Achievable Economic UCT Potential | 0 | 0 | 128.8991 | 88.7903 | 60.4069 | 46.2338 | 39.8094 | 33.8545 | 28.5024 | 23.7982 | 19.7324 | 16.2644 | 13.3375 | 10.2081 | 7.813 | 5.9799 | 4.5768 | 4.1301 | 3.1765 | 2.6882 | 2.2157 | 1.7588 | 0
F11_Industrial_Other Industrial_Existing_Space Heating_Natural Gas_Gas Furnace - Maintenance_A_Achievable Economic UCT Potential | F11 | Industrial | Other Industrial | Existing | Space Heating | Natural Gas | Gas Furnace - Maintenance | A | Purchases (Cumulative) | Achievable Economic UCT Potential | 0 | 0 | 128.8991 | 217.6894 | 278.0963 | 324.3301 | 364.1394 | 397.9939 | 426.4964 | 450.2945 | 470.0269 | 486.2913 | 499.6287 | 509.8369 | 517.6499 | 523.6298 | 528.2067 | 532.3367 | 535.5132 | 538.2014 | 540.4171 | 542.1759 | 0
F1_Industrial_Other Industrial_Existing_Space Heating_Natural Gas_Gas Boiler - Hot Water Reset_A_Achievable Economic UCT Potential | F1 | Industrial | Other Industrial | Existing | Space Heating | Natural Gas | Gas Boiler - Hot Water Reset | A | Integrated Unit Energy Savings (kWh or therms) | Achievable Economic UCT Potential | 0 | 0 | 7.4248 | 7.3988 | 7.3718 | 7.3436 | 7.3137 | 7.2818 | 7.2476 | 7.2107 | 7.1714 | 7.1297 | 7.0859 | 7.0399 | 6.992 | 6.9423 | 6.8912 | 6.8428 | 6.7973 | 6.7548 | 6.7155 | 6.6794 | 0
F2_Industrial_Other Industrial_Existing_Space Heating_Natural Gas_Gas Boiler - Hot Water Reset_A_Achievable Economic UCT Potential | F2 | Industrial | Other Industrial | Existing | Space Heating | Natural Gas | Gas Boiler - Hot Water Reset | A | Integrated Unit Summer Peak Savings (kW) | Achievable Economic UCT Potential | 0 | 0 | 0 | 0 | 0 | 0 | 0 | 0 | 0 | 0 | 0 | 0 | 0 | 0 | 0 | 0 | 0 | 0 | 0 | 0 | 0 | 0 | 0
F3_Industrial_Other Industrial_Existing_Space Heating_Natural Gas_Gas Boiler - Hot Water Reset_A_Achievable Economic UCT Potential | F3 | Industrial | Other Industrial | Existing | Space Heating | Natural Gas | Gas Boiler - Hot Water Reset | A | Integrated Unit Winter Peak Savings (kW) | Achievable Economic UCT Potential | 0 | 0 | 0 | 0 | 0 | 0 | 0 | 0 | 0 | 0 | 0 | 0 | 0 | 0 | 0 | 0 | 0 | 0 | 0 | 0 | 0 | 0 | 0
F4_Industrial_Other Industrial_Existing_Space Heating_Natural Gas_Gas Boiler - Hot Water Reset_A_Achievable Economic UCT Potential | F4 | Industrial | Other Industrial | Existing | Space Heating | Natural Gas | Gas Boiler - Hot Water Reset | A | Incremental Energy Savings (MWh or mTherms) | Achievable Economic UCT Potential | 0 | 0 | 0.068886 | 0.082832 | 0.099251 | 0.11279 | 0.12592 | 0.14405 | 0.15457 | 0.15439 | 0.14221 | 0.11944 | 0.090272 | 0.058333 | 0.03306 | 0.015532 | 0.0064105 | 0.0022748 | 0.00069365 | 0.00014765 | 2.3712e-05 | 2.7821e-06 | 0
F5_Industrial_Other Industrial_Existing_Space Heating_Natural Gas_Gas Boiler - Hot Water Reset_A_Achievable Economic UCT Potential | F5 | Industrial | Other Industrial | Existing | Space Heating | Natural Gas | Gas Boiler - Hot Water Reset | A | Incremental Summer Peak Savings (MW) | Achievable Economic UCT Potential | 0 | 0 | 0 | 0 | 0 | 0 | 0 | 0 | 0 | 0 | 0 | 0 | 0 | 0 | 0 | 0 | 0 | 0 | 0 | 0 | 0 | 0 | 0
F6_Industrial_Other Industrial_Existing_Space Heating_Natural Gas_Gas Boiler - Hot Water Reset_A_Achievable Economic UCT Potential | F6 | Industrial | Other Industrial | Existing | Space Heating | Natural Gas | Gas Boiler - Hot Water Reset | A | Incremental Winter Peak Savings (MW) | Achievable Economic UCT Potential | 0 | 0 | 0 | 0 | 0 | 0 | 0 | 0 | 0 | 0 | 0 | 0 | 0 | 0 | 0 | 0 | 0 | 0 | 0 | 0 | 0 | 0 | 0
F7_Industrial_Other Industrial_Existing_Space Heating_Natural Gas_Gas Boiler - Hot Water Reset_A_Achievable Economic UCT Potential | F7 | Industrial | Other Industrial | Existing | Space Heating | Natural Gas | Gas Boiler - Hot Water Reset | A | Cumulative Energy Savings (MWh or mTherms) | Achievable Economic UCT Potential | 0 | 0 | 0.068886 | 0.15148 | 0.25018 | 0.36201 | 0.48646 | 0.62839 | 0.78001 | 0.93044 | 1.0676 | 1.1808 | 1.2638 | 1.3139 | 1.3381 | 1.3441 | 1.3406 | 1.3335 | 1.3253 | 1.3172 | 1.3095 | 1.3025 | 0
F8_Industrial_Other Industrial_Existing_Space Heating_Natural Gas_Gas Boiler - Hot Water Reset_A_Achievable Economic UCT Potential | F8 | Industrial | Other Industrial | Existing | Space Heating | Natural Gas | Gas Boiler - Hot Water Reset | A | Cumulative Summer Peak Savings (MW) | Achievable Economic UCT Potential | 0 | 0 | 0 | 0 | 0 | 0 | 0 | 0 | 0 | 0 | 0 | 0 | 0 | 0 | 0 | 0 | 0 | 0 | 0 | 0 | 0 | 0 | 0
F9_Industrial_Other Industrial_Existing_Space Heating_Natural Gas_Gas Boiler - Hot Water Reset_A_Achievable Economic UCT Potential | F9 | Industrial | Other Industrial | Existing | Space Heating | Natural Gas | Gas Boiler - Hot Water Reset | A | Cumulative Winter Peak Savings (MW) | Achievable Economic UCT Potential | 0 | 0 | 0 | 0 | 0 | 0 | 0 | 0 | 0 | 0 | 0 | 0 | 0 | 0 | 0 | 0 | 0 | 0 | 0 | 0 | 0 | 0 | 0
F10_Industrial_Other Industrial_Existing_Space Heating_Natural Gas_Gas Boiler - Hot Water Reset_A_Achievable Economic UCT Potential | F10 | Industrial | Other Industrial | Existing | Space Heating | Natural Gas | Gas Boiler - Hot Water Reset | A | Purchases (Incremental) | Achievable Economic UCT Potential | 0 | 0 | 9.2778 | 11.1953 | 13.4636 | 15.3596 | 17.2175 | 19.7823 | 21.3273 | 21.4117 | 19.8301 | 16.7517 | 12.7397 | 8.286 | 4.7283 | 2.2373 | 0.93024 | 0.33244 | 0.10205 | 0.021858 | 0.003531 | 0.00041653 | 0
F11_Industrial_Other Industrial_Existing_Space Heating_Natural Gas_Gas Boiler - Hot Water Reset_A_Achievable Economic UCT Potential | F11 | Industrial | Other Industrial | Existing | Space Heating | Natural Gas | Gas Boiler - Hot Water Reset | A | Purchases (Cumulative) | Achievable Economic UCT Potential | 0 | 0 | 9.2778 | 20.4731 | 33.9367 | 49.2963 | 66.5138 | 86.2961 | 107.6234 | 129.0351 | 148.8651 | 165.6168 | 178.3565 | 186.6426 | 191.3709 | 193.6082 | 194.5384 | 194.8709 | 194.9729 | 194.9948 | 194.9983 | 194.9987 | 0
F1_Industrial_Other Industrial_Existing_Process_Natural Gas_Gas Boiler - Hot Water Reset_A_Achievable Economic UCT Potential | F1 | Industrial | Other Industrial | Existing | Process | Natural Gas | Gas Boiler - Hot Water Reset | A | Integrated Unit Energy Savings (kWh or therms) | Achievable Economic UCT Potential | 0 | 0 | 2.828 | 2.8273 | 2.8268 | 2.8263 | 2.8258 | 2.8254 | 2.8249 | 2.8245 | 2.8241 | 2.8237 | 2.8233 | 2.8229 | 2.8226 | 2.8222 | 2.8218 | 2.8214 | 2.8211 | 2.8207 | 2.8203 | 2.8199 | 0
F2_Industrial_Other Industrial_Existing_Process_Natural Gas_Gas Boiler - Hot Water Reset_A_Achievable Economic UCT Potential | F2 | Industrial | Other Industrial | Existing | Process | Natural Gas | Gas Boiler - Hot Water Reset | A | Integrated Unit Summer Peak Savings (kW) | Achievable Economic UCT Potential | 0 | 0 | 0 | 0 | 0 | 0 | 0 | 0 | 0 | 0 | 0 | 0 | 0 | 0 | 0 | 0 | 0 | 0 | 0 | 0 | 0 | 0 | 0
F3_Industrial_Other Industrial_Existing_Process_Natural Gas_Gas Boiler - Hot Water Reset_A_Achievable Economic UCT Potential | F3 | Industrial | Other Industrial | Existing | Process | Natural Gas | Gas Boiler - Hot Water Reset | A | Integrated Unit Winter Peak Savings (kW) | Achievable Economic UCT Potential | 0 | 0 | 0 | 0 | 0 | 0 | 0 | 0 | 0 | 0 | 0 | 0 | 0 | 0 | 0 | 0 | 0 | 0 | 0 | 0 | 0 | 0 | 0
F4_Industrial_Other Industrial_Existing_Process_Natural Gas_Gas Boiler - Hot Water Reset_A_Achievable Economic UCT Potential | F4 | Industrial | Other Industrial | Existing | Process | Natural Gas | Gas Boiler - Hot Water Reset | A | Incremental Energy Savings (MWh or mTherms) | Achievable Economic UCT Potential | 0 | 0 | 0.3799 | 0.45831 | 0.55106 | 0.62855 | 0.70446 | 0.80927 | 0.87234 | 0.87566 | 0.81086 | 0.68489 | 0.52079 | 0.33868 | 0.19324 | 0.091424 | 0.038008 | 0.013581 | 0.0041684 | 0.00089273 | 0.00014419 | 1.7007e-05 | 0
F5_Industrial_Other Industrial_Existing_Process_Natural Gas_Gas Boiler - Hot Water Reset_A_Achievable Economic UCT Potential | F5 | Industrial | Other Industrial | Existing | Process | Natural Gas | Gas Boiler - Hot Water Reset | A | Incremental Summer Peak Savings (MW) | Achievable Economic UCT Potential | 0 | 0 | 0 | 0 | 0 | 0 | 0 | 0 | 0 | 0 | 0 | 0 | 0 | 0 | 0 | 0 | 0 | 0 | 0 | 0 | 0 | 0 | 0
F6_Industrial_Other Industrial_Existing_Process_Natural Gas_Gas Boiler - Hot Water Reset_A_Achievable Economic UCT Potential | F6 | Industrial | Other Industrial | Existing | Process | Natural Gas | Gas Boiler - Hot Water Reset | A | Incremental Winter Peak Savings (MW) | Achievable Economic UCT Potential | 0 | 0 | 0 | 0 | 0 | 0 | 0 | 0 | 0 | 0 | 0 | 0 | 0 | 0 | 0 | 0 | 0 | 0 | 0 | 0 | 0 | 0 | 0
F7_Industrial_Other Industrial_Existing_Process_Natural Gas_Gas Boiler - Hot Water Reset_A_Achievable Economic UCT Potential | F7 | Industrial | Other Industrial | Existing | Process | Natural Gas | Gas Boiler - Hot Water Reset | A | Cumulative Energy Savings (MWh or mTherms) | Achievable Economic UCT Potential | 0 | 0 | 0.3799 | 0.83812 | 1.389 | 2.0173 | 2.7214 | 3.5303 | 4.4021 | 5.2771 | 6.0872 | 6.7712 | 7.2911 | 7.6288 | 7.821 | 7.9114 | 7.9484 | 7.9609 | 7.9641 | 7.9639 | 7.963 | 7.9619 | 0
F8_Industrial_Other Industrial_Existing_Process_Natural Gas_Gas Boiler - Hot Water Reset_A_Achievable Economic UCT Potential | F8 | Industrial | Other Industrial | Existing | Process | Natural Gas | Gas Boiler - Hot Water Reset | A | Cumulative Summer Peak Savings (MW) | Achievable Economic UCT Potential | 0 | 0 | 0 | 0 | 0 | 0 | 0 | 0 | 0 | 0 | 0 | 0 | 0 | 0 | 0 | 0 | 0 | 0 | 0 | 0 | 0 | 0 | 0
F9_Industrial_Other Industrial_Existing_Process_Natural Gas_Gas Boiler - Hot Water Reset_A_Achievable Economic UCT Potential | F9 | Industrial | Other Industrial | Existing | Process | Natural Gas | Gas Boiler - Hot Water Reset | A | Cumulative Winter Peak Savings (MW) | Achievable Economic UCT Potential | 0 | 0 | 0 | 0 | 0 | 0 | 0 | 0 | 0 | 0 | 0 | 0 | 0 | 0 | 0 | 0 | 0 | 0 | 0 | 0 | 0 | 0 | 0
F10_Industrial_Other Industrial_Existing_Process_Natural Gas_Gas Boiler - Hot Water Reset_A_Achievable Economic UCT Potential | F10 | Industrial | Other Industrial | Existing | Process | Natural Gas | Gas Boiler - Hot Water Reset | A | Purchases (Incremental) | Achievable Economic UCT Potential | 0 | 0 | 134.3356 | 162.0988 | 194.9415 | 222.3947 | 249.2957 | 286.4316 | 308.8023 | 310.0243 | 287.1235 | 242.5516 | 184.4606 | 119.9751 | 68.4619 | 32.3948 | 13.4692 | 4.8134 | 1.4776 | 0.31649 | 0.051126 | 0.006031 | 0
F11_Industrial_Other Industrial_Existing_Process_Natural Gas_Gas Boiler - Hot Water Reset_A_Achievable Economic UCT Potential | F11 | Industrial | Other Industrial | Existing | Process | Natural Gas | Gas Boiler - Hot Water Reset | A | Purchases (Cumulative) | Achievable Economic UCT Potential | 0 | 0 | 134.3356 | 296.4344 | 491.3759 | 713.7706 | 963.0664 | 1249.4979 | 1558.3002 | 1868.3245 | 2155.448 | 2397.9996 | 2582.4602 | 2702.4353 | 2770.8971 | 2803.2919 | 2816.7611 | 2821.5745 | 2823.0521 | 2823.3686 | 2823.4197 | 2823.4258 | 0
F1_Industrial_Other Industrial_Existing_Space Heating_Natural Gas_Steam Trap Maintenance_A_Achievable Economic UCT Potential | F1 | Industrial | Other Industrial | Existing | Space Heating | Natural Gas | Steam Trap Maintenance | A | Integrated Unit Energy Savings (kWh or therms) | Achievable Economic UCT Potential | 0 | 0 | 2.6242 | 2.6162 | 2.6078 | 2.599 | 2.5896 | 2.5795 | 2.5686 | 2.5568 | 2.5441 | 2.5305 | 2.5162 | 2.5012 | 2.4854 | 2.4691 | 2.4522 | 2.4363 | 2.4214 | 2.4076 | 2.395 | 2.3835 | 0
F2_Industrial_Other Industrial_Existing_Space Heating_Natural Gas_Steam Trap Maintenance_A_Achievable Economic UCT Potential | F2 | Industrial | Other Industrial | Existing | Space Heating | Natural Gas | Steam Trap Maintenance | A | Integrated Unit Summer Peak Savings (kW) | Achievable Economic UCT Potential | 0 | 0 | 0 | 0 | 0 | 0 | 0 | 0 | 0 | 0 | 0 | 0 | 0 | 0 | 0 | 0 | 0 | 0 | 0 | 0 | 0 | 0 | 0
F3_Industrial_Other Industrial_Existing_Space Heating_Natural Gas_Steam Trap Maintenance_A_Achievable Economic UCT Potential | F3 | Industrial | Other Industrial | Existing | Space Heating | Natural Gas | Steam Trap Maintenance | A | Integrated Unit Winter Peak Savings (kW) | Achievable Economic UCT Potential | 0 | 0 | 0 | 0 | 0 | 0 | 0 | 0 | 0 | 0 | 0 | 0 | 0 | 0 | 0 | 0 | 0 | 0 | 0 | 0 | 0 | 0 | 0
F4_Industrial_Other Industrial_Existing_Space Heating_Natural Gas_Steam Trap Maintenance_A_Achievable Economic UCT Potential | F4 | Industrial | Other Industrial | Existing | Space Heating | Natural Gas | Steam Trap Maintenance | A | Incremental Energy Savings (MWh or mTherms) | Achievable Economic UCT Potential | 0 | 0 | 0.013589 | 0.013314 | 0.013042 | 0.012774 | 0.012509 | 0.012245 | 0.011983 | 0.011722 | 0.011463 | 0.011205 | 0.01095 | 0.010697 | 0.010446 | 0.010198 | 0.0099541 | 0.0097189 | 0.009493 | 0.0092763 | 0.0090684 | 0.0088692 | 0
F5_Industrial_Other Industrial_Existing_Space Heating_Natural Gas_Steam Trap Maintenance_A_Achievable Economic UCT Potential | F5 | Industrial | Other Industrial | Existing | Space Heating | Natural Gas | Steam Trap Maintenance | A | Incremental Summer Peak Savings (MW) | Achievable Economic UCT Potential | 0 | 0 | 0 | 0 | 0 | 0 | 0 | 0 | 0 | 0 | 0 | 0 | 0 | 0 | 0 | 0 | 0 | 0 | 0 | 0 | 0 | 0 | 0
F6_Industrial_Other Industrial_Existing_Space Heating_Natural Gas_Steam Trap Maintenance_A_Achievable Economic UCT Potential | F6 | Industrial | Other Industrial | Existing | Space Heating | Natural Gas | Steam Trap Maintenance | A | Incremental Winter Peak Savings (MW) | Achievable Economic UCT Potential | 0 | 0 | 0 | 0 | 0 | 0 | 0 | 0 | 0 | 0 | 0 | 0 | 0 | 0 | 0 | 0 | 0 | 0 | 0 | 0 | 0 | 0 | 0
F7_Industrial_Other Industrial_Existing_Space Heating_Natural Gas_Steam Trap Maintenance_A_Achievable Economic UCT Potential | F7 | Industrial | Other Industrial | Existing | Space Heating | Natural Gas | Steam Trap Maintenance | A | Cumulative Energy Savings (MWh or mTherms) | Achievable Economic UCT Potential | 0 | 0 | 0.013589 | 0.026861 | 0.039818 | 0.052458 | 0.064777 | 0.076769 | 0.088428 | 0.099743 | 0.11071 | 0.12133 | 0.13159 | 0.1415 | 0.15105 | 0.16026 | 0.16912 | 0.17774 | 0.18615 | 0.19436 | 0.20241 | 0.21031 | 0
F8_Industrial_Other Industrial_Existing_Space Heating_Natural Gas_Steam Trap Maintenance_A_Achievable Economic UCT Potential | F8 | Industrial | Other Industrial | Existing | Space Heating | Natural Gas | Steam Trap Maintenance | A | Cumulative Summer Peak Savings (MW) | Achievable Economic UCT Potential | 0 | 0 | 0 | 0 | 0 | 0 | 0 | 0 | 0 | 0 | 0 | 0 | 0 | 0 | 0 | 0 | 0 | 0 | 0 | 0 | 0 | 0 | 0
F9_Industrial_Other Industrial_Existing_Space Heating_Natural Gas_Steam Trap Maintenance_A_Achievable Economic UCT Potential | F9 | Industrial | Other Industrial | Existing | Space Heating | Natural Gas | Steam Trap Maintenance | A | Cumulative Winter Peak Savings (MW) | Achievable Economic UCT Potential | 0 | 0 | 0 | 0 | 0 | 0 | 0 | 0 | 0 | 0 | 0 | 0 | 0 | 0 | 0 | 0 | 0 | 0 | 0 | 0 | 0 | 0 | 0
F10_Industrial_Other Industrial_Existing_Space Heating_Natural Gas_Steam Trap Maintenance_A_Achievable Economic UCT Potential | F10 | Industrial | Other Industrial | Existing | Space Heating | Natural Gas | Steam Trap Maintenance | A | Purchases (Incremental) | Achievable Economic UCT Potential | 0 | 0 | 5.1783 | 5.089 | 5.0013 | 4.9151 | 4.8303 | 4.747 | 4.6652 | 4.5848 | 4.5057 | 4.428 | 4.3517 | 4.2767 | 4.2029 | 4.1305 | 4.0592 | 3.9893 | 3.9205 | 3.8529 | 3.7865 | 3.7212 | 0
F11_Industrial_Other Industrial_Existing_Space Heating_Natural Gas_Steam Trap Maintenance_A_Achievable Economic UCT Potential | F11 | Industrial | Other Industrial | Existing | Space Heating | Natural Gas | Steam Trap Maintenance | A | Purchases (Cumulative) | Achievable Economic UCT Potential | 0 | 0 | 5.1783 | 10.2674 | 15.2687 | 20.1837 | 25.0141 | 29.7611 | 34.4263 | 39.0111 | 43.5168 | 47.9448 | 52.2965 | 56.5732 | 60.7761 | 64.9066 | 68.9658 | 72.9551 | 76.8756 | 80.7284 | 84.5149 | 88.2361 | 0
F1_Industrial_Other Industrial_Existing_Process_Natural Gas_Steam Trap Maintenance_A_Achievable Economic UCT Potential | F1 | Industrial | Other Industrial | Existing | Process | Natural Gas | Steam Trap Maintenance | A | Integrated Unit Energy Savings (kWh or therms) | Achievable Economic UCT Potential | 0 | 0 | 1.9983 | 1.998 | 1.9978 | 1.9976 | 1.9974 | 1.9973 | 1.9971 | 1.997 | 1.9969 | 1.9968 | 1.9967 | 1.9966 | 1.9965 | 1.9965 | 1.9964 | 1.9964 | 1.9963 | 1.9962 | 1.9962 | 1.9961 | 0
F2_Industrial_Other Industrial_Existing_Process_Natural Gas_Steam Trap Maintenance_A_Achievable Economic UCT Potential | F2 | Industrial | Other Industrial | Existing | Process | Natural Gas | Steam Trap Maintenance | A | Integrated Unit Summer Peak Savings (kW) | Achievable Economic UCT Potential | 0 | 0 | 0 | 0 | 0 | 0 | 0 | 0 | 0 | 0 | 0 | 0 | 0 | 0 | 0 | 0 | 0 | 0 | 0 | 0 | 0 | 0 | 0
F3_Industrial_Other Industrial_Existing_Process_Natural Gas_Steam Trap Maintenance_A_Achievable Economic UCT Potential | F3 | Industrial | Other Industrial | Existing | Process | Natural Gas | Steam Trap Maintenance | A | Integrated Unit Winter Peak Savings (kW) | Achievable Economic UCT Potential | 0 | 0 | 0 | 0 | 0 | 0 | 0 | 0 | 0 | 0 | 0 | 0 | 0 | 0 | 0 | 0 | 0 | 0 | 0 | 0 | 0 | 0 | 0
F4_Industrial_Other Industrial_Existing_Process_Natural Gas_Steam Trap Maintenance_A_Achievable Economic UCT Potential | F4 | Industrial | Other Industrial | Existing | Process | Natural Gas | Steam Trap Maintenance | A | Incremental Energy Savings (MWh or mTherms) | Achievable Economic UCT Potential | 0 | 0 | 0.14983 | 0.14722 | 0.14467 | 0.14216 | 0.1397 | 0.13728 | 0.1349 | 0.13257 | 0.13028 | 0.12802 | 0.12581 | 0.12364 | 0.1215 | 0.1194 | 0.11734 | 0.11531 | 0.11332 | 0.11136 | 0.10944 | 0.10755 | 0
F5_Industrial_Other Industrial_Existing_Process_Natural Gas_Steam Trap Maintenance_A_Achievable Economic UCT Potential | F5 | Industrial | Other Industrial | Existing | Process | Natural Gas | Steam Trap Maintenance | A | Incremental Summer Peak Savings (MW) | Achievable Economic UCT Potential | 0 | 0 | 0 | 0 | 0 | 0 | 0 | 0 | 0 | 0 | 0 | 0 | 0 | 0 | 0 | 0 | 0 | 0 | 0 | 0 | 0 | 0 | 0
F6_Industrial_Other Industrial_Existing_Process_Natural Gas_Steam Trap Maintenance_A_Achievable Economic UCT Potential | F6 | Industrial | Other Industrial | Existing | Process | Natural Gas | Steam Trap Maintenance | A | Incremental Winter Peak Savings (MW) | Achievable Economic UCT Potential | 0 | 0 | 0 | 0 | 0 | 0 | 0 | 0 | 0 | 0 | 0 | 0 | 0 | 0 | 0 | 0 | 0 | 0 | 0 | 0 | 0 | 0 | 0
F7_Industrial_Other Industrial_Existing_Process_Natural Gas_Steam Trap Maintenance_A_Achievable Economic UCT Potential | F7 | Industrial | Other Industrial | Existing | Process | Natural Gas | Steam Trap Maintenance | A | Cumulative Energy Savings (MWh or mTherms) | Achievable Economic UCT Potential | 0 | 0 | 0.14983 | 0.29703 | 0.44166 | 0.58378 | 0.72343 | 0.86065 | 0.99549 | 1.128 | 1.2582 | 1.3862 | 1.5119 | 1.6355 | 1.7569 | 1.8763 | 1.9936 | 2.1088 | 2.2221 | 2.3334 | 2.4428 | 2.5502 | 0
F8_Industrial_Other Industrial_Existing_Process_Natural Gas_Steam Trap Maintenance_A_Achievable Economic UCT Potential | F8 | Industrial | Other Industrial | Existing | Process | Natural Gas | Steam Trap Maintenance | A | Cumulative Summer Peak Savings (MW) | Achievable Economic UCT Potential | 0 | 0 | 0 | 0 | 0 | 0 | 0 | 0 | 0 | 0 | 0 | 0 | 0 | 0 | 0 | 0 | 0 | 0 | 0 | 0 | 0 | 0 | 0
F9_Industrial_Other Industrial_Existing_Process_Natural Gas_Steam Trap Maintenance_A_Achievable Economic UCT Potential | F9 | Industrial | Other Industrial | Existing | Process | Natural Gas | Steam Trap Maintenance | A | Cumulative Winter Peak Savings (MW) | Achievable Economic UCT Potential | 0 | 0 | 0 | 0 | 0 | 0 | 0 | 0 | 0 | 0 | 0 | 0 | 0 | 0 | 0 | 0 | 0 | 0 | 0 | 0 | 0 | 0 | 0
F10_Industrial_Other Industrial_Existing_Process_Natural Gas_Steam Trap Maintenance_A_Achievable Economic UCT Potential | F10 | Industrial | Other Industrial | Existing | Process | Natural Gas | Steam Trap Maintenance | A | Purchases (Incremental) | Achievable Economic UCT Potential | 0 | 0 | 74.978 | 73.6853 | 72.4148 | 71.1663 | 69.9393 | 68.7335 | 67.5484 | 66.3838 | 65.2392 | 64.1144 | 63.009 | 61.9226 | 60.855 | 59.8058 | 58.7746 | 57.7613 | 56.7654 | 55.7867 | 54.8248 | 53.8796 | 0
F11_Industrial_Other Industrial_Existing_Process_Natural Gas_Steam Trap Maintenance_A_Achievable Economic UCT Potential | F11 | Industrial | Other Industrial | Existing | Process | Natural Gas | Steam Trap Maintenance | A | Purchases (Cumulative) | Achievable Economic UCT Potential | 0 | 0 | 74.978 | 148.6633 | 221.0781 | 292.2444 | 362.1837 | 430.9172 | 498.4656 | 564.8493 | 630.0886 | 694.203 | 757.212 | 819.1346 | 879.9896 | 939.7953 | 998.57 | 1056.3312 | 1113.0966 | 1168.8833 | 1223.7082 | 1277.5877 | 0
F1_Industrial_Other Industrial_Existing_Space Heating_Natural Gas_Gas Boiler - High Turndown_A_Achievable Economic UCT Potential | F1 | Industrial | Other Industrial | Existing | Space Heating | Natural Gas | Gas Boiler - High Turndown | A | Integrated Unit Energy Savings (kWh or therms) | Achievable Economic UCT Potential | 0 | 0 | 2.7808 | 2.767 | 2.7522 | 2.7361 | 2.7182 | 2.6981 | 2.6755 | 2.6502 | 2.6221 | 2.5914 | 2.5587 | 2.5246 | 2.4897 | 2.455 | 2.4213 | 2.3903 | 2.3624 | 2.3376 | 2.3154 | 2.2953 | 0
F2_Industrial_Other Industrial_Existing_Space Heating_Natural Gas_Gas Boiler - High Turndown_A_Achievable Economic UCT Potential | F2 | Industrial | Other Industrial | Existing | Space Heating | Natural Gas | Gas Boiler - High Turndown | A | Integrated Unit Summer Peak Savings (kW) | Achievable Economic UCT Potential | 0 | 0 | 0 | 0 | 0 | 0 | 0 | 0 | 0 | 0 | 0 | 0 | 0 | 0 | 0 | 0 | 0 | 0 | 0 | 0 | 0 | 0 | 0
F3_Industrial_Other Industrial_Existing_Space Heating_Natural Gas_Gas Boiler - High Turndown_A_Achievable Economic UCT Potential | F3 | Industrial | Other Industrial | Existing | Space Heating | Natural Gas | Gas Boiler - High Turndown | A | Integrated Unit Winter Peak Savings (kW) | Achievable Economic UCT Potential | 0 | 0 | 0 | 0 | 0 | 0 | 0 | 0 | 0 | 0 | 0 | 0 | 0 | 0 | 0 | 0 | 0 | 0 | 0 | 0 | 0 | 0 | 0
F4_Industrial_Other Industrial_Existing_Space Heating_Natural Gas_Gas Boiler - High Turndown_A_Achievable Economic UCT Potential | F4 | Industrial | Other Industrial | Existing | Space Heating | Natural Gas | Gas Boiler - High Turndown | A | Incremental Energy Savings (MWh or mTherms) | Achievable Economic UCT Potential | 0 | 0 | 0.039374 | 0.038504 | 0.037638 | 0.036772 | 0.035902 | 0.03152 | 0.024574 | 0.019137 | 0.014886 | 0.011567 | 0.0089791 | 0.0069651 | 0.0054004 | 0.0041866 | 0.0032464 | 0.0025197 | 1.6693e-05 | 5.7973e-06 | 1.9239e-06 | 6.1117e-07 | 0
F5_Industrial_Other Industrial_Existing_Space Heating_Natural Gas_Gas Boiler - High Turndown_A_Achievable Economic UCT Potential | F5 | Industrial | Other Industrial | Existing | Space Heating | Natural Gas | Gas Boiler - High Turndown | A | Incremental Summer Peak Savings (MW) | Achievable Economic UCT Potential | 0 | 0 | 0 | 0 | 0 | 0 | 0 | 0 | 0 | 0 | 0 | 0 | 0 | 0 | 0 | 0 | 0 | 0 | 0 | 0 | 0 | 0 | 0
F6_Industrial_Other Industrial_Existing_Space Heating_Natural Gas_Gas Boiler - High Turndown_A_Achievable Economic UCT Potential | F6 | Industrial | Other Industrial | Existing | Space Heating | Natural Gas | Gas Boiler - High Turndown | A | Incremental Winter Peak Savings (MW) | Achievable Economic UCT Potential | 0 | 0 | 0 | 0 | 0 | 0 | 0 | 0 | 0 | 0 | 0 | 0 | 0 | 0 | 0 | 0 | 0 | 0 | 0 | 0 | 0 | 0 | 0
F7_Industrial_Other Industrial_Existing_Space Heating_Natural Gas_Gas Boiler - High Turndown_A_Achievable Economic UCT Potential | F7 | Industrial | Other Industrial | Existing | Space Heating | Natural Gas | Gas Boiler - High Turndown | A | Cumulative Energy Savings (MWh or mTherms) | Achievable Economic UCT Potential | 0 | 0 | 0.039374 | 0.077683 | 0.11491 | 0.15101 | 0.18592 | 0.21607 | 0.23883 | 0.2557 | 0.26788 | 0.27631 | 0.28181 | 0.28501 | 0.28647 | 0.28666 | 0.28598 | 0.28484 | 0.28153 | 0.27858 | 0.27594 | 0.27354 | 0
F8_Industrial_Other Industrial_Existing_Space Heating_Natural Gas_Gas Boiler - High Turndown_A_Achievable Economic UCT Potential | F8 | Industrial | Other Industrial | Existing | Space Heating | Natural Gas | Gas Boiler - High Turndown | A | Cumulative Summer Peak Savings (MW) | Achievable Economic UCT Potential | 0 | 0 | 0 | 0 | 0 | 0 | 0 | 0 | 0 | 0 | 0 | 0 | 0 | 0 | 0 | 0 | 0 | 0 | 0 | 0 | 0 | 0 | 0
F9_Industrial_Other Industrial_Existing_Space Heating_Natural Gas_Gas Boiler - High Turndown_A_Achievable Economic UCT Potential | F9 | Industrial | Other Industrial | Existing | Space Heating | Natural Gas | Gas Boiler - High Turndown | A | Cumulative Winter Peak Savings (MW) | Achievable Economic UCT Potential | 0 | 0 | 0 | 0 | 0 | 0 | 0 | 0 | 0 | 0 | 0 | 0 | 0 | 0 | 0 | 0 | 0 | 0 | 0 | 0 | 0 | 0 | 0
F10_Industrial_Other Industrial_Existing_Space Heating_Natural Gas_Gas Boiler - High Turndown_A_Achievable Economic UCT Potential | F10 | Industrial | Other Industrial | Existing | Space Heating | Natural Gas | Gas Boiler - High Turndown | A | Purchases (Incremental) | Achievable Economic UCT Potential | 0 | 0 | 14.1594 | 13.9153 | 13.6754 | 13.4396 | 13.2079 | 11.6821 | 9.1846 | 7.221 | 5.6772 | 4.4634 | 3.5092 | 2.7589 | 2.1691 | 1.7054 | 1.3408 | 1.0541 | 0.007066 | 0.00248 | 0.00083089 | 0.00026627 | 0
F11_Industrial_Other Industrial_Existing_Space Heating_Natural Gas_Gas Boiler - High Turndown_A_Achievable Economic UCT Potential | F11 | Industrial | Other Industrial | Existing | Space Heating | Natural Gas | Gas Boiler - High Turndown | A | Purchases (Cumulative) | Achievable Economic UCT Potential | 0 | 0 | 14.1594 | 28.0747 | 41.7501 | 55.1897 | 68.3976 | 80.0797 | 89.2643 | 96.4853 | 102.1625 | 106.6259 | 110.1351 | 112.8941 | 115.0632 | 116.7685 | 118.1093 | 119.1634 | 119.1705 | 119.173 | 119.1738 | 119.1741 | 0
F1_Industrial_Other Industrial_Existing_Process_Natural Gas_Gas Boiler - High Turndown_A_Achievable Economic UCT Potential | F1 | Industrial | Other Industrial | Existing | Process | Natural Gas | Gas Boiler - High Turndown | A | Integrated Unit Energy Savings (kWh or therms) | Achievable Economic UCT Potential | 0 | 0 | 2.1157 | 2.1098 | 2.1037 | 2.0975 | 2.0911 | 2.0846 | 2.0782 | 2.0719 | 2.0656 | 2.0595 | 2.0537 | 2.048 | 2.0426 | 2.0372 | 2.0318 | 2.0264 | 2.0211 | 2.0157 | 2.0102 | 2.0046 | 0
F2_Industrial_Other Industrial_Existing_Process_Natural Gas_Gas Boiler - High Turndown_A_Achievable Economic UCT Potential | F2 | Industrial | Other Industrial | Existing | Process | Natural Gas | Gas Boiler - High Turndown | A | Integrated Unit Summer Peak Savings (kW) | Achievable Economic UCT Potential | 0 | 0 | 0 | 0 | 0 | 0 | 0 | 0 | 0 | 0 | 0 | 0 | 0 | 0 | 0 | 0 | 0 | 0 | 0 | 0 | 0 | 0 | 0
F3_Industrial_Other Industrial_Existing_Process_Natural Gas_Gas Boiler - High Turndown_A_Achievable Economic UCT Potential | F3 | Industrial | Other Industrial | Existing | Process | Natural Gas | Gas Boiler - High Turndown | A | Integrated Unit Winter Peak Savings (kW) | Achievable Economic UCT Potential | 0 | 0 | 0 | 0 | 0 | 0 | 0 | 0 | 0 | 0 | 0 | 0 | 0 | 0 | 0 | 0 | 0 | 0 | 0 | 0 | 0 | 0 | 0
F4_Industrial_Other Industrial_Existing_Process_Natural Gas_Gas Boiler - High Turndown_A_Achievable Economic UCT Potential | F4 | Industrial | Other Industrial | Existing | Process | Natural Gas | Gas Boiler - High Turndown | A | Incremental Energy Savings (MWh or mTherms) | Achievable Economic UCT Potential | 0 | 0 | 0.43376 | 0.42508 | 0.41655 | 0.40816 | 0.3999 | 0.35261 | 0.27637 | 0.21662 | 0.1698 | 0.1331 | 0.10435 | 0.081814 | 0.06415 | 0.050302 | 0.039444 | 0.030929 | 0.00020678 | 7.2382e-05 | 2.4184e-05 | 7.7286e-06 | 0
F5_Industrial_Other Industrial_Existing_Process_Natural Gas_Gas Boiler - High Turndown_A_Achievable Economic UCT Potential | F5 | Industrial | Other Industrial | Existing | Process | Natural Gas | Gas Boiler - High Turndown | A | Incremental Summer Peak Savings (MW) | Achievable Economic UCT Potential | 0 | 0 | 0 | 0 | 0 | 0 | 0 | 0 | 0 | 0 | 0 | 0 | 0 | 0 | 0 | 0 | 0 | 0 | 0 | 0 | 0 | 0 | 0
F6_Industrial_Other Industrial_Existing_Process_Natural Gas_Gas Boiler - High Turndown_A_Achievable Economic UCT Potential | F6 | Industrial | Other Industrial | Existing | Process | Natural Gas | Gas Boiler - High Turndown | A | Incremental Winter Peak Savings (MW) | Achievable Economic UCT Potential | 0 | 0 | 0 | 0 | 0 | 0 | 0 | 0 | 0 | 0 | 0 | 0 | 0 | 0 | 0 | 0 | 0 | 0 | 0 | 0 | 0 | 0 | 0
F7_Industrial_Other Industrial_Existing_Process_Natural Gas_Gas Boiler - High Turndown_A_Achievable Economic UCT Potential | F7 | Industrial | Other Industrial | Existing | Process | Natural Gas | Gas Boiler - High Turndown | A | Cumulative Energy Savings (MWh or mTherms) | Achievable Economic UCT Potential | 0 | 0 | 0.43376 | 0.85762 | 1.2717 | 1.6761 | 2.0709 | 2.4171 | 2.686 | 2.8944 | 3.0555 | 3.1797 | 3.2749 | 3.3478 | 3.4029 | 3.4443 | 3.4747 | 3.4964 | 3.4874 | 3.4781 | 3.4687 | 3.4591 | 0
F8_Industrial_Other Industrial_Existing_Process_Natural Gas_Gas Boiler - High Turndown_A_Achievable Economic UCT Potential | F8 | Industrial | Other Industrial | Existing | Process | Natural Gas | Gas Boiler - High Turndown | A | Cumulative Summer Peak Savings (MW) | Achievable Economic UCT Potential | 0 | 0 | 0 | 0 | 0 | 0 | 0 | 0 | 0 | 0 | 0 | 0 | 0 | 0 | 0 | 0 | 0 | 0 | 0 | 0 | 0 | 0 | 0
F9_Industrial_Other Industrial_Existing_Process_Natural Gas_Gas Boiler - High Turndown_A_Achievable Economic UCT Potential | F9 | Industrial | Other Industrial | Existing | Process | Natural Gas | Gas Boiler - High Turndown | A | Cumulative Winter Peak Savings (MW) | Achievable Economic UCT Potential | 0 | 0 | 0 | 0 | 0 | 0 | 0 | 0 | 0 | 0 | 0 | 0 | 0 | 0 | 0 | 0 | 0 | 0 | 0 | 0 | 0 | 0 | 0
F10_Industrial_Other Industrial_Existing_Process_Natural Gas_Gas Boiler - High Turndown_A_Achievable Economic UCT Potential | F10 | Industrial | Other Industrial | Existing | Process | Natural Gas | Gas Boiler - High Turndown | A | Purchases (Incremental) | Achievable Economic UCT Potential | 0 | 0 | 205.0172 | 201.4824 | 198.0086 | 194.5947 | 191.2396 | 169.1481 | 132.9854 | 104.554 | 82.2011 | 64.6271 | 50.8103 | 39.9474 | 31.4069 | 24.6923 | 19.4133 | 15.2628 | 0.10231 | 0.035909 | 0.012031 | 0.0038554 | 0
F11_Industrial_Other Industrial_Existing_Process_Natural Gas_Gas Boiler - High Turndown_A_Achievable Economic UCT Potential | F11 | Industrial | Other Industrial | Existing | Process | Natural Gas | Gas Boiler - High Turndown | A | Purchases (Cumulative) | Achievable Economic UCT Potential | 0 | 0 | 205.0172 | 406.4996 | 604.5082 | 799.1029 | 990.3425 | 1159.4906 | 1292.476 | 1397.03 | 1479.2311 | 1543.8582 | 1594.6685 | 1634.6159 | 1666.0228 | 1690.7151 | 1710.1283 | 1725.3912 | 1725.4935 | 1725.5294 | 1725.5414 | 1725.5453 | 0
F1_Industrial_Other Industrial_Existing_Space Heating_Natural Gas_Gas Boiler - Burner Control Optimization_A_Achievable Economic UCT Potential | F1 | Industrial | Other Industrial | Existing | Space Heating | Natural Gas | Gas Boiler - Burner Control Optimization | A | Integrated Unit Energy Savings (kWh or therms) | Achievable Economic UCT Potential | 0 | 0 | 0.80638 | 0.80236 | 0.79805 | 0.79334 | 0.78811 | 0.78225 | 0.77567 | 0.7683 | 0.76013 | 0.75124 | 0.74174 | 0.73182 | 0.7217 | 0.71163 | 0.70185 | 0.69287 | 0.68478 | 0.67757 | 0.67114 | 0.66531 | 0
F2_Industrial_Other Industrial_Existing_Space Heating_Natural Gas_Gas Boiler - Burner Control Optimization_A_Achievable Economic UCT Potential | F2 | Industrial | Other Industrial | Existing | Space Heating | Natural Gas | Gas Boiler - Burner Control Optimization | A | Integrated Unit Summer Peak Savings (kW) | Achievable Economic UCT Potential | 0 | 0 | 0 | 0 | 0 | 0 | 0 | 0 | 0 | 0 | 0 | 0 | 0 | 0 | 0 | 0 | 0 | 0 | 0 | 0 | 0 | 0 | 0
F3_Industrial_Other Industrial_Existing_Space Heating_Natural Gas_Gas Boiler - Burner Control Optimization_A_Achievable Economic UCT Potential | F3 | Industrial | Other Industrial | Existing | Space Heating | Natural Gas | Gas Boiler - Burner Control Optimization | A | Integrated Unit Winter Peak Savings (kW) | Achievable Economic UCT Potential | 0 | 0 | 0 | 0 | 0 | 0 | 0 | 0 | 0 | 0 | 0 | 0 | 0 | 0 | 0 | 0 | 0 | 0 | 0 | 0 | 0 | 0 | 0
F4_Industrial_Other Industrial_Existing_Space Heating_Natural Gas_Gas Boiler - Burner Control Optimization_A_Achievable Economic UCT Potential | F4 | Industrial | Other Industrial | Existing | Space Heating | Natural Gas | Gas Boiler - Burner Control Optimization | A | Incremental Energy Savings (MWh or mTherms) | Achievable Economic UCT Potential | 0 | 0 | 0.00308 | 0.0047343 | 0.0092553 | 0.015824 | 0.024031 | 0.032817 | 0.040702 | 0.046223 | 0.048401 | 0.04701 | 0.042574 | 0.036121 | 0.028829 | 0.021729 | 0.015518 | 0.010539 | 0.0068241 | 0.0042229 | 0.0025021 | 0.0016505 | 0
F5_Industrial_Other Industrial_Existing_Space Heating_Natural Gas_Gas Boiler - Burner Control Optimization_A_Achievable Economic UCT Potential | F5 | Industrial | Other Industrial | Existing | Space Heating | Natural Gas | Gas Boiler - Burner Control Optimization | A | Incremental Summer Peak Savings (MW) | Achievable Economic UCT Potential | 0 | 0 | 0 | 0 | 0 | 0 | 0 | 0 | 0 | 0 | 0 | 0 | 0 | 0 | 0 | 0 | 0 | 0 | 0 | 0 | 0 | 0 | 0
F6_Industrial_Other Industrial_Existing_Space Heating_Natural Gas_Gas Boiler - Burner Control Optimization_A_Achievable Economic UCT Potential | F6 | Industrial | Other Industrial | Existing | Space Heating | Natural Gas | Gas Boiler - Burner Control Optimization | A | Incremental Winter Peak Savings (MW) | Achievable Economic UCT Potential | 0 | 0 | 0 | 0 | 0 | 0 | 0 | 0 | 0 | 0 | 0 | 0 | 0 | 0 | 0 | 0 | 0 | 0 | 0 | 0 | 0 | 0 | 0
F7_Industrial_Other Industrial_Existing_Space Heating_Natural Gas_Gas Boiler - Burner Control Optimization_A_Achievable Economic UCT Potential | F7 | Industrial | Other Industrial | Existing | Space Heating | Natural Gas | Gas Boiler - Burner Control Optimization | A | Cumulative Energy Savings (MWh or mTherms) | Achievable Economic UCT Potential | 0 | 0 | 0.00308 | 0.007799 | 0.017012 | 0.032736 | 0.056551 | 0.088948 | 0.1289 | 0.1739 | 0.22045 | 0.26488 | 0.30411 | 0.33616 | 0.36034 | 0.37704 | 0.38738 | 0.39296 | 0.3952 | 0.39526 | 0.39401 | 0.39224 | 0
F8_Industrial_Other Industrial_Existing_Space Heating_Natural Gas_Gas Boiler - Burner Control Optimization_A_Achievable Economic UCT Potential | F8 | Industrial | Other Industrial | Existing | Space Heating | Natural Gas | Gas Boiler - Burner Control Optimization | A | Cumulative Summer Peak Savings (MW) | Achievable Economic UCT Potential | 0 | 0 | 0 | 0 | 0 | 0 | 0 | 0 | 0 | 0 | 0 | 0 | 0 | 0 | 0 | 0 | 0 | 0 | 0 | 0 | 0 | 0 | 0
F9_Industrial_Other Industrial_Existing_Space Heating_Natural Gas_Gas Boiler - Burner Control Optimization_A_Achievable Economic UCT Potential | F9 | Industrial | Other Industrial | Existing | Space Heating | Natural Gas | Gas Boiler - Burner Control Optimization | A | Cumulative Winter Peak Savings (MW) | Achievable Economic UCT Potential | 0 | 0 | 0 | 0 | 0 | 0 | 0 | 0 | 0 | 0 | 0 | 0 | 0 | 0 | 0 | 0 | 0 | 0 | 0 | 0 | 0 | 0 | 0
F10_Industrial_Other Industrial_Existing_Space Heating_Natural Gas_Gas Boiler - Burner Control Optimization_A_Achievable Economic UCT Potential | F10 | Industrial | Other Industrial | Existing | Space Heating | Natural Gas | Gas Boiler - Burner Control Optimization | A | Purchases (Incremental) | Achievable Economic UCT Potential | 0 | 0 | 3.8196 | 5.9005 | 11.5975 | 19.9457 | 30.4917 | 41.9524 | 52.4734 | 60.1634 | 63.6743 | 62.5765 | 57.3977 | 49.3571 | 39.9462 | 30.5336 | 22.1105 | 15.2105 | 9.9655 | 6.2324 | 3.7282 | 2.4808 | 0
F11_Industrial_Other Industrial_Existing_Space Heating_Natural Gas_Gas Boiler - Burner Control Optimization_A_Achievable Economic UCT Potential | F11 | Industrial | Other Industrial | Existing | Space Heating | Natural Gas | Gas Boiler - Burner Control Optimization | A | Purchases (Cumulative) | Achievable Economic UCT Potential | 0 | 0 | 3.8196 | 9.7201 | 21.3176 | 41.2633 | 71.755 | 113.7074 | 166.1808 | 226.3442 | 290.0186 | 352.595 | 409.9928 | 459.3499 | 499.2961 | 529.8297 | 551.9402 | 567.1508 | 577.1163 | 583.3486 | 587.0768 | 589.5576 | 0
F1_Industrial_Other Industrial_Existing_Process_Natural Gas_Gas Boiler - Burner Control Optimization_A_Achievable Economic UCT Potential | F1 | Industrial | Other Industrial | Existing | Process | Natural Gas | Gas Boiler - Burner Control Optimization | A | Integrated Unit Energy Savings (kWh or therms) | Achievable Economic UCT Potential | 0 | 0 | 0.61342 | 0.61155 | 0.60965 | 0.60771 | 0.60571 | 0.6037 | 0.60173 | 0.59979 | 0.59791 | 0.59608 | 0.59432 | 0.59263 | 0.591 | 0.5894 | 0.58781 | 0.58621 | 0.58464 | 0.58305 | 0.58144 | 0.5798 | 0
F2_Industrial_Other Industrial_Existing_Process_Natural Gas_Gas Boiler - Burner Control Optimization_A_Achievable Economic UCT Potential | F2 | Industrial | Other Industrial | Existing | Process | Natural Gas | Gas Boiler - Burner Control Optimization | A | Integrated Unit Summer Peak Savings (kW) | Achievable Economic UCT Potential | 0 | 0 | 0 | 0 | 0 | 0 | 0 | 0 | 0 | 0 | 0 | 0 | 0 | 0 | 0 | 0 | 0 | 0 | 0 | 0 | 0 | 0 | 0
F3_Industrial_Other Industrial_Existing_Process_Natural Gas_Gas Boiler - Burner Control Optimization_A_Achievable Economic UCT Potential | F3 | Industrial | Other Industrial | Existing | Process | Natural Gas | Gas Boiler - Burner Control Optimization | A | Integrated Unit Winter Peak Savings (kW) | Achievable Economic UCT Potential | 0 | 0 | 0 | 0 | 0 | 0 | 0 | 0 | 0 | 0 | 0 | 0 | 0 | 0 | 0 | 0 | 0 | 0 | 0 | 0 | 0 | 0 | 0
F4_Industrial_Other Industrial_Existing_Process_Natural Gas_Gas Boiler - Burner Control Optimization_A_Achievable Economic UCT Potential | F4 | Industrial | Other Industrial | Existing | Process | Natural Gas | Gas Boiler - Burner Control Optimization | A | Incremental Energy Savings (MWh or mTherms) | Achievable Economic UCT Potential | 0 | 0 | 0.033925 | 0.052248 | 0.10237 | 0.17551 | 0.26742 | 0.36671 | 0.45718 | 0.52249 | 0.55124 | 0.54008 | 0.49392 | 0.42353 | 0.34183 | 0.26057 | 0.18818 | 0.12911 | 0.08436 | 0.052615 | 0.031387 | 0.020826 | 0
F5_Industrial_Other Industrial_Existing_Process_Natural Gas_Gas Boiler - Burner Control Optimization_A_Achievable Economic UCT Potential | F5 | Industrial | Other Industrial | Existing | Process | Natural Gas | Gas Boiler - Burner Control Optimization | A | Incremental Summer Peak Savings (MW) | Achievable Economic UCT Potential | 0 | 0 | 0 | 0 | 0 | 0 | 0 | 0 | 0 | 0 | 0 | 0 | 0 | 0 | 0 | 0 | 0 | 0 | 0 | 0 | 0 | 0 | 0
F6_Industrial_Other Industrial_Existing_Process_Natural Gas_Gas Boiler - Burner Control Optimization_A_Achievable Economic UCT Potential | F6 | Industrial | Other Industrial | Existing | Process | Natural Gas | Gas Boiler - Burner Control Optimization | A | Incremental Winter Peak Savings (MW) | Achievable Economic UCT Potential | 0 | 0 | 0 | 0 | 0 | 0 | 0 | 0 | 0 | 0 | 0 | 0 | 0 | 0 | 0 | 0 | 0 | 0 | 0 | 0 | 0 | 0 | 0
F7_Industrial_Other Industrial_Existing_Process_Natural Gas_Gas Boiler - Burner Control Optimization_A_Achievable Economic UCT Potential | F7 | Industrial | Other Industrial | Existing | Process | Natural Gas | Gas Boiler - Burner Control Optimization | A | Cumulative Energy Savings (MWh or mTherms) | Achievable Economic UCT Potential | 0 | 0 | 0.033925 | 0.086069 | 0.18818 | 0.36308 | 0.62931 | 0.99393 | 1.4479 | 1.9657 | 2.5107 | 3.0432 | 3.5281 | 3.9416 | 4.2726 | 4.5216 | 4.6975 | 4.8139 | 4.8854 | 4.9247 | 4.9425 | 4.9494 | 0
F8_Industrial_Other Industrial_Existing_Process_Natural Gas_Gas Boiler - Burner Control Optimization_A_Achievable Economic UCT Potential | F8 | Industrial | Other Industrial | Existing | Process | Natural Gas | Gas Boiler - Burner Control Optimization | A | Cumulative Summer Peak Savings (MW) | Achievable Economic UCT Potential | 0 | 0 | 0 | 0 | 0 | 0 | 0 | 0 | 0 | 0 | 0 | 0 | 0 | 0 | 0 | 0 | 0 | 0 | 0 | 0 | 0 | 0 | 0
F9_Industrial_Other Industrial_Existing_Process_Natural Gas_Gas Boiler - Burner Control Optimization_A_Achievable Economic UCT Potential | F9 | Industrial | Other Industrial | Existing | Process | Natural Gas | Gas Boiler - Burner Control Optimization | A | Cumulative Winter Peak Savings (MW) | Achievable Economic UCT Potential | 0 | 0 | 0 | 0 | 0 | 0 | 0 | 0 | 0 | 0 | 0 | 0 | 0 | 0 | 0 | 0 | 0 | 0 | 0 | 0 | 0 | 0 | 0
F10_Industrial_Other Industrial_Existing_Process_Natural Gas_Gas Boiler - Burner Control Optimization_A_Achievable Economic UCT Potential | F10 | Industrial | Other Industrial | Existing | Process | Natural Gas | Gas Boiler - Burner Control Optimization | A | Purchases (Incremental) | Achievable Economic UCT Potential | 0 | 0 | 55.3043 | 85.4343 | 167.9227 | 288.798 | 441.4958 | 607.4373 | 759.7727 | 871.1187 | 921.9532 | 906.0575 | 831.0734 | 714.6515 | 578.3893 | 442.1022 | 320.143 | 220.2363 | 144.2927 | 90.2395 | 53.9814 | 35.9197 | 0
F11_Industrial_Other Industrial_Existing_Process_Natural Gas_Gas Boiler - Burner Control Optimization_A_Achievable Economic UCT Potential | F11 | Industrial | Other Industrial | Existing | Process | Natural Gas | Gas Boiler - Burner Control Optimization | A | Purchases (Cumulative) | Achievable Economic UCT Potential | 0 | 0 | 55.3043 | 140.7386 | 308.6613 | 597.4593 | 1038.9551 | 1646.3924 | 2406.1651 | 3277.2838 | 4199.2371 | 5105.2945 | 5936.368 | 6651.0195 | 7229.4088 | 7671.511 | 7991.654 | 8211.8903 | 8356.183 | 8446.4225 | 8500.4038 | 8536.3236 | 0
F1_Industrial_Other Industrial_Existing_Space Heating_Natural Gas_HVAC - Demand Controlled Ventilation_A_Achievable Economic UCT Potential | F1 | Industrial | Other Industrial | Existing | Space Heating | Natural Gas | HVAC - Demand Controlled Ventilation | A | Integrated Unit Energy Savings (kWh or therms) | Achievable Economic UCT Potential | 0 | 0 | 0.0766 | 0.076133 | 0.075654 | 0.075162 | 0.074657 | 0.074136 | 0.073601 | 0.073051 | 0.072489 | 0.071919 | 0.071342 | 0.070756 | 0.070163 | 0.069562 | 0.068958 | 0.068387 | 0.067854 | 0.067357 | 0.066897 | 0.066474 | 0
F2_Industrial_Other Industrial_Existing_Space Heating_Natural Gas_HVAC - Demand Controlled Ventilation_A_Achievable Economic UCT Potential | F2 | Industrial | Other Industrial | Existing | Space Heating | Natural Gas | HVAC - Demand Controlled Ventilation | A | Integrated Unit Summer Peak Savings (kW) | Achievable Economic UCT Potential | 0 | 0 | 0 | 0 | 0 | 0 | 0 | 0 | 0 | 0 | 0 | 0 | 0 | 0 | 0 | 0 | 0 | 0 | 0 | 0 | 0 | 0 | 0
F3_Industrial_Other Industrial_Existing_Space Heating_Natural Gas_HVAC - Demand Controlled Ventilation_A_Achievable Economic UCT Potential | F3 | Industrial | Other Industrial | Existing | Space Heating | Natural Gas | HVAC - Demand Controlled Ventilation | A | Integrated Unit Winter Peak Savings (kW) | Achievable Economic UCT Potential | 0 | 0 | 0 | 0 | 0 | 0 | 0 | 0 | 0 | 0 | 0 | 0 | 0 | 0 | 0 | 0 | 0 | 0 | 0 | 0 | 0 | 0 | 0
F4_Industrial_Other Industrial_Existing_Space Heating_Natural Gas_HVAC - Demand Controlled Ventilation_A_Achievable Economic UCT Potential | F4 | Industrial | Other Industrial | Existing | Space Heating | Natural Gas | HVAC - Demand Controlled Ventilation | A | Incremental Energy Savings (MWh or mTherms) | Achievable Economic UCT Potential | 0 | 0 | 0.39643 | 0.38722 | 0.37814 | 0.36921 | 0.3604 | 0.35172 | 0.34316 | 0.33472 | 0.32642 | 0.31827 | 0.31027 | 0.30242 | 0.29471 | 0.28715 | 0.27975 | 0.27265 | 0.26586 | 0.25937 | 0.25315 | 0.24721 | 0
F5_Industrial_Other Industrial_Existing_Space Heating_Natural Gas_HVAC - Demand Controlled Ventilation_A_Achievable Economic UCT Potential | F5 | Industrial | Other Industrial | Existing | Space Heating | Natural Gas | HVAC - Demand Controlled Ventilation | A | Incremental Summer Peak Savings (MW) | Achievable Economic UCT Potential | 0 | 0 | 0 | 0 | 0 | 0 | 0 | 0 | 0 | 0 | 0 | 0 | 0 | 0 | 0 | 0 | 0 | 0 | 0 | 0 | 0 | 0 | 0
F6_Industrial_Other Industrial_Existing_Space Heating_Natural Gas_HVAC - Demand Controlled Ventilation_A_Achievable Economic UCT Potential | F6 | Industrial | Other Industrial | Existing | Space Heating | Natural Gas | HVAC - Demand Controlled Ventilation | A | Incremental Winter Peak Savings (MW) | Achievable Economic UCT Potential | 0 | 0 | 0 | 0 | 0 | 0 | 0 | 0 | 0 | 0 | 0 | 0 | 0 | 0 | 0 | 0 | 0 | 0 | 0 | 0 | 0 | 0 | 0
F7_Industrial_Other Industrial_Existing_Space Heating_Natural Gas_HVAC - Demand Controlled Ventilation_A_Achievable Economic UCT Potential | F7 | Industrial | Other Industrial | Existing | Space Heating | Natural Gas | HVAC - Demand Controlled Ventilation | A | Cumulative Energy Savings (MWh or mTherms) | Achievable Economic UCT Potential | 0 | 0 | 0.39643 | 0.78123 | 1.1545 | 1.5162 | 1.8664 | 2.2051 | 2.5323 | 2.8481 | 3.1526 | 3.4461 | 3.7287 | 4.0005 | 4.2617 | 4.5124 | 4.7529 | 4.9862 | 5.2132 | 5.4344 | 5.6505 | 5.8619 | 0
F8_Industrial_Other Industrial_Existing_Space Heating_Natural Gas_HVAC - Demand Controlled Ventilation_A_Achievable Economic UCT Potential | F8 | Industrial | Other Industrial | Existing | Space Heating | Natural Gas | HVAC - Demand Controlled Ventilation | A | Cumulative Summer Peak Savings (MW) | Achievable Economic UCT Potential | 0 | 0 | 0 | 0 | 0 | 0 | 0 | 0 | 0 | 0 | 0 | 0 | 0 | 0 | 0 | 0 | 0 | 0 | 0 | 0 | 0 | 0 | 0
F9_Industrial_Other Industrial_Existing_Space Heating_Natural Gas_HVAC - Demand Controlled Ventilation_A_Achievable Economic UCT Potential | F9 | Industrial | Other Industrial | Existing | Space Heating | Natural Gas | HVAC - Demand Controlled Ventilation | A | Cumulative Winter Peak Savings (MW) | Achievable Economic UCT Potential | 0 | 0 | 0 | 0 | 0 | 0 | 0 | 0 | 0 | 0 | 0 | 0 | 0 | 0 | 0 | 0 | 0 | 0 | 0 | 0 | 0 | 0 | 0
F10_Industrial_Other Industrial_Existing_Space Heating_Natural Gas_HVAC - Demand Controlled Ventilation_A_Achievable Economic UCT Potential | F10 | Industrial | Other Industrial | Existing | Space Heating | Natural Gas | HVAC - Demand Controlled Ventilation | A | Purchases (Incremental) | Achievable Economic UCT Potential | 0 | 0 | 5175.2636 | 5086.0349 | 4998.3447 | 4912.1663 | 4827.4738 | 4744.2415 | 4662.4442 | 4582.0573 | 4503.0563 | 4425.4174 | 4349.1171 | 4274.1323 | 4200.4404 | 4128.019 | 4056.8462 | 3986.9006 | 3918.1609 | 3850.6064 | 3784.2167 | 3718.9716 | 0
F11_Industrial_Other Industrial_Existing_Space Heating_Natural Gas_HVAC - Demand Controlled Ventilation_A_Achievable Economic UCT Potential | F11 | Industrial | Other Industrial | Existing | Space Heating | Natural Gas | HVAC - Demand Controlled Ventilation | A | Purchases (Cumulative) | Achievable Economic UCT Potential | 0 | 0 | 5175.2636 | 10261.2986 | 15259.6433 | 20171.8096 | 24999.2834 | 29743.5249 | 34405.9691 | 38988.0264 | 43491.0827 | 47916.5 | 52265.6171 | 56539.7494 | 60740.1898 | 64868.2087 | 68925.055 | 72911.9556 | 76830.1165 | 80680.723 | 84464.9396 | 88183.9112 | 0
F1_Industrial_Other Industrial_Existing_Space Heating_Natural Gas_Gas Boiler - Stack Economizer_A_Achievable Economic UCT Potential | F1 | Industrial | Other Industrial | Existing | Space Heating | Natural Gas | Gas Boiler - Stack Economizer | A | Integrated Unit Energy Savings (kWh or therms) | Achievable Economic UCT Potential | 0 | 0 | 2.0301 | 2.0202 | 2.0096 | 1.998 | 1.9852 | 1.9706 | 1.9543 | 1.9359 | 1.9154 | 1.8931 | 1.8693 | 1.8444 | 1.819 | 1.7937 | 1.7691 | 1.7465 | 1.7261 | 1.708 | 1.6918 | 1.6772 | 0
F2_Industrial_Other Industrial_Existing_Space Heating_Natural Gas_Gas Boiler - Stack Economizer_A_Achievable Economic UCT Potential | F2 | Industrial | Other Industrial | Existing | Space Heating | Natural Gas | Gas Boiler - Stack Economizer | A | Integrated Unit Summer Peak Savings (kW) | Achievable Economic UCT Potential | 0 | 0 | 0 | 0 | 0 | 0 | 0 | 0 | 0 | 0 | 0 | 0 | 0 | 0 | 0 | 0 | 0 | 0 | 0 | 0 | 0 | 0 | 0
F3_Industrial_Other Industrial_Existing_Space Heating_Natural Gas_Gas Boiler - Stack Economizer_A_Achievable Economic UCT Potential | F3 | Industrial | Other Industrial | Existing | Space Heating | Natural Gas | Gas Boiler - Stack Economizer | A | Integrated Unit Winter Peak Savings (kW) | Achievable Economic UCT Potential | 0 | 0 | 0 | 0 | 0 | 0 | 0 | 0 | 0 | 0 | 0 | 0 | 0 | 0 | 0 | 0 | 0 | 0 | 0 | 0 | 0 | 0 | 0
F4_Industrial_Other Industrial_Existing_Space Heating_Natural Gas_Gas Boiler - Stack Economizer_A_Achievable Economic UCT Potential | F4 | Industrial | Other Industrial | Existing | Space Heating | Natural Gas | Gas Boiler - Stack Economizer | A | Incremental Energy Savings (MWh or mTherms) | Achievable Economic UCT Potential | 0 | 0 | 0.076654 | 0.074966 | 0.073287 | 0.071608 | 0.069919 | 0.06139 | 0.047864 | 0.037277 | 0.028998 | 0.022533 | 0.017493 | 0.01357 | 0.010521 | 0.0081569 | 0.0063251 | 0.0049094 | 3.2525e-05 | 1.1296e-05 | 3.7487e-06 | 1.1909e-06 | 0
F5_Industrial_Other Industrial_Existing_Space Heating_Natural Gas_Gas Boiler - Stack Economizer_A_Achievable Economic UCT Potential | F5 | Industrial | Other Industrial | Existing | Space Heating | Natural Gas | Gas Boiler - Stack Economizer | A | Incremental Summer Peak Savings (MW) | Achievable Economic UCT Potential | 0 | 0 | 0 | 0 | 0 | 0 | 0 | 0 | 0 | 0 | 0 | 0 | 0 | 0 | 0 | 0 | 0 | 0 | 0 | 0 | 0 | 0 | 0
F6_Industrial_Other Industrial_Existing_Space Heating_Natural Gas_Gas Boiler - Stack Economizer_A_Achievable Economic UCT Potential | F6 | Industrial | Other Industrial | Existing | Space Heating | Natural Gas | Gas Boiler - Stack Economizer | A | Incremental Winter Peak Savings (MW) | Achievable Economic UCT Potential | 0 | 0 | 0 | 0 | 0 | 0 | 0 | 0 | 0 | 0 | 0 | 0 | 0 | 0 | 0 | 0 | 0 | 0 | 0 | 0 | 0 | 0 | 0
F7_Industrial_Other Industrial_Existing_Space Heating_Natural Gas_Gas Boiler - Stack Economizer_A_Achievable Economic UCT Potential | F7 | Industrial | Other Industrial | Existing | Space Heating | Natural Gas | Gas Boiler - Stack Economizer | A | Cumulative Energy Savings (MWh or mTherms) | Achievable Economic UCT Potential | 0 | 0 | 0.076654 | 0.15125 | 0.22374 | 0.29406 | 0.36208 | 0.42082 | 0.46519 | 0.49808 | 0.52182 | 0.53828 | 0.549 | 0.55526 | 0.55812 | 0.55852 | 0.55719 | 0.55498 | 0.54855 | 0.5428 | 0.53766 | 0.533 | 0
F8_Industrial_Other Industrial_Existing_Space Heating_Natural Gas_Gas Boiler - Stack Economizer_A_Achievable Economic UCT Potential | F8 | Industrial | Other Industrial | Existing | Space Heating | Natural Gas | Gas Boiler - Stack Economizer | A | Cumulative Summer Peak Savings (MW) | Achievable Economic UCT Potential | 0 | 0 | 0 | 0 | 0 | 0 | 0 | 0 | 0 | 0 | 0 | 0 | 0 | 0 | 0 | 0 | 0 | 0 | 0 | 0 | 0 | 0 | 0
F9_Industrial_Other Industrial_Existing_Space Heating_Natural Gas_Gas Boiler - Stack Economizer_A_Achievable Economic UCT Potential | F9 | Industrial | Other Industrial | Existing | Space Heating | Natural Gas | Gas Boiler - Stack Economizer | A | Cumulative Winter Peak Savings (MW) | Achievable Economic UCT Potential | 0 | 0 | 0 | 0 | 0 | 0 | 0 | 0 | 0 | 0 | 0 | 0 | 0 | 0 | 0 | 0 | 0 | 0 | 0 | 0 | 0 | 0 | 0
F10_Industrial_Other Industrial_Existing_Space Heating_Natural Gas_Gas Boiler - Stack Economizer_A_Achievable Economic UCT Potential | F10 | Industrial | Other Industrial | Existing | Space Heating | Natural Gas | Gas Boiler - Stack Economizer | A | Purchases (Incremental) | Achievable Economic UCT Potential | 0 | 0 | 37.7585 | 37.1075 | 36.4677 | 35.8389 | 35.221 | 31.1524 | 24.4922 | 19.256 | 15.1392 | 11.9025 | 9.3578 | 7.3572 | 5.7843 | 4.5476 | 3.5754 | 2.811 | 0.018843 | 0.0066135 | 0.0022157 | 0.00071006 | 0
F11_Industrial_Other Industrial_Existing_Space Heating_Natural Gas_Gas Boiler - Stack Economizer_A_Achievable Economic UCT Potential | F11 | Industrial | Other Industrial | Existing | Space Heating | Natural Gas | Gas Boiler - Stack Economizer | A | Purchases (Cumulative) | Achievable Economic UCT Potential | 0 | 0 | 37.7585 | 74.8659 | 111.3336 | 147.1726 | 182.3936 | 213.546 | 238.0382 | 257.2941 | 272.4333 | 284.3358 | 293.6936 | 301.0508 | 306.8351 | 311.3827 | 314.9581 | 317.7691 | 317.788 | 317.7946 | 317.7968 | 317.7975 | 0
F1_Industrial_Other Industrial_Existing_Process_Natural Gas_Gas Boiler - Stack Economizer_A_Achievable Economic UCT Potential | F1 | Industrial | Other Industrial | Existing | Process | Natural Gas | Gas Boiler - Stack Economizer | A | Integrated Unit Energy Savings (kWh or therms) | Achievable Economic UCT Potential | 0 | 0 | 2.0323 | 2.0277 | 2.0231 | 2.0184 | 2.0135 | 2.0084 | 2.0032 | 1.9979 | 1.9926 | 1.9873 | 1.9822 | 1.9772 | 1.9723 | 1.9675 | 1.9626 | 1.9578 | 1.9528 | 1.9478 | 1.9427 | 1.9376 | 0
F2_Industrial_Other Industrial_Existing_Process_Natural Gas_Gas Boiler - Stack Economizer_A_Achievable Economic UCT Potential | F2 | Industrial | Other Industrial | Existing | Process | Natural Gas | Gas Boiler - Stack Economizer | A | Integrated Unit Summer Peak Savings (kW) | Achievable Economic UCT Potential | 0 | 0 | 0 | 0 | 0 | 0 | 0 | 0 | 0 | 0 | 0 | 0 | 0 | 0 | 0 | 0 | 0 | 0 | 0 | 0 | 0 | 0 | 0
F3_Industrial_Other Industrial_Existing_Process_Natural Gas_Gas Boiler - Stack Economizer_A_Achievable Economic UCT Potential | F3 | Industrial | Other Industrial | Existing | Process | Natural Gas | Gas Boiler - Stack Economizer | A | Integrated Unit Winter Peak Savings (kW) | Achievable Economic UCT Potential | 0 | 0 | 0 | 0 | 0 | 0 | 0 | 0 | 0 | 0 | 0 | 0 | 0 | 0 | 0 | 0 | 0 | 0 | 0 | 0 | 0 | 0 | 0
F4_Industrial_Other Industrial_Existing_Process_Natural Gas_Gas Boiler - Stack Economizer_A_Achievable Economic UCT Potential | F4 | Industrial | Other Industrial | Existing | Process | Natural Gas | Gas Boiler - Stack Economizer | A | Incremental Energy Savings (MWh or mTherms) | Achievable Economic UCT Potential | 0 | 0 | 1.1111 | 1.0895 | 1.0683 | 1.0474 | 1.0268 | 0.90592 | 0.71039 | 0.55703 | 0.43677 | 0.34249 | 0.26857 | 0.21062 | 0.16518 | 0.12955 | 0.1016 | 0.079682 | 0.00053278 | 0.00018652 | 6.2326e-05 | 1.992e-05 | 0
F5_Industrial_Other Industrial_Existing_Process_Natural Gas_Gas Boiler - Stack Economizer_A_Achievable Economic UCT Potential | F5 | Industrial | Other Industrial | Existing | Process | Natural Gas | Gas Boiler - Stack Economizer | A | Incremental Summer Peak Savings (MW) | Achievable Economic UCT Potential | 0 | 0 | 0 | 0 | 0 | 0 | 0 | 0 | 0 | 0 | 0 | 0 | 0 | 0 | 0 | 0 | 0 | 0 | 0 | 0 | 0 | 0 | 0
F6_Industrial_Other Industrial_Existing_Process_Natural Gas_Gas Boiler - Stack Economizer_A_Achievable Economic UCT Potential | F6 | Industrial | Other Industrial | Existing | Process | Natural Gas | Gas Boiler - Stack Economizer | A | Incremental Winter Peak Savings (MW) | Achievable Economic UCT Potential | 0 | 0 | 0 | 0 | 0 | 0 | 0 | 0 | 0 | 0 | 0 | 0 | 0 | 0 | 0 | 0 | 0 | 0 | 0 | 0 | 0 | 0 | 0
F7_Industrial_Other Industrial_Existing_Process_Natural Gas_Gas Boiler - Stack Economizer_A_Achievable Economic UCT Potential | F7 | Industrial | Other Industrial | Existing | Process | Natural Gas | Gas Boiler - Stack Economizer | A | Cumulative Energy Savings (MWh or mTherms) | Achievable Economic UCT Potential | 0 | 0 | 1.1111 | 2.1981 | 3.2613 | 4.3011 | 5.3175 | 6.21 | 6.9042 | 7.4429 | 7.8599 | 8.1816 | 8.429 | 8.6184 | 8.7623 | 8.8704 | 8.9502 | 9.0077 | 8.9855 | 8.9627 | 8.9394 | 8.9157 | 0
F8_Industrial_Other Industrial_Existing_Process_Natural Gas_Gas Boiler - Stack Economizer_A_Achievable Economic UCT Potential | F8 | Industrial | Other Industrial | Existing | Process | Natural Gas | Gas Boiler - Stack Economizer | A | Cumulative Summer Peak Savings (MW) | Achievable Economic UCT Potential | 0 | 0 | 0 | 0 | 0 | 0 | 0 | 0 | 0 | 0 | 0 | 0 | 0 | 0 | 0 | 0 | 0 | 0 | 0 | 0 | 0 | 0 | 0
F9_Industrial_Other Industrial_Existing_Process_Natural Gas_Gas Boiler - Stack Economizer_A_Achievable Economic UCT Potential | F9 | Industrial | Other Industrial | Existing | Process | Natural Gas | Gas Boiler - Stack Economizer | A | Cumulative Winter Peak Savings (MW) | Achievable Economic UCT Potential | 0 | 0 | 0 | 0 | 0 | 0 | 0 | 0 | 0 | 0 | 0 | 0 | 0 | 0 | 0 | 0 | 0 | 0 | 0 | 0 | 0 | 0 | 0
F10_Industrial_Other Industrial_Existing_Process_Natural Gas_Gas Boiler - Stack Economizer_A_Achievable Economic UCT Potential | F10 | Industrial | Other Industrial | Existing | Process | Natural Gas | Gas Boiler - Stack Economizer | A | Purchases (Incremental) | Achievable Economic UCT Potential | 0 | 0 | 546.7126 | 537.2865 | 528.0229 | 518.9191 | 509.9722 | 451.0616 | 354.6278 | 278.8108 | 219.203 | 172.3389 | 135.494 | 106.5263 | 83.7517 | 65.8462 | 51.7687 | 40.7009 | 0.27283 | 0.095758 | 0.032082 | 0.010281 | 0
F11_Industrial_Other Industrial_Existing_Process_Natural Gas_Gas Boiler - Stack Economizer_A_Achievable Economic UCT Potential | F11 | Industrial | Other Industrial | Existing | Process | Natural Gas | Gas Boiler - Stack Economizer | A | Purchases (Cumulative) | Achievable Economic UCT Potential | 0 | 0 | 546.7126 | 1083.999 | 1612.022 | 2130.941 | 2640.9132 | 3091.9749 | 3446.6026 | 3725.4134 | 3944.6164 | 4116.9553 | 4252.4493 | 4358.9756 | 4442.7273 | 4508.5735 | 4560.3423 | 4601.0432 | 4601.316 | 4601.4118 | 4601.4439 | 4601.4541 | 0
F1_Industrial_Other Industrial_Existing_Space Heating_Natural Gas_Gas Furnace Tube Inserts_A_Achievable Economic UCT Potential | F1 | Industrial | Other Industrial | Existing | Space Heating | Natural Gas | Gas Furnace Tube Inserts | A | Integrated Unit Energy Savings (kWh or therms) | Achievable Economic UCT Potential | 0 | 0 | 0.088078 | 0.087554 | 0.087015 | 0.086462 | 0.085893 | 0.085308 | 0.084705 | 0.084085 | 0.083452 | 0.082809 | 0.082158 | 0.081497 | 0.080827 | 0.080149 | 0.079467 | 0.078823 | 0.078223 | 0.077665 | 0.07715 | 0.076676 | 0
F2_Industrial_Other Industrial_Existing_Space Heating_Natural Gas_Gas Furnace Tube Inserts_A_Achievable Economic UCT Potential | F2 | Industrial | Other Industrial | Existing | Space Heating | Natural Gas | Gas Furnace Tube Inserts | A | Integrated Unit Summer Peak Savings (kW) | Achievable Economic UCT Potential | 0 | 0 | 0 | 0 | 0 | 0 | 0 | 0 | 0 | 0 | 0 | 0 | 0 | 0 | 0 | 0 | 0 | 0 | 0 | 0 | 0 | 0 | 0
F3_Industrial_Other Industrial_Existing_Space Heating_Natural Gas_Gas Furnace Tube Inserts_A_Achievable Economic UCT Potential | F3 | Industrial | Other Industrial | Existing | Space Heating | Natural Gas | Gas Furnace Tube Inserts | A | Integrated Unit Winter Peak Savings (kW) | Achievable Economic UCT Potential | 0 | 0 | 0 | 0 | 0 | 0 | 0 | 0 | 0 | 0 | 0 | 0 | 0 | 0 | 0 | 0 | 0 | 0 | 0 | 0 | 0 | 0 | 0
F4_Industrial_Other Industrial_Existing_Space Heating_Natural Gas_Gas Furnace Tube Inserts_A_Achievable Economic UCT Potential | F4 | Industrial | Other Industrial | Existing | Space Heating | Natural Gas | Gas Furnace Tube Inserts | A | Incremental Energy Savings (MWh or mTherms) | Achievable Economic UCT Potential | 0 | 0 | 0 | 0 | 0 | 0 | 0 | 0 | 0 | 0 | 0 | 0 | 0 | 0 | 0 | 0 | 0 | 0 | 0 | 0 | 0 | 0 | 0
F5_Industrial_Other Industrial_Existing_Space Heating_Natural Gas_Gas Furnace Tube Inserts_A_Achievable Economic UCT Potential | F5 | Industrial | Other Industrial | Existing | Space Heating | Natural Gas | Gas Furnace Tube Inserts | A | Incremental Summer Peak Savings (MW) | Achievable Economic UCT Potential | 0 | 0 | 0 | 0 | 0 | 0 | 0 | 0 | 0 | 0 | 0 | 0 | 0 | 0 | 0 | 0 | 0 | 0 | 0 | 0 | 0 | 0 | 0
F6_Industrial_Other Industrial_Existing_Space Heating_Natural Gas_Gas Furnace Tube Inserts_A_Achievable Economic UCT Potential | F6 | Industrial | Other Industrial | Existing | Space Heating | Natural Gas | Gas Furnace Tube Inserts | A | Incremental Winter Peak Savings (MW) | Achievable Economic UCT Potential | 0 | 0 | 0 | 0 | 0 | 0 | 0 | 0 | 0 | 0 | 0 | 0 | 0 | 0 | 0 | 0 | 0 | 0 | 0 | 0 | 0 | 0 | 0
F7_Industrial_Other Industrial_Existing_Space Heating_Natural Gas_Gas Furnace Tube Inserts_A_Achievable Economic UCT Potential | F7 | Industrial | Other Industrial | Existing | Space Heating | Natural Gas | Gas Furnace Tube Inserts | A | Cumulative Energy Savings (MWh or mTherms) | Achievable Economic UCT Potential | 0 | 0 | 0 | 0 | 0 | 0 | 0 | 0 | 0 | 0 | 0 | 0 | 0 | 0 | 0 | 0 | 0 | 0 | 0 | 0 | 0 | 0 | 0
F8_Industrial_Other Industrial_Existing_Space Heating_Natural Gas_Gas Furnace Tube Inserts_A_Achievable Economic UCT Potential | F8 | Industrial | Other Industrial | Existing | Space Heating | Natural Gas | Gas Furnace Tube Inserts | A | Cumulative Summer Peak Savings (MW) | Achievable Economic UCT Potential | 0 | 0 | 0 | 0 | 0 | 0 | 0 | 0 | 0 | 0 | 0 | 0 | 0 | 0 | 0 | 0 | 0 | 0 | 0 | 0 | 0 | 0 | 0
F9_Industrial_Other Industrial_Existing_Space Heating_Natural Gas_Gas Furnace Tube Inserts_A_Achievable Economic UCT Potential | F9 | Industrial | Other Industrial | Existing | Space Heating | Natural Gas | Gas Furnace Tube Inserts | A | Cumulative Winter Peak Savings (MW) | Achievable Economic UCT Potential | 0 | 0 | 0 | 0 | 0 | 0 | 0 | 0 | 0 | 0 | 0 | 0 | 0 | 0 | 0 | 0 | 0 | 0 | 0 | 0 | 0 | 0 | 0
F10_Industrial_Other Industrial_Existing_Space Heating_Natural Gas_Gas Furnace Tube Inserts_A_Achievable Economic UCT Potential | F10 | Industrial | Other Industrial | Existing | Space Heating | Natural Gas | Gas Furnace Tube Inserts | A | Purchases (Incremental) | Achievable Economic UCT Potential | 0 | 0 | 0 | 0 | 0 | 0 | 0 | 0 | 0 | 0 | 0 | 0 | 0 | 0 | 0 | 0 | 0 | 0 | 0 | 0 | 0 | 0 | 0
F11_Industrial_Other Industrial_Existing_Space Heating_Natural Gas_Gas Furnace Tube Inserts_A_Achievable Economic UCT Potential | F11 | Industrial | Other Industrial | Existing | Space Heating | Natural Gas | Gas Furnace Tube Inserts | A | Purchases (Cumulative) | Achievable Economic UCT Potential | 0 | 0 | 0 | 0 | 0 | 0 | 0 | 0 | 0 | 0 | 0 | 0 | 0 | 0 | 0 | 0 | 0 | 0 | 0 | 0 | 0 | 0 | 0
F1_Industrial_Other Industrial_Existing_Space Heating_Natural Gas_Space Heating - Heat Recovery Ventilator_A_Achievable Economic UCT Potential | F1 | Industrial | Other Industrial | Existing | Space Heating | Natural Gas | Space Heating - Heat Recovery Ventilator | A | Integrated Unit Energy Savings (kWh or therms) | Achievable Economic UCT Potential | 0 | 0 | 0.013332 | 0.013267 | 0.013197 | 0.013119 | 0.013033 | 0.012936 | 0.012827 | 0.012705 | 0.01257 | 0.012423 | 0.012267 | 0.012104 | 0.011937 | 0.011772 | 0.011611 | 0.011464 | 0.011331 | 0.011212 | 0.011106 | 0.011009 | 0
F2_Industrial_Other Industrial_Existing_Space Heating_Natural Gas_Space Heating - Heat Recovery Ventilator_A_Achievable Economic UCT Potential | F2 | Industrial | Other Industrial | Existing | Space Heating | Natural Gas | Space Heating - Heat Recovery Ventilator | A | Integrated Unit Summer Peak Savings (kW) | Achievable Economic UCT Potential | 0 | 0 | 0 | 0 | 0 | 0 | 0 | 0 | 0 | 0 | 0 | 0 | 0 | 0 | 0 | 0 | 0 | 0 | 0 | 0 | 0 | 0 | 0
F3_Industrial_Other Industrial_Existing_Space Heating_Natural Gas_Space Heating - Heat Recovery Ventilator_A_Achievable Economic UCT Potential | F3 | Industrial | Other Industrial | Existing | Space Heating | Natural Gas | Space Heating - Heat Recovery Ventilator | A | Integrated Unit Winter Peak Savings (kW) | Achievable Economic UCT Potential | 0 | 0 | 0 | 0 | 0 | 0 | 0 | 0 | 0 | 0 | 0 | 0 | 0 | 0 | 0 | 0 | 0 | 0 | 0 | 0 | 0 | 0 | 0
F4_Industrial_Other Industrial_Existing_Space Heating_Natural Gas_Space Heating - Heat Recovery Ventilator_A_Achievable Economic UCT Potential | F4 | Industrial | Other Industrial | Existing | Space Heating | Natural Gas | Space Heating - Heat Recovery Ventilator | A | Incremental Energy Savings (MWh or mTherms) | Achievable Economic UCT Potential | 0 | 0 | 0 | 0 | 0 | 0 | 0 | 0 | 0 | 0 | 0 | 0 | 0 | 0 | 0 | 0 | 0 | 0 | 0 | 0 | 0 | 0 | 0
F5_Industrial_Other Industrial_Existing_Space Heating_Natural Gas_Space Heating - Heat Recovery Ventilator_A_Achievable Economic UCT Potential | F5 | Industrial | Other Industrial | Existing | Space Heating | Natural Gas | Space Heating - Heat Recovery Ventilator | A | Incremental Summer Peak Savings (MW) | Achievable Economic UCT Potential | 0 | 0 | 0 | 0 | 0 | 0 | 0 | 0 | 0 | 0 | 0 | 0 | 0 | 0 | 0 | 0 | 0 | 0 | 0 | 0 | 0 | 0 | 0
F6_Industrial_Other Industrial_Existing_Space Heating_Natural Gas_Space Heating - Heat Recovery Ventilator_A_Achievable Economic UCT Potential | F6 | Industrial | Other Industrial | Existing | Space Heating | Natural Gas | Space Heating - Heat Recovery Ventilator | A | Incremental Winter Peak Savings (MW) | Achievable Economic UCT Potential | 0 | 0 | 0 | 0 | 0 | 0 | 0 | 0 | 0 | 0 | 0 | 0 | 0 | 0 | 0 | 0 | 0 | 0 | 0 | 0 | 0 | 0 | 0
F7_Industrial_Other Industrial_Existing_Space Heating_Natural Gas_Space Heating - Heat Recovery Ventilator_A_Achievable Economic UCT Potential | F7 | Industrial | Other Industrial | Existing | Space Heating | Natural Gas | Space Heating - Heat Recovery Ventilator | A | Cumulative Energy Savings (MWh or mTherms) | Achievable Economic UCT Potential | 0 | 0 | 0 | 0 | 0 | 0 | 0 | 0 | 0 | 0 | 0 | 0 | 0 | 0 | 0 | 0 | 0 | 0 | 0 | 0 | 0 | 0 | 0
F8_Industrial_Other Industrial_Existing_Space Heating_Natural Gas_Space Heating - Heat Recovery Ventilator_A_Achievable Economic UCT Potential | F8 | Industrial | Other Industrial | Existing | Space Heating | Natural Gas | Space Heating - Heat Recovery Ventilator | A | Cumulative Summer Peak Savings (MW) | Achievable Economic UCT Potential | 0 | 0 | 0 | 0 | 0 | 0 | 0 | 0 | 0 | 0 | 0 | 0 | 0 | 0 | 0 | 0 | 0 | 0 | 0 | 0 | 0 | 0 | 0
F9_Industrial_Other Industrial_Existing_Space Heating_Natural Gas_Space Heating - Heat Recovery Ventilator_A_Achievable Economic UCT Potential | F9 | Industrial | Other Industrial | Existing | Space Heating | Natural Gas | Space Heating - Heat Recovery Ventilator | A | Cumulative Winter Peak Savings (MW) | Achievable Economic UCT Potential | 0 | 0 | 0 | 0 | 0 | 0 | 0 | 0 | 0 | 0 | 0 | 0 | 0 | 0 | 0 | 0 | 0 | 0 | 0 | 0 | 0 | 0 | 0
F10_Industrial_Other Industrial_Existing_Space Heating_Natural Gas_Space Heating - Heat Recovery Ventilator_A_Achievable Economic UCT Potential | F10 | Industrial | Other Industrial | Existing | Space Heating | Natural Gas | Space Heating - Heat Recovery Ventilator | A | Purchases (Incremental) | Achievable Economic UCT Potential | 0 | 0 | 0 | 0 | 0 | 0 | 0 | 0 | 0 | 0 | 0 | 0 | 0 | 0 | 0 | 0 | 0 | 0 | 0 | 0 | 0 | 0 | 0
F11_Industrial_Other Industrial_Existing_Space Heating_Natural Gas_Space Heating - Heat Recovery Ventilator_A_Achievable Economic UCT Potential | F11 | Industrial | Other Industrial | Existing | Space Heating | Natural Gas | Space Heating - Heat Recovery Ventilator | A | Purchases (Cumulative) | Achievable Economic UCT Potential | 0 | 0 | 0 | 0 | 0 | 0 | 0 | 0 | 0 | 0 | 0 | 0 | 0 | 0 | 0 | 0 | 0 | 0 | 0 | 0 | 0 | 0 | 0
F1_Industrial_Other Industrial_Existing_Space Heating_Natural Gas_Thermostat - Programmable_A_Achievable Economic UCT Potential | F1 | Industrial | Other Industrial | Existing | Space Heating | Natural Gas | Thermostat - Programmable | A | Integrated Unit Energy Savings (kWh or therms) | Achievable Economic UCT Potential | 0 | 0 | 0.0064495 | 0.0064181 | 0.0063841 | 0.0063467 | 0.006305 | 0.006258 | 0.0062053 | 0.0061462 | 0.0060809 | 0.0060099 | 0.0059343 | 0.0058554 | 0.0057749 | 0.0056949 | 0.0056172 | 0.0055458 | 0.0054815 | 0.0054241 | 0.0053728 | 0.005326 | 0
F2_Industrial_Other Industrial_Existing_Space Heating_Natural Gas_Thermostat - Programmable_A_Achievable Economic UCT Potential | F2 | Industrial | Other Industrial | Existing | Space Heating | Natural Gas | Thermostat - Programmable | A | Integrated Unit Summer Peak Savings (kW) | Achievable Economic UCT Potential | 0 | 0 | 0 | 0 | 0 | 0 | 0 | 0 | 0 | 0 | 0 | 0 | 0 | 0 | 0 | 0 | 0 | 0 | 0 | 0 | 0 | 0 | 0
F3_Industrial_Other Industrial_Existing_Space Heating_Natural Gas_Thermostat - Programmable_A_Achievable Economic UCT Potential | F3 | Industrial | Other Industrial | Existing | Space Heating | Natural Gas | Thermostat - Programmable | A | Integrated Unit Winter Peak Savings (kW) | Achievable Economic UCT Potential | 0 | 0 | 0 | 0 | 0 | 0 | 0 | 0 | 0 | 0 | 0 | 0 | 0 | 0 | 0 | 0 | 0 | 0 | 0 | 0 | 0 | 0 | 0
F4_Industrial_Other Industrial_Existing_Space Heating_Natural Gas_Thermostat - Programmable_A_Achievable Economic UCT Potential | F4 | Industrial | Other Industrial | Existing | Space Heating | Natural Gas | Thermostat - Programmable | A | Incremental Energy Savings (MWh or mTherms) | Achievable Economic UCT Potential | 0 | 0 | 0 | 0 | 0 | 0 | 0 | 0 | 0 | 0 | 0 | 0 | 0 | 0 | 0 | 0 | 0 | 0 | 0 | 0 | 0 | 0 | 0
F5_Industrial_Other Industrial_Existing_Space Heating_Natural Gas_Thermostat - Programmable_A_Achievable Economic UCT Potential | F5 | Industrial | Other Industrial | Existing | Space Heating | Natural Gas | Thermostat - Programmable | A | Incremental Summer Peak Savings (MW) | Achievable Economic UCT Potential | 0 | 0 | 0 | 0 | 0 | 0 | 0 | 0 | 0 | 0 | 0 | 0 | 0 | 0 | 0 | 0 | 0 | 0 | 0 | 0 | 0 | 0 | 0
F6_Industrial_Other Industrial_Existing_Space Heating_Natural Gas_Thermostat - Programmable_A_Achievable Economic UCT Potential | F6 | Industrial | Other Industrial | Existing | Space Heating | Natural Gas | Thermostat - Programmable | A | Incremental Winter Peak Savings (MW) | Achievable Economic UCT Potential | 0 | 0 | 0 | 0 | 0 | 0 | 0 | 0 | 0 | 0 | 0 | 0 | 0 | 0 | 0 | 0 | 0 | 0 | 0 | 0 | 0 | 0 | 0
F7_Industrial_Other Industrial_Existing_Space Heating_Natural Gas_Thermostat - Programmable_A_Achievable Economic UCT Potential | F7 | Industrial | Other Industrial | Existing | Space Heating | Natural Gas | Thermostat - Programmable | A | Cumulative Energy Savings (MWh or mTherms) | Achievable Economic UCT Potential | 0 | 0 | 0 | 0 | 0 | 0 | 0 | 0 | 0 | 0 | 0 | 0 | 0 | 0 | 0 | 0 | 0 | 0 | 0 | 0 | 0 | 0 | 0
F8_Industrial_Other Industrial_Existing_Space Heating_Natural Gas_Thermostat - Programmable_A_Achievable Economic UCT Potential | F8 | Industrial | Other Industrial | Existing | Space Heating | Natural Gas | Thermostat - Programmable | A | Cumulative Summer Peak Savings (MW) | Achievable Economic UCT Potential | 0 | 0 | 0 | 0 | 0 | 0 | 0 | 0 | 0 | 0 | 0 | 0 | 0 | 0 | 0 | 0 | 0 | 0 | 0 | 0 | 0 | 0 | 0
F9_Industrial_Other Industrial_Existing_Space Heating_Natural Gas_Thermostat - Programmable_A_Achievable Economic UCT Potential | F9 | Industrial | Other Industrial | Existing | Space Heating | Natural Gas | Thermostat - Programmable | A | Cumulative Winter Peak Savings (MW) | Achievable Economic UCT Potential | 0 | 0 | 0 | 0 | 0 | 0 | 0 | 0 | 0 | 0 | 0 | 0 | 0 | 0 | 0 | 0 | 0 | 0 | 0 | 0 | 0 | 0 | 0
F10_Industrial_Other Industrial_Existing_Space Heating_Natural Gas_Thermostat - Programmable_A_Achievable Economic UCT Potential | F10 | Industrial | Other Industrial | Existing | Space Heating | Natural Gas | Thermostat - Programmable | A | Purchases (Incremental) | Achievable Economic UCT Potential | 0 | 0 | 0 | 0 | 0 | 0 | 0 | 0 | 0 | 0 | 0 | 0 | 0 | 0 | 0 | 0 | 0 | 0 | 0 | 0 | 0 | 0 | 0
F11_Industrial_Other Industrial_Existing_Space Heating_Natural Gas_Thermostat - Programmable_A_Achievable Economic UCT Potential | F11 | Industrial | Other Industrial | Existing | Space Heating | Natural Gas | Thermostat - Programmable | A | Purchases (Cumulative) | Achievable Economic UCT Potential | 0 | 0 | 0 | 0 | 0 | 0 | 0 | 0 | 0 | 0 | 0 | 0 | 0 | 0 | 0 | 0 | 0 | 0 | 0 | 0 | 0 | 0 | 0
F1_Industrial_Other Industrial_Existing_Space Heating_Natural Gas_ENERGY STAR Connected Thermostat_A_Achievable Economic UCT Potential | F1 | Industrial | Other Industrial | Existing | Space Heating | Natural Gas | ENERGY STAR Connected Thermostat | A | Integrated Unit Energy Savings (kWh or therms) | Achievable Economic UCT Potential | 0 | 0 | 0.01559 | 0.015514 | 0.015432 | 0.015341 | 0.015239 | 0.015124 | 0.014994 | 0.014848 | 0.014687 | 0.014511 | 0.014324 | 0.014129 | 0.01393 | 0.013732 | 0.013541 | 0.013365 | 0.013207 | 0.013067 | 0.012941 | 0.012827 | 0
F2_Industrial_Other Industrial_Existing_Space Heating_Natural Gas_ENERGY STAR Connected Thermostat_A_Achievable Economic UCT Potential | F2 | Industrial | Other Industrial | Existing | Space Heating | Natural Gas | ENERGY STAR Connected Thermostat | A | Integrated Unit Summer Peak Savings (kW) | Achievable Economic UCT Potential | 0 | 0 | 0 | 0 | 0 | 0 | 0 | 0 | 0 | 0 | 0 | 0 | 0 | 0 | 0 | 0 | 0 | 0 | 0 | 0 | 0 | 0 | 0
F3_Industrial_Other Industrial_Existing_Space Heating_Natural Gas_ENERGY STAR Connected Thermostat_A_Achievable Economic UCT Potential | F3 | Industrial | Other Industrial | Existing | Space Heating | Natural Gas | ENERGY STAR Connected Thermostat | A | Integrated Unit Winter Peak Savings (kW) | Achievable Economic UCT Potential | 0 | 0 | 0 | 0 | 0 | 0 | 0 | 0 | 0 | 0 | 0 | 0 | 0 | 0 | 0 | 0 | 0 | 0 | 0 | 0 | 0 | 0 | 0
F4_Industrial_Other Industrial_Existing_Space Heating_Natural Gas_ENERGY STAR Connected Thermostat_A_Achievable Economic UCT Potential | F4 | Industrial | Other Industrial | Existing | Space Heating | Natural Gas | ENERGY STAR Connected Thermostat | A | Incremental Energy Savings (MWh or mTherms) | Achievable Economic UCT Potential | 0 | 0 | 0 | 0 | 0 | 0 | 0 | 0 | 0 | 0 | 0 | 0 | 0 | 0 | 0 | 0 | 0 | 0 | 0 | 0 | 0 | 0 | 0
F5_Industrial_Other Industrial_Existing_Space Heating_Natural Gas_ENERGY STAR Connected Thermostat_A_Achievable Economic UCT Potential | F5 | Industrial | Other Industrial | Existing | Space Heating | Natural Gas | ENERGY STAR Connected Thermostat | A | Incremental Summer Peak Savings (MW) | Achievable Economic UCT Potential | 0 | 0 | 0 | 0 | 0 | 0 | 0 | 0 | 0 | 0 | 0 | 0 | 0 | 0 | 0 | 0 | 0 | 0 | 0 | 0 | 0 | 0 | 0
F6_Industrial_Other Industrial_Existing_Space Heating_Natural Gas_ENERGY STAR Connected Thermostat_A_Achievable Economic UCT Potential | F6 | Industrial | Other Industrial | Existing | Space Heating | Natural Gas | ENERGY STAR Connected Thermostat | A | Incremental Winter Peak Savings (MW) | Achievable Economic UCT Potential | 0 | 0 | 0 | 0 | 0 | 0 | 0 | 0 | 0 | 0 | 0 | 0 | 0 | 0 | 0 | 0 | 0 | 0 | 0 | 0 | 0 | 0 | 0
F7_Industrial_Other Industrial_Existing_Space Heating_Natural Gas_ENERGY STAR Connected Thermostat_A_Achievable Economic UCT Potential | F7 | Industrial | Other Industrial | Existing | Space Heating | Natural Gas | ENERGY STAR Connected Thermostat | A | Cumulative Energy Savings (MWh or mTherms) | Achievable Economic UCT Potential | 0 | 0 | 0 | 0 | 0 | 0 | 0 | 0 | 0 | 0 | 0 | 0 | 0 | 0 | 0 | 0 | 0 | 0 | 0 | 0 | 0 | 0 | 0
F8_Industrial_Other Industrial_Existing_Space Heating_Natural Gas_ENERGY STAR Connected Thermostat_A_Achievable Economic UCT Potential | F8 | Industrial | Other Industrial | Existing | Space Heating | Natural Gas | ENERGY STAR Connected Thermostat | A | Cumulative Summer Peak Savings (MW) | Achievable Economic UCT Potential | 0 | 0 | 0 | 0 | 0 | 0 | 0 | 0 | 0 | 0 | 0 | 0 | 0 | 0 | 0 | 0 | 0 | 0 | 0 | 0 | 0 | 0 | 0
F9_Industrial_Other Industrial_Existing_Space Heating_Natural Gas_ENERGY STAR Connected Thermostat_A_Achievable Economic UCT Potential | F9 | Industrial | Other Industrial | Existing | Space Heating | Natural Gas | ENERGY STAR Connected Thermostat | A | Cumulative Winter Peak Savings (MW) | Achievable Economic UCT Potential | 0 | 0 | 0 | 0 | 0 | 0 | 0 | 0 | 0 | 0 | 0 | 0 | 0 | 0 | 0 | 0 | 0 | 0 | 0 | 0 | 0 | 0 | 0
F10_Industrial_Other Industrial_Existing_Space Heating_Natural Gas_ENERGY STAR Connected Thermostat_A_Achievable Economic UCT Potential | F10 | Industrial | Other Industrial | Existing | Space Heating | Natural Gas | ENERGY STAR Connected Thermostat | A | Purchases (Incremental) | Achievable Economic UCT Potential | 0 | 0 | 0 | 0 | 0 | 0 | 0 | 0 | 0 | 0 | 0 | 0 | 0 | 0 | 0 | 0 | 0 | 0 | 0 | 0 | 0 | 0 | 0
F11_Industrial_Other Industrial_Existing_Space Heating_Natural Gas_ENERGY STAR Connected Thermostat_A_Achievable Economic UCT Potential | F11 | Industrial | Other Industrial | Existing | Space Heating | Natural Gas | ENERGY STAR Connected Thermostat | A | Purchases (Cumulative) | Achievable Economic UCT Potential | 0 | 0 | 0 | 0 | 0 | 0 | 0 | 0 | 0 | 0 | 0 | 0 | 0 | 0 | 0 | 0 | 0 | 0 | 0 | 0 | 0 | 0 | 0
F1_Industrial_Other Industrial_Existing_Space Heating_Natural Gas_Destratification Fans (HVLS)_A_Achievable Economic UCT Potential | F1 | Industrial | Other Industrial | Existing | Space Heating | Natural Gas | Destratification Fans (HVLS) | A | Integrated Unit Energy Savings (kWh or therms) | Achievable Economic UCT Potential | 0 | 0 | 0.01559 | 0.015514 | 0.015432 | 0.015341 | 0.015239 | 0.015124 | 0.014994 | 0.014848 | 0.014687 | 0.014511 | 0.014324 | 0.014129 | 0.01393 | 0.013732 | 0.013541 | 0.013365 | 0.013207 | 0.013067 | 0.012941 | 0.012827 | 0
F2_Industrial_Other Industrial_Existing_Space Heating_Natural Gas_Destratification Fans (HVLS)_A_Achievable Economic UCT Potential | F2 | Industrial | Other Industrial | Existing | Space Heating | Natural Gas | Destratification Fans (HVLS) | A | Integrated Unit Summer Peak Savings (kW) | Achievable Economic UCT Potential | 0 | 0 | 0 | 0 | 0 | 0 | 0 | 0 | 0 | 0 | 0 | 0 | 0 | 0 | 0 | 0 | 0 | 0 | 0 | 0 | 0 | 0 | 0
F3_Industrial_Other Industrial_Existing_Space Heating_Natural Gas_Destratification Fans (HVLS)_A_Achievable Economic UCT Potential | F3 | Industrial | Other Industrial | Existing | Space Heating | Natural Gas | Destratification Fans (HVLS) | A | Integrated Unit Winter Peak Savings (kW) | Achievable Economic UCT Potential | 0 | 0 | 0 | 0 | 0 | 0 | 0 | 0 | 0 | 0 | 0 | 0 | 0 | 0 | 0 | 0 | 0 | 0 | 0 | 0 | 0 | 0 | 0
F4_Industrial_Other Industrial_Existing_Space Heating_Natural Gas_Destratification Fans (HVLS)_A_Achievable Economic UCT Potential | F4 | Industrial | Other Industrial | Existing | Space Heating | Natural Gas | Destratification Fans (HVLS) | A | Incremental Energy Savings (MWh or mTherms) | Achievable Economic UCT Potential | 0 | 0 | 0 | 0 | 0 | 0 | 0 | 0 | 0 | 0 | 0 | 0 | 0 | 0 | 0 | 0 | 0 | 0 | 0 | 0 | 0 | 0 | 0
F5_Industrial_Other Industrial_Existing_Space Heating_Natural Gas_Destratification Fans (HVLS)_A_Achievable Economic UCT Potential | F5 | Industrial | Other Industrial | Existing | Space Heating | Natural Gas | Destratification Fans (HVLS) | A | Incremental Summer Peak Savings (MW) | Achievable Economic UCT Potential | 0 | 0 | 0 | 0 | 0 | 0 | 0 | 0 | 0 | 0 | 0 | 0 | 0 | 0 | 0 | 0 | 0 | 0 | 0 | 0 | 0 | 0 | 0
F6_Industrial_Other Industrial_Existing_Space Heating_Natural Gas_Destratification Fans (HVLS)_A_Achievable Economic UCT Potential | F6 | Industrial | Other Industrial | Existing | Space Heating | Natural Gas | Destratification Fans (HVLS) | A | Incremental Winter Peak Savings (MW) | Achievable Economic UCT Potential | 0 | 0 | 0 | 0 | 0 | 0 | 0 | 0 | 0 | 0 | 0 | 0 | 0 | 0 | 0 | 0 | 0 | 0 | 0 | 0 | 0 | 0 | 0
F7_Industrial_Other Industrial_Existing_Space Heating_Natural Gas_Destratification Fans (HVLS)_A_Achievable Economic UCT Potential | F7 | Industrial | Other Industrial | Existing | Space Heating | Natural Gas | Destratification Fans (HVLS) | A | Cumulative Energy Savings (MWh or mTherms) | Achievable Economic UCT Potential | 0 | 0 | 0 | 0 | 0 | 0 | 0 | 0 | 0 | 0 | 0 | 0 | 0 | 0 | 0 | 0 | 0 | 0 | 0 | 0 | 0 | 0 | 0
F8_Industrial_Other Industrial_Existing_Space Heating_Natural Gas_Destratification Fans (HVLS)_A_Achievable Economic UCT Potential | F8 | Industrial | Other Industrial | Existing | Space Heating | Natural Gas | Destratification Fans (HVLS) | A | Cumulative Summer Peak Savings (MW) | Achievable Economic UCT Potential | 0 | 0 | 0 | 0 | 0 | 0 | 0 | 0 | 0 | 0 | 0 | 0 | 0 | 0 | 0 | 0 | 0 | 0 | 0 | 0 | 0 | 0 | 0
F9_Industrial_Other Industrial_Existing_Space Heating_Natural Gas_Destratification Fans (HVLS)_A_Achievable Economic UCT Potential | F9 | Industrial | Other Industrial | Existing | Space Heating | Natural Gas | Destratification Fans (HVLS) | A | Cumulative Winter Peak Savings (MW) | Achievable Economic UCT Potential | 0 | 0 | 0 | 0 | 0 | 0 | 0 | 0 | 0 | 0 | 0 | 0 | 0 | 0 | 0 | 0 | 0 | 0 | 0 | 0 | 0 | 0 | 0
F10_Industrial_Other Industrial_Existing_Space Heating_Natural Gas_Destratification Fans (HVLS)_A_Achievable Economic UCT Potential | F10 | Industrial | Other Industrial | Existing | Space Heating | Natural Gas | Destratification Fans (HVLS) | A | Purchases (Incremental) | Achievable Economic UCT Potential | 0 | 0 | 0 | 0 | 0 | 0 | 0 | 0 | 0 | 0 | 0 | 0 | 0 | 0 | 0 | 0 | 0 | 0 | 0 | 0 | 0 | 0 | 0
F11_Industrial_Other Industrial_Existing_Space Heating_Natural Gas_Destratification Fans (HVLS)_A_Achievable Economic UCT Potential | F11 | Industrial | Other Industrial | Existing | Space Heating | Natural Gas | Destratification Fans (HVLS) | A | Purchases (Cumulative) | Achievable Economic UCT Potential | 0 | 0 | 0 | 0 | 0 | 0 | 0 | 0 | 0 | 0 | 0 | 0 | 0 | 0 | 0 | 0 | 0 | 0 | 0 | 0 | 0 | 0 | 0
F1_Industrial_Other Industrial_Existing_Space Heating_Natural Gas_Gas Boiler - Insulate Steam Lines/Condensate Tank_A_Achievable Economic UCT Potential | F1 | Industrial | Other Industrial | Existing | Space Heating | Natural Gas | Gas Boiler - Insulate Steam Lines/Condensate Tank | A | Integrated Unit Energy Savings (kWh or therms) | Achievable Economic UCT Potential | 0 | 0 | 22.0874 | 21.9812 | 21.8669 | 21.7419 | 21.6028 | 21.4461 | 21.2691 | 21.0699 | 20.8487 | 20.6073 | 20.3493 | 20.0793 | 19.8038 | 19.5295 | 19.2631 | 19.0184 | 18.798 | 18.602 | 18.4272 | 18.2688 | 0
F2_Industrial_Other Industrial_Existing_Space Heating_Natural Gas_Gas Boiler - Insulate Steam Lines/Condensate Tank_A_Achievable Economic UCT Potential | F2 | Industrial | Other Industrial | Existing | Space Heating | Natural Gas | Gas Boiler - Insulate Steam Lines/Condensate Tank | A | Integrated Unit Summer Peak Savings (kW) | Achievable Economic UCT Potential | 0 | 0 | 0 | 0 | 0 | 0 | 0 | 0 | 0 | 0 | 0 | 0 | 0 | 0 | 0 | 0 | 0 | 0 | 0 | 0 | 0 | 0 | 0
F3_Industrial_Other Industrial_Existing_Space Heating_Natural Gas_Gas Boiler - Insulate Steam Lines/Condensate Tank_A_Achievable Economic UCT Potential | F3 | Industrial | Other Industrial | Existing | Space Heating | Natural Gas | Gas Boiler - Insulate Steam Lines/Condensate Tank | A | Integrated Unit Winter Peak Savings (kW) | Achievable Economic UCT Potential | 0 | 0 | 0 | 0 | 0 | 0 | 0 | 0 | 0 | 0 | 0 | 0 | 0 | 0 | 0 | 0 | 0 | 0 | 0 | 0 | 0 | 0 | 0
F4_Industrial_Other Industrial_Existing_Space Heating_Natural Gas_Gas Boiler - Insulate Steam Lines/Condensate Tank_A_Achievable Economic UCT Potential | F4 | Industrial | Other Industrial | Existing | Space Heating | Natural Gas | Gas Boiler - Insulate Steam Lines/Condensate Tank | A | Incremental Energy Savings (MWh or mTherms) | Achievable Economic UCT Potential | 0 | 0 | 0.047657 | 0.04661 | 0.045568 | 0.044526 | 0.043479 | 0.042419 | 0.041344 | 0.04025 | 0.039141 | 0.038021 | 0.036897 | 0.03578 | 0.034681 | 0.033611 | 0.032581 | 0.031612 | 0.030707 | 0.029863 | 0.029072 | 0.028325 | 0
F5_Industrial_Other Industrial_Existing_Space Heating_Natural Gas_Gas Boiler - Insulate Steam Lines/Condensate Tank_A_Achievable Economic UCT Potential | F5 | Industrial | Other Industrial | Existing | Space Heating | Natural Gas | Gas Boiler - Insulate Steam Lines/Condensate Tank | A | Incremental Summer Peak Savings (MW) | Achievable Economic UCT Potential | 0 | 0 | 0 | 0 | 0 | 0 | 0 | 0 | 0 | 0 | 0 | 0 | 0 | 0 | 0 | 0 | 0 | 0 | 0 | 0 | 0 | 0 | 0
F6_Industrial_Other Industrial_Existing_Space Heating_Natural Gas_Gas Boiler - Insulate Steam Lines/Condensate Tank_A_Achievable Economic UCT Potential | F6 | Industrial | Other Industrial | Existing | Space Heating | Natural Gas | Gas Boiler - Insulate Steam Lines/Condensate Tank | A | Incremental Winter Peak Savings (MW) | Achievable Economic UCT Potential | 0 | 0 | 0 | 0 | 0 | 0 | 0 | 0 | 0 | 0 | 0 | 0 | 0 | 0 | 0 | 0 | 0 | 0 | 0 | 0 | 0 | 0 | 0
F7_Industrial_Other Industrial_Existing_Space Heating_Natural Gas_Gas Boiler - Insulate Steam Lines/Condensate Tank_A_Achievable Economic UCT Potential | F7 | Industrial | Other Industrial | Existing | Space Heating | Natural Gas | Gas Boiler - Insulate Steam Lines/Condensate Tank | A | Cumulative Energy Savings (MWh or mTherms) | Achievable Economic UCT Potential | 0 | 0 | 0.047657 | 0.094037 | 0.13912 | 0.18285 | 0.22516 | 0.26594 | 0.30509 | 0.34248 | 0.37803 | 0.41167 | 0.44341 | 0.47331 | 0.5015 | 0.52816 | 0.55354 | 0.57812 | 0.60213 | 0.62571 | 0.64891 | 0.67165 | 0
F8_Industrial_Other Industrial_Existing_Space Heating_Natural Gas_Gas Boiler - Insulate Steam Lines/Condensate Tank_A_Achievable Economic UCT Potential | F8 | Industrial | Other Industrial | Existing | Space Heating | Natural Gas | Gas Boiler - Insulate Steam Lines/Condensate Tank | A | Cumulative Summer Peak Savings (MW) | Achievable Economic UCT Potential | 0 | 0 | 0 | 0 | 0 | 0 | 0 | 0 | 0 | 0 | 0 | 0 | 0 | 0 | 0 | 0 | 0 | 0 | 0 | 0 | 0 | 0 | 0
F9_Industrial_Other Industrial_Existing_Space Heating_Natural Gas_Gas Boiler - Insulate Steam Lines/Condensate Tank_A_Achievable Economic UCT Potential | F9 | Industrial | Other Industrial | Existing | Space Heating | Natural Gas | Gas Boiler - Insulate Steam Lines/Condensate Tank | A | Cumulative Winter Peak Savings (MW) | Achievable Economic UCT Potential | 0 | 0 | 0 | 0 | 0 | 0 | 0 | 0 | 0 | 0 | 0 | 0 | 0 | 0 | 0 | 0 | 0 | 0 | 0 | 0 | 0 | 0 | 0
F10_Industrial_Other Industrial_Existing_Space Heating_Natural Gas_Gas Boiler - Insulate Steam Lines/Condensate Tank_A_Achievable Economic UCT Potential | F10 | Industrial | Other Industrial | Existing | Space Heating | Natural Gas | Gas Boiler - Insulate Steam Lines/Condensate Tank | A | Purchases (Incremental) | Achievable Economic UCT Potential | 0 | 0 | 2.1576 | 2.1204 | 2.0839 | 2.0479 | 2.0126 | 1.9779 | 1.9438 | 1.9103 | 1.8774 | 1.845 | 1.8132 | 1.7819 | 1.7512 | 1.721 | 1.6914 | 1.6622 | 1.6335 | 1.6054 | 1.5777 | 1.5505 | 0
F11_Industrial_Other Industrial_Existing_Space Heating_Natural Gas_Gas Boiler - Insulate Steam Lines/Condensate Tank_A_Achievable Economic UCT Potential | F11 | Industrial | Other Industrial | Existing | Space Heating | Natural Gas | Gas Boiler - Insulate Steam Lines/Condensate Tank | A | Purchases (Cumulative) | Achievable Economic UCT Potential | 0 | 0 | 2.1576 | 4.2781 | 6.3619 | 8.4099 | 10.4225 | 12.4005 | 14.3443 | 16.2546 | 18.132 | 19.977 | 21.7902 | 23.5722 | 25.3234 | 27.0444 | 28.7358 | 30.3979 | 32.0315 | 33.6368 | 35.2145 | 36.765 | 0
F1_Industrial_Other Industrial_Existing_Process_Natural Gas_Gas Boiler - Insulate Steam Lines/Condensate Tank_A_Achievable Economic UCT Potential | F1 | Industrial | Other Industrial | Existing | Process | Natural Gas | Gas Boiler - Insulate Steam Lines/Condensate Tank | A | Integrated Unit Energy Savings (kWh or therms) | Achievable Economic UCT Potential | 0 | 0 | 16.8172 | 16.7844 | 16.751 | 16.7166 | 16.681 | 16.6439 | 16.6056 | 16.5667 | 16.5277 | 16.4894 | 16.4521 | 16.4161 | 16.3811 | 16.3467 | 16.3123 | 16.2776 | 16.2425 | 16.2068 | 16.1706 | 16.1339 | 0
F2_Industrial_Other Industrial_Existing_Process_Natural Gas_Gas Boiler - Insulate Steam Lines/Condensate Tank_A_Achievable Economic UCT Potential | F2 | Industrial | Other Industrial | Existing | Process | Natural Gas | Gas Boiler - Insulate Steam Lines/Condensate Tank | A | Integrated Unit Summer Peak Savings (kW) | Achievable Economic UCT Potential | 0 | 0 | 0 | 0 | 0 | 0 | 0 | 0 | 0 | 0 | 0 | 0 | 0 | 0 | 0 | 0 | 0 | 0 | 0 | 0 | 0 | 0 | 0
F3_Industrial_Other Industrial_Existing_Process_Natural Gas_Gas Boiler - Insulate Steam Lines/Condensate Tank_A_Achievable Economic UCT Potential | F3 | Industrial | Other Industrial | Existing | Process | Natural Gas | Gas Boiler - Insulate Steam Lines/Condensate Tank | A | Integrated Unit Winter Peak Savings (kW) | Achievable Economic UCT Potential | 0 | 0 | 0 | 0 | 0 | 0 | 0 | 0 | 0 | 0 | 0 | 0 | 0 | 0 | 0 | 0 | 0 | 0 | 0 | 0 | 0 | 0 | 0
F4_Industrial_Other Industrial_Existing_Process_Natural Gas_Gas Boiler - Insulate Steam Lines/Condensate Tank_A_Achievable Economic UCT Potential | F4 | Industrial | Other Industrial | Existing | Process | Natural Gas | Gas Boiler - Insulate Steam Lines/Condensate Tank | A | Incremental Energy Savings (MWh or mTherms) | Achievable Economic UCT Potential | 0 | 0 | 0.52538 | 0.51532 | 0.50542 | 0.49569 | 0.48611 | 0.47666 | 0.46737 | 0.45823 | 0.44927 | 0.4405 | 0.43193 | 0.42355 | 0.41536 | 0.40734 | 0.39948 | 0.39176 | 0.38417 | 0.37672 | 0.3694 | 0.3622 | 0
F5_Industrial_Other Industrial_Existing_Process_Natural Gas_Gas Boiler - Insulate Steam Lines/Condensate Tank_A_Achievable Economic UCT Potential | F5 | Industrial | Other Industrial | Existing | Process | Natural Gas | Gas Boiler - Insulate Steam Lines/Condensate Tank | A | Incremental Summer Peak Savings (MW) | Achievable Economic UCT Potential | 0 | 0 | 0 | 0 | 0 | 0 | 0 | 0 | 0 | 0 | 0 | 0 | 0 | 0 | 0 | 0 | 0 | 0 | 0 | 0 | 0 | 0 | 0
F6_Industrial_Other Industrial_Existing_Process_Natural Gas_Gas Boiler - Insulate Steam Lines/Condensate Tank_A_Achievable Economic UCT Potential | F6 | Industrial | Other Industrial | Existing | Process | Natural Gas | Gas Boiler - Insulate Steam Lines/Condensate Tank | A | Incremental Winter Peak Savings (MW) | Achievable Economic UCT Potential | 0 | 0 | 0 | 0 | 0 | 0 | 0 | 0 | 0 | 0 | 0 | 0 | 0 | 0 | 0 | 0 | 0 | 0 | 0 | 0 | 0 | 0 | 0
F7_Industrial_Other Industrial_Existing_Process_Natural Gas_Gas Boiler - Insulate Steam Lines/Condensate Tank_A_Achievable Economic UCT Potential | F7 | Industrial | Other Industrial | Existing | Process | Natural Gas | Gas Boiler - Insulate Steam Lines/Condensate Tank | A | Cumulative Energy Savings (MWh or mTherms) | Achievable Economic UCT Potential | 0 | 0 | 0.52538 | 1.0397 | 1.543 | 2.0356 | 2.5173 | 2.9884 | 3.4489 | 3.899 | 4.3391 | 4.7696 | 5.1907 | 5.6029 | 6.0063 | 6.401 | 6.7871 | 7.1644 | 7.5331 | 7.8933 | 8.2451 | 8.5885 | 0
F8_Industrial_Other Industrial_Existing_Process_Natural Gas_Gas Boiler - Insulate Steam Lines/Condensate Tank_A_Achievable Economic UCT Potential | F8 | Industrial | Other Industrial | Existing | Process | Natural Gas | Gas Boiler - Insulate Steam Lines/Condensate Tank | A | Cumulative Summer Peak Savings (MW) | Achievable Economic UCT Potential | 0 | 0 | 0 | 0 | 0 | 0 | 0 | 0 | 0 | 0 | 0 | 0 | 0 | 0 | 0 | 0 | 0 | 0 | 0 | 0 | 0 | 0 | 0
F9_Industrial_Other Industrial_Existing_Process_Natural Gas_Gas Boiler - Insulate Steam Lines/Condensate Tank_A_Achievable Economic UCT Potential | F9 | Industrial | Other Industrial | Existing | Process | Natural Gas | Gas Boiler - Insulate Steam Lines/Condensate Tank | A | Cumulative Winter Peak Savings (MW) | Achievable Economic UCT Potential | 0 | 0 | 0 | 0 | 0 | 0 | 0 | 0 | 0 | 0 | 0 | 0 | 0 | 0 | 0 | 0 | 0 | 0 | 0 | 0 | 0 | 0 | 0
F10_Industrial_Other Industrial_Existing_Process_Natural Gas_Gas Boiler - Insulate Steam Lines/Condensate Tank_A_Achievable Economic UCT Potential | F10 | Industrial | Other Industrial | Existing | Process | Natural Gas | Gas Boiler - Insulate Steam Lines/Condensate Tank | A | Purchases (Incremental) | Achievable Economic UCT Potential | 0 | 0 | 31.2408 | 30.7022 | 30.1729 | 29.6526 | 29.1414 | 28.6389 | 28.1452 | 27.6599 | 27.183 | 26.7143 | 26.2537 | 25.8011 | 25.3562 | 24.9191 | 24.4894 | 24.0672 | 23.6522 | 23.2444 | 22.8437 | 22.4498 | 0
F11_Industrial_Other Industrial_Existing_Process_Natural Gas_Gas Boiler - Insulate Steam Lines/Condensate Tank_A_Achievable Economic UCT Potential | F11 | Industrial | Other Industrial | Existing | Process | Natural Gas | Gas Boiler - Insulate Steam Lines/Condensate Tank | A | Purchases (Cumulative) | Achievable Economic UCT Potential | 0 | 0 | 31.2408 | 61.943 | 92.1159 | 121.7685 | 150.9099 | 179.5488 | 207.694 | 235.3539 | 262.5369 | 289.2512 | 315.505 | 341.3061 | 366.6623 | 391.5814 | 416.0708 | 440.138 | 463.7903 | 487.0347 | 509.8784 | 532.3282 | 0
F1_Industrial_Other Industrial_Existing_Space Heating_Natural Gas_Gas Boiler - Insulate Hot Water Lines_A_Achievable Economic UCT Potential | F1 | Industrial | Other Industrial | Existing | Space Heating | Natural Gas | Gas Boiler - Insulate Hot Water Lines | A | Integrated Unit Energy Savings (kWh or therms) | Achievable Economic UCT Potential | 0 | 0 | 24.9924 | 24.9026 | 24.8089 | 24.7107 | 24.6063 | 24.4944 | 24.3743 | 24.2454 | 24.1083 | 23.9638 | 23.8129 | 23.6558 | 23.4929 | 23.3247 | 23.1522 | 22.9884 | 22.8348 | 22.6914 | 22.5585 | 22.4362 | 0
F2_Industrial_Other Industrial_Existing_Space Heating_Natural Gas_Gas Boiler - Insulate Hot Water Lines_A_Achievable Economic UCT Potential | F2 | Industrial | Other Industrial | Existing | Space Heating | Natural Gas | Gas Boiler - Insulate Hot Water Lines | A | Integrated Unit Summer Peak Savings (kW) | Achievable Economic UCT Potential | 0 | 0 | 0 | 0 | 0 | 0 | 0 | 0 | 0 | 0 | 0 | 0 | 0 | 0 | 0 | 0 | 0 | 0 | 0 | 0 | 0 | 0 | 0
F3_Industrial_Other Industrial_Existing_Space Heating_Natural Gas_Gas Boiler - Insulate Hot Water Lines_A_Achievable Economic UCT Potential | F3 | Industrial | Other Industrial | Existing | Space Heating | Natural Gas | Gas Boiler - Insulate Hot Water Lines | A | Integrated Unit Winter Peak Savings (kW) | Achievable Economic UCT Potential | 0 | 0 | 0 | 0 | 0 | 0 | 0 | 0 | 0 | 0 | 0 | 0 | 0 | 0 | 0 | 0 | 0 | 0 | 0 | 0 | 0 | 0 | 0
F4_Industrial_Other Industrial_Existing_Space Heating_Natural Gas_Gas Boiler - Insulate Hot Water Lines_A_Achievable Economic UCT Potential | F4 | Industrial | Other Industrial | Existing | Space Heating | Natural Gas | Gas Boiler - Insulate Hot Water Lines | A | Incremental Energy Savings (MWh or mTherms) | Achievable Economic UCT Potential | 0 | 0 | 0.10785 | 0.10561 | 0.1034 | 0.10121 | 0.099047 | 0.096897 | 0.094759 | 0.092633 | 0.090521 | 0.088427 | 0.086355 | 0.084307 | 0.082282 | 0.080285 | 0.078317 | 0.076422 | 0.074603 | 0.072856 | 0.07118 | 0.069574 | 0
F5_Industrial_Other Industrial_Existing_Space Heating_Natural Gas_Gas Boiler - Insulate Hot Water Lines_A_Achievable Economic UCT Potential | F5 | Industrial | Other Industrial | Existing | Space Heating | Natural Gas | Gas Boiler - Insulate Hot Water Lines | A | Incremental Summer Peak Savings (MW) | Achievable Economic UCT Potential | 0 | 0 | 0 | 0 | 0 | 0 | 0 | 0 | 0 | 0 | 0 | 0 | 0 | 0 | 0 | 0 | 0 | 0 | 0 | 0 | 0 | 0 | 0
F6_Industrial_Other Industrial_Existing_Space Heating_Natural Gas_Gas Boiler - Insulate Hot Water Lines_A_Achievable Economic UCT Potential | F6 | Industrial | Other Industrial | Existing | Space Heating | Natural Gas | Gas Boiler - Insulate Hot Water Lines | A | Incremental Winter Peak Savings (MW) | Achievable Economic UCT Potential | 0 | 0 | 0 | 0 | 0 | 0 | 0 | 0 | 0 | 0 | 0 | 0 | 0 | 0 | 0 | 0 | 0 | 0 | 0 | 0 | 0 | 0 | 0
F7_Industrial_Other Industrial_Existing_Space Heating_Natural Gas_Gas Boiler - Insulate Hot Water Lines_A_Achievable Economic UCT Potential | F7 | Industrial | Other Industrial | Existing | Space Heating | Natural Gas | Gas Boiler - Insulate Hot Water Lines | A | Cumulative Energy Savings (MWh or mTherms) | Achievable Economic UCT Potential | 0 | 0 | 0.10785 | 0.21307 | 0.31567 | 0.41563 | 0.51292 | 0.60748 | 0.69927 | 0.7882 | 0.87426 | 0.95745 | 1.0378 | 1.1152 | 1.1898 | 1.2616 | 1.3306 | 1.3976 | 1.4629 | 1.5265 | 1.5888 | 1.6497 | 0
F8_Industrial_Other Industrial_Existing_Space Heating_Natural Gas_Gas Boiler - Insulate Hot Water Lines_A_Achievable Economic UCT Potential | F8 | Industrial | Other Industrial | Existing | Space Heating | Natural Gas | Gas Boiler - Insulate Hot Water Lines | A | Cumulative Summer Peak Savings (MW) | Achievable Economic UCT Potential | 0 | 0 | 0 | 0 | 0 | 0 | 0 | 0 | 0 | 0 | 0 | 0 | 0 | 0 | 0 | 0 | 0 | 0 | 0 | 0 | 0 | 0 | 0
F9_Industrial_Other Industrial_Existing_Space Heating_Natural Gas_Gas Boiler - Insulate Hot Water Lines_A_Achievable Economic UCT Potential | F9 | Industrial | Other Industrial | Existing | Space Heating | Natural Gas | Gas Boiler - Insulate Hot Water Lines | A | Cumulative Winter Peak Savings (MW) | Achievable Economic UCT Potential | 0 | 0 | 0 | 0 | 0 | 0 | 0 | 0 | 0 | 0 | 0 | 0 | 0 | 0 | 0 | 0 | 0 | 0 | 0 | 0 | 0 | 0 | 0
F10_Industrial_Other Industrial_Existing_Space Heating_Natural Gas_Gas Boiler - Insulate Hot Water Lines_A_Achievable Economic UCT Potential | F10 | Industrial | Other Industrial | Existing | Space Heating | Natural Gas | Gas Boiler - Insulate Hot Water Lines | A | Purchases (Incremental) | Achievable Economic UCT Potential | 0 | 0 | 4.3153 | 4.2409 | 4.1678 | 4.0959 | 4.0253 | 3.9559 | 3.8877 | 3.8206 | 3.7548 | 3.69 | 3.6264 | 3.5639 | 3.5024 | 3.4421 | 3.3827 | 3.3244 | 3.2671 | 3.2107 | 3.1554 | 3.101 | 0
F11_Industrial_Other Industrial_Existing_Space Heating_Natural Gas_Gas Boiler - Insulate Hot Water Lines_A_Achievable Economic UCT Potential | F11 | Industrial | Other Industrial | Existing | Space Heating | Natural Gas | Gas Boiler - Insulate Hot Water Lines | A | Purchases (Cumulative) | Achievable Economic UCT Potential | 0 | 0 | 4.3153 | 8.5561 | 12.7239 | 16.8198 | 20.8451 | 24.8009 | 28.6886 | 32.5092 | 36.264 | 39.954 | 43.5804 | 47.1443 | 50.6468 | 54.0888 | 57.4715 | 60.7959 | 64.063 | 67.2737 | 70.4291 | 73.5301 | 0
F1_Industrial_Other Industrial_Existing_Process_Natural Gas_Gas Boiler - Insulate Hot Water Lines_A_Achievable Economic UCT Potential | F1 | Industrial | Other Industrial | Existing | Process | Natural Gas | Gas Boiler - Insulate Hot Water Lines | A | Integrated Unit Energy Savings (kWh or therms) | Achievable Economic UCT Potential | 0 | 0 | 19.0362 | 19.027 | 19.0174 | 19.0073 | 18.9962 | 18.9839 | 18.9707 | 18.9573 | 18.9443 | 18.9325 | 18.9223 | 18.9142 | 18.9078 | 18.9025 | 18.8979 | 18.8935 | 18.8891 | 18.8848 | 18.8804 | 18.8759 | 0
F2_Industrial_Other Industrial_Existing_Process_Natural Gas_Gas Boiler - Insulate Hot Water Lines_A_Achievable Economic UCT Potential | F2 | Industrial | Other Industrial | Existing | Process | Natural Gas | Gas Boiler - Insulate Hot Water Lines | A | Integrated Unit Summer Peak Savings (kW) | Achievable Economic UCT Potential | 0 | 0 | 0 | 0 | 0 | 0 | 0 | 0 | 0 | 0 | 0 | 0 | 0 | 0 | 0 | 0 | 0 | 0 | 0 | 0 | 0 | 0 | 0
F3_Industrial_Other Industrial_Existing_Process_Natural Gas_Gas Boiler - Insulate Hot Water Lines_A_Achievable Economic UCT Potential | F3 | Industrial | Other Industrial | Existing | Process | Natural Gas | Gas Boiler - Insulate Hot Water Lines | A | Integrated Unit Winter Peak Savings (kW) | Achievable Economic UCT Potential | 0 | 0 | 0 | 0 | 0 | 0 | 0 | 0 | 0 | 0 | 0 | 0 | 0 | 0 | 0 | 0 | 0 | 0 | 0 | 0 | 0 | 0 | 0
F4_Industrial_Other Industrial_Existing_Process_Natural Gas_Gas Boiler - Insulate Hot Water Lines_A_Achievable Economic UCT Potential | F4 | Industrial | Other Industrial | Existing | Process | Natural Gas | Gas Boiler - Insulate Hot Water Lines | A | Incremental Energy Savings (MWh or mTherms) | Achievable Economic UCT Potential | 0 | 0 | 1.1894 | 1.1683 | 1.1476 | 1.1272 | 1.1072 | 1.0874 | 1.0679 | 1.0487 | 1.0299 | 1.0115 | 0.99356 | 0.97602 | 0.95886 | 0.94207 | 0.9256 | 0.90943 | 0.89354 | 0.87793 | 0.8626 | 0.84752 | 0
F5_Industrial_Other Industrial_Existing_Process_Natural Gas_Gas Boiler - Insulate Hot Water Lines_A_Achievable Economic UCT Potential | F5 | Industrial | Other Industrial | Existing | Process | Natural Gas | Gas Boiler - Insulate Hot Water Lines | A | Incremental Summer Peak Savings (MW) | Achievable Economic UCT Potential | 0 | 0 | 0 | 0 | 0 | 0 | 0 | 0 | 0 | 0 | 0 | 0 | 0 | 0 | 0 | 0 | 0 | 0 | 0 | 0 | 0 | 0 | 0
F6_Industrial_Other Industrial_Existing_Process_Natural Gas_Gas Boiler - Insulate Hot Water Lines_A_Achievable Economic UCT Potential | F6 | Industrial | Other Industrial | Existing | Process | Natural Gas | Gas Boiler - Insulate Hot Water Lines | A | Incremental Winter Peak Savings (MW) | Achievable Economic UCT Potential | 0 | 0 | 0 | 0 | 0 | 0 | 0 | 0 | 0 | 0 | 0 | 0 | 0 | 0 | 0 | 0 | 0 | 0 | 0 | 0 | 0 | 0 | 0
F7_Industrial_Other Industrial_Existing_Process_Natural Gas_Gas Boiler - Insulate Hot Water Lines_A_Achievable Economic UCT Potential | F7 | Industrial | Other Industrial | Existing | Process | Natural Gas | Gas Boiler - Insulate Hot Water Lines | A | Cumulative Energy Savings (MWh or mTherms) | Achievable Economic UCT Potential | 0 | 0 | 1.1894 | 2.3572 | 3.5036 | 4.629 | 5.7334 | 6.8171 | 7.8802 | 8.9233 | 9.9471 | 10.9525 | 11.9402 | 12.9111 | 13.8656 | 14.8038 | 15.7257 | 16.6315 | 17.5212 | 18.3951 | 19.2534 | 20.0964 | 0
F8_Industrial_Other Industrial_Existing_Process_Natural Gas_Gas Boiler - Insulate Hot Water Lines_A_Achievable Economic UCT Potential | F8 | Industrial | Other Industrial | Existing | Process | Natural Gas | Gas Boiler - Insulate Hot Water Lines | A | Cumulative Summer Peak Savings (MW) | Achievable Economic UCT Potential | 0 | 0 | 0 | 0 | 0 | 0 | 0 | 0 | 0 | 0 | 0 | 0 | 0 | 0 | 0 | 0 | 0 | 0 | 0 | 0 | 0 | 0 | 0
F9_Industrial_Other Industrial_Existing_Process_Natural Gas_Gas Boiler - Insulate Hot Water Lines_A_Achievable Economic UCT Potential | F9 | Industrial | Other Industrial | Existing | Process | Natural Gas | Gas Boiler - Insulate Hot Water Lines | A | Cumulative Winter Peak Savings (MW) | Achievable Economic UCT Potential | 0 | 0 | 0 | 0 | 0 | 0 | 0 | 0 | 0 | 0 | 0 | 0 | 0 | 0 | 0 | 0 | 0 | 0 | 0 | 0 | 0 | 0 | 0
F10_Industrial_Other Industrial_Existing_Process_Natural Gas_Gas Boiler - Insulate Hot Water Lines_A_Achievable Economic UCT Potential | F10 | Industrial | Other Industrial | Existing | Process | Natural Gas | Gas Boiler - Insulate Hot Water Lines | A | Purchases (Incremental) | Achievable Economic UCT Potential | 0 | 0 | 62.4817 | 61.4044 | 60.3457 | 59.3053 | 58.2828 | 57.2779 | 56.2903 | 55.3198 | 54.366 | 53.4287 | 52.5075 | 51.6022 | 50.7125 | 49.8381 | 48.9789 | 48.1344 | 47.3045 | 46.4889 | 45.6874 | 44.8997 | 0
F11_Industrial_Other Industrial_Existing_Process_Natural Gas_Gas Boiler - Insulate Hot Water Lines_A_Achievable Economic UCT Potential | F11 | Industrial | Other Industrial | Existing | Process | Natural Gas | Gas Boiler - Insulate Hot Water Lines | A | Purchases (Cumulative) | Achievable Economic UCT Potential | 0 | 0 | 62.4817 | 123.8861 | 184.2318 | 243.537 | 301.8198 | 359.0977 | 415.388 | 470.7078 | 525.0738 | 578.5025 | 631.01 | 682.6121 | 733.3246 | 783.1628 | 832.1416 | 880.276 | 927.5805 | 974.0694 | 1019.7568 | 1064.6564 | 0
F1_Industrial_Other Industrial_Existing_Process_Natural Gas_Process - Insulate Heated Process Fluids_A_Achievable Economic UCT Potential | F1 | Industrial | Other Industrial | Existing | Process | Natural Gas | Process - Insulate Heated Process Fluids | A | Integrated Unit Energy Savings (kWh or therms) | Achievable Economic UCT Potential | 0 | 0 | 13.5791 | 13.5488 | 13.518 | 13.4863 | 13.4537 | 13.4197 | 13.3848 | 13.3493 | 13.3137 | 13.2786 | 13.2442 | 13.2108 | 13.1782 | 13.146 | 13.1137 | 13.0811 | 13.0482 | 13.0147 | 12.9808 | 12.9463 | 0
F2_Industrial_Other Industrial_Existing_Process_Natural Gas_Process - Insulate Heated Process Fluids_A_Achievable Economic UCT Potential | F2 | Industrial | Other Industrial | Existing | Process | Natural Gas | Process - Insulate Heated Process Fluids | A | Integrated Unit Summer Peak Savings (kW) | Achievable Economic UCT Potential | 0 | 0 | 0 | 0 | 0 | 0 | 0 | 0 | 0 | 0 | 0 | 0 | 0 | 0 | 0 | 0 | 0 | 0 | 0 | 0 | 0 | 0 | 0
F3_Industrial_Other Industrial_Existing_Process_Natural Gas_Process - Insulate Heated Process Fluids_A_Achievable Economic UCT Potential | F3 | Industrial | Other Industrial | Existing | Process | Natural Gas | Process - Insulate Heated Process Fluids | A | Integrated Unit Winter Peak Savings (kW) | Achievable Economic UCT Potential | 0 | 0 | 0 | 0 | 0 | 0 | 0 | 0 | 0 | 0 | 0 | 0 | 0 | 0 | 0 | 0 | 0 | 0 | 0 | 0 | 0 | 0 | 0
F4_Industrial_Other Industrial_Existing_Process_Natural Gas_Process - Insulate Heated Process Fluids_A_Achievable Economic UCT Potential | F4 | Industrial | Other Industrial | Existing | Process | Natural Gas | Process - Insulate Heated Process Fluids | A | Incremental Energy Savings (MWh or mTherms) | Achievable Economic UCT Potential | 0 | 0 | 0 | 0 | 0 | 0 | 0 | 0 | 0 | 0 | 0 | 0 | 0 | 0 | 0 | 0 | 0 | 0 | 0 | 0 | 0 | 0 | 0
F5_Industrial_Other Industrial_Existing_Process_Natural Gas_Process - Insulate Heated Process Fluids_A_Achievable Economic UCT Potential | F5 | Industrial | Other Industrial | Existing | Process | Natural Gas | Process - Insulate Heated Process Fluids | A | Incremental Summer Peak Savings (MW) | Achievable Economic UCT Potential | 0 | 0 | 0 | 0 | 0 | 0 | 0 | 0 | 0 | 0 | 0 | 0 | 0 | 0 | 0 | 0 | 0 | 0 | 0 | 0 | 0 | 0 | 0
F6_Industrial_Other Industrial_Existing_Process_Natural Gas_Process - Insulate Heated Process Fluids_A_Achievable Economic UCT Potential | F6 | Industrial | Other Industrial | Existing | Process | Natural Gas | Process - Insulate Heated Process Fluids | A | Incremental Winter Peak Savings (MW) | Achievable Economic UCT Potential | 0 | 0 | 0 | 0 | 0 | 0 | 0 | 0 | 0 | 0 | 0 | 0 | 0 | 0 | 0 | 0 | 0 | 0 | 0 | 0 | 0 | 0 | 0
F7_Industrial_Other Industrial_Existing_Process_Natural Gas_Process - Insulate Heated Process Fluids_A_Achievable Economic UCT Potential | F7 | Industrial | Other Industrial | Existing | Process | Natural Gas | Process - Insulate Heated Process Fluids | A | Cumulative Energy Savings (MWh or mTherms) | Achievable Economic UCT Potential | 0 | 0 | 0 | 0 | 0 | 0 | 0 | 0 | 0 | 0 | 0 | 0 | 0 | 0 | 0 | 0 | 0 | 0 | 0 | 0 | 0 | 0 | 0
F8_Industrial_Other Industrial_Existing_Process_Natural Gas_Process - Insulate Heated Process Fluids_A_Achievable Economic UCT Potential | F8 | Industrial | Other Industrial | Existing | Process | Natural Gas | Process - Insulate Heated Process Fluids | A | Cumulative Summer Peak Savings (MW) | Achievable Economic UCT Potential | 0 | 0 | 0 | 0 | 0 | 0 | 0 | 0 | 0 | 0 | 0 | 0 | 0 | 0 | 0 | 0 | 0 | 0 | 0 | 0 | 0 | 0 | 0
F9_Industrial_Other Industrial_Existing_Process_Natural Gas_Process - Insulate Heated Process Fluids_A_Achievable Economic UCT Potential | F9 | Industrial | Other Industrial | Existing | Process | Natural Gas | Process - Insulate Heated Process Fluids | A | Cumulative Winter Peak Savings (MW) | Achievable Economic UCT Potential | 0 | 0 | 0 | 0 | 0 | 0 | 0 | 0 | 0 | 0 | 0 | 0 | 0 | 0 | 0 | 0 | 0 | 0 | 0 | 0 | 0 | 0 | 0
F10_Industrial_Other Industrial_Existing_Process_Natural Gas_Process - Insulate Heated Process Fluids_A_Achievable Economic UCT Potential | F10 | Industrial | Other Industrial | Existing | Process | Natural Gas | Process - Insulate Heated Process Fluids | A | Purchases (Incremental) | Achievable Economic UCT Potential | 0 | 0 | 0 | 0 | 0 | 0 | 0 | 0 | 0 | 0 | 0 | 0 | 0 | 0 | 0 | 0 | 0 | 0 | 0 | 0 | 0 | 0 | 0
F11_Industrial_Other Industrial_Existing_Process_Natural Gas_Process - Insulate Heated Process Fluids_A_Achievable Economic UCT Potential | F11 | Industrial | Other Industrial | Existing | Process | Natural Gas | Process - Insulate Heated Process Fluids | A | Purchases (Cumulative) | Achievable Economic UCT Potential | 0 | 0 | 0 | 0 | 0 | 0 | 0 | 0 | 0 | 0 | 0 | 0 | 0 | 0 | 0 | 0 | 0 | 0 | 0 | 0 | 0 | 0 | 0
F1_Industrial_Other Industrial_Existing_Process_Natural Gas_Process Heat Recovery_A_Achievable Economic UCT Potential | F1 | Industrial | Other Industrial | Existing | Process | Natural Gas | Process Heat Recovery | A | Integrated Unit Energy Savings (kWh or therms) | Achievable Economic UCT Potential | 0 | 0 | 0.033046 | 0.032945 | 0.03284 | 0.032732 | 0.03262 | 0.032504 | 0.032389 | 0.032274 | 0.032161 | 0.032051 | 0.031945 | 0.031845 | 0.031748 | 0.031655 | 0.031564 | 0.031473 | 0.031385 | 0.031297 | 0.031207 | 0.031117 | 0
F2_Industrial_Other Industrial_Existing_Process_Natural Gas_Process Heat Recovery_A_Achievable Economic UCT Potential | F2 | Industrial | Other Industrial | Existing | Process | Natural Gas | Process Heat Recovery | A | Integrated Unit Summer Peak Savings (kW) | Achievable Economic UCT Potential | 0 | 0 | 0 | 0 | 0 | 0 | 0 | 0 | 0 | 0 | 0 | 0 | 0 | 0 | 0 | 0 | 0 | 0 | 0 | 0 | 0 | 0 | 0
F3_Industrial_Other Industrial_Existing_Process_Natural Gas_Process Heat Recovery_A_Achievable Economic UCT Potential | F3 | Industrial | Other Industrial | Existing | Process | Natural Gas | Process Heat Recovery | A | Integrated Unit Winter Peak Savings (kW) | Achievable Economic UCT Potential | 0 | 0 | 0 | 0 | 0 | 0 | 0 | 0 | 0 | 0 | 0 | 0 | 0 | 0 | 0 | 0 | 0 | 0 | 0 | 0 | 0 | 0 | 0
F4_Industrial_Other Industrial_Existing_Process_Natural Gas_Process Heat Recovery_A_Achievable Economic UCT Potential | F4 | Industrial | Other Industrial | Existing | Process | Natural Gas | Process Heat Recovery | A | Incremental Energy Savings (MWh or mTherms) | Achievable Economic UCT Potential | 0 | 0 | 0 | 0 | 0 | 0 | 0 | 0 | 0 | 0 | 0 | 0 | 0 | 0 | 0 | 0 | 0 | 0 | 0 | 0 | 0 | 0 | 0
F5_Industrial_Other Industrial_Existing_Process_Natural Gas_Process Heat Recovery_A_Achievable Economic UCT Potential | F5 | Industrial | Other Industrial | Existing | Process | Natural Gas | Process Heat Recovery | A | Incremental Summer Peak Savings (MW) | Achievable Economic UCT Potential | 0 | 0 | 0 | 0 | 0 | 0 | 0 | 0 | 0 | 0 | 0 | 0 | 0 | 0 | 0 | 0 | 0 | 0 | 0 | 0 | 0 | 0 | 0
F6_Industrial_Other Industrial_Existing_Process_Natural Gas_Process Heat Recovery_A_Achievable Economic UCT Potential | F6 | Industrial | Other Industrial | Existing | Process | Natural Gas | Process Heat Recovery | A | Incremental Winter Peak Savings (MW) | Achievable Economic UCT Potential | 0 | 0 | 0 | 0 | 0 | 0 | 0 | 0 | 0 | 0 | 0 | 0 | 0 | 0 | 0 | 0 | 0 | 0 | 0 | 0 | 0 | 0 | 0
F7_Industrial_Other Industrial_Existing_Process_Natural Gas_Process Heat Recovery_A_Achievable Economic UCT Potential | F7 | Industrial | Other Industrial | Existing | Process | Natural Gas | Process Heat Recovery | A | Cumulative Energy Savings (MWh or mTherms) | Achievable Economic UCT Potential | 0 | 0 | 0 | 0 | 0 | 0 | 0 | 0 | 0 | 0 | 0 | 0 | 0 | 0 | 0 | 0 | 0 | 0 | 0 | 0 | 0 | 0 | 0
F8_Industrial_Other Industrial_Existing_Process_Natural Gas_Process Heat Recovery_A_Achievable Economic UCT Potential | F8 | Industrial | Other Industrial | Existing | Process | Natural Gas | Process Heat Recovery | A | Cumulative Summer Peak Savings (MW) | Achievable Economic UCT Potential | 0 | 0 | 0 | 0 | 0 | 0 | 0 | 0 | 0 | 0 | 0 | 0 | 0 | 0 | 0 | 0 | 0 | 0 | 0 | 0 | 0 | 0 | 0
F9_Industrial_Other Industrial_Existing_Process_Natural Gas_Process Heat Recovery_A_Achievable Economic UCT Potential | F9 | Industrial | Other Industrial | Existing | Process | Natural Gas | Process Heat Recovery | A | Cumulative Winter Peak Savings (MW) | Achievable Economic UCT Potential | 0 | 0 | 0 | 0 | 0 | 0 | 0 | 0 | 0 | 0 | 0 | 0 | 0 | 0 | 0 | 0 | 0 | 0 | 0 | 0 | 0 | 0 | 0
F10_Industrial_Other Industrial_Existing_Process_Natural Gas_Process Heat Recovery_A_Achievable Economic UCT Potential | F10 | Industrial | Other Industrial | Existing | Process | Natural Gas | Process Heat Recovery | A | Purchases (Incremental) | Achievable Economic UCT Potential | 0 | 0 | 0 | 0 | 0 | 0 | 0 | 0 | 0 | 0 | 0 | 0 | 0 | 0 | 0 | 0 | 0 | 0 | 0 | 0 | 0 | 0 | 0
F11_Industrial_Other Industrial_Existing_Process_Natural Gas_Process Heat Recovery_A_Achievable Economic UCT Potential | F11 | Industrial | Other Industrial | Existing | Process | Natural Gas | Process Heat Recovery | A | Purchases (Cumulative) | Achievable Economic UCT Potential | 0 | 0 | 0 | 0 | 0 | 0 | 0 | 0 | 0 | 0 | 0 | 0 | 0 | 0 | 0 | 0 | 0 | 0 | 0 | 0 | 0 | 0 | 0
F1_Industrial_Other Industrial_Existing_Space Heating_Natural Gas_Building Automation System_A_Achievable Economic UCT Potential | F1 | Industrial | Other Industrial | Existing | Space Heating | Natural Gas | Building Automation System | A | Integrated Unit Energy Savings (kWh or therms) | Achievable Economic UCT Potential | 0 | 0 | 0.015608 | 0.015552 | 0.015493 | 0.015431 | 0.015365 | 0.015293 | 0.015217 | 0.015135 | 0.015049 | 0.014958 | 0.014863 | 0.014765 | 0.014664 | 0.014559 | 0.014451 | 0.014348 | 0.014251 | 0.014161 | 0.014076 | 0.013998 | 0
F2_Industrial_Other Industrial_Existing_Space Heating_Natural Gas_Building Automation System_A_Achievable Economic UCT Potential | F2 | Industrial | Other Industrial | Existing | Space Heating | Natural Gas | Building Automation System | A | Integrated Unit Summer Peak Savings (kW) | Achievable Economic UCT Potential | 0 | 0 | 0 | 0 | 0 | 0 | 0 | 0 | 0 | 0 | 0 | 0 | 0 | 0 | 0 | 0 | 0 | 0 | 0 | 0 | 0 | 0 | 0
F3_Industrial_Other Industrial_Existing_Space Heating_Natural Gas_Building Automation System_A_Achievable Economic UCT Potential | F3 | Industrial | Other Industrial | Existing | Space Heating | Natural Gas | Building Automation System | A | Integrated Unit Winter Peak Savings (kW) | Achievable Economic UCT Potential | 0 | 0 | 0 | 0 | 0 | 0 | 0 | 0 | 0 | 0 | 0 | 0 | 0 | 0 | 0 | 0 | 0 | 0 | 0 | 0 | 0 | 0 | 0
F4_Industrial_Other Industrial_Existing_Space Heating_Natural Gas_Building Automation System_A_Achievable Economic UCT Potential | F4 | Industrial | Other Industrial | Existing | Space Heating | Natural Gas | Building Automation System | A | Incremental Energy Savings (MWh or mTherms) | Achievable Economic UCT Potential | 0 | 0 | 0.12169 | 0.2382 | 0.41406 | 0.65925 | 0.97916 | 1.3718 | 1.8247 | 2.3122 | 2.7944 | 3.2189 | 3.5267 | 3.6628 | 3.5897 | 3.3018 | 2.8318 | 2.2852 | 1.7058 | 1.1532 | 0.71972 | 0.45872 | 0
F5_Industrial_Other Industrial_Existing_Space Heating_Natural Gas_Building Automation System_A_Achievable Economic UCT Potential | F5 | Industrial | Other Industrial | Existing | Space Heating | Natural Gas | Building Automation System | A | Incremental Summer Peak Savings (MW) | Achievable Economic UCT Potential | 0 | 0 | 0 | 0 | 0 | 0 | 0 | 0 | 0 | 0 | 0 | 0 | 0 | 0 | 0 | 0 | 0 | 0 | 0 | 0 | 0 | 0 | 0
F6_Industrial_Other Industrial_Existing_Space Heating_Natural Gas_Building Automation System_A_Achievable Economic UCT Potential | F6 | Industrial | Other Industrial | Existing | Space Heating | Natural Gas | Building Automation System | A | Incremental Winter Peak Savings (MW) | Achievable Economic UCT Potential | 0 | 0 | 0 | 0 | 0 | 0 | 0 | 0 | 0 | 0 | 0 | 0 | 0 | 0 | 0 | 0 | 0 | 0 | 0 | 0 | 0 | 0 | 0
F7_Industrial_Other Industrial_Existing_Space Heating_Natural Gas_Building Automation System_A_Achievable Economic UCT Potential | F7 | Industrial | Other Industrial | Existing | Space Heating | Natural Gas | Building Automation System | A | Cumulative Energy Savings (MWh or mTherms) | Achievable Economic UCT Potential | 0 | 0 | 0.12169 | 0.35945 | 0.77215 | 1.4283 | 2.4013 | 3.762 | 5.5678 | 7.8501 | 10.5996 | 13.7546 | 17.1945 | 20.7438 | 24.1907 | 27.3192 | 29.9486 | 32.021 | 33.511 | 34.4511 | 34.9651 | 35.229 | 0
F8_Industrial_Other Industrial_Existing_Space Heating_Natural Gas_Building Automation System_A_Achievable Economic UCT Potential | F8 | Industrial | Other Industrial | Existing | Space Heating | Natural Gas | Building Automation System | A | Cumulative Summer Peak Savings (MW) | Achievable Economic UCT Potential | 0 | 0 | 0 | 0 | 0 | 0 | 0 | 0 | 0 | 0 | 0 | 0 | 0 | 0 | 0 | 0 | 0 | 0 | 0 | 0 | 0 | 0 | 0
F9_Industrial_Other Industrial_Existing_Space Heating_Natural Gas_Building Automation System_A_Achievable Economic UCT Potential | F9 | Industrial | Other Industrial | Existing | Space Heating | Natural Gas | Building Automation System | A | Cumulative Winter Peak Savings (MW) | Achievable Economic UCT Potential | 0 | 0 | 0 | 0 | 0 | 0 | 0 | 0 | 0 | 0 | 0 | 0 | 0 | 0 | 0 | 0 | 0 | 0 | 0 | 0 | 0 | 0 | 0
F10_Industrial_Other Industrial_Existing_Space Heating_Natural Gas_Building Automation System_A_Achievable Economic UCT Potential | F10 | Industrial | Other Industrial | Existing | Space Heating | Natural Gas | Building Automation System | A | Purchases (Incremental) | Achievable Economic UCT Potential | 0 | 0 | 7796.3601 | 15315.7157 | 26724.8892 | 42722.1832 | 63728.2672 | 89698.8322 | 119911.3374 | 152768.2573 | 185690.2807 | 215197.5562 | 237274.9544 | 248063.8799 | 244804.6946 | 226790.922 | 195962.0137 | 159264.3094 | 119690.5205 | 81434.0014 | 51130.2566 | 32770.8916 | 0
F11_Industrial_Other Industrial_Existing_Space Heating_Natural Gas_Building Automation System_A_Achievable Economic UCT Potential | F11 | Industrial | Other Industrial | Existing | Space Heating | Natural Gas | Building Automation System | A | Purchases (Cumulative) | Achievable Economic UCT Potential | 0 | 0 | 7796.3601 | 23112.0759 | 49836.965 | 92559.1482 | 156287.4154 | 245986.2476 | 365897.5849 | 518665.8422 | 704356.1229 | 919553.6792 | 1156828.6335 | 1404892.5134 | 1649697.2081 | 1876488.1301 | 2072450.1438 | 2231714.4532 | 2351404.9737 | 2432838.9751 | 2483969.2317 | 2516740.1233 | 0
F1_Industrial_Other Industrial_Existing_Space Heating_Natural Gas_Steam System Efficiency Improvements_A_Achievable Economic UCT Potential | F1 | Industrial | Other Industrial | Existing | Space Heating | Natural Gas | Steam System Efficiency Improvements | A | Integrated Unit Energy Savings (kWh or therms) | Achievable Economic UCT Potential | 0 | 0 | 0.13922 | 0.13853 | 0.13778 | 0.13697 | 0.13606 | 0.13504 | 0.1339 | 0.13262 | 0.1312 | 0.12966 | 0.12801 | 0.12629 | 0.12454 | 0.12279 | 0.1211 | 0.11955 | 0.11815 | 0.11691 | 0.11579 | 0.11479 | 0
F2_Industrial_Other Industrial_Existing_Space Heating_Natural Gas_Steam System Efficiency Improvements_A_Achievable Economic UCT Potential | F2 | Industrial | Other Industrial | Existing | Space Heating | Natural Gas | Steam System Efficiency Improvements | A | Integrated Unit Summer Peak Savings (kW) | Achievable Economic UCT Potential | 0 | 0 | 0 | 0 | 0 | 0 | 0 | 0 | 0 | 0 | 0 | 0 | 0 | 0 | 0 | 0 | 0 | 0 | 0 | 0 | 0 | 0 | 0
F3_Industrial_Other Industrial_Existing_Space Heating_Natural Gas_Steam System Efficiency Improvements_A_Achievable Economic UCT Potential | F3 | Industrial | Other Industrial | Existing | Space Heating | Natural Gas | Steam System Efficiency Improvements | A | Integrated Unit Winter Peak Savings (kW) | Achievable Economic UCT Potential | 0 | 0 | 0 | 0 | 0 | 0 | 0 | 0 | 0 | 0 | 0 | 0 | 0 | 0 | 0 | 0 | 0 | 0 | 0 | 0 | 0 | 0 | 0
F4_Industrial_Other Industrial_Existing_Space Heating_Natural Gas_Steam System Efficiency Improvements_A_Achievable Economic UCT Potential | F4 | Industrial | Other Industrial | Existing | Space Heating | Natural Gas | Steam System Efficiency Improvements | A | Incremental Energy Savings (MWh or mTherms) | Achievable Economic UCT Potential | 0 | 0 | 0.0076927 | 0.015037 | 0.026096 | 0.04147 | 0.061452 | 0.085848 | 0.11379 | 0.14359 | 0.17266 | 0.19774 | 0.21526 | 0.22203 | 0.21607 | 0.19737 | 0.16819 | 0.13494 | 0.10022 | 0.06747 | 0.04196 | 0.026659 | 0
F5_Industrial_Other Industrial_Existing_Space Heating_Natural Gas_Steam System Efficiency Improvements_A_Achievable Economic UCT Potential | F5 | Industrial | Other Industrial | Existing | Space Heating | Natural Gas | Steam System Efficiency Improvements | A | Incremental Summer Peak Savings (MW) | Achievable Economic UCT Potential | 0 | 0 | 0 | 0 | 0 | 0 | 0 | 0 | 0 | 0 | 0 | 0 | 0 | 0 | 0 | 0 | 0 | 0 | 0 | 0 | 0 | 0 | 0
F6_Industrial_Other Industrial_Existing_Space Heating_Natural Gas_Steam System Efficiency Improvements_A_Achievable Economic UCT Potential | F6 | Industrial | Other Industrial | Existing | Space Heating | Natural Gas | Steam System Efficiency Improvements | A | Incremental Winter Peak Savings (MW) | Achievable Economic UCT Potential | 0 | 0 | 0 | 0 | 0 | 0 | 0 | 0 | 0 | 0 | 0 | 0 | 0 | 0 | 0 | 0 | 0 | 0 | 0 | 0 | 0 | 0 | 0
F7_Industrial_Other Industrial_Existing_Space Heating_Natural Gas_Steam System Efficiency Improvements_A_Achievable Economic UCT Potential | F7 | Industrial | Other Industrial | Existing | Space Heating | Natural Gas | Steam System Efficiency Improvements | A | Cumulative Energy Savings (MWh or mTherms) | Achievable Economic UCT Potential | 0 | 0 | 0.0076927 | 0.022691 | 0.048665 | 0.089847 | 0.1507 | 0.23543 | 0.34723 | 0.48749 | 0.65494 | 0.84497 | 1.0495 | 1.2574 | 1.456 | 1.633 | 1.7787 | 1.8908 | 1.9689 | 2.0157 | 2.0385 | 2.0474 | 0
F8_Industrial_Other Industrial_Existing_Space Heating_Natural Gas_Steam System Efficiency Improvements_A_Achievable Economic UCT Potential | F8 | Industrial | Other Industrial | Existing | Space Heating | Natural Gas | Steam System Efficiency Improvements | A | Cumulative Summer Peak Savings (MW) | Achievable Economic UCT Potential | 0 | 0 | 0 | 0 | 0 | 0 | 0 | 0 | 0 | 0 | 0 | 0 | 0 | 0 | 0 | 0 | 0 | 0 | 0 | 0 | 0 | 0 | 0
F9_Industrial_Other Industrial_Existing_Space Heating_Natural Gas_Steam System Efficiency Improvements_A_Achievable Economic UCT Potential | F9 | Industrial | Other Industrial | Existing | Space Heating | Natural Gas | Steam System Efficiency Improvements | A | Cumulative Winter Peak Savings (MW) | Achievable Economic UCT Potential | 0 | 0 | 0 | 0 | 0 | 0 | 0 | 0 | 0 | 0 | 0 | 0 | 0 | 0 | 0 | 0 | 0 | 0 | 0 | 0 | 0 | 0 | 0
F10_Industrial_Other Industrial_Existing_Space Heating_Natural Gas_Steam System Efficiency Improvements_A_Achievable Economic UCT Potential | F10 | Industrial | Other Industrial | Existing | Space Heating | Natural Gas | Steam System Efficiency Improvements | A | Purchases (Incremental) | Achievable Economic UCT Potential | 0 | 0 | 55.2538 | 108.5444 | 189.4026 | 302.7773 | 451.65 | 635.7066 | 849.8263 | 1082.6873 | 1316.0097 | 1525.1314 | 1681.5966 | 1758.0591 | 1734.9608 | 1607.295 | 1388.8068 | 1128.7256 | 848.2614 | 577.1327 | 362.3664 | 232.2513 | 0
F11_Industrial_Other Industrial_Existing_Space Heating_Natural Gas_Steam System Efficiency Improvements_A_Achievable Economic UCT Potential | F11 | Industrial | Other Industrial | Existing | Space Heating | Natural Gas | Steam System Efficiency Improvements | A | Purchases (Cumulative) | Achievable Economic UCT Potential | 0 | 0 | 55.2538 | 163.7981 | 353.2007 | 655.978 | 1107.628 | 1743.3346 | 2593.1609 | 3675.8483 | 4991.858 | 6516.9894 | 8198.586 | 9956.6451 | 11691.6059 | 13298.9009 | 14687.7077 | 15816.4333 | 16664.6947 | 17241.8274 | 17604.1938 | 17836.4451 | 0
F1_Industrial_Other Industrial_Existing_Process_Natural Gas_Steam System Efficiency Improvements_A_Achievable Economic UCT Potential | F1 | Industrial | Other Industrial | Existing | Process | Natural Gas | Steam System Efficiency Improvements | A | Integrated Unit Energy Savings (kWh or therms) | Achievable Economic UCT Potential | 0 | 0 | 0.10591 | 0.10558 | 0.10525 | 0.1049 | 0.10454 | 0.10417 | 0.1038 | 0.10343 | 0.10307 | 0.10272 | 0.10238 | 0.10206 | 0.10175 | 0.10145 | 0.10116 | 0.10087 | 0.10058 | 0.1003 | 0.10001 | 0.099724 | 0
F2_Industrial_Other Industrial_Existing_Process_Natural Gas_Steam System Efficiency Improvements_A_Achievable Economic UCT Potential | F2 | Industrial | Other Industrial | Existing | Process | Natural Gas | Steam System Efficiency Improvements | A | Integrated Unit Summer Peak Savings (kW) | Achievable Economic UCT Potential | 0 | 0 | 0 | 0 | 0 | 0 | 0 | 0 | 0 | 0 | 0 | 0 | 0 | 0 | 0 | 0 | 0 | 0 | 0 | 0 | 0 | 0 | 0
F3_Industrial_Other Industrial_Existing_Process_Natural Gas_Steam System Efficiency Improvements_A_Achievable Economic UCT Potential | F3 | Industrial | Other Industrial | Existing | Process | Natural Gas | Steam System Efficiency Improvements | A | Integrated Unit Winter Peak Savings (kW) | Achievable Economic UCT Potential | 0 | 0 | 0 | 0 | 0 | 0 | 0 | 0 | 0 | 0 | 0 | 0 | 0 | 0 | 0 | 0 | 0 | 0 | 0 | 0 | 0 | 0 | 0
F4_Industrial_Other Industrial_Existing_Process_Natural Gas_Steam System Efficiency Improvements_A_Achievable Economic UCT Potential | F4 | Industrial | Other Industrial | Existing | Process | Natural Gas | Steam System Efficiency Improvements | A | Incremental Energy Savings (MWh or mTherms) | Achievable Economic UCT Potential | 0 | 0 | 0 | 0 | 0 | 0 | 0 | 0 | 0 | 0 | 0 | 0 | 0 | 0 | 0 | 0 | 0 | 0 | 0 | 0 | 0 | 0 | 0
F5_Industrial_Other Industrial_Existing_Process_Natural Gas_Steam System Efficiency Improvements_A_Achievable Economic UCT Potential | F5 | Industrial | Other Industrial | Existing | Process | Natural Gas | Steam System Efficiency Improvements | A | Incremental Summer Peak Savings (MW) | Achievable Economic UCT Potential | 0 | 0 | 0 | 0 | 0 | 0 | 0 | 0 | 0 | 0 | 0 | 0 | 0 | 0 | 0 | 0 | 0 | 0 | 0 | 0 | 0 | 0 | 0
F6_Industrial_Other Industrial_Existing_Process_Natural Gas_Steam System Efficiency Improvements_A_Achievable Economic UCT Potential | F6 | Industrial | Other Industrial | Existing | Process | Natural Gas | Steam System Efficiency Improvements | A | Incremental Winter Peak Savings (MW) | Achievable Economic UCT Potential | 0 | 0 | 0 | 0 | 0 | 0 | 0 | 0 | 0 | 0 | 0 | 0 | 0 | 0 | 0 | 0 | 0 | 0 | 0 | 0 | 0 | 0 | 0
F7_Industrial_Other Industrial_Existing_Process_Natural Gas_Steam System Efficiency Improvements_A_Achievable Economic UCT Potential | F7 | Industrial | Other Industrial | Existing | Process | Natural Gas | Steam System Efficiency Improvements | A | Cumulative Energy Savings (MWh or mTherms) | Achievable Economic UCT Potential | 0 | 0 | 0 | 0 | 0 | 0 | 0 | 0 | 0 | 0 | 0 | 0 | 0 | 0 | 0 | 0 | 0 | 0 | 0 | 0 | 0 | 0 | 0
F8_Industrial_Other Industrial_Existing_Process_Natural Gas_Steam System Efficiency Improvements_A_Achievable Economic UCT Potential | F8 | Industrial | Other Industrial | Existing | Process | Natural Gas | Steam System Efficiency Improvements | A | Cumulative Summer Peak Savings (MW) | Achievable Economic UCT Potential | 0 | 0 | 0 | 0 | 0 | 0 | 0 | 0 | 0 | 0 | 0 | 0 | 0 | 0 | 0 | 0 | 0 | 0 | 0 | 0 | 0 | 0 | 0
F9_Industrial_Other Industrial_Existing_Process_Natural Gas_Steam System Efficiency Improvements_A_Achievable Economic UCT Potential | F9 | Industrial | Other Industrial | Existing | Process | Natural Gas | Steam System Efficiency Improvements | A | Cumulative Winter Peak Savings (MW) | Achievable Economic UCT Potential | 0 | 0 | 0 | 0 | 0 | 0 | 0 | 0 | 0 | 0 | 0 | 0 | 0 | 0 | 0 | 0 | 0 | 0 | 0 | 0 | 0 | 0 | 0
F10_Industrial_Other Industrial_Existing_Process_Natural Gas_Steam System Efficiency Improvements_A_Achievable Economic UCT Potential | F10 | Industrial | Other Industrial | Existing | Process | Natural Gas | Steam System Efficiency Improvements | A | Purchases (Incremental) | Achievable Economic UCT Potential | 0 | 0 | 0 | 0 | 0 | 0 | 0 | 0 | 0 | 0 | 0 | 0 | 0 | 0 | 0 | 0 | 0 | 0 | 0 | 0 | 0 | 0 | 0
F11_Industrial_Other Industrial_Existing_Process_Natural Gas_Steam System Efficiency Improvements_A_Achievable Economic UCT Potential | F11 | Industrial | Other Industrial | Existing | Process | Natural Gas | Steam System Efficiency Improvements | A | Purchases (Cumulative) | Achievable Economic UCT Potential | 0 | 0 | 0 | 0 | 0 | 0 | 0 | 0 | 0 | 0 | 0 | 0 | 0 | 0 | 0 | 0 | 0 | 0 | 0 | 0 | 0 | 0 | 0
F1_Industrial_Other Industrial_Existing_Space Heating_Natural Gas_Strategic Energy Management_A_Achievable Economic UCT Potential | F1 | Industrial | Other Industrial | Existing | Space Heating | Natural Gas | Strategic Energy Management | A | Integrated Unit Energy Savings (kWh or therms) | Achievable Economic UCT Potential | 0 | 0 | 3.1645 | 3.1523 | 3.1389 | 3.1239 | 3.1067 | 3.0871 | 3.0645 | 3.0388 | 3.01 | 2.9783 | 2.9443 | 2.9086 | 2.872 | 2.8356 | 2.8003 | 2.768 | 2.7392 | 2.7139 | 2.6916 | 2.6716 | 0
F2_Industrial_Other Industrial_Existing_Space Heating_Natural Gas_Strategic Energy Management_A_Achievable Economic UCT Potential | F2 | Industrial | Other Industrial | Existing | Space Heating | Natural Gas | Strategic Energy Management | A | Integrated Unit Summer Peak Savings (kW) | Achievable Economic UCT Potential | 0 | 0 | 0 | 0 | 0 | 0 | 0 | 0 | 0 | 0 | 0 | 0 | 0 | 0 | 0 | 0 | 0 | 0 | 0 | 0 | 0 | 0 | 0
F3_Industrial_Other Industrial_Existing_Space Heating_Natural Gas_Strategic Energy Management_A_Achievable Economic UCT Potential | F3 | Industrial | Other Industrial | Existing | Space Heating | Natural Gas | Strategic Energy Management | A | Integrated Unit Winter Peak Savings (kW) | Achievable Economic UCT Potential | 0 | 0 | 0 | 0 | 0 | 0 | 0 | 0 | 0 | 0 | 0 | 0 | 0 | 0 | 0 | 0 | 0 | 0 | 0 | 0 | 0 | 0 | 0
F4_Industrial_Other Industrial_Existing_Space Heating_Natural Gas_Strategic Energy Management_A_Achievable Economic UCT Potential | F4 | Industrial | Other Industrial | Existing | Space Heating | Natural Gas | Strategic Energy Management | A | Incremental Energy Savings (MWh or mTherms) | Achievable Economic UCT Potential | 0 | 0 | 0.76508 | 0.74899 | 0.73295 | 0.71686 | 0.70064 | 0.6842 | 0.66749 | 0.65048 | 0.6332 | 0.61573 | 0.5982 | 0.58076 | 0.56357 | 0.54683 | 0.53071 | 0.51555 | 0.50139 | 0.4882 | 0.47583 | 0.46415 | 0
F5_Industrial_Other Industrial_Existing_Space Heating_Natural Gas_Strategic Energy Management_A_Achievable Economic UCT Potential | F5 | Industrial | Other Industrial | Existing | Space Heating | Natural Gas | Strategic Energy Management | A | Incremental Summer Peak Savings (MW) | Achievable Economic UCT Potential | 0 | 0 | 0 | 0 | 0 | 0 | 0 | 0 | 0 | 0 | 0 | 0 | 0 | 0 | 0 | 0 | 0 | 0 | 0 | 0 | 0 | 0 | 0
F6_Industrial_Other Industrial_Existing_Space Heating_Natural Gas_Strategic Energy Management_A_Achievable Economic UCT Potential | F6 | Industrial | Other Industrial | Existing | Space Heating | Natural Gas | Strategic Energy Management | A | Incremental Winter Peak Savings (MW) | Achievable Economic UCT Potential | 0 | 0 | 0 | 0 | 0 | 0 | 0 | 0 | 0 | 0 | 0 | 0 | 0 | 0 | 0 | 0 | 0 | 0 | 0 | 0 | 0 | 0 | 0
F7_Industrial_Other Industrial_Existing_Space Heating_Natural Gas_Strategic Energy Management_A_Achievable Economic UCT Potential | F7 | Industrial | Other Industrial | Existing | Space Heating | Natural Gas | Strategic Energy Management | A | Cumulative Energy Savings (MWh or mTherms) | Achievable Economic UCT Potential | 0 | 0 | 0.76508 | 1.5111 | 2.2376 | 2.9438 | 3.6283 | 4.2895 | 4.9257 | 5.5348 | 6.1155 | 6.6669 | 7.1889 | 7.6824 | 8.1494 | 8.5929 | 9.0166 | 9.4283 | 9.8317 | 10.229 | 10.6208 | 11.006 | 0
F8_Industrial_Other Industrial_Existing_Space Heating_Natural Gas_Strategic Energy Management_A_Achievable Economic UCT Potential | F8 | Industrial | Other Industrial | Existing | Space Heating | Natural Gas | Strategic Energy Management | A | Cumulative Summer Peak Savings (MW) | Achievable Economic UCT Potential | 0 | 0 | 0 | 0 | 0 | 0 | 0 | 0 | 0 | 0 | 0 | 0 | 0 | 0 | 0 | 0 | 0 | 0 | 0 | 0 | 0 | 0 | 0
F9_Industrial_Other Industrial_Existing_Space Heating_Natural Gas_Strategic Energy Management_A_Achievable Economic UCT Potential | F9 | Industrial | Other Industrial | Existing | Space Heating | Natural Gas | Strategic Energy Management | A | Cumulative Winter Peak Savings (MW) | Achievable Economic UCT Potential | 0 | 0 | 0 | 0 | 0 | 0 | 0 | 0 | 0 | 0 | 0 | 0 | 0 | 0 | 0 | 0 | 0 | 0 | 0 | 0 | 0 | 0 | 0
F10_Industrial_Other Industrial_Existing_Space Heating_Natural Gas_Strategic Energy Management_A_Achievable Economic UCT Potential | F10 | Industrial | Other Industrial | Existing | Space Heating | Natural Gas | Strategic Energy Management | A | Purchases (Incremental) | Achievable Economic UCT Potential | 0 | 0 | 241.7691 | 237.6007 | 233.5041 | 229.4782 | 225.5216 | 221.6333 | 217.8121 | 214.0567 | 210.3661 | 206.7391 | 203.1746 | 199.6716 | 196.229 | 192.8457 | 189.5208 | 186.2532 | 183.0419 | 179.886 | 176.7845 | 173.7365 | 0
F11_Industrial_Other Industrial_Existing_Space Heating_Natural Gas_Strategic Energy Management_A_Achievable Economic UCT Potential | F11 | Industrial | Other Industrial | Existing | Space Heating | Natural Gas | Strategic Energy Management | A | Purchases (Cumulative) | Achievable Economic UCT Potential | 0 | 0 | 241.7691 | 479.3697 | 712.8738 | 942.352 | 1167.8736 | 1389.5069 | 1607.319 | 1821.3757 | 2031.7418 | 2238.4808 | 2441.6554 | 2641.327 | 2837.5559 | 3030.4016 | 3219.9224 | 3406.1756 | 3589.2175 | 3769.1035 | 3945.8881 | 4119.6246 | 0
F1_Industrial_Other Industrial_Existing_Process_Natural Gas_Strategic Energy Management_A_Achievable Economic UCT Potential | F1 | Industrial | Other Industrial | Existing | Process | Natural Gas | Strategic Energy Management | A | Integrated Unit Energy Savings (kWh or therms) | Achievable Economic UCT Potential | 0 | 0 | 1.405 | 1.4034 | 1.4018 | 1.4002 | 1.3984 | 1.3966 | 1.3946 | 1.3927 | 1.3907 | 1.3888 | 1.3871 | 1.3854 | 1.3839 | 1.3824 | 1.381 | 1.3795 | 1.3781 | 1.3766 | 1.3751 | 1.3736 | 0
F2_Industrial_Other Industrial_Existing_Process_Natural Gas_Strategic Energy Management_A_Achievable Economic UCT Potential | F2 | Industrial | Other Industrial | Existing | Process | Natural Gas | Strategic Energy Management | A | Integrated Unit Summer Peak Savings (kW) | Achievable Economic UCT Potential | 0 | 0 | 0 | 0 | 0 | 0 | 0 | 0 | 0 | 0 | 0 | 0 | 0 | 0 | 0 | 0 | 0 | 0 | 0 | 0 | 0 | 0 | 0
F3_Industrial_Other Industrial_Existing_Process_Natural Gas_Strategic Energy Management_A_Achievable Economic UCT Potential | F3 | Industrial | Other Industrial | Existing | Process | Natural Gas | Strategic Energy Management | A | Integrated Unit Winter Peak Savings (kW) | Achievable Economic UCT Potential | 0 | 0 | 0 | 0 | 0 | 0 | 0 | 0 | 0 | 0 | 0 | 0 | 0 | 0 | 0 | 0 | 0 | 0 | 0 | 0 | 0 | 0 | 0
F4_Industrial_Other Industrial_Existing_Process_Natural Gas_Strategic Energy Management_A_Achievable Economic UCT Potential | F4 | Industrial | Other Industrial | Existing | Process | Natural Gas | Strategic Energy Management | A | Incremental Energy Savings (MWh or mTherms) | Achievable Economic UCT Potential | 0 | 0 | 1.5801 | 1.5512 | 1.5227 | 1.4947 | 1.4671 | 1.4399 | 1.4131 | 1.3867 | 1.3609 | 1.3357 | 1.311 | 1.2868 | 1.2632 | 1.2401 | 1.2175 | 1.1953 | 1.1734 | 1.1519 | 1.1308 | 1.1101 | 0
F5_Industrial_Other Industrial_Existing_Process_Natural Gas_Strategic Energy Management_A_Achievable Economic UCT Potential | F5 | Industrial | Other Industrial | Existing | Process | Natural Gas | Strategic Energy Management | A | Incremental Summer Peak Savings (MW) | Achievable Economic UCT Potential | 0 | 0 | 0 | 0 | 0 | 0 | 0 | 0 | 0 | 0 | 0 | 0 | 0 | 0 | 0 | 0 | 0 | 0 | 0 | 0 | 0 | 0 | 0
F6_Industrial_Other Industrial_Existing_Process_Natural Gas_Strategic Energy Management_A_Achievable Economic UCT Potential | F6 | Industrial | Other Industrial | Existing | Process | Natural Gas | Strategic Energy Management | A | Incremental Winter Peak Savings (MW) | Achievable Economic UCT Potential | 0 | 0 | 0 | 0 | 0 | 0 | 0 | 0 | 0 | 0 | 0 | 0 | 0 | 0 | 0 | 0 | 0 | 0 | 0 | 0 | 0 | 0 | 0
F7_Industrial_Other Industrial_Existing_Process_Natural Gas_Strategic Energy Management_A_Achievable Economic UCT Potential | F7 | Industrial | Other Industrial | Existing | Process | Natural Gas | Strategic Energy Management | A | Cumulative Energy Savings (MWh or mTherms) | Achievable Economic UCT Potential | 0 | 0 | 1.5801 | 3.1296 | 4.6487 | 6.1378 | 7.5972 | 9.027 | 10.4276 | 11.7996 | 13.144 | 14.4619 | 15.7545 | 17.0227 | 18.267 | 19.4878 | 20.685 | 21.8586 | 23.0089 | 24.1362 | 25.2407 | 26.3229 | 0
F8_Industrial_Other Industrial_Existing_Process_Natural Gas_Strategic Energy Management_A_Achievable Economic UCT Potential | F8 | Industrial | Other Industrial | Existing | Process | Natural Gas | Strategic Energy Management | A | Cumulative Summer Peak Savings (MW) | Achievable Economic UCT Potential | 0 | 0 | 0 | 0 | 0 | 0 | 0 | 0 | 0 | 0 | 0 | 0 | 0 | 0 | 0 | 0 | 0 | 0 | 0 | 0 | 0 | 0 | 0
F9_Industrial_Other Industrial_Existing_Process_Natural Gas_Strategic Energy Management_A_Achievable Economic UCT Potential | F9 | Industrial | Other Industrial | Existing | Process | Natural Gas | Strategic Energy Management | A | Cumulative Winter Peak Savings (MW) | Achievable Economic UCT Potential | 0 | 0 | 0 | 0 | 0 | 0 | 0 | 0 | 0 | 0 | 0 | 0 | 0 | 0 | 0 | 0 | 0 | 0 | 0 | 0 | 0 | 0 | 0
F10_Industrial_Other Industrial_Existing_Process_Natural Gas_Strategic Energy Management_A_Achievable Economic UCT Potential | F10 | Industrial | Other Industrial | Existing | Process | Natural Gas | Strategic Energy Management | A | Purchases (Incremental) | Achievable Economic UCT Potential | 0 | 0 | 1124.67 | 1105.2791 | 1086.2226 | 1067.4946 | 1049.0896 | 1031.0018 | 1013.2259 | 995.7565 | 978.5883 | 961.7161 | 945.1348 | 928.8393 | 912.8249 | 897.0865 | 881.6195 | 866.4192 | 851.4809 | 836.8002 | 822.3726 | 808.1938 | 0
F11_Industrial_Other Industrial_Existing_Process_Natural Gas_Strategic Energy Management_A_Achievable Economic UCT Potential | F11 | Industrial | Other Industrial | Existing | Process | Natural Gas | Strategic Energy Management | A | Purchases (Cumulative) | Achievable Economic UCT Potential | 0 | 0 | 1124.67 | 2229.9492 | 3316.1718 | 4383.6664 | 5432.756 | 6463.7578 | 7476.9837 | 8472.7402 | 9451.3285 | 10413.0445 | 11358.1793 | 12287.0186 | 13199.8435 | 14096.93 | 14978.5495 | 15844.9686 | 16696.4495 | 17533.2497 | 18355.6223 | 19163.8161 | 0
F1_Industrial_Other Industrial_Existing_Miscellaneous_Natural Gas_Strategic Energy Management_A_Achievable Economic UCT Potential | F1 | Industrial | Other Industrial | Existing | Miscellaneous | Natural Gas | Strategic Energy Management | A | Integrated Unit Energy Savings (kWh or therms) | Achievable Economic UCT Potential | 0 | 0 | 0.89787 | 0.89787 | 0.89787 | 0.89787 | 0.89787 | 0.89787 | 0.89787 | 0.89787 | 0.89787 | 0.89787 | 0.89787 | 0.89787 | 0.89787 | 0.89787 | 0.89787 | 0.89787 | 0.89787 | 0.89787 | 0.89787 | 0.89787 | 0
F2_Industrial_Other Industrial_Existing_Miscellaneous_Natural Gas_Strategic Energy Management_A_Achievable Economic UCT Potential | F2 | Industrial | Other Industrial | Existing | Miscellaneous | Natural Gas | Strategic Energy Management | A | Integrated Unit Summer Peak Savings (kW) | Achievable Economic UCT Potential | 0 | 0 | 0 | 0 | 0 | 0 | 0 | 0 | 0 | 0 | 0 | 0 | 0 | 0 | 0 | 0 | 0 | 0 | 0 | 0 | 0 | 0 | 0
F3_Industrial_Other Industrial_Existing_Miscellaneous_Natural Gas_Strategic Energy Management_A_Achievable Economic UCT Potential | F3 | Industrial | Other Industrial | Existing | Miscellaneous | Natural Gas | Strategic Energy Management | A | Integrated Unit Winter Peak Savings (kW) | Achievable Economic UCT Potential | 0 | 0 | 0 | 0 | 0 | 0 | 0 | 0 | 0 | 0 | 0 | 0 | 0 | 0 | 0 | 0 | 0 | 0 | 0 | 0 | 0 | 0 | 0
F4_Industrial_Other Industrial_Existing_Miscellaneous_Natural Gas_Strategic Energy Management_A_Achievable Economic UCT Potential | F4 | Industrial | Other Industrial | Existing | Miscellaneous | Natural Gas | Strategic Energy Management | A | Incremental Energy Savings (MWh or mTherms) | Achievable Economic UCT Potential | 0 | 0 | 0.25245 | 0.2481 | 0.24382 | 0.23962 | 0.23549 | 0.23143 | 0.22744 | 0.22352 | 0.21966 | 0.21587 | 0.21215 | 0.20849 | 0.2049 | 0.20137 | 0.1979 | 0.19448 | 0.19113 | 0.18783 | 0.1846 | 0.18141 | 0
F5_Industrial_Other Industrial_Existing_Miscellaneous_Natural Gas_Strategic Energy Management_A_Achievable Economic UCT Potential | F5 | Industrial | Other Industrial | Existing | Miscellaneous | Natural Gas | Strategic Energy Management | A | Incremental Summer Peak Savings (MW) | Achievable Economic UCT Potential | 0 | 0 | 0 | 0 | 0 | 0 | 0 | 0 | 0 | 0 | 0 | 0 | 0 | 0 | 0 | 0 | 0 | 0 | 0 | 0 | 0 | 0 | 0
F6_Industrial_Other Industrial_Existing_Miscellaneous_Natural Gas_Strategic Energy Management_A_Achievable Economic UCT Potential | F6 | Industrial | Other Industrial | Existing | Miscellaneous | Natural Gas | Strategic Energy Management | A | Incremental Winter Peak Savings (MW) | Achievable Economic UCT Potential | 0 | 0 | 0 | 0 | 0 | 0 | 0 | 0 | 0 | 0 | 0 | 0 | 0 | 0 | 0 | 0 | 0 | 0 | 0 | 0 | 0 | 0 | 0
F7_Industrial_Other Industrial_Existing_Miscellaneous_Natural Gas_Strategic Energy Management_A_Achievable Economic UCT Potential | F7 | Industrial | Other Industrial | Existing | Miscellaneous | Natural Gas | Strategic Energy Management | A | Cumulative Energy Savings (MWh or mTherms) | Achievable Economic UCT Potential | 0 | 0 | 0.25245 | 0.50055 | 0.74437 | 0.98399 | 1.2195 | 1.4509 | 1.6783 | 1.9019 | 2.1215 | 2.3374 | 2.5495 | 2.758 | 2.9629 | 3.1643 | 3.3622 | 3.5567 | 3.7478 | 3.9356 | 4.1202 | 4.3017 | 0
F8_Industrial_Other Industrial_Existing_Miscellaneous_Natural Gas_Strategic Energy Management_A_Achievable Economic UCT Potential | F8 | Industrial | Other Industrial | Existing | Miscellaneous | Natural Gas | Strategic Energy Management | A | Cumulative Summer Peak Savings (MW) | Achievable Economic UCT Potential | 0 | 0 | 0 | 0 | 0 | 0 | 0 | 0 | 0 | 0 | 0 | 0 | 0 | 0 | 0 | 0 | 0 | 0 | 0 | 0 | 0 | 0 | 0
F9_Industrial_Other Industrial_Existing_Miscellaneous_Natural Gas_Strategic Energy Management_A_Achievable Economic UCT Potential | F9 | Industrial | Other Industrial | Existing | Miscellaneous | Natural Gas | Strategic Energy Management | A | Cumulative Winter Peak Savings (MW) | Achievable Economic UCT Potential | 0 | 0 | 0 | 0 | 0 | 0 | 0 | 0 | 0 | 0 | 0 | 0 | 0 | 0 | 0 | 0 | 0 | 0 | 0 | 0 | 0 | 0 | 0
F10_Industrial_Other Industrial_Existing_Miscellaneous_Natural Gas_Strategic Energy Management_A_Achievable Economic UCT Potential | F10 | Industrial | Other Industrial | Existing | Miscellaneous | Natural Gas | Strategic Energy Management | A | Purchases (Incremental) | Achievable Economic UCT Potential | 0 | 0 | 281.1675 | 276.3198 | 271.5557 | 266.8737 | 262.2724 | 257.7505 | 253.3065 | 248.9391 | 244.6471 | 240.429 | 236.2837 | 232.2098 | 228.2062 | 224.2716 | 220.4049 | 216.6048 | 212.8702 | 209.2 | 205.5932 | 202.0484 | 0
F11_Industrial_Other Industrial_Existing_Miscellaneous_Natural Gas_Strategic Energy Management_A_Achievable Economic UCT Potential | F11 | Industrial | Other Industrial | Existing | Miscellaneous | Natural Gas | Strategic Energy Management | A | Purchases (Cumulative) | Achievable Economic UCT Potential | 0 | 0 | 281.1675 | 557.4873 | 829.0429 | 1095.9166 | 1358.189 | 1615.9394 | 1869.2459 | 2118.185 | 2362.8321 | 2603.2611 | 2839.5448 | 3071.7547 | 3299.9609 | 3524.2325 | 3744.6374 | 3961.2422 | 4174.1124 | 4383.3124 | 4588.9056 | 4790.954 | 0
F1_Industrial_Other Industrial_Existing_Space Heating_Natural Gas_Commissioning_A_Achievable Economic UCT Potential | F1 | Industrial | Other Industrial | Existing | Space Heating | Natural Gas | Commissioning | A | Integrated Unit Energy Savings (kWh or therms) | Achievable Economic UCT Potential | 0 | 0 | 3.8002 | 3.7896 | 3.7783 | 3.7663 | 3.7533 | 3.7393 | 3.7241 | 3.7077 | 3.69 | 3.6713 | 3.6515 | 3.6307 | 3.6089 | 3.5862 | 3.5628 | 3.5406 | 3.52 | 3.5008 | 3.4831 | 3.467 | 0
F2_Industrial_Other Industrial_Existing_Space Heating_Natural Gas_Commissioning_A_Achievable Economic UCT Potential | F2 | Industrial | Other Industrial | Existing | Space Heating | Natural Gas | Commissioning | A | Integrated Unit Summer Peak Savings (kW) | Achievable Economic UCT Potential | 0 | 0 | 0 | 0 | 0 | 0 | 0 | 0 | 0 | 0 | 0 | 0 | 0 | 0 | 0 | 0 | 0 | 0 | 0 | 0 | 0 | 0 | 0
F3_Industrial_Other Industrial_Existing_Space Heating_Natural Gas_Commissioning_A_Achievable Economic UCT Potential | F3 | Industrial | Other Industrial | Existing | Space Heating | Natural Gas | Commissioning | A | Integrated Unit Winter Peak Savings (kW) | Achievable Economic UCT Potential | 0 | 0 | 0 | 0 | 0 | 0 | 0 | 0 | 0 | 0 | 0 | 0 | 0 | 0 | 0 | 0 | 0 | 0 | 0 | 0 | 0 | 0 | 0
F4_Industrial_Other Industrial_Existing_Space Heating_Natural Gas_Commissioning_A_Achievable Economic UCT Potential | F4 | Industrial | Other Industrial | Existing | Space Heating | Natural Gas | Commissioning | A | Incremental Energy Savings (MWh or mTherms) | Achievable Economic UCT Potential | 0 | 0 | 0 | 0 | 0 | 0 | 0 | 0 | 0 | 0 | 0 | 0 | 0 | 0 | 0 | 0 | 0 | 0 | 0 | 0 | 0 | 0 | 0
F5_Industrial_Other Industrial_Existing_Space Heating_Natural Gas_Commissioning_A_Achievable Economic UCT Potential | F5 | Industrial | Other Industrial | Existing | Space Heating | Natural Gas | Commissioning | A | Incremental Summer Peak Savings (MW) | Achievable Economic UCT Potential | 0 | 0 | 0 | 0 | 0 | 0 | 0 | 0 | 0 | 0 | 0 | 0 | 0 | 0 | 0 | 0 | 0 | 0 | 0 | 0 | 0 | 0 | 0
F6_Industrial_Other Industrial_Existing_Space Heating_Natural Gas_Commissioning_A_Achievable Economic UCT Potential | F6 | Industrial | Other Industrial | Existing | Space Heating | Natural Gas | Commissioning | A | Incremental Winter Peak Savings (MW) | Achievable Economic UCT Potential | 0 | 0 | 0 | 0 | 0 | 0 | 0 | 0 | 0 | 0 | 0 | 0 | 0 | 0 | 0 | 0 | 0 | 0 | 0 | 0 | 0 | 0 | 0
F7_Industrial_Other Industrial_Existing_Space Heating_Natural Gas_Commissioning_A_Achievable Economic UCT Potential | F7 | Industrial | Other Industrial | Existing | Space Heating | Natural Gas | Commissioning | A | Cumulative Energy Savings (MWh or mTherms) | Achievable Economic UCT Potential | 0 | 0 | 0 | 0 | 0 | 0 | 0 | 0 | 0 | 0 | 0 | 0 | 0 | 0 | 0 | 0 | 0 | 0 | 0 | 0 | 0 | 0 | 0
F8_Industrial_Other Industrial_Existing_Space Heating_Natural Gas_Commissioning_A_Achievable Economic UCT Potential | F8 | Industrial | Other Industrial | Existing | Space Heating | Natural Gas | Commissioning | A | Cumulative Summer Peak Savings (MW) | Achievable Economic UCT Potential | 0 | 0 | 0 | 0 | 0 | 0 | 0 | 0 | 0 | 0 | 0 | 0 | 0 | 0 | 0 | 0 | 0 | 0 | 0 | 0 | 0 | 0 | 0
F9_Industrial_Other Industrial_Existing_Space Heating_Natural Gas_Commissioning_A_Achievable Economic UCT Potential | F9 | Industrial | Other Industrial | Existing | Space Heating | Natural Gas | Commissioning | A | Cumulative Winter Peak Savings (MW) | Achievable Economic UCT Potential | 0 | 0 | 0 | 0 | 0 | 0 | 0 | 0 | 0 | 0 | 0 | 0 | 0 | 0 | 0 | 0 | 0 | 0 | 0 | 0 | 0 | 0 | 0
F10_Industrial_Other Industrial_Existing_Space Heating_Natural Gas_Commissioning_A_Achievable Economic UCT Potential | F10 | Industrial | Other Industrial | Existing | Space Heating | Natural Gas | Commissioning | A | Purchases (Incremental) | Achievable Economic UCT Potential | 0 | 0 | 0 | 0 | 0 | 0 | 0 | 0 | 0 | 0 | 0 | 0 | 0 | 0 | 0 | 0 | 0 | 0 | 0 | 0 | 0 | 0 | 0
F11_Industrial_Other Industrial_Existing_Space Heating_Natural Gas_Commissioning_A_Achievable Economic UCT Potential | F11 | Industrial | Other Industrial | Existing | Space Heating | Natural Gas | Commissioning | A | Purchases (Cumulative) | Achievable Economic UCT Potential | 0 | 0 | 0 | 0 | 0 | 0 | 0 | 0 | 0 | 0 | 0 | 0 | 0 | 0 | 0 | 0 | 0 | 0 | 0 | 0 | 0 | 0 | 0
F1_Industrial_Other Industrial_Existing_Process_Natural Gas_Commissioning_A_Achievable Economic UCT Potential | F1 | Industrial | Other Industrial | Existing | Process | Natural Gas | Commissioning | A | Integrated Unit Energy Savings (kWh or therms) | Achievable Economic UCT Potential | 0 | 0 | 7.8488 | 7.8475 | 7.8466 | 7.8459 | 7.8452 | 7.8446 | 7.8441 | 7.8436 | 7.8432 | 7.8428 | 7.8425 | 7.8422 | 7.8419 | 7.8416 | 7.8414 | 7.8411 | 7.8409 | 7.8407 | 7.8405 | 7.8403 | 0
F2_Industrial_Other Industrial_Existing_Process_Natural Gas_Commissioning_A_Achievable Economic UCT Potential | F2 | Industrial | Other Industrial | Existing | Process | Natural Gas | Commissioning | A | Integrated Unit Summer Peak Savings (kW) | Achievable Economic UCT Potential | 0 | 0 | 0 | 0 | 0 | 0 | 0 | 0 | 0 | 0 | 0 | 0 | 0 | 0 | 0 | 0 | 0 | 0 | 0 | 0 | 0 | 0 | 0
F3_Industrial_Other Industrial_Existing_Process_Natural Gas_Commissioning_A_Achievable Economic UCT Potential | F3 | Industrial | Other Industrial | Existing | Process | Natural Gas | Commissioning | A | Integrated Unit Winter Peak Savings (kW) | Achievable Economic UCT Potential | 0 | 0 | 0 | 0 | 0 | 0 | 0 | 0 | 0 | 0 | 0 | 0 | 0 | 0 | 0 | 0 | 0 | 0 | 0 | 0 | 0 | 0 | 0
F4_Industrial_Other Industrial_Existing_Process_Natural Gas_Commissioning_A_Achievable Economic UCT Potential | F4 | Industrial | Other Industrial | Existing | Process | Natural Gas | Commissioning | A | Incremental Energy Savings (MWh or mTherms) | Achievable Economic UCT Potential | 0 | 0 | 0 | 0 | 0 | 0 | 0 | 0 | 0 | 0 | 0 | 0 | 0 | 0 | 0 | 0 | 0 | 0 | 0 | 0 | 0 | 0 | 0
F5_Industrial_Other Industrial_Existing_Process_Natural Gas_Commissioning_A_Achievable Economic UCT Potential | F5 | Industrial | Other Industrial | Existing | Process | Natural Gas | Commissioning | A | Incremental Summer Peak Savings (MW) | Achievable Economic UCT Potential | 0 | 0 | 0 | 0 | 0 | 0 | 0 | 0 | 0 | 0 | 0 | 0 | 0 | 0 | 0 | 0 | 0 | 0 | 0 | 0 | 0 | 0 | 0
F6_Industrial_Other Industrial_Existing_Process_Natural Gas_Commissioning_A_Achievable Economic UCT Potential | F6 | Industrial | Other Industrial | Existing | Process | Natural Gas | Commissioning | A | Incremental Winter Peak Savings (MW) | Achievable Economic UCT Potential | 0 | 0 | 0 | 0 | 0 | 0 | 0 | 0 | 0 | 0 | 0 | 0 | 0 | 0 | 0 | 0 | 0 | 0 | 0 | 0 | 0 | 0 | 0
F7_Industrial_Other Industrial_Existing_Process_Natural Gas_Commissioning_A_Achievable Economic UCT Potential | F7 | Industrial | Other Industrial | Existing | Process | Natural Gas | Commissioning | A | Cumulative Energy Savings (MWh or mTherms) | Achievable Economic UCT Potential | 0 | 0 | 0 | 0 | 0 | 0 | 0 | 0 | 0 | 0 | 0 | 0 | 0 | 0 | 0 | 0 | 0 | 0 | 0 | 0 | 0 | 0 | 0
F8_Industrial_Other Industrial_Existing_Process_Natural Gas_Commissioning_A_Achievable Economic UCT Potential | F8 | Industrial | Other Industrial | Existing | Process | Natural Gas | Commissioning | A | Cumulative Summer Peak Savings (MW) | Achievable Economic UCT Potential | 0 | 0 | 0 | 0 | 0 | 0 | 0 | 0 | 0 | 0 | 0 | 0 | 0 | 0 | 0 | 0 | 0 | 0 | 0 | 0 | 0 | 0 | 0
F9_Industrial_Other Industrial_Existing_Process_Natural Gas_Commissioning_A_Achievable Economic UCT Potential | F9 | Industrial | Other Industrial | Existing | Process | Natural Gas | Commissioning | A | Cumulative Winter Peak Savings (MW) | Achievable Economic UCT Potential | 0 | 0 | 0 | 0 | 0 | 0 | 0 | 0 | 0 | 0 | 0 | 0 | 0 | 0 | 0 | 0 | 0 | 0 | 0 | 0 | 0 | 0 | 0
F10_Industrial_Other Industrial_Existing_Process_Natural Gas_Commissioning_A_Achievable Economic UCT Potential | F10 | Industrial | Other Industrial | Existing | Process | Natural Gas | Commissioning | A | Purchases (Incremental) | Achievable Economic UCT Potential | 0 | 0 | 0 | 0 | 0 | 0 | 0 | 0 | 0 | 0 | 0 | 0 | 0 | 0 | 0 | 0 | 0 | 0 | 0 | 0 | 0 | 0 | 0
F11_Industrial_Other Industrial_Existing_Process_Natural Gas_Commissioning_A_Achievable Economic UCT Potential | F11 | Industrial | Other Industrial | Existing | Process | Natural Gas | Commissioning | A | Purchases (Cumulative) | Achievable Economic UCT Potential | 0 | 0 | 0 | 0 | 0 | 0 | 0 | 0 | 0 | 0 | 0 | 0 | 0 | 0 | 0 | 0 | 0 | 0 | 0 | 0 | 0 | 0 | 0
F1_Industrial_Other Industrial_Existing_Space Heating_Natural Gas_Retrocommissioning_A_Achievable Economic UCT Potential | F1 | Industrial | Other Industrial | Existing | Space Heating | Natural Gas | Retrocommissioning | A | Integrated Unit Energy Savings (kWh or therms) | Achievable Economic UCT Potential | 0 | 0 | 0.52782 | 0.52634 | 0.52477 | 0.5231 | 0.52131 | 0.51936 | 0.51725 | 0.51497 | 0.51252 | 0.50991 | 0.50717 | 0.50428 | 0.50125 | 0.4981 | 0.49484 | 0.49177 | 0.48889 | 0.48623 | 0.48378 | 0.48154 | 0
F2_Industrial_Other Industrial_Existing_Space Heating_Natural Gas_Retrocommissioning_A_Achievable Economic UCT Potential | F2 | Industrial | Other Industrial | Existing | Space Heating | Natural Gas | Retrocommissioning | A | Integrated Unit Summer Peak Savings (kW) | Achievable Economic UCT Potential | 0 | 0 | 0 | 0 | 0 | 0 | 0 | 0 | 0 | 0 | 0 | 0 | 0 | 0 | 0 | 0 | 0 | 0 | 0 | 0 | 0 | 0 | 0
F3_Industrial_Other Industrial_Existing_Space Heating_Natural Gas_Retrocommissioning_A_Achievable Economic UCT Potential | F3 | Industrial | Other Industrial | Existing | Space Heating | Natural Gas | Retrocommissioning | A | Integrated Unit Winter Peak Savings (kW) | Achievable Economic UCT Potential | 0 | 0 | 0 | 0 | 0 | 0 | 0 | 0 | 0 | 0 | 0 | 0 | 0 | 0 | 0 | 0 | 0 | 0 | 0 | 0 | 0 | 0 | 0
F4_Industrial_Other Industrial_Existing_Space Heating_Natural Gas_Retrocommissioning_A_Achievable Economic UCT Potential | F4 | Industrial | Other Industrial | Existing | Space Heating | Natural Gas | Retrocommissioning | A | Incremental Energy Savings (MWh or mTherms) | Achievable Economic UCT Potential | 0 | 0 | 0.11543 | 0.11312 | 0.11084 | 0.10858 | 0.10634 | 0.10412 | 0.10191 | 0.099708 | 0.097522 | 0.095354 | 0.093205 | 0.091076 | 0.088969 | 0.086885 | 0.084829 | 0.082848 | 0.080944 | 0.079115 | 0.077359 | 0.075673 | 0
F5_Industrial_Other Industrial_Existing_Space Heating_Natural Gas_Retrocommissioning_A_Achievable Economic UCT Potential | F5 | Industrial | Other Industrial | Existing | Space Heating | Natural Gas | Retrocommissioning | A | Incremental Summer Peak Savings (MW) | Achievable Economic UCT Potential | 0 | 0 | 0 | 0 | 0 | 0 | 0 | 0 | 0 | 0 | 0 | 0 | 0 | 0 | 0 | 0 | 0 | 0 | 0 | 0 | 0 | 0 | 0
F6_Industrial_Other Industrial_Existing_Space Heating_Natural Gas_Retrocommissioning_A_Achievable Economic UCT Potential | F6 | Industrial | Other Industrial | Existing | Space Heating | Natural Gas | Retrocommissioning | A | Incremental Winter Peak Savings (MW) | Achievable Economic UCT Potential | 0 | 0 | 0 | 0 | 0 | 0 | 0 | 0 | 0 | 0 | 0 | 0 | 0 | 0 | 0 | 0 | 0 | 0 | 0 | 0 | 0 | 0 | 0
F7_Industrial_Other Industrial_Existing_Space Heating_Natural Gas_Retrocommissioning_A_Achievable Economic UCT Potential | F7 | Industrial | Other Industrial | Existing | Space Heating | Natural Gas | Retrocommissioning | A | Cumulative Energy Savings (MWh or mTherms) | Achievable Economic UCT Potential | 0 | 0 | 0.11543 | 0.22822 | 0.33838 | 0.44588 | 0.55069 | 0.65275 | 0.75201 | 0.8484 | 0.94188 | 1.0325 | 1.1201 | 1.2048 | 1.2865 | 1.3653 | 1.4412 | 1.5151 | 1.5872 | 1.6577 | 1.7267 | 1.7944 | 0
F8_Industrial_Other Industrial_Existing_Space Heating_Natural Gas_Retrocommissioning_A_Achievable Economic UCT Potential | F8 | Industrial | Other Industrial | Existing | Space Heating | Natural Gas | Retrocommissioning | A | Cumulative Summer Peak Savings (MW) | Achievable Economic UCT Potential | 0 | 0 | 0 | 0 | 0 | 0 | 0 | 0 | 0 | 0 | 0 | 0 | 0 | 0 | 0 | 0 | 0 | 0 | 0 | 0 | 0 | 0 | 0
F9_Industrial_Other Industrial_Existing_Space Heating_Natural Gas_Retrocommissioning_A_Achievable Economic UCT Potential | F9 | Industrial | Other Industrial | Existing | Space Heating | Natural Gas | Retrocommissioning | A | Cumulative Winter Peak Savings (MW) | Achievable Economic UCT Potential | 0 | 0 | 0 | 0 | 0 | 0 | 0 | 0 | 0 | 0 | 0 | 0 | 0 | 0 | 0 | 0 | 0 | 0 | 0 | 0 | 0 | 0 | 0
F10_Industrial_Other Industrial_Existing_Space Heating_Natural Gas_Retrocommissioning_A_Achievable Economic UCT Potential | F10 | Industrial | Other Industrial | Existing | Space Heating | Natural Gas | Retrocommissioning | A | Purchases (Incremental) | Achievable Economic UCT Potential | 0 | 0 | 218.6858 | 214.9154 | 211.21 | 207.5684 | 203.9896 | 200.4726 | 197.0161 | 193.6193 | 190.2811 | 187.0003 | 183.7762 | 180.6076 | 177.4937 | 174.4335 | 171.426 | 168.4704 | 165.5657 | 162.7111 | 159.9058 | 157.1488 | 0
F11_Industrial_Other Industrial_Existing_Space Heating_Natural Gas_Retrocommissioning_A_Achievable Economic UCT Potential | F11 | Industrial | Other Industrial | Existing | Space Heating | Natural Gas | Retrocommissioning | A | Purchases (Cumulative) | Achievable Economic UCT Potential | 0 | 0 | 218.6858 | 433.6012 | 644.8112 | 852.3796 | 1056.3692 | 1256.8418 | 1453.8579 | 1647.4773 | 1837.7583 | 2024.7587 | 2208.5349 | 2389.1425 | 2566.6362 | 2741.0697 | 2912.4957 | 3080.9661 | 3246.5319 | 3409.243 | 3569.1488 | 3726.2976 | 0
F1_Industrial_Other Industrial_Existing_Process_Natural Gas_Retrocommissioning_A_Achievable Economic UCT Potential | F1 | Industrial | Other Industrial | Existing | Process | Natural Gas | Retrocommissioning | A | Integrated Unit Energy Savings (kWh or therms) | Achievable Economic UCT Potential | 0 | 0 | 0 | 0 | 0 | 0 | 0 | 0 | 0 | 0 | 0 | 0 | 0 | 0 | 0 | 0 | 0 | 0 | 0 | 0 | 0 | 0 | 0
F2_Industrial_Other Industrial_Existing_Process_Natural Gas_Retrocommissioning_A_Achievable Economic UCT Potential | F2 | Industrial | Other Industrial | Existing | Process | Natural Gas | Retrocommissioning | A | Integrated Unit Summer Peak Savings (kW) | Achievable Economic UCT Potential | 0 | 0 | 0 | 0 | 0 | 0 | 0 | 0 | 0 | 0 | 0 | 0 | 0 | 0 | 0 | 0 | 0 | 0 | 0 | 0 | 0 | 0 | 0
F3_Industrial_Other Industrial_Existing_Process_Natural Gas_Retrocommissioning_A_Achievable Economic UCT Potential | F3 | Industrial | Other Industrial | Existing | Process | Natural Gas | Retrocommissioning | A | Integrated Unit Winter Peak Savings (kW) | Achievable Economic UCT Potential | 0 | 0 | 0 | 0 | 0 | 0 | 0 | 0 | 0 | 0 | 0 | 0 | 0 | 0 | 0 | 0 | 0 | 0 | 0 | 0 | 0 | 0 | 0
F4_Industrial_Other Industrial_Existing_Process_Natural Gas_Retrocommissioning_A_Achievable Economic UCT Potential | F4 | Industrial | Other Industrial | Existing | Process | Natural Gas | Retrocommissioning | A | Incremental Energy Savings (MWh or mTherms) | Achievable Economic UCT Potential | 0 | 0 | 0 | 0 | 0 | 0 | 0 | 0 | 0 | 0 | 0 | 0 | 0 | 0 | 0 | 0 | 0 | 0 | 0 | 0 | 0 | 0 | 0
F5_Industrial_Other Industrial_Existing_Process_Natural Gas_Retrocommissioning_A_Achievable Economic UCT Potential | F5 | Industrial | Other Industrial | Existing | Process | Natural Gas | Retrocommissioning | A | Incremental Summer Peak Savings (MW) | Achievable Economic UCT Potential | 0 | 0 | 0 | 0 | 0 | 0 | 0 | 0 | 0 | 0 | 0 | 0 | 0 | 0 | 0 | 0 | 0 | 0 | 0 | 0 | 0 | 0 | 0
F6_Industrial_Other Industrial_Existing_Process_Natural Gas_Retrocommissioning_A_Achievable Economic UCT Potential | F6 | Industrial | Other Industrial | Existing | Process | Natural Gas | Retrocommissioning | A | Incremental Winter Peak Savings (MW) | Achievable Economic UCT Potential | 0 | 0 | 0 | 0 | 0 | 0 | 0 | 0 | 0 | 0 | 0 | 0 | 0 | 0 | 0 | 0 | 0 | 0 | 0 | 0 | 0 | 0 | 0
F7_Industrial_Other Industrial_Existing_Process_Natural Gas_Retrocommissioning_A_Achievable Economic UCT Potential | F7 | Industrial | Other Industrial | Existing | Process | Natural Gas | Retrocommissioning | A | Cumulative Energy Savings (MWh or mTherms) | Achievable Economic UCT Potential | 0 | 0 | 0 | 0 | 0 | 0 | 0 | 0 | 0 | 0 | 0 | 0 | 0 | 0 | 0 | 0 | 0 | 0 | 0 | 0 | 0 | 0 | 0
F8_Industrial_Other Industrial_Existing_Process_Natural Gas_Retrocommissioning_A_Achievable Economic UCT Potential | F8 | Industrial | Other Industrial | Existing | Process | Natural Gas | Retrocommissioning | A | Cumulative Summer Peak Savings (MW) | Achievable Economic UCT Potential | 0 | 0 | 0 | 0 | 0 | 0 | 0 | 0 | 0 | 0 | 0 | 0 | 0 | 0 | 0 | 0 | 0 | 0 | 0 | 0 | 0 | 0 | 0
F9_Industrial_Other Industrial_Existing_Process_Natural Gas_Retrocommissioning_A_Achievable Economic UCT Potential | F9 | Industrial | Other Industrial | Existing | Process | Natural Gas | Retrocommissioning | A | Cumulative Winter Peak Savings (MW) | Achievable Economic UCT Potential | 0 | 0 | 0 | 0 | 0 | 0 | 0 | 0 | 0 | 0 | 0 | 0 | 0 | 0 | 0 | 0 | 0 | 0 | 0 | 0 | 0 | 0 | 0
F10_Industrial_Other Industrial_Existing_Process_Natural Gas_Retrocommissioning_A_Achievable Economic UCT Potential | F10 | Industrial | Other Industrial | Existing | Process | Natural Gas | Retrocommissioning | A | Purchases (Incremental) | Achievable Economic UCT Potential | 0 | 0 | 218.6858 | 214.9154 | 211.21 | 207.5684 | 203.9896 | 200.4726 | 197.0161 | 193.6193 | 190.2811 | 187.0003 | 183.7762 | 180.6076 | 177.4937 | 174.4335 | 171.426 | 168.4704 | 165.5657 | 162.7111 | 159.9058 | 157.1488 | 0
F11_Industrial_Other Industrial_Existing_Process_Natural Gas_Retrocommissioning_A_Achievable Economic UCT Potential | F11 | Industrial | Other Industrial | Existing | Process | Natural Gas | Retrocommissioning | A | Purchases (Cumulative) | Achievable Economic UCT Potential | 0 | 0 | 218.6858 | 433.6012 | 644.8112 | 852.3796 | 1056.3692 | 1256.8418 | 1453.8579 | 1647.4773 | 1837.7583 | 2024.7587 | 2208.5349 | 2389.1425 | 2566.6362 | 2741.0697 | 2912.4957 | 3080.9661 | 3246.5319 | 3409.243 | 3569.1488 | 3726.2976 | 0
F1_Industrial_Other Industrial_New_Space Heating_Natural Gas_Insulation - Roof/Ceiling_A_Achievable Economic UCT Potential | F1 | Industrial | Other Industrial | New | Space Heating | Natural Gas | Insulation - Roof/Ceiling | A | Integrated Unit Energy Savings (kWh or therms) | Achievable Economic UCT Potential | 0 | 0 | 0.078819 | 0.077871 | 0.077198 | 0.076572 | 0.076122 | 0.075628 | 0.075135 | 0.074617 | 0.074141 | 0.073637 | 0.073007 | 0.072425 | 0.071823 | 0.071326 | 0.070896 | 0.07049 | 0.070243 | 0.070037 | 0.069918 | 0.06989 | 0
F2_Industrial_Other Industrial_New_Space Heating_Natural Gas_Insulation - Roof/Ceiling_A_Achievable Economic UCT Potential | F2 | Industrial | Other Industrial | New | Space Heating | Natural Gas | Insulation - Roof/Ceiling | A | Integrated Unit Summer Peak Savings (kW) | Achievable Economic UCT Potential | 0 | 0 | 0 | 0 | 0 | 0 | 0 | 0 | 0 | 0 | 0 | 0 | 0 | 0 | 0 | 0 | 0 | 0 | 0 | 0 | 0 | 0 | 0
F3_Industrial_Other Industrial_New_Space Heating_Natural Gas_Insulation - Roof/Ceiling_A_Achievable Economic UCT Potential | F3 | Industrial | Other Industrial | New | Space Heating | Natural Gas | Insulation - Roof/Ceiling | A | Integrated Unit Winter Peak Savings (kW) | Achievable Economic UCT Potential | 0 | 0 | 0 | 0 | 0 | 0 | 0 | 0 | 0 | 0 | 0 | 0 | 0 | 0 | 0 | 0 | 0 | 0 | 0 | 0 | 0 | 0 | 0
F4_Industrial_Other Industrial_New_Space Heating_Natural Gas_Insulation - Roof/Ceiling_A_Achievable Economic UCT Potential | F4 | Industrial | Other Industrial | New | Space Heating | Natural Gas | Insulation - Roof/Ceiling | A | Incremental Energy Savings (MWh or mTherms) | Achievable Economic UCT Potential | 0 | 0 | 0 | 0 | 0 | 0 | 0 | 0 | 0 | 0 | 0 | 0 | 0 | 0 | 0 | 0 | 0 | 0 | 0 | 0 | 0 | 0 | 0
F5_Industrial_Other Industrial_New_Space Heating_Natural Gas_Insulation - Roof/Ceiling_A_Achievable Economic UCT Potential | F5 | Industrial | Other Industrial | New | Space Heating | Natural Gas | Insulation - Roof/Ceiling | A | Incremental Summer Peak Savings (MW) | Achievable Economic UCT Potential | 0 | 0 | 0 | 0 | 0 | 0 | 0 | 0 | 0 | 0 | 0 | 0 | 0 | 0 | 0 | 0 | 0 | 0 | 0 | 0 | 0 | 0 | 0
F6_Industrial_Other Industrial_New_Space Heating_Natural Gas_Insulation - Roof/Ceiling_A_Achievable Economic UCT Potential | F6 | Industrial | Other Industrial | New | Space Heating | Natural Gas | Insulation - Roof/Ceiling | A | Incremental Winter Peak Savings (MW) | Achievable Economic UCT Potential | 0 | 0 | 0 | 0 | 0 | 0 | 0 | 0 | 0 | 0 | 0 | 0 | 0 | 0 | 0 | 0 | 0 | 0 | 0 | 0 | 0 | 0 | 0
F7_Industrial_Other Industrial_New_Space Heating_Natural Gas_Insulation - Roof/Ceiling_A_Achievable Economic UCT Potential | F7 | Industrial | Other Industrial | New | Space Heating | Natural Gas | Insulation - Roof/Ceiling | A | Cumulative Energy Savings (MWh or mTherms) | Achievable Economic UCT Potential | 0 | 0 | 0 | 0 | 0 | 0 | 0 | 0 | 0 | 0 | 0 | 0 | 0 | 0 | 0 | 0 | 0 | 0 | 0 | 0 | 0 | 0 | 0
F8_Industrial_Other Industrial_New_Space Heating_Natural Gas_Insulation - Roof/Ceiling_A_Achievable Economic UCT Potential | F8 | Industrial | Other Industrial | New | Space Heating | Natural Gas | Insulation - Roof/Ceiling | A | Cumulative Summer Peak Savings (MW) | Achievable Economic UCT Potential | 0 | 0 | 0 | 0 | 0 | 0 | 0 | 0 | 0 | 0 | 0 | 0 | 0 | 0 | 0 | 0 | 0 | 0 | 0 | 0 | 0 | 0 | 0
F9_Industrial_Other Industrial_New_Space Heating_Natural Gas_Insulation - Roof/Ceiling_A_Achievable Economic UCT Potential | F9 | Industrial | Other Industrial | New | Space Heating | Natural Gas | Insulation - Roof/Ceiling | A | Cumulative Winter Peak Savings (MW) | Achievable Economic UCT Potential | 0 | 0 | 0 | 0 | 0 | 0 | 0 | 0 | 0 | 0 | 0 | 0 | 0 | 0 | 0 | 0 | 0 | 0 | 0 | 0 | 0 | 0 | 0
F10_Industrial_Other Industrial_New_Space Heating_Natural Gas_Insulation - Roof/Ceiling_A_Achievable Economic UCT Potential | F10 | Industrial | Other Industrial | New | Space Heating | Natural Gas | Insulation - Roof/Ceiling | A | Purchases (Incremental) | Achievable Economic UCT Potential | 0 | 0 | 0 | 0 | 0 | 0 | 0 | 0 | 0 | 0 | 0 | 0 | 0 | 0 | 0 | 0 | 0 | 0 | 0 | 0 | 0 | 0 | 0
F11_Industrial_Other Industrial_New_Space Heating_Natural Gas_Insulation - Roof/Ceiling_A_Achievable Economic UCT Potential | F11 | Industrial | Other Industrial | New | Space Heating | Natural Gas | Insulation - Roof/Ceiling | A | Purchases (Cumulative) | Achievable Economic UCT Potential | 0 | 0 | 0 | 0 | 0 | 0 | 0 | 0 | 0 | 0 | 0 | 0 | 0 | 0 | 0 | 0 | 0 | 0 | 0 | 0 | 0 | 0 | 0
F1_Industrial_Other Industrial_New_Space Heating_Natural Gas_Insulation - Wall Cavity_A_Achievable Economic UCT Potential | F1 | Industrial | Other Industrial | New | Space Heating | Natural Gas | Insulation - Wall Cavity | A | Integrated Unit Energy Savings (kWh or therms) | Achievable Economic UCT Potential | 0 | 0 | 0.017243 | 0.017036 | 0.016888 | 0.016751 | 0.016653 | 0.016545 | 0.016437 | 0.016324 | 0.01622 | 0.016109 | 0.015971 | 0.015844 | 0.015713 | 0.015604 | 0.01551 | 0.015421 | 0.015367 | 0.015322 | 0.015296 | 0.01529 | 0
F2_Industrial_Other Industrial_New_Space Heating_Natural Gas_Insulation - Wall Cavity_A_Achievable Economic UCT Potential | F2 | Industrial | Other Industrial | New | Space Heating | Natural Gas | Insulation - Wall Cavity | A | Integrated Unit Summer Peak Savings (kW) | Achievable Economic UCT Potential | 0 | 0 | 0 | 0 | 0 | 0 | 0 | 0 | 0 | 0 | 0 | 0 | 0 | 0 | 0 | 0 | 0 | 0 | 0 | 0 | 0 | 0 | 0
F3_Industrial_Other Industrial_New_Space Heating_Natural Gas_Insulation - Wall Cavity_A_Achievable Economic UCT Potential | F3 | Industrial | Other Industrial | New | Space Heating | Natural Gas | Insulation - Wall Cavity | A | Integrated Unit Winter Peak Savings (kW) | Achievable Economic UCT Potential | 0 | 0 | 0 | 0 | 0 | 0 | 0 | 0 | 0 | 0 | 0 | 0 | 0 | 0 | 0 | 0 | 0 | 0 | 0 | 0 | 0 | 0 | 0
F4_Industrial_Other Industrial_New_Space Heating_Natural Gas_Insulation - Wall Cavity_A_Achievable Economic UCT Potential | F4 | Industrial | Other Industrial | New | Space Heating | Natural Gas | Insulation - Wall Cavity | A | Incremental Energy Savings (MWh or mTherms) | Achievable Economic UCT Potential | 0 | 0 | 0 | 0 | 0 | 0 | 0 | 0 | 0 | 0 | 0 | 0 | 0 | 0 | 0 | 0 | 0 | 0 | 0 | 0 | 0 | 0 | 0
F5_Industrial_Other Industrial_New_Space Heating_Natural Gas_Insulation - Wall Cavity_A_Achievable Economic UCT Potential | F5 | Industrial | Other Industrial | New | Space Heating | Natural Gas | Insulation - Wall Cavity | A | Incremental Summer Peak Savings (MW) | Achievable Economic UCT Potential | 0 | 0 | 0 | 0 | 0 | 0 | 0 | 0 | 0 | 0 | 0 | 0 | 0 | 0 | 0 | 0 | 0 | 0 | 0 | 0 | 0 | 0 | 0
F6_Industrial_Other Industrial_New_Space Heating_Natural Gas_Insulation - Wall Cavity_A_Achievable Economic UCT Potential | F6 | Industrial | Other Industrial | New | Space Heating | Natural Gas | Insulation - Wall Cavity | A | Incremental Winter Peak Savings (MW) | Achievable Economic UCT Potential | 0 | 0 | 0 | 0 | 0 | 0 | 0 | 0 | 0 | 0 | 0 | 0 | 0 | 0 | 0 | 0 | 0 | 0 | 0 | 0 | 0 | 0 | 0
F7_Industrial_Other Industrial_New_Space Heating_Natural Gas_Insulation - Wall Cavity_A_Achievable Economic UCT Potential | F7 | Industrial | Other Industrial | New | Space Heating | Natural Gas | Insulation - Wall Cavity | A | Cumulative Energy Savings (MWh or mTherms) | Achievable Economic UCT Potential | 0 | 0 | 0 | 0 | 0 | 0 | 0 | 0 | 0 | 0 | 0 | 0 | 0 | 0 | 0 | 0 | 0 | 0 | 0 | 0 | 0 | 0 | 0
F8_Industrial_Other Industrial_New_Space Heating_Natural Gas_Insulation - Wall Cavity_A_Achievable Economic UCT Potential | F8 | Industrial | Other Industrial | New | Space Heating | Natural Gas | Insulation - Wall Cavity | A | Cumulative Summer Peak Savings (MW) | Achievable Economic UCT Potential | 0 | 0 | 0 | 0 | 0 | 0 | 0 | 0 | 0 | 0 | 0 | 0 | 0 | 0 | 0 | 0 | 0 | 0 | 0 | 0 | 0 | 0 | 0
F9_Industrial_Other Industrial_New_Space Heating_Natural Gas_Insulation - Wall Cavity_A_Achievable Economic UCT Potential | F9 | Industrial | Other Industrial | New | Space Heating | Natural Gas | Insulation - Wall Cavity | A | Cumulative Winter Peak Savings (MW) | Achievable Economic UCT Potential | 0 | 0 | 0 | 0 | 0 | 0 | 0 | 0 | 0 | 0 | 0 | 0 | 0 | 0 | 0 | 0 | 0 | 0 | 0 | 0 | 0 | 0 | 0
F10_Industrial_Other Industrial_New_Space Heating_Natural Gas_Insulation - Wall Cavity_A_Achievable Economic UCT Potential | F10 | Industrial | Other Industrial | New | Space Heating | Natural Gas | Insulation - Wall Cavity | A | Purchases (Incremental) | Achievable Economic UCT Potential | 0 | 0 | 0 | 0 | 0 | 0 | 0 | 0 | 0 | 0 | 0 | 0 | 0 | 0 | 0 | 0 | 0 | 0 | 0 | 0 | 0 | 0 | 0
F11_Industrial_Other Industrial_New_Space Heating_Natural Gas_Insulation - Wall Cavity_A_Achievable Economic UCT Potential | F11 | Industrial | Other Industrial | New | Space Heating | Natural Gas | Insulation - Wall Cavity | A | Purchases (Cumulative) | Achievable Economic UCT Potential | 0 | 0 | 0 | 0 | 0 | 0 | 0 | 0 | 0 | 0 | 0 | 0 | 0 | 0 | 0 | 0 | 0 | 0 | 0 | 0 | 0 | 0 | 0
F1_Industrial_Other Industrial_New_Space Heating_Natural Gas_Insulation - Ducting_A_Achievable Economic UCT Potential | F1 | Industrial | Other Industrial | New | Space Heating | Natural Gas | Insulation - Ducting | A | Integrated Unit Energy Savings (kWh or therms) | Achievable Economic UCT Potential | 0 | 0 | 0.0012711 | 0.0012557 | 0.0012448 | 0.0012346 | 0.0012272 | 0.0012191 | 0.0012109 | 0.0012024 | 0.0011944 | 0.0011861 | 0.0011757 | 0.0011661 | 0.0011562 | 0.0011481 | 0.0011412 | 0.0011348 | 0.0011309 | 0.0011276 | 0.0011258 | 0.0011254 | 0
F2_Industrial_Other Industrial_New_Space Heating_Natural Gas_Insulation - Ducting_A_Achievable Economic UCT Potential | F2 | Industrial | Other Industrial | New | Space Heating | Natural Gas | Insulation - Ducting | A | Integrated Unit Summer Peak Savings (kW) | Achievable Economic UCT Potential | 0 | 0 | 0 | 0 | 0 | 0 | 0 | 0 | 0 | 0 | 0 | 0 | 0 | 0 | 0 | 0 | 0 | 0 | 0 | 0 | 0 | 0 | 0
F3_Industrial_Other Industrial_New_Space Heating_Natural Gas_Insulation - Ducting_A_Achievable Economic UCT Potential | F3 | Industrial | Other Industrial | New | Space Heating | Natural Gas | Insulation - Ducting | A | Integrated Unit Winter Peak Savings (kW) | Achievable Economic UCT Potential | 0 | 0 | 0 | 0 | 0 | 0 | 0 | 0 | 0 | 0 | 0 | 0 | 0 | 0 | 0 | 0 | 0 | 0 | 0 | 0 | 0 | 0 | 0
F4_Industrial_Other Industrial_New_Space Heating_Natural Gas_Insulation - Ducting_A_Achievable Economic UCT Potential | F4 | Industrial | Other Industrial | New | Space Heating | Natural Gas | Insulation - Ducting | A | Incremental Energy Savings (MWh or mTherms) | Achievable Economic UCT Potential | 0 | 0 | 0 | 0 | 0 | 0 | 0 | 0 | 0 | 0 | 0 | 0 | 0 | 0 | 0 | 0 | 0 | 0 | 0 | 0 | 0 | 0 | 0
F5_Industrial_Other Industrial_New_Space Heating_Natural Gas_Insulation - Ducting_A_Achievable Economic UCT Potential | F5 | Industrial | Other Industrial | New | Space Heating | Natural Gas | Insulation - Ducting | A | Incremental Summer Peak Savings (MW) | Achievable Economic UCT Potential | 0 | 0 | 0 | 0 | 0 | 0 | 0 | 0 | 0 | 0 | 0 | 0 | 0 | 0 | 0 | 0 | 0 | 0 | 0 | 0 | 0 | 0 | 0
F6_Industrial_Other Industrial_New_Space Heating_Natural Gas_Insulation - Ducting_A_Achievable Economic UCT Potential | F6 | Industrial | Other Industrial | New | Space Heating | Natural Gas | Insulation - Ducting | A | Incremental Winter Peak Savings (MW) | Achievable Economic UCT Potential | 0 | 0 | 0 | 0 | 0 | 0 | 0 | 0 | 0 | 0 | 0 | 0 | 0 | 0 | 0 | 0 | 0 | 0 | 0 | 0 | 0 | 0 | 0
F7_Industrial_Other Industrial_New_Space Heating_Natural Gas_Insulation - Ducting_A_Achievable Economic UCT Potential | F7 | Industrial | Other Industrial | New | Space Heating | Natural Gas | Insulation - Ducting | A | Cumulative Energy Savings (MWh or mTherms) | Achievable Economic UCT Potential | 0 | 0 | 0 | 0 | 0 | 0 | 0 | 0 | 0 | 0 | 0 | 0 | 0 | 0 | 0 | 0 | 0 | 0 | 0 | 0 | 0 | 0 | 0
F8_Industrial_Other Industrial_New_Space Heating_Natural Gas_Insulation - Ducting_A_Achievable Economic UCT Potential | F8 | Industrial | Other Industrial | New | Space Heating | Natural Gas | Insulation - Ducting | A | Cumulative Summer Peak Savings (MW) | Achievable Economic UCT Potential | 0 | 0 | 0 | 0 | 0 | 0 | 0 | 0 | 0 | 0 | 0 | 0 | 0 | 0 | 0 | 0 | 0 | 0 | 0 | 0 | 0 | 0 | 0
F9_Industrial_Other Industrial_New_Space Heating_Natural Gas_Insulation - Ducting_A_Achievable Economic UCT Potential | F9 | Industrial | Other Industrial | New | Space Heating | Natural Gas | Insulation - Ducting | A | Cumulative Winter Peak Savings (MW) | Achievable Economic UCT Potential | 0 | 0 | 0 | 0 | 0 | 0 | 0 | 0 | 0 | 0 | 0 | 0 | 0 | 0 | 0 | 0 | 0 | 0 | 0 | 0 | 0 | 0 | 0
F10_Industrial_Other Industrial_New_Space Heating_Natural Gas_Insulation - Ducting_A_Achievable Economic UCT Potential | F10 | Industrial | Other Industrial | New | Space Heating | Natural Gas | Insulation - Ducting | A | Purchases (Incremental) | Achievable Economic UCT Potential | 0 | 0 | 0 | 0 | 0 | 0 | 0 | 0 | 0 | 0 | 0 | 0 | 0 | 0 | 0 | 0 | 0 | 0 | 0 | 0 | 0 | 0 | 0
F11_Industrial_Other Industrial_New_Space Heating_Natural Gas_Insulation - Ducting_A_Achievable Economic UCT Potential | F11 | Industrial | Other Industrial | New | Space Heating | Natural Gas | Insulation - Ducting | A | Purchases (Cumulative) | Achievable Economic UCT Potential | 0 | 0 | 0 | 0 | 0 | 0 | 0 | 0 | 0 | 0 | 0 | 0 | 0 | 0 | 0 | 0 | 0 | 0 | 0 | 0 | 0 | 0 | 0
F1_Industrial_Other Industrial_New_Space Heating_Natural Gas_HVAC - Duct Repair and Sealing_A_Achievable Economic UCT Potential | F1 | Industrial | Other Industrial | New | Space Heating | Natural Gas | HVAC - Duct Repair and Sealing | A | Integrated Unit Energy Savings (kWh or therms) | Achievable Economic UCT Potential | 0 | 0 | 0.0035949 | 0.0035516 | 0.0035207 | 0.0034919 | 0.0034709 | 0.0034479 | 0.0034249 | 0.0034007 | 0.0033782 | 0.0033545 | 0.0033251 | 0.003298 | 0.0032701 | 0.0032472 | 0.0032277 | 0.0032095 | 0.0031984 | 0.0031893 | 0.0031841 | 0.003183 | 0
F2_Industrial_Other Industrial_New_Space Heating_Natural Gas_HVAC - Duct Repair and Sealing_A_Achievable Economic UCT Potential | F2 | Industrial | Other Industrial | New | Space Heating | Natural Gas | HVAC - Duct Repair and Sealing | A | Integrated Unit Summer Peak Savings (kW) | Achievable Economic UCT Potential | 0 | 0 | 0 | 0 | 0 | 0 | 0 | 0 | 0 | 0 | 0 | 0 | 0 | 0 | 0 | 0 | 0 | 0 | 0 | 0 | 0 | 0 | 0
F3_Industrial_Other Industrial_New_Space Heating_Natural Gas_HVAC - Duct Repair and Sealing_A_Achievable Economic UCT Potential | F3 | Industrial | Other Industrial | New | Space Heating | Natural Gas | HVAC - Duct Repair and Sealing | A | Integrated Unit Winter Peak Savings (kW) | Achievable Economic UCT Potential | 0 | 0 | 0 | 0 | 0 | 0 | 0 | 0 | 0 | 0 | 0 | 0 | 0 | 0 | 0 | 0 | 0 | 0 | 0 | 0 | 0 | 0 | 0
F4_Industrial_Other Industrial_New_Space Heating_Natural Gas_HVAC - Duct Repair and Sealing_A_Achievable Economic UCT Potential | F4 | Industrial | Other Industrial | New | Space Heating | Natural Gas | HVAC - Duct Repair and Sealing | A | Incremental Energy Savings (MWh or mTherms) | Achievable Economic UCT Potential | 0 | 0 | 0 | 0 | 0 | 0 | 0 | 0 | 0 | 0 | 0 | 0 | 0 | 0 | 0 | 0 | 0 | 0 | 0 | 0 | 0 | 0 | 0
F5_Industrial_Other Industrial_New_Space Heating_Natural Gas_HVAC - Duct Repair and Sealing_A_Achievable Economic UCT Potential | F5 | Industrial | Other Industrial | New | Space Heating | Natural Gas | HVAC - Duct Repair and Sealing | A | Incremental Summer Peak Savings (MW) | Achievable Economic UCT Potential | 0 | 0 | 0 | 0 | 0 | 0 | 0 | 0 | 0 | 0 | 0 | 0 | 0 | 0 | 0 | 0 | 0 | 0 | 0 | 0 | 0 | 0 | 0
F6_Industrial_Other Industrial_New_Space Heating_Natural Gas_HVAC - Duct Repair and Sealing_A_Achievable Economic UCT Potential | F6 | Industrial | Other Industrial | New | Space Heating | Natural Gas | HVAC - Duct Repair and Sealing | A | Incremental Winter Peak Savings (MW) | Achievable Economic UCT Potential | 0 | 0 | 0 | 0 | 0 | 0 | 0 | 0 | 0 | 0 | 0 | 0 | 0 | 0 | 0 | 0 | 0 | 0 | 0 | 0 | 0 | 0 | 0
F7_Industrial_Other Industrial_New_Space Heating_Natural Gas_HVAC - Duct Repair and Sealing_A_Achievable Economic UCT Potential | F7 | Industrial | Other Industrial | New | Space Heating | Natural Gas | HVAC - Duct Repair and Sealing | A | Cumulative Energy Savings (MWh or mTherms) | Achievable Economic UCT Potential | 0 | 0 | 0 | 0 | 0 | 0 | 0 | 0 | 0 | 0 | 0 | 0 | 0 | 0 | 0 | 0 | 0 | 0 | 0 | 0 | 0 | 0 | 0
F8_Industrial_Other Industrial_New_Space Heating_Natural Gas_HVAC - Duct Repair and Sealing_A_Achievable Economic UCT Potential | F8 | Industrial | Other Industrial | New | Space Heating | Natural Gas | HVAC - Duct Repair and Sealing | A | Cumulative Summer Peak Savings (MW) | Achievable Economic UCT Potential | 0 | 0 | 0 | 0 | 0 | 0 | 0 | 0 | 0 | 0 | 0 | 0 | 0 | 0 | 0 | 0 | 0 | 0 | 0 | 0 | 0 | 0 | 0
F9_Industrial_Other Industrial_New_Space Heating_Natural Gas_HVAC - Duct Repair and Sealing_A_Achievable Economic UCT Potential | F9 | Industrial | Other Industrial | New | Space Heating | Natural Gas | HVAC - Duct Repair and Sealing | A | Cumulative Winter Peak Savings (MW) | Achievable Economic UCT Potential | 0 | 0 | 0 | 0 | 0 | 0 | 0 | 0 | 0 | 0 | 0 | 0 | 0 | 0 | 0 | 0 | 0 | 0 | 0 | 0 | 0 | 0 | 0
F10_Industrial_Other Industrial_New_Space Heating_Natural Gas_HVAC - Duct Repair and Sealing_A_Achievable Economic UCT Potential | F10 | Industrial | Other Industrial | New | Space Heating | Natural Gas | HVAC - Duct Repair and Sealing | A | Purchases (Incremental) | Achievable Economic UCT Potential | 0 | 0 | 0 | 0 | 0 | 0 | 0 | 0 | 0 | 0 | 0 | 0 | 0 | 0 | 0 | 0 | 0 | 0 | 0 | 0 | 0 | 0 | 0
F11_Industrial_Other Industrial_New_Space Heating_Natural Gas_HVAC - Duct Repair and Sealing_A_Achievable Economic UCT Potential | F11 | Industrial | Other Industrial | New | Space Heating | Natural Gas | HVAC - Duct Repair and Sealing | A | Purchases (Cumulative) | Achievable Economic UCT Potential | 0 | 0 | 0 | 0 | 0 | 0 | 0 | 0 | 0 | 0 | 0 | 0 | 0 | 0 | 0 | 0 | 0 | 0 | 0 | 0 | 0 | 0 | 0
F1_Industrial_Other Industrial_New_Space Heating_Natural Gas_Windows - High Efficiency_A_Achievable Economic UCT Potential | F1 | Industrial | Other Industrial | New | Space Heating | Natural Gas | Windows - High Efficiency | A | Integrated Unit Energy Savings (kWh or therms) | Achievable Economic UCT Potential | 0 | 0 | 0.0073727 | 0.0072838 | 0.0072204 | 0.0071613 | 0.0071184 | 0.0070712 | 0.007024 | 0.0069743 | 0.0069283 | 0.0068797 | 0.0068194 | 0.0067638 | 0.0067066 | 0.0066596 | 0.0066195 | 0.0065822 | 0.0065595 | 0.0065407 | 0.0065301 | 0.0065279 | 0
F2_Industrial_Other Industrial_New_Space Heating_Natural Gas_Windows - High Efficiency_A_Achievable Economic UCT Potential | F2 | Industrial | Other Industrial | New | Space Heating | Natural Gas | Windows - High Efficiency | A | Integrated Unit Summer Peak Savings (kW) | Achievable Economic UCT Potential | 0 | 0 | 0 | 0 | 0 | 0 | 0 | 0 | 0 | 0 | 0 | 0 | 0 | 0 | 0 | 0 | 0 | 0 | 0 | 0 | 0 | 0 | 0
F3_Industrial_Other Industrial_New_Space Heating_Natural Gas_Windows - High Efficiency_A_Achievable Economic UCT Potential | F3 | Industrial | Other Industrial | New | Space Heating | Natural Gas | Windows - High Efficiency | A | Integrated Unit Winter Peak Savings (kW) | Achievable Economic UCT Potential | 0 | 0 | 0 | 0 | 0 | 0 | 0 | 0 | 0 | 0 | 0 | 0 | 0 | 0 | 0 | 0 | 0 | 0 | 0 | 0 | 0 | 0 | 0
F4_Industrial_Other Industrial_New_Space Heating_Natural Gas_Windows - High Efficiency_A_Achievable Economic UCT Potential | F4 | Industrial | Other Industrial | New | Space Heating | Natural Gas | Windows - High Efficiency | A | Incremental Energy Savings (MWh or mTherms) | Achievable Economic UCT Potential | 0 | 0 | 0 | 0 | 0 | 0 | 0 | 0 | 0 | 0 | 0 | 0 | 0 | 0 | 0 | 0 | 0 | 0 | 0 | 0 | 0 | 0 | 0
F5_Industrial_Other Industrial_New_Space Heating_Natural Gas_Windows - High Efficiency_A_Achievable Economic UCT Potential | F5 | Industrial | Other Industrial | New | Space Heating | Natural Gas | Windows - High Efficiency | A | Incremental Summer Peak Savings (MW) | Achievable Economic UCT Potential | 0 | 0 | 0 | 0 | 0 | 0 | 0 | 0 | 0 | 0 | 0 | 0 | 0 | 0 | 0 | 0 | 0 | 0 | 0 | 0 | 0 | 0 | 0
F6_Industrial_Other Industrial_New_Space Heating_Natural Gas_Windows - High Efficiency_A_Achievable Economic UCT Potential | F6 | Industrial | Other Industrial | New | Space Heating | Natural Gas | Windows - High Efficiency | A | Incremental Winter Peak Savings (MW) | Achievable Economic UCT Potential | 0 | 0 | 0 | 0 | 0 | 0 | 0 | 0 | 0 | 0 | 0 | 0 | 0 | 0 | 0 | 0 | 0 | 0 | 0 | 0 | 0 | 0 | 0
F7_Industrial_Other Industrial_New_Space Heating_Natural Gas_Windows - High Efficiency_A_Achievable Economic UCT Potential | F7 | Industrial | Other Industrial | New | Space Heating | Natural Gas | Windows - High Efficiency | A | Cumulative Energy Savings (MWh or mTherms) | Achievable Economic UCT Potential | 0 | 0 | 0 | 0 | 0 | 0 | 0 | 0 | 0 | 0 | 0 | 0 | 0 | 0 | 0 | 0 | 0 | 0 | 0 | 0 | 0 | 0 | 0
F8_Industrial_Other Industrial_New_Space Heating_Natural Gas_Windows - High Efficiency_A_Achievable Economic UCT Potential | F8 | Industrial | Other Industrial | New | Space Heating | Natural Gas | Windows - High Efficiency | A | Cumulative Summer Peak Savings (MW) | Achievable Economic UCT Potential | 0 | 0 | 0 | 0 | 0 | 0 | 0 | 0 | 0 | 0 | 0 | 0 | 0 | 0 | 0 | 0 | 0 | 0 | 0 | 0 | 0 | 0 | 0
F9_Industrial_Other Industrial_New_Space Heating_Natural Gas_Windows - High Efficiency_A_Achievable Economic UCT Potential | F9 | Industrial | Other Industrial | New | Space Heating | Natural Gas | Windows - High Efficiency | A | Cumulative Winter Peak Savings (MW) | Achievable Economic UCT Potential | 0 | 0 | 0 | 0 | 0 | 0 | 0 | 0 | 0 | 0 | 0 | 0 | 0 | 0 | 0 | 0 | 0 | 0 | 0 | 0 | 0 | 0 | 0
F10_Industrial_Other Industrial_New_Space Heating_Natural Gas_Windows - High Efficiency_A_Achievable Economic UCT Potential | F10 | Industrial | Other Industrial | New | Space Heating | Natural Gas | Windows - High Efficiency | A | Purchases (Incremental) | Achievable Economic UCT Potential | 0 | 0 | 0 | 0 | 0 | 0 | 0 | 0 | 0 | 0 | 0 | 0 | 0 | 0 | 0 | 0 | 0 | 0 | 0 | 0 | 0 | 0 | 0
F11_Industrial_Other Industrial_New_Space Heating_Natural Gas_Windows - High Efficiency_A_Achievable Economic UCT Potential | F11 | Industrial | Other Industrial | New | Space Heating | Natural Gas | Windows - High Efficiency | A | Purchases (Cumulative) | Achievable Economic UCT Potential | 0 | 0 | 0 | 0 | 0 | 0 | 0 | 0 | 0 | 0 | 0 | 0 | 0 | 0 | 0 | 0 | 0 | 0 | 0 | 0 | 0 | 0 | 0
F1_Industrial_Other Industrial_New_Space Heating_Natural Gas_Gas Boiler - Maintenance_A_Achievable Economic UCT Potential | F1 | Industrial | Other Industrial | New | Space Heating | Natural Gas | Gas Boiler - Maintenance | A | Integrated Unit Energy Savings (kWh or therms) | Achievable Economic UCT Potential | 0 | 0 | 1.9505 | 1.9292 | 1.9148 | 1.9017 | 1.8944 | 1.886 | 1.8783 | 1.8705 | 1.8652 | 1.8596 | 1.8513 | 1.8438 | 1.8366 | 1.8305 | 1.8248 | 1.8173 | 1.8137 | 1.8087 | 1.8047 | 1.8021 | 0
F2_Industrial_Other Industrial_New_Space Heating_Natural Gas_Gas Boiler - Maintenance_A_Achievable Economic UCT Potential | F2 | Industrial | Other Industrial | New | Space Heating | Natural Gas | Gas Boiler - Maintenance | A | Integrated Unit Summer Peak Savings (kW) | Achievable Economic UCT Potential | 0 | 0 | 0 | 0 | 0 | 0 | 0 | 0 | 0 | 0 | 0 | 0 | 0 | 0 | 0 | 0 | 0 | 0 | 0 | 0 | 0 | 0 | 0
F3_Industrial_Other Industrial_New_Space Heating_Natural Gas_Gas Boiler - Maintenance_A_Achievable Economic UCT Potential | F3 | Industrial | Other Industrial | New | Space Heating | Natural Gas | Gas Boiler - Maintenance | A | Integrated Unit Winter Peak Savings (kW) | Achievable Economic UCT Potential | 0 | 0 | 0 | 0 | 0 | 0 | 0 | 0 | 0 | 0 | 0 | 0 | 0 | 0 | 0 | 0 | 0 | 0 | 0 | 0 | 0 | 0 | 0
F4_Industrial_Other Industrial_New_Space Heating_Natural Gas_Gas Boiler - Maintenance_A_Achievable Economic UCT Potential | F4 | Industrial | Other Industrial | New | Space Heating | Natural Gas | Gas Boiler - Maintenance | A | Incremental Energy Savings (MWh or mTherms) | Achievable Economic UCT Potential | 0 | 0 | 0.0010299 | 0.001246 | 0.0012208 | 0.0012605 | 0.0012663 | 0.0012571 | 0.0012449 | 0.0012503 | 0.0012432 | 0.0022144 | 0.0024332 | 0.0024045 | 0.0043741 | 0.0048117 | 0.0047595 | 0.0086563 | 0.0095351 | 0.0094349 | 0.017435 | 0.018989 | 0
F5_Industrial_Other Industrial_New_Space Heating_Natural Gas_Gas Boiler - Maintenance_A_Achievable Economic UCT Potential | F5 | Industrial | Other Industrial | New | Space Heating | Natural Gas | Gas Boiler - Maintenance | A | Incremental Summer Peak Savings (MW) | Achievable Economic UCT Potential | 0 | 0 | 0 | 0 | 0 | 0 | 0 | 0 | 0 | 0 | 0 | 0 | 0 | 0 | 0 | 0 | 0 | 0 | 0 | 0 | 0 | 0 | 0
F6_Industrial_Other Industrial_New_Space Heating_Natural Gas_Gas Boiler - Maintenance_A_Achievable Economic UCT Potential | F6 | Industrial | Other Industrial | New | Space Heating | Natural Gas | Gas Boiler - Maintenance | A | Incremental Winter Peak Savings (MW) | Achievable Economic UCT Potential | 0 | 0 | 0 | 0 | 0 | 0 | 0 | 0 | 0 | 0 | 0 | 0 | 0 | 0 | 0 | 0 | 0 | 0 | 0 | 0 | 0 | 0 | 0
F7_Industrial_Other Industrial_New_Space Heating_Natural Gas_Gas Boiler - Maintenance_A_Achievable Economic UCT Potential | F7 | Industrial | Other Industrial | New | Space Heating | Natural Gas | Gas Boiler - Maintenance | A | Cumulative Energy Savings (MWh or mTherms) | Achievable Economic UCT Potential | 0 | 0 | 0.0010299 | 0.0022646 | 0.0034685 | 0.0037013 | 0.0037296 | 0.0037678 | 0.0037524 | 0.0037368 | 0.0037263 | 0.0037151 | 0.0036985 | 0.0036834 | 0.0036691 | 0.0036569 | 0.0036455 | 0.0036306 | 0.0036233 | 0.0036133 | 0.0036052 | 0.0036001 | 0
F8_Industrial_Other Industrial_New_Space Heating_Natural Gas_Gas Boiler - Maintenance_A_Achievable Economic UCT Potential | F8 | Industrial | Other Industrial | New | Space Heating | Natural Gas | Gas Boiler - Maintenance | A | Cumulative Summer Peak Savings (MW) | Achievable Economic UCT Potential | 0 | 0 | 0 | 0 | 0 | 0 | 0 | 0 | 0 | 0 | 0 | 0 | 0 | 0 | 0 | 0 | 0 | 0 | 0 | 0 | 0 | 0 | 0
F9_Industrial_Other Industrial_New_Space Heating_Natural Gas_Gas Boiler - Maintenance_A_Achievable Economic UCT Potential | F9 | Industrial | Other Industrial | New | Space Heating | Natural Gas | Gas Boiler - Maintenance | A | Cumulative Winter Peak Savings (MW) | Achievable Economic UCT Potential | 0 | 0 | 0 | 0 | 0 | 0 | 0 | 0 | 0 | 0 | 0 | 0 | 0 | 0 | 0 | 0 | 0 | 0 | 0 | 0 | 0 | 0 | 0
F10_Industrial_Other Industrial_New_Space Heating_Natural Gas_Gas Boiler - Maintenance_A_Achievable Economic UCT Potential | F10 | Industrial | Other Industrial | New | Space Heating | Natural Gas | Gas Boiler - Maintenance | A | Purchases (Incremental) | Achievable Economic UCT Potential | 0 | 0 | 0.52801 | 0.64588 | 0.63757 | 0.66279 | 0.66842 | 0.66653 | 0.66279 | 0.66842 | 0.66653 | 1.1908 | 1.3143 | 1.3041 | 2.3816 | 2.6286 | 2.6082 | 4.7632 | 5.2572 | 5.2164 | 9.6612 | 10.537 | 0
F11_Industrial_Other Industrial_New_Space Heating_Natural Gas_Gas Boiler - Maintenance_A_Achievable Economic UCT Potential | F11 | Industrial | Other Industrial | New | Space Heating | Natural Gas | Gas Boiler - Maintenance | A | Purchases (Cumulative) | Achievable Economic UCT Potential | 0 | 0 | 0.52801 | 1.1739 | 1.8115 | 1.9462 | 1.9688 | 1.9977 | 1.9977 | 1.9977 | 1.9977 | 1.9977 | 1.9977 | 1.9977 | 1.9977 | 1.9977 | 1.9977 | 1.9977 | 1.9977 | 1.9977 | 1.9977 | 1.9977 | 0
F1_Industrial_Other Industrial_New_Process_Natural Gas_Gas Boiler - Maintenance_A_Achievable Economic UCT Potential | F1 | Industrial | Other Industrial | New | Process | Natural Gas | Gas Boiler - Maintenance | A | Integrated Unit Energy Savings (kWh or therms) | Achievable Economic UCT Potential | 0 | 0 | 1.5559 | 1.5559 | 1.5559 | 1.5559 | 1.5559 | 1.5559 | 1.5559 | 1.5559 | 1.5559 | 1.5559 | 1.5559 | 1.5559 | 1.5559 | 1.5559 | 1.5559 | 1.5559 | 1.5559 | 1.5559 | 1.5559 | 1.5559 | 0
F2_Industrial_Other Industrial_New_Process_Natural Gas_Gas Boiler - Maintenance_A_Achievable Economic UCT Potential | F2 | Industrial | Other Industrial | New | Process | Natural Gas | Gas Boiler - Maintenance | A | Integrated Unit Summer Peak Savings (kW) | Achievable Economic UCT Potential | 0 | 0 | 0 | 0 | 0 | 0 | 0 | 0 | 0 | 0 | 0 | 0 | 0 | 0 | 0 | 0 | 0 | 0 | 0 | 0 | 0 | 0 | 0
F3_Industrial_Other Industrial_New_Process_Natural Gas_Gas Boiler - Maintenance_A_Achievable Economic UCT Potential | F3 | Industrial | Other Industrial | New | Process | Natural Gas | Gas Boiler - Maintenance | A | Integrated Unit Winter Peak Savings (kW) | Achievable Economic UCT Potential | 0 | 0 | 0 | 0 | 0 | 0 | 0 | 0 | 0 | 0 | 0 | 0 | 0 | 0 | 0 | 0 | 0 | 0 | 0 | 0 | 0 | 0 | 0
F4_Industrial_Other Industrial_New_Process_Natural Gas_Gas Boiler - Maintenance_A_Achievable Economic UCT Potential | F4 | Industrial | Other Industrial | New | Process | Natural Gas | Gas Boiler - Maintenance | A | Incremental Energy Savings (MWh or mTherms) | Achievable Economic UCT Potential | 0 | 0 | 0.011895 | 0.01455 | 0.014363 | 0.014931 | 0.015058 | 0.015015 | 0.014931 | 0.015058 | 0.015015 | 0.026826 | 0.029608 | 0.029379 | 0.053652 | 0.059217 | 0.058757 | 0.1073 | 0.11843 | 0.11751 | 0.21764 | 0.23738 | 0
F5_Industrial_Other Industrial_New_Process_Natural Gas_Gas Boiler - Maintenance_A_Achievable Economic UCT Potential | F5 | Industrial | Other Industrial | New | Process | Natural Gas | Gas Boiler - Maintenance | A | Incremental Summer Peak Savings (MW) | Achievable Economic UCT Potential | 0 | 0 | 0 | 0 | 0 | 0 | 0 | 0 | 0 | 0 | 0 | 0 | 0 | 0 | 0 | 0 | 0 | 0 | 0 | 0 | 0 | 0 | 0
F6_Industrial_Other Industrial_New_Process_Natural Gas_Gas Boiler - Maintenance_A_Achievable Economic UCT Potential | F6 | Industrial | Other Industrial | New | Process | Natural Gas | Gas Boiler - Maintenance | A | Incremental Winter Peak Savings (MW) | Achievable Economic UCT Potential | 0 | 0 | 0 | 0 | 0 | 0 | 0 | 0 | 0 | 0 | 0 | 0 | 0 | 0 | 0 | 0 | 0 | 0 | 0 | 0 | 0 | 0 | 0
F7_Industrial_Other Industrial_New_Process_Natural Gas_Gas Boiler - Maintenance_A_Achievable Economic UCT Potential | F7 | Industrial | Other Industrial | New | Process | Natural Gas | Gas Boiler - Maintenance | A | Cumulative Energy Savings (MWh or mTherms) | Achievable Economic UCT Potential | 0 | 0 | 0.011895 | 0.026445 | 0.040808 | 0.043845 | 0.044352 | 0.045005 | 0.045005 | 0.045005 | 0.045005 | 0.045005 | 0.045005 | 0.045005 | 0.045005 | 0.045005 | 0.045005 | 0.045005 | 0.045005 | 0.045005 | 0.045005 | 0.045005 | 0
F8_Industrial_Other Industrial_New_Process_Natural Gas_Gas Boiler - Maintenance_A_Achievable Economic UCT Potential | F8 | Industrial | Other Industrial | New | Process | Natural Gas | Gas Boiler - Maintenance | A | Cumulative Summer Peak Savings (MW) | Achievable Economic UCT Potential | 0 | 0 | 0 | 0 | 0 | 0 | 0 | 0 | 0 | 0 | 0 | 0 | 0 | 0 | 0 | 0 | 0 | 0 | 0 | 0 | 0 | 0 | 0
F9_Industrial_Other Industrial_New_Process_Natural Gas_Gas Boiler - Maintenance_A_Achievable Economic UCT Potential | F9 | Industrial | Other Industrial | New | Process | Natural Gas | Gas Boiler - Maintenance | A | Cumulative Winter Peak Savings (MW) | Achievable Economic UCT Potential | 0 | 0 | 0 | 0 | 0 | 0 | 0 | 0 | 0 | 0 | 0 | 0 | 0 | 0 | 0 | 0 | 0 | 0 | 0 | 0 | 0 | 0 | 0
F10_Industrial_Other Industrial_New_Process_Natural Gas_Gas Boiler - Maintenance_A_Achievable Economic UCT Potential | F10 | Industrial | Other Industrial | New | Process | Natural Gas | Gas Boiler - Maintenance | A | Purchases (Incremental) | Achievable Economic UCT Potential | 0 | 0 | 7.6451 | 9.3518 | 9.2315 | 9.5967 | 9.6782 | 9.6508 | 9.5967 | 9.6782 | 9.6508 | 17.2418 | 19.0301 | 18.8823 | 34.4836 | 38.0601 | 37.7647 | 68.9671 | 76.1203 | 75.5294 | 139.8858 | 152.567 | 0
F11_Industrial_Other Industrial_New_Process_Natural Gas_Gas Boiler - Maintenance_A_Achievable Economic UCT Potential | F11 | Industrial | Other Industrial | New | Process | Natural Gas | Gas Boiler - Maintenance | A | Purchases (Cumulative) | Achievable Economic UCT Potential | 0 | 0 | 7.6451 | 16.997 | 26.2285 | 28.18 | 28.5064 | 28.9257 | 28.9257 | 28.9257 | 28.9257 | 28.9257 | 28.9257 | 28.9257 | 28.9257 | 28.9257 | 28.9257 | 28.9257 | 28.9257 | 28.9257 | 28.9257 | 28.9257 | 0
F1_Industrial_Other Industrial_New_Space Heating_Natural Gas_Gas Furnace - Maintenance_A_Achievable Economic UCT Potential | F1 | Industrial | Other Industrial | New | Space Heating | Natural Gas | Gas Furnace - Maintenance | A | Integrated Unit Energy Savings (kWh or therms) | Achievable Economic UCT Potential | 0 | 0 | 0.0083098 | 0.0082187 | 0.0081573 | 0.0081019 | 0.0080706 | 0.0080349 | 0.0080022 | 0.007969 | 0.0079465 | 0.0079226 | 0.0078872 | 0.0078551 | 0.0078245 | 0.0077986 | 0.0077743 | 0.0077424 | 0.007727 | 0.0077056 | 0.0076884 | 0.0076775 | 0
F2_Industrial_Other Industrial_New_Space Heating_Natural Gas_Gas Furnace - Maintenance_A_Achievable Economic UCT Potential | F2 | Industrial | Other Industrial | New | Space Heating | Natural Gas | Gas Furnace - Maintenance | A | Integrated Unit Summer Peak Savings (kW) | Achievable Economic UCT Potential | 0 | 0 | 0 | 0 | 0 | 0 | 0 | 0 | 0 | 0 | 0 | 0 | 0 | 0 | 0 | 0 | 0 | 0 | 0 | 0 | 0 | 0 | 0
F3_Industrial_Other Industrial_New_Space Heating_Natural Gas_Gas Furnace - Maintenance_A_Achievable Economic UCT Potential | F3 | Industrial | Other Industrial | New | Space Heating | Natural Gas | Gas Furnace - Maintenance | A | Integrated Unit Winter Peak Savings (kW) | Achievable Economic UCT Potential | 0 | 0 | 0 | 0 | 0 | 0 | 0 | 0 | 0 | 0 | 0 | 0 | 0 | 0 | 0 | 0 | 0 | 0 | 0 | 0 | 0 | 0 | 0
F4_Industrial_Other Industrial_New_Space Heating_Natural Gas_Gas Furnace - Maintenance_A_Achievable Economic UCT Potential | F4 | Industrial | Other Industrial | New | Space Heating | Natural Gas | Gas Furnace - Maintenance | A | Incremental Energy Savings (MWh or mTherms) | Achievable Economic UCT Potential | 0 | 0 | 2.9625e-05 | 3.5841e-05 | 3.5116e-05 | 3.6257e-05 | 3.6424e-05 | 3.616e-05 | 3.5811e-05 | 3.5965e-05 | 3.5762e-05 | 6.3699e-05 | 6.9992e-05 | 6.9166e-05 | 0.00012582 | 0.00013841 | 0.00013691 | 0.000249 | 0.00027428 | 0.0002714 | 0.00050153 | 0.00054621 | 0
F5_Industrial_Other Industrial_New_Space Heating_Natural Gas_Gas Furnace - Maintenance_A_Achievable Economic UCT Potential | F5 | Industrial | Other Industrial | New | Space Heating | Natural Gas | Gas Furnace - Maintenance | A | Incremental Summer Peak Savings (MW) | Achievable Economic UCT Potential | 0 | 0 | 0 | 0 | 0 | 0 | 0 | 0 | 0 | 0 | 0 | 0 | 0 | 0 | 0 | 0 | 0 | 0 | 0 | 0 | 0 | 0 | 0
F6_Industrial_Other Industrial_New_Space Heating_Natural Gas_Gas Furnace - Maintenance_A_Achievable Economic UCT Potential | F6 | Industrial | Other Industrial | New | Space Heating | Natural Gas | Gas Furnace - Maintenance | A | Incremental Winter Peak Savings (MW) | Achievable Economic UCT Potential | 0 | 0 | 0 | 0 | 0 | 0 | 0 | 0 | 0 | 0 | 0 | 0 | 0 | 0 | 0 | 0 | 0 | 0 | 0 | 0 | 0 | 0 | 0
F7_Industrial_Other Industrial_New_Space Heating_Natural Gas_Gas Furnace - Maintenance_A_Achievable Economic UCT Potential | F7 | Industrial | Other Industrial | New | Space Heating | Natural Gas | Gas Furnace - Maintenance | A | Cumulative Energy Savings (MWh or mTherms) | Achievable Economic UCT Potential | 0 | 0 | 2.9625e-05 | 6.5142e-05 | 9.9771e-05 | 0.00010647 | 0.00010728 | 0.00010838 | 0.00010794 | 0.00010749 | 0.00010719 | 0.00010686 | 0.00010639 | 0.00010595 | 0.00010554 | 0.00010519 | 0.00010486 | 0.00010443 | 0.00010423 | 0.00010394 | 0.00010371 | 0.00010356 | 0
F8_Industrial_Other Industrial_New_Space Heating_Natural Gas_Gas Furnace - Maintenance_A_Achievable Economic UCT Potential | F8 | Industrial | Other Industrial | New | Space Heating | Natural Gas | Gas Furnace - Maintenance | A | Cumulative Summer Peak Savings (MW) | Achievable Economic UCT Potential | 0 | 0 | 0 | 0 | 0 | 0 | 0 | 0 | 0 | 0 | 0 | 0 | 0 | 0 | 0 | 0 | 0 | 0 | 0 | 0 | 0 | 0 | 0
F9_Industrial_Other Industrial_New_Space Heating_Natural Gas_Gas Furnace - Maintenance_A_Achievable Economic UCT Potential | F9 | Industrial | Other Industrial | New | Space Heating | Natural Gas | Gas Furnace - Maintenance | A | Cumulative Winter Peak Savings (MW) | Achievable Economic UCT Potential | 0 | 0 | 0 | 0 | 0 | 0 | 0 | 0 | 0 | 0 | 0 | 0 | 0 | 0 | 0 | 0 | 0 | 0 | 0 | 0 | 0 | 0 | 0
F10_Industrial_Other Industrial_New_Space Heating_Natural Gas_Gas Furnace - Maintenance_A_Achievable Economic UCT Potential | F10 | Industrial | Other Industrial | New | Space Heating | Natural Gas | Gas Furnace - Maintenance | A | Purchases (Incremental) | Achievable Economic UCT Potential | 0 | 0 | 3.5651 | 4.3609 | 4.3048 | 4.4751 | 4.5132 | 4.5004 | 4.4751 | 4.5132 | 4.5004 | 8.0402 | 8.8741 | 8.8052 | 16.0804 | 17.7482 | 17.6104 | 32.1607 | 35.4964 | 35.2208 | 65.2315 | 71.145 | 0
F11_Industrial_Other Industrial_New_Space Heating_Natural Gas_Gas Furnace - Maintenance_A_Achievable Economic UCT Potential | F11 | Industrial | Other Industrial | New | Space Heating | Natural Gas | Gas Furnace - Maintenance | A | Purchases (Cumulative) | Achievable Economic UCT Potential | 0 | 0 | 3.5651 | 7.926 | 12.2309 | 13.1409 | 13.2931 | 13.4886 | 13.4886 | 13.4886 | 13.4886 | 13.4886 | 13.4886 | 13.4886 | 13.4886 | 13.4886 | 13.4886 | 13.4886 | 13.4886 | 13.4886 | 13.4886 | 13.4886 | 0
F1_Industrial_Other Industrial_New_Space Heating_Natural Gas_Gas Boiler - Hot Water Reset_A_Achievable Economic UCT Potential | F1 | Industrial | Other Industrial | New | Space Heating | Natural Gas | Gas Boiler - Hot Water Reset | A | Integrated Unit Energy Savings (kWh or therms) | Achievable Economic UCT Potential | 0 | 0 | 7.0899 | 7.0106 | 6.9568 | 6.9082 | 6.8797 | 6.8477 | 6.8184 | 6.7887 | 6.7679 | 6.7461 | 6.7145 | 6.6859 | 6.6582 | 6.6347 | 6.6126 | 6.5846 | 6.5702 | 6.5512 | 6.5358 | 6.5258 | 0
F2_Industrial_Other Industrial_New_Space Heating_Natural Gas_Gas Boiler - Hot Water Reset_A_Achievable Economic UCT Potential | F2 | Industrial | Other Industrial | New | Space Heating | Natural Gas | Gas Boiler - Hot Water Reset | A | Integrated Unit Summer Peak Savings (kW) | Achievable Economic UCT Potential | 0 | 0 | 0 | 0 | 0 | 0 | 0 | 0 | 0 | 0 | 0 | 0 | 0 | 0 | 0 | 0 | 0 | 0 | 0 | 0 | 0 | 0 | 0
F3_Industrial_Other Industrial_New_Space Heating_Natural Gas_Gas Boiler - Hot Water Reset_A_Achievable Economic UCT Potential | F3 | Industrial | Other Industrial | New | Space Heating | Natural Gas | Gas Boiler - Hot Water Reset | A | Integrated Unit Winter Peak Savings (kW) | Achievable Economic UCT Potential | 0 | 0 | 0 | 0 | 0 | 0 | 0 | 0 | 0 | 0 | 0 | 0 | 0 | 0 | 0 | 0 | 0 | 0 | 0 | 0 | 0 | 0 | 0
F4_Industrial_Other Industrial_New_Space Heating_Natural Gas_Gas Boiler - Hot Water Reset_A_Achievable Economic UCT Potential | F4 | Industrial | Other Industrial | New | Space Heating | Natural Gas | Gas Boiler - Hot Water Reset | A | Incremental Energy Savings (MWh or mTherms) | Achievable Economic UCT Potential | 0 | 0 | 0.0036386 | 0.0077097 | 0.01335 | 0.020541 | 0.026857 | 0.036015 | 0.044475 | 0.051112 | 0.05213 | 0.048717 | 0.040602 | 0.029111 | 0.017757 | 0.0090581 | 0.0040465 | 0.0015609 | 0.0033719 | 0.0072044 | 0.012542 | 0.019404 | 0
F5_Industrial_Other Industrial_New_Space Heating_Natural Gas_Gas Boiler - Hot Water Reset_A_Achievable Economic UCT Potential | F5 | Industrial | Other Industrial | New | Space Heating | Natural Gas | Gas Boiler - Hot Water Reset | A | Incremental Summer Peak Savings (MW) | Achievable Economic UCT Potential | 0 | 0 | 0 | 0 | 0 | 0 | 0 | 0 | 0 | 0 | 0 | 0 | 0 | 0 | 0 | 0 | 0 | 0 | 0 | 0 | 0 | 0 | 0
F6_Industrial_Other Industrial_New_Space Heating_Natural Gas_Gas Boiler - Hot Water Reset_A_Achievable Economic UCT Potential | F6 | Industrial | Other Industrial | New | Space Heating | Natural Gas | Gas Boiler - Hot Water Reset | A | Incremental Winter Peak Savings (MW) | Achievable Economic UCT Potential | 0 | 0 | 0 | 0 | 0 | 0 | 0 | 0 | 0 | 0 | 0 | 0 | 0 | 0 | 0 | 0 | 0 | 0 | 0 | 0 | 0 | 0 | 0
F7_Industrial_Other Industrial_New_Space Heating_Natural Gas_Gas Boiler - Hot Water Reset_A_Achievable Economic UCT Potential | F7 | Industrial | Other Industrial | New | Space Heating | Natural Gas | Gas Boiler - Hot Water Reset | A | Cumulative Energy Savings (MWh or mTherms) | Achievable Economic UCT Potential | 0 | 0 | 0.0036386 | 0.011308 | 0.02457 | 0.04494 | 0.071612 | 0.10729 | 0.15131 | 0.20176 | 0.25327 | 0.30118 | 0.34037 | 0.36803 | 0.38426 | 0.39197 | 0.39471 | 0.39459 | 0.39373 | 0.39259 | 0.39167 | 0.39107 | 0
F8_Industrial_Other Industrial_New_Space Heating_Natural Gas_Gas Boiler - Hot Water Reset_A_Achievable Economic UCT Potential | F8 | Industrial | Other Industrial | New | Space Heating | Natural Gas | Gas Boiler - Hot Water Reset | A | Cumulative Summer Peak Savings (MW) | Achievable Economic UCT Potential | 0 | 0 | 0 | 0 | 0 | 0 | 0 | 0 | 0 | 0 | 0 | 0 | 0 | 0 | 0 | 0 | 0 | 0 | 0 | 0 | 0 | 0 | 0
F9_Industrial_Other Industrial_New_Space Heating_Natural Gas_Gas Boiler - Hot Water Reset_A_Achievable Economic UCT Potential | F9 | Industrial | Other Industrial | New | Space Heating | Natural Gas | Gas Boiler - Hot Water Reset | A | Cumulative Winter Peak Savings (MW) | Achievable Economic UCT Potential | 0 | 0 | 0 | 0 | 0 | 0 | 0 | 0 | 0 | 0 | 0 | 0 | 0 | 0 | 0 | 0 | 0 | 0 | 0 | 0 | 0 | 0 | 0
F10_Industrial_Other Industrial_New_Space Heating_Natural Gas_Gas Boiler - Hot Water Reset_A_Achievable Economic UCT Potential | F10 | Industrial | Other Industrial | New | Space Heating | Natural Gas | Gas Boiler - Hot Water Reset | A | Purchases (Incremental) | Achievable Economic UCT Potential | 0 | 0 | 0.51321 | 1.0997 | 1.9189 | 2.9734 | 3.9039 | 5.2594 | 6.5228 | 7.529 | 7.7026 | 7.2216 | 6.047 | 4.3541 | 2.6669 | 1.3653 | 0.61193 | 0.23705 | 0.51321 | 1.0997 | 1.9189 | 2.9734 | 0
F11_Industrial_Other Industrial_New_Space Heating_Natural Gas_Gas Boiler - Hot Water Reset_A_Achievable Economic UCT Potential | F11 | Industrial | Other Industrial | New | Space Heating | Natural Gas | Gas Boiler - Hot Water Reset | A | Purchases (Cumulative) | Achievable Economic UCT Potential | 0 | 0 | 0.51321 | 1.6129 | 3.5319 | 6.5053 | 10.4091 | 15.6685 | 22.1914 | 29.7204 | 37.423 | 44.6446 | 50.6916 | 55.0457 | 57.7126 | 59.0778 | 59.6898 | 59.9268 | 59.9268 | 59.9268 | 59.9268 | 59.9268 | 0
F1_Industrial_Other Industrial_New_Process_Natural Gas_Gas Boiler - Hot Water Reset_A_Achievable Economic UCT Potential | F1 | Industrial | Other Industrial | New | Process | Natural Gas | Gas Boiler - Hot Water Reset | A | Integrated Unit Energy Savings (kWh or therms) | Achievable Economic UCT Potential | 0 | 0 | 2.8285 | 2.8285 | 2.8284 | 2.8285 | 2.8286 | 2.8286 | 2.8286 | 2.8287 | 2.8287 | 2.8287 | 2.8287 | 2.8287 | 2.8287 | 2.8287 | 2.8287 | 2.8287 | 2.8287 | 2.8288 | 2.8288 | 2.8288 | 0
F2_Industrial_Other Industrial_New_Process_Natural Gas_Gas Boiler - Hot Water Reset_A_Achievable Economic UCT Potential | F2 | Industrial | Other Industrial | New | Process | Natural Gas | Gas Boiler - Hot Water Reset | A | Integrated Unit Summer Peak Savings (kW) | Achievable Economic UCT Potential | 0 | 0 | 0 | 0 | 0 | 0 | 0 | 0 | 0 | 0 | 0 | 0 | 0 | 0 | 0 | 0 | 0 | 0 | 0 | 0 | 0 | 0 | 0
F3_Industrial_Other Industrial_New_Process_Natural Gas_Gas Boiler - Hot Water Reset_A_Achievable Economic UCT Potential | F3 | Industrial | Other Industrial | New | Process | Natural Gas | Gas Boiler - Hot Water Reset | A | Integrated Unit Winter Peak Savings (kW) | Achievable Economic UCT Potential | 0 | 0 | 0 | 0 | 0 | 0 | 0 | 0 | 0 | 0 | 0 | 0 | 0 | 0 | 0 | 0 | 0 | 0 | 0 | 0 | 0 | 0 | 0
F4_Industrial_Other Industrial_New_Process_Natural Gas_Gas Boiler - Hot Water Reset_A_Achievable Economic UCT Potential | F4 | Industrial | Other Industrial | New | Process | Natural Gas | Gas Boiler - Hot Water Reset | A | Incremental Energy Savings (MWh or mTherms) | Achievable Economic UCT Potential | 0 | 0 | 0.021019 | 0.045038 | 0.078587 | 0.12177 | 0.15988 | 0.2154 | 0.26715 | 0.30836 | 0.31548 | 0.29578 | 0.24767 | 0.17833 | 0.10923 | 0.055918 | 0.025063 | 0.0097091 | 0.02102 | 0.045042 | 0.078596 | 0.12179 | 0
F5_Industrial_Other Industrial_New_Process_Natural Gas_Gas Boiler - Hot Water Reset_A_Achievable Economic UCT Potential | F5 | Industrial | Other Industrial | New | Process | Natural Gas | Gas Boiler - Hot Water Reset | A | Incremental Summer Peak Savings (MW) | Achievable Economic UCT Potential | 0 | 0 | 0 | 0 | 0 | 0 | 0 | 0 | 0 | 0 | 0 | 0 | 0 | 0 | 0 | 0 | 0 | 0 | 0 | 0 | 0 | 0 | 0
F6_Industrial_Other Industrial_New_Process_Natural Gas_Gas Boiler - Hot Water Reset_A_Achievable Economic UCT Potential | F6 | Industrial | Other Industrial | New | Process | Natural Gas | Gas Boiler - Hot Water Reset | A | Incremental Winter Peak Savings (MW) | Achievable Economic UCT Potential | 0 | 0 | 0 | 0 | 0 | 0 | 0 | 0 | 0 | 0 | 0 | 0 | 0 | 0 | 0 | 0 | 0 | 0 | 0 | 0 | 0 | 0 | 0
F7_Industrial_Other Industrial_New_Process_Natural Gas_Gas Boiler - Hot Water Reset_A_Achievable Economic UCT Potential | F7 | Industrial | Other Industrial | New | Process | Natural Gas | Gas Boiler - Hot Water Reset | A | Cumulative Energy Savings (MWh or mTherms) | Achievable Economic UCT Potential | 0 | 0 | 0.021019 | 0.066056 | 0.14464 | 0.26642 | 0.42631 | 0.64172 | 0.90888 | 1.2172 | 1.5327 | 1.8285 | 2.0762 | 2.2545 | 2.3638 | 2.4197 | 2.4448 | 2.4545 | 2.4545 | 2.4545 | 2.4545 | 2.4545 | 0
F8_Industrial_Other Industrial_New_Process_Natural Gas_Gas Boiler - Hot Water Reset_A_Achievable Economic UCT Potential | F8 | Industrial | Other Industrial | New | Process | Natural Gas | Gas Boiler - Hot Water Reset | A | Cumulative Summer Peak Savings (MW) | Achievable Economic UCT Potential | 0 | 0 | 0 | 0 | 0 | 0 | 0 | 0 | 0 | 0 | 0 | 0 | 0 | 0 | 0 | 0 | 0 | 0 | 0 | 0 | 0 | 0 | 0
F9_Industrial_Other Industrial_New_Process_Natural Gas_Gas Boiler - Hot Water Reset_A_Achievable Economic UCT Potential | F9 | Industrial | Other Industrial | New | Process | Natural Gas | Gas Boiler - Hot Water Reset | A | Cumulative Winter Peak Savings (MW) | Achievable Economic UCT Potential | 0 | 0 | 0 | 0 | 0 | 0 | 0 | 0 | 0 | 0 | 0 | 0 | 0 | 0 | 0 | 0 | 0 | 0 | 0 | 0 | 0 | 0 | 0
F10_Industrial_Other Industrial_New_Process_Natural Gas_Gas Boiler - Hot Water Reset_A_Achievable Economic UCT Potential | F10 | Industrial | Other Industrial | New | Process | Natural Gas | Gas Boiler - Hot Water Reset | A | Purchases (Incremental) | Achievable Economic UCT Potential | 0 | 0 | 7.4309 | 15.923 | 27.7847 | 43.0525 | 56.5249 | 76.1521 | 94.4453 | 109.0139 | 111.528 | 104.5633 | 87.5553 | 63.0435 | 38.6148 | 19.7678 | 8.8603 | 3.4323 | 7.4309 | 15.923 | 27.7847 | 43.0525 | 0
F11_Industrial_Other Industrial_New_Process_Natural Gas_Gas Boiler - Hot Water Reset_A_Achievable Economic UCT Potential | F11 | Industrial | Other Industrial | New | Process | Natural Gas | Gas Boiler - Hot Water Reset | A | Purchases (Cumulative) | Achievable Economic UCT Potential | 0 | 0 | 7.4309 | 23.3539 | 51.1386 | 94.1911 | 150.7159 | 226.868 | 321.3133 | 430.3272 | 541.8552 | 646.4186 | 733.9739 | 797.0174 | 835.6322 | 855.4 | 864.2603 | 867.6926 | 867.6926 | 867.6926 | 867.6926 | 867.6926 | 0
F1_Industrial_Other Industrial_New_Space Heating_Natural Gas_Steam Trap Maintenance_A_Achievable Economic UCT Potential | F1 | Industrial | Other Industrial | New | Space Heating | Natural Gas | Steam Trap Maintenance | A | Integrated Unit Energy Savings (kWh or therms) | Achievable Economic UCT Potential | 0 | 0 | 2.5057 | 2.4782 | 2.4597 | 2.443 | 2.4336 | 2.4228 | 2.413 | 2.4029 | 2.3961 | 2.3889 | 2.3783 | 2.3686 | 2.3594 | 2.3516 | 2.3442 | 2.3346 | 2.33 | 2.3235 | 2.3183 | 2.315 | 0
F2_Industrial_Other Industrial_New_Space Heating_Natural Gas_Steam Trap Maintenance_A_Achievable Economic UCT Potential | F2 | Industrial | Other Industrial | New | Space Heating | Natural Gas | Steam Trap Maintenance | A | Integrated Unit Summer Peak Savings (kW) | Achievable Economic UCT Potential | 0 | 0 | 0 | 0 | 0 | 0 | 0 | 0 | 0 | 0 | 0 | 0 | 0 | 0 | 0 | 0 | 0 | 0 | 0 | 0 | 0 | 0 | 0
F3_Industrial_Other Industrial_New_Space Heating_Natural Gas_Steam Trap Maintenance_A_Achievable Economic UCT Potential | F3 | Industrial | Other Industrial | New | Space Heating | Natural Gas | Steam Trap Maintenance | A | Integrated Unit Winter Peak Savings (kW) | Achievable Economic UCT Potential | 0 | 0 | 0 | 0 | 0 | 0 | 0 | 0 | 0 | 0 | 0 | 0 | 0 | 0 | 0 | 0 | 0 | 0 | 0 | 0 | 0 | 0 | 0
F4_Industrial_Other Industrial_New_Space Heating_Natural Gas_Steam Trap Maintenance_A_Achievable Economic UCT Potential | F4 | Industrial | Other Industrial | New | Space Heating | Natural Gas | Steam Trap Maintenance | A | Incremental Energy Savings (MWh or mTherms) | Achievable Economic UCT Potential | 0 | 0 | 0 | 0 | 0 | 0 | 0 | 0 | 0 | 0 | 0 | 0 | 0 | 0 | 0 | 0 | 0 | 0 | 0 | 0 | 0 | 0 | 0
F5_Industrial_Other Industrial_New_Space Heating_Natural Gas_Steam Trap Maintenance_A_Achievable Economic UCT Potential | F5 | Industrial | Other Industrial | New | Space Heating | Natural Gas | Steam Trap Maintenance | A | Incremental Summer Peak Savings (MW) | Achievable Economic UCT Potential | 0 | 0 | 0 | 0 | 0 | 0 | 0 | 0 | 0 | 0 | 0 | 0 | 0 | 0 | 0 | 0 | 0 | 0 | 0 | 0 | 0 | 0 | 0
F6_Industrial_Other Industrial_New_Space Heating_Natural Gas_Steam Trap Maintenance_A_Achievable Economic UCT Potential | F6 | Industrial | Other Industrial | New | Space Heating | Natural Gas | Steam Trap Maintenance | A | Incremental Winter Peak Savings (MW) | Achievable Economic UCT Potential | 0 | 0 | 0 | 0 | 0 | 0 | 0 | 0 | 0 | 0 | 0 | 0 | 0 | 0 | 0 | 0 | 0 | 0 | 0 | 0 | 0 | 0 | 0
F7_Industrial_Other Industrial_New_Space Heating_Natural Gas_Steam Trap Maintenance_A_Achievable Economic UCT Potential | F7 | Industrial | Other Industrial | New | Space Heating | Natural Gas | Steam Trap Maintenance | A | Cumulative Energy Savings (MWh or mTherms) | Achievable Economic UCT Potential | 0 | 0 | 0 | 0 | 0 | 0 | 0 | 0 | 0 | 0 | 0 | 0 | 0 | 0 | 0 | 0 | 0 | 0 | 0 | 0 | 0 | 0 | 0
F8_Industrial_Other Industrial_New_Space Heating_Natural Gas_Steam Trap Maintenance_A_Achievable Economic UCT Potential | F8 | Industrial | Other Industrial | New | Space Heating | Natural Gas | Steam Trap Maintenance | A | Cumulative Summer Peak Savings (MW) | Achievable Economic UCT Potential | 0 | 0 | 0 | 0 | 0 | 0 | 0 | 0 | 0 | 0 | 0 | 0 | 0 | 0 | 0 | 0 | 0 | 0 | 0 | 0 | 0 | 0 | 0
F9_Industrial_Other Industrial_New_Space Heating_Natural Gas_Steam Trap Maintenance_A_Achievable Economic UCT Potential | F9 | Industrial | Other Industrial | New | Space Heating | Natural Gas | Steam Trap Maintenance | A | Cumulative Winter Peak Savings (MW) | Achievable Economic UCT Potential | 0 | 0 | 0 | 0 | 0 | 0 | 0 | 0 | 0 | 0 | 0 | 0 | 0 | 0 | 0 | 0 | 0 | 0 | 0 | 0 | 0 | 0 | 0
F10_Industrial_Other Industrial_New_Space Heating_Natural Gas_Steam Trap Maintenance_A_Achievable Economic UCT Potential | F10 | Industrial | Other Industrial | New | Space Heating | Natural Gas | Steam Trap Maintenance | A | Purchases (Incremental) | Achievable Economic UCT Potential | 0 | 0 | 0 | 0 | 0 | 0 | 0 | 0 | 0 | 0 | 0 | 0 | 0 | 0 | 0 | 0 | 0 | 0 | 0 | 0 | 0 | 0 | 0
F11_Industrial_Other Industrial_New_Space Heating_Natural Gas_Steam Trap Maintenance_A_Achievable Economic UCT Potential | F11 | Industrial | Other Industrial | New | Space Heating | Natural Gas | Steam Trap Maintenance | A | Purchases (Cumulative) | Achievable Economic UCT Potential | 0 | 0 | 0 | 0 | 0 | 0 | 0 | 0 | 0 | 0 | 0 | 0 | 0 | 0 | 0 | 0 | 0 | 0 | 0 | 0 | 0 | 0 | 0
F1_Industrial_Other Industrial_New_Process_Natural Gas_Steam Trap Maintenance_A_Achievable Economic UCT Potential | F1 | Industrial | Other Industrial | New | Process | Natural Gas | Steam Trap Maintenance | A | Integrated Unit Energy Savings (kWh or therms) | Achievable Economic UCT Potential | 0 | 0 | 1.9985 | 1.9985 | 1.9984 | 1.9985 | 1.9985 | 1.9986 | 1.9986 | 1.9986 | 1.9986 | 1.9986 | 1.9986 | 1.9986 | 1.9987 | 1.9987 | 1.9987 | 1.9987 | 1.9987 | 1.9987 | 1.9987 | 1.9987 | 0
F2_Industrial_Other Industrial_New_Process_Natural Gas_Steam Trap Maintenance_A_Achievable Economic UCT Potential | F2 | Industrial | Other Industrial | New | Process | Natural Gas | Steam Trap Maintenance | A | Integrated Unit Summer Peak Savings (kW) | Achievable Economic UCT Potential | 0 | 0 | 0 | 0 | 0 | 0 | 0 | 0 | 0 | 0 | 0 | 0 | 0 | 0 | 0 | 0 | 0 | 0 | 0 | 0 | 0 | 0 | 0
F3_Industrial_Other Industrial_New_Process_Natural Gas_Steam Trap Maintenance_A_Achievable Economic UCT Potential | F3 | Industrial | Other Industrial | New | Process | Natural Gas | Steam Trap Maintenance | A | Integrated Unit Winter Peak Savings (kW) | Achievable Economic UCT Potential | 0 | 0 | 0 | 0 | 0 | 0 | 0 | 0 | 0 | 0 | 0 | 0 | 0 | 0 | 0 | 0 | 0 | 0 | 0 | 0 | 0 | 0 | 0
F4_Industrial_Other Industrial_New_Process_Natural Gas_Steam Trap Maintenance_A_Achievable Economic UCT Potential | F4 | Industrial | Other Industrial | New | Process | Natural Gas | Steam Trap Maintenance | A | Incremental Energy Savings (MWh or mTherms) | Achievable Economic UCT Potential | 0 | 0 | 0 | 0 | 0 | 0 | 0 | 0 | 0 | 0 | 0 | 0 | 0 | 0 | 0 | 0 | 0 | 0 | 0 | 0 | 0 | 0 | 0
F5_Industrial_Other Industrial_New_Process_Natural Gas_Steam Trap Maintenance_A_Achievable Economic UCT Potential | F5 | Industrial | Other Industrial | New | Process | Natural Gas | Steam Trap Maintenance | A | Incremental Summer Peak Savings (MW) | Achievable Economic UCT Potential | 0 | 0 | 0 | 0 | 0 | 0 | 0 | 0 | 0 | 0 | 0 | 0 | 0 | 0 | 0 | 0 | 0 | 0 | 0 | 0 | 0 | 0 | 0
F6_Industrial_Other Industrial_New_Process_Natural Gas_Steam Trap Maintenance_A_Achievable Economic UCT Potential | F6 | Industrial | Other Industrial | New | Process | Natural Gas | Steam Trap Maintenance | A | Incremental Winter Peak Savings (MW) | Achievable Economic UCT Potential | 0 | 0 | 0 | 0 | 0 | 0 | 0 | 0 | 0 | 0 | 0 | 0 | 0 | 0 | 0 | 0 | 0 | 0 | 0 | 0 | 0 | 0 | 0
F7_Industrial_Other Industrial_New_Process_Natural Gas_Steam Trap Maintenance_A_Achievable Economic UCT Potential | F7 | Industrial | Other Industrial | New | Process | Natural Gas | Steam Trap Maintenance | A | Cumulative Energy Savings (MWh or mTherms) | Achievable Economic UCT Potential | 0 | 0 | 0 | 0 | 0 | 0 | 0 | 0 | 0 | 0 | 0 | 0 | 0 | 0 | 0 | 0 | 0 | 0 | 0 | 0 | 0 | 0 | 0
F8_Industrial_Other Industrial_New_Process_Natural Gas_Steam Trap Maintenance_A_Achievable Economic UCT Potential | F8 | Industrial | Other Industrial | New | Process | Natural Gas | Steam Trap Maintenance | A | Cumulative Summer Peak Savings (MW) | Achievable Economic UCT Potential | 0 | 0 | 0 | 0 | 0 | 0 | 0 | 0 | 0 | 0 | 0 | 0 | 0 | 0 | 0 | 0 | 0 | 0 | 0 | 0 | 0 | 0 | 0
F9_Industrial_Other Industrial_New_Process_Natural Gas_Steam Trap Maintenance_A_Achievable Economic UCT Potential | F9 | Industrial | Other Industrial | New | Process | Natural Gas | Steam Trap Maintenance | A | Cumulative Winter Peak Savings (MW) | Achievable Economic UCT Potential | 0 | 0 | 0 | 0 | 0 | 0 | 0 | 0 | 0 | 0 | 0 | 0 | 0 | 0 | 0 | 0 | 0 | 0 | 0 | 0 | 0 | 0 | 0
F10_Industrial_Other Industrial_New_Process_Natural Gas_Steam Trap Maintenance_A_Achievable Economic UCT Potential | F10 | Industrial | Other Industrial | New | Process | Natural Gas | Steam Trap Maintenance | A | Purchases (Incremental) | Achievable Economic UCT Potential | 0 | 0 | 0 | 0 | 0 | 0 | 0 | 0 | 0 | 0 | 0 | 0 | 0 | 0 | 0 | 0 | 0 | 0 | 0 | 0 | 0 | 0 | 0
F11_Industrial_Other Industrial_New_Process_Natural Gas_Steam Trap Maintenance_A_Achievable Economic UCT Potential | F11 | Industrial | Other Industrial | New | Process | Natural Gas | Steam Trap Maintenance | A | Purchases (Cumulative) | Achievable Economic UCT Potential | 0 | 0 | 0 | 0 | 0 | 0 | 0 | 0 | 0 | 0 | 0 | 0 | 0 | 0 | 0 | 0 | 0 | 0 | 0 | 0 | 0 | 0 | 0
F1_Industrial_Other Industrial_New_Space Heating_Natural Gas_Gas Boiler - High Turndown_A_Achievable Economic UCT Potential | F1 | Industrial | Other Industrial | New | Space Heating | Natural Gas | Gas Boiler - High Turndown | A | Integrated Unit Energy Savings (kWh or therms) | Achievable Economic UCT Potential | 0 | 0 | 2.6555 | 2.6235 | 2.6009 | 2.5798 | 2.5646 | 2.548 | 2.5314 | 2.5139 | 2.4979 | 2.4809 | 2.4597 | 2.4401 | 2.4198 | 2.403 | 2.3885 | 2.3749 | 2.3665 | 2.3596 | 2.3556 | 2.3546 | 0
F2_Industrial_Other Industrial_New_Space Heating_Natural Gas_Gas Boiler - High Turndown_A_Achievable Economic UCT Potential | F2 | Industrial | Other Industrial | New | Space Heating | Natural Gas | Gas Boiler - High Turndown | A | Integrated Unit Summer Peak Savings (kW) | Achievable Economic UCT Potential | 0 | 0 | 0 | 0 | 0 | 0 | 0 | 0 | 0 | 0 | 0 | 0 | 0 | 0 | 0 | 0 | 0 | 0 | 0 | 0 | 0 | 0 | 0
F3_Industrial_Other Industrial_New_Space Heating_Natural Gas_Gas Boiler - High Turndown_A_Achievable Economic UCT Potential | F3 | Industrial | Other Industrial | New | Space Heating | Natural Gas | Gas Boiler - High Turndown | A | Integrated Unit Winter Peak Savings (kW) | Achievable Economic UCT Potential | 0 | 0 | 0 | 0 | 0 | 0 | 0 | 0 | 0 | 0 | 0 | 0 | 0 | 0 | 0 | 0 | 0 | 0 | 0 | 0 | 0 | 0 | 0
F4_Industrial_Other Industrial_New_Space Heating_Natural Gas_Gas Boiler - High Turndown_A_Achievable Economic UCT Potential | F4 | Industrial | Other Industrial | New | Space Heating | Natural Gas | Gas Boiler - High Turndown | A | Incremental Energy Savings (MWh or mTherms) | Achievable Economic UCT Potential | 0 | 0 | 0.0020799 | 0.0035861 | 0.0050694 | 0.0067118 | 0.0076803 | 0.0079136 | 0.0071107 | 0.0063831 | 0.0055083 | 0.0047736 | 0.0040969 | 0.0035375 | 0.0029605 | 0.0025007 | 0.0021067 | 0.0018601 | 0.0032348 | 0.0045992 | 0.0061286 | 0.0070515 | 0
F5_Industrial_Other Industrial_New_Space Heating_Natural Gas_Gas Boiler - High Turndown_A_Achievable Economic UCT Potential | F5 | Industrial | Other Industrial | New | Space Heating | Natural Gas | Gas Boiler - High Turndown | A | Incremental Summer Peak Savings (MW) | Achievable Economic UCT Potential | 0 | 0 | 0 | 0 | 0 | 0 | 0 | 0 | 0 | 0 | 0 | 0 | 0 | 0 | 0 | 0 | 0 | 0 | 0 | 0 | 0 | 0 | 0
F6_Industrial_Other Industrial_New_Space Heating_Natural Gas_Gas Boiler - High Turndown_A_Achievable Economic UCT Potential | F6 | Industrial | Other Industrial | New | Space Heating | Natural Gas | Gas Boiler - High Turndown | A | Incremental Winter Peak Savings (MW) | Achievable Economic UCT Potential | 0 | 0 | 0 | 0 | 0 | 0 | 0 | 0 | 0 | 0 | 0 | 0 | 0 | 0 | 0 | 0 | 0 | 0 | 0 | 0 | 0 | 0 | 0
F7_Industrial_Other Industrial_New_Space Heating_Natural Gas_Gas Boiler - High Turndown_A_Achievable Economic UCT Potential | F7 | Industrial | Other Industrial | New | Space Heating | Natural Gas | Gas Boiler - High Turndown | A | Cumulative Energy Savings (MWh or mTherms) | Achievable Economic UCT Potential | 0 | 0 | 0.0020799 | 0.005641 | 0.010662 | 0.017287 | 0.024866 | 0.032618 | 0.039516 | 0.045627 | 0.050844 | 0.055272 | 0.058896 | 0.061964 | 0.06441 | 0.066465 | 0.06817 | 0.06778 | 0.067543 | 0.067344 | 0.06723 | 0.067203 | 0
F8_Industrial_Other Industrial_New_Space Heating_Natural Gas_Gas Boiler - High Turndown_A_Achievable Economic UCT Potential | F8 | Industrial | Other Industrial | New | Space Heating | Natural Gas | Gas Boiler - High Turndown | A | Cumulative Summer Peak Savings (MW) | Achievable Economic UCT Potential | 0 | 0 | 0 | 0 | 0 | 0 | 0 | 0 | 0 | 0 | 0 | 0 | 0 | 0 | 0 | 0 | 0 | 0 | 0 | 0 | 0 | 0 | 0
F9_Industrial_Other Industrial_New_Space Heating_Natural Gas_Gas Boiler - High Turndown_A_Achievable Economic UCT Potential | F9 | Industrial | Other Industrial | New | Space Heating | Natural Gas | Gas Boiler - High Turndown | A | Cumulative Winter Peak Savings (MW) | Achievable Economic UCT Potential | 0 | 0 | 0 | 0 | 0 | 0 | 0 | 0 | 0 | 0 | 0 | 0 | 0 | 0 | 0 | 0 | 0 | 0 | 0 | 0 | 0 | 0 | 0
F10_Industrial_Other Industrial_New_Space Heating_Natural Gas_Gas Boiler - High Turndown_A_Achievable Economic UCT Potential | F10 | Industrial | Other Industrial | New | Space Heating | Natural Gas | Gas Boiler - High Turndown | A | Purchases (Incremental) | Achievable Economic UCT Potential | 0 | 0 | 0.78324 | 1.3669 | 1.9491 | 2.6017 | 2.9947 | 3.1059 | 2.809 | 2.5391 | 2.2052 | 1.9242 | 1.6657 | 1.4497 | 1.2234 | 1.0406 | 0.88198 | 0.78324 | 1.3669 | 1.9491 | 2.6017 | 2.9947 | 0
F11_Industrial_Other Industrial_New_Space Heating_Natural Gas_Gas Boiler - High Turndown_A_Achievable Economic UCT Potential | F11 | Industrial | Other Industrial | New | Space Heating | Natural Gas | Gas Boiler - High Turndown | A | Purchases (Cumulative) | Achievable Economic UCT Potential | 0 | 0 | 0.78324 | 2.1501 | 4.0993 | 6.701 | 9.6957 | 12.8016 | 15.6106 | 18.1498 | 20.355 | 22.2791 | 23.9448 | 25.3945 | 26.618 | 27.6586 | 28.5406 | 28.5406 | 28.5406 | 28.5406 | 28.5406 | 28.5406 | 0
F1_Industrial_Other Industrial_New_Process_Natural Gas_Gas Boiler - High Turndown_A_Achievable Economic UCT Potential | F1 | Industrial | Other Industrial | New | Process | Natural Gas | Gas Boiler - High Turndown | A | Integrated Unit Energy Savings (kWh or therms) | Achievable Economic UCT Potential | 0 | 0 | 2.1168 | 2.114 | 2.1113 | 2.109 | 2.1056 | 2.1031 | 2.1009 | 2.0993 | 2.0975 | 2.0962 | 2.0952 | 2.0947 | 2.0938 | 2.0934 | 2.0931 | 2.0933 | 2.093 | 2.0931 | 2.0931 | 2.093 | 0
F2_Industrial_Other Industrial_New_Process_Natural Gas_Gas Boiler - High Turndown_A_Achievable Economic UCT Potential | F2 | Industrial | Other Industrial | New | Process | Natural Gas | Gas Boiler - High Turndown | A | Integrated Unit Summer Peak Savings (kW) | Achievable Economic UCT Potential | 0 | 0 | 0 | 0 | 0 | 0 | 0 | 0 | 0 | 0 | 0 | 0 | 0 | 0 | 0 | 0 | 0 | 0 | 0 | 0 | 0 | 0 | 0
F3_Industrial_Other Industrial_New_Process_Natural Gas_Gas Boiler - High Turndown_A_Achievable Economic UCT Potential | F3 | Industrial | Other Industrial | New | Process | Natural Gas | Gas Boiler - High Turndown | A | Integrated Unit Winter Peak Savings (kW) | Achievable Economic UCT Potential | 0 | 0 | 0 | 0 | 0 | 0 | 0 | 0 | 0 | 0 | 0 | 0 | 0 | 0 | 0 | 0 | 0 | 0 | 0 | 0 | 0 | 0 | 0
F4_Industrial_Other Industrial_New_Process_Natural Gas_Gas Boiler - High Turndown_A_Achievable Economic UCT Potential | F4 | Industrial | Other Industrial | New | Process | Natural Gas | Gas Boiler - High Turndown | A | Incremental Energy Savings (MWh or mTherms) | Achievable Economic UCT Potential | 0 | 0 | 0.024006 | 0.041839 | 0.059586 | 0.079447 | 0.091302 | 0.094577 | 0.085451 | 0.07718 | 0.066972 | 0.058401 | 0.05053 | 0.043971 | 0.037092 | 0.031543 | 0.02673 | 0.023739 | 0.041425 | 0.059071 | 0.078848 | 0.090756 | 0
F5_Industrial_Other Industrial_New_Process_Natural Gas_Gas Boiler - High Turndown_A_Achievable Economic UCT Potential | F5 | Industrial | Other Industrial | New | Process | Natural Gas | Gas Boiler - High Turndown | A | Incremental Summer Peak Savings (MW) | Achievable Economic UCT Potential | 0 | 0 | 0 | 0 | 0 | 0 | 0 | 0 | 0 | 0 | 0 | 0 | 0 | 0 | 0 | 0 | 0 | 0 | 0 | 0 | 0 | 0 | 0
F6_Industrial_Other Industrial_New_Process_Natural Gas_Gas Boiler - High Turndown_A_Achievable Economic UCT Potential | F6 | Industrial | Other Industrial | New | Process | Natural Gas | Gas Boiler - High Turndown | A | Incremental Winter Peak Savings (MW) | Achievable Economic UCT Potential | 0 | 0 | 0 | 0 | 0 | 0 | 0 | 0 | 0 | 0 | 0 | 0 | 0 | 0 | 0 | 0 | 0 | 0 | 0 | 0 | 0 | 0 | 0
F7_Industrial_Other Industrial_New_Process_Natural Gas_Gas Boiler - High Turndown_A_Achievable Economic UCT Potential | F7 | Industrial | Other Industrial | New | Process | Natural Gas | Gas Boiler - High Turndown | A | Cumulative Energy Savings (MWh or mTherms) | Achievable Economic UCT Potential | 0 | 0 | 0.024006 | 0.065813 | 0.12532 | 0.20462 | 0.2956 | 0.38982 | 0.47487 | 0.55169 | 0.61818 | 0.6762 | 0.7264 | 0.77021 | 0.80698 | 0.83837 | 0.86496 | 0.86504 | 0.86494 | 0.86497 | 0.86496 | 0.86493 | 0
F8_Industrial_Other Industrial_New_Process_Natural Gas_Gas Boiler - High Turndown_A_Achievable Economic UCT Potential | F8 | Industrial | Other Industrial | New | Process | Natural Gas | Gas Boiler - High Turndown | A | Cumulative Summer Peak Savings (MW) | Achievable Economic UCT Potential | 0 | 0 | 0 | 0 | 0 | 0 | 0 | 0 | 0 | 0 | 0 | 0 | 0 | 0 | 0 | 0 | 0 | 0 | 0 | 0 | 0 | 0 | 0
F9_Industrial_Other Industrial_New_Process_Natural Gas_Gas Boiler - High Turndown_A_Achievable Economic UCT Potential | F9 | Industrial | Other Industrial | New | Process | Natural Gas | Gas Boiler - High Turndown | A | Cumulative Winter Peak Savings (MW) | Achievable Economic UCT Potential | 0 | 0 | 0 | 0 | 0 | 0 | 0 | 0 | 0 | 0 | 0 | 0 | 0 | 0 | 0 | 0 | 0 | 0 | 0 | 0 | 0 | 0 | 0
F10_Industrial_Other Industrial_New_Process_Natural Gas_Gas Boiler - High Turndown_A_Achievable Economic UCT Potential | F10 | Industrial | Other Industrial | New | Process | Natural Gas | Gas Boiler - High Turndown | A | Purchases (Incremental) | Achievable Economic UCT Potential | 0 | 0 | 11.3407 | 19.7916 | 28.2218 | 37.6708 | 43.3613 | 44.9705 | 40.6728 | 36.7644 | 31.9296 | 27.8606 | 24.1174 | 20.9912 | 17.7145 | 15.0677 | 12.7704 | 11.3407 | 19.7916 | 28.2218 | 37.6708 | 43.3613 | 0
F11_Industrial_Other Industrial_New_Process_Natural Gas_Gas Boiler - High Turndown_A_Achievable Economic UCT Potential | F11 | Industrial | Other Industrial | New | Process | Natural Gas | Gas Boiler - High Turndown | A | Purchases (Cumulative) | Achievable Economic UCT Potential | 0 | 0 | 11.3407 | 31.1323 | 59.3542 | 97.025 | 140.3863 | 185.3568 | 226.0296 | 262.794 | 294.7235 | 322.5841 | 346.7015 | 367.6927 | 385.4072 | 400.4749 | 413.2453 | 413.2453 | 413.2453 | 413.2453 | 413.2453 | 413.2453 | 0
F1_Industrial_Other Industrial_New_Space Heating_Natural Gas_Gas Boiler - Burner Control Optimization_A_Achievable Economic UCT Potential | F1 | Industrial | Other Industrial | New | Space Heating | Natural Gas | Gas Boiler - Burner Control Optimization | A | Integrated Unit Energy Savings (kWh or therms) | Achievable Economic UCT Potential | 0 | 0 | 0.77006 | 0.76078 | 0.75418 | 0.74805 | 0.74363 | 0.73879 | 0.73397 | 0.7289 | 0.72425 | 0.71932 | 0.71317 | 0.70749 | 0.70161 | 0.69676 | 0.69256 | 0.6886 | 0.68619 | 0.68418 | 0.68303 | 0.68276 | 0
F2_Industrial_Other Industrial_New_Space Heating_Natural Gas_Gas Boiler - Burner Control Optimization_A_Achievable Economic UCT Potential | F2 | Industrial | Other Industrial | New | Space Heating | Natural Gas | Gas Boiler - Burner Control Optimization | A | Integrated Unit Summer Peak Savings (kW) | Achievable Economic UCT Potential | 0 | 0 | 0 | 0 | 0 | 0 | 0 | 0 | 0 | 0 | 0 | 0 | 0 | 0 | 0 | 0 | 0 | 0 | 0 | 0 | 0 | 0 | 0
F3_Industrial_Other Industrial_New_Space Heating_Natural Gas_Gas Boiler - Burner Control Optimization_A_Achievable Economic UCT Potential | F3 | Industrial | Other Industrial | New | Space Heating | Natural Gas | Gas Boiler - Burner Control Optimization | A | Integrated Unit Winter Peak Savings (kW) | Achievable Economic UCT Potential | 0 | 0 | 0 | 0 | 0 | 0 | 0 | 0 | 0 | 0 | 0 | 0 | 0 | 0 | 0 | 0 | 0 | 0 | 0 | 0 | 0 | 0 | 0
F4_Industrial_Other Industrial_New_Space Heating_Natural Gas_Gas Boiler - Burner Control Optimization_A_Achievable Economic UCT Potential | F4 | Industrial | Other Industrial | New | Space Heating | Natural Gas | Gas Boiler - Burner Control Optimization | A | Incremental Energy Savings (MWh or mTherms) | Achievable Economic UCT Potential | 0 | 0 | 0.0001627 | 0.00044095 | 0.0012466 | 0.0028884 | 0.0051412 | 0.0082402 | 0.011779 | 0.01542 | 0.017913 | 0.019405 | 0.01943 | 0.018349 | 0.015808 | 0.012982 | 0.010073 | 0.0074686 | 0.0051626 | 0.0034327 | 0.0021788 | 0.0015373 | 0
F5_Industrial_Other Industrial_New_Space Heating_Natural Gas_Gas Boiler - Burner Control Optimization_A_Achievable Economic UCT Potential | F5 | Industrial | Other Industrial | New | Space Heating | Natural Gas | Gas Boiler - Burner Control Optimization | A | Incremental Summer Peak Savings (MW) | Achievable Economic UCT Potential | 0 | 0 | 0 | 0 | 0 | 0 | 0 | 0 | 0 | 0 | 0 | 0 | 0 | 0 | 0 | 0 | 0 | 0 | 0 | 0 | 0 | 0 | 0
F6_Industrial_Other Industrial_New_Space Heating_Natural Gas_Gas Boiler - Burner Control Optimization_A_Achievable Economic UCT Potential | F6 | Industrial | Other Industrial | New | Space Heating | Natural Gas | Gas Boiler - Burner Control Optimization | A | Incremental Winter Peak Savings (MW) | Achievable Economic UCT Potential | 0 | 0 | 0 | 0 | 0 | 0 | 0 | 0 | 0 | 0 | 0 | 0 | 0 | 0 | 0 | 0 | 0 | 0 | 0 | 0 | 0 | 0 | 0
F7_Industrial_Other Industrial_New_Space Heating_Natural Gas_Gas Boiler - Burner Control Optimization_A_Achievable Economic UCT Potential | F7 | Industrial | Other Industrial | New | Space Heating | Natural Gas | Gas Boiler - Burner Control Optimization | A | Cumulative Energy Savings (MWh or mTherms) | Achievable Economic UCT Potential | 0 | 0 | 0.0001627 | 0.00060169 | 0.0018431 | 0.0047165 | 0.0098299 | 0.018006 | 0.029668 | 0.044883 | 0.062509 | 0.081489 | 0.10022 | 0.11777 | 0.1326 | 0.14467 | 0.15387 | 0.16046 | 0.16506 | 0.16801 | 0.16976 | 0.17083 | 0
F8_Industrial_Other Industrial_New_Space Heating_Natural Gas_Gas Boiler - Burner Control Optimization_A_Achievable Economic UCT Potential | F8 | Industrial | Other Industrial | New | Space Heating | Natural Gas | Gas Boiler - Burner Control Optimization | A | Cumulative Summer Peak Savings (MW) | Achievable Economic UCT Potential | 0 | 0 | 0 | 0 | 0 | 0 | 0 | 0 | 0 | 0 | 0 | 0 | 0 | 0 | 0 | 0 | 0 | 0 | 0 | 0 | 0 | 0 | 0
F9_Industrial_Other Industrial_New_Space Heating_Natural Gas_Gas Boiler - Burner Control Optimization_A_Achievable Economic UCT Potential | F9 | Industrial | Other Industrial | New | Space Heating | Natural Gas | Gas Boiler - Burner Control Optimization | A | Cumulative Winter Peak Savings (MW) | Achievable Economic UCT Potential | 0 | 0 | 0 | 0 | 0 | 0 | 0 | 0 | 0 | 0 | 0 | 0 | 0 | 0 | 0 | 0 | 0 | 0 | 0 | 0 | 0 | 0 | 0
F10_Industrial_Other Industrial_New_Space Heating_Natural Gas_Gas Boiler - Burner Control Optimization_A_Achievable Economic UCT Potential | F10 | Industrial | Other Industrial | New | Space Heating | Natural Gas | Gas Boiler - Burner Control Optimization | A | Purchases (Incremental) | Achievable Economic UCT Potential | 0 | 0 | 0.21128 | 0.57961 | 1.653 | 3.8612 | 6.9136 | 11.1537 | 16.0487 | 21.1553 | 24.7332 | 26.9765 | 27.2442 | 25.9358 | 22.531 | 18.6321 | 14.5447 | 10.8461 | 7.5235 | 5.0172 | 3.1899 | 2.2516 | 0
F11_Industrial_Other Industrial_New_Space Heating_Natural Gas_Gas Boiler - Burner Control Optimization_A_Achievable Economic UCT Potential | F11 | Industrial | Other Industrial | New | Space Heating | Natural Gas | Gas Boiler - Burner Control Optimization | A | Purchases (Cumulative) | Achievable Economic UCT Potential | 0 | 0 | 0.21128 | 0.79089 | 2.4439 | 6.3051 | 13.2187 | 24.3724 | 40.421 | 61.5763 | 86.3095 | 113.286 | 140.5302 | 166.466 | 188.997 | 207.6291 | 222.1738 | 233.0199 | 240.5434 | 245.5606 | 248.5392 | 250.2112 | 0
F1_Industrial_Other Industrial_New_Process_Natural Gas_Gas Boiler - Burner Control Optimization_A_Achievable Economic UCT Potential | F1 | Industrial | Other Industrial | New | Process | Natural Gas | Gas Boiler - Burner Control Optimization | A | Integrated Unit Energy Savings (kWh or therms) | Achievable Economic UCT Potential | 0 | 0 | 0.61373 | 0.61284 | 0.61199 | 0.61125 | 0.61018 | 0.60938 | 0.60872 | 0.60824 | 0.60768 | 0.60731 | 0.60702 | 0.6069 | 0.60665 | 0.60654 | 0.60646 | 0.60655 | 0.6065 | 0.60654 | 0.60655 | 0.60655 | 0
F2_Industrial_Other Industrial_New_Process_Natural Gas_Gas Boiler - Burner Control Optimization_A_Achievable Economic UCT Potential | F2 | Industrial | Other Industrial | New | Process | Natural Gas | Gas Boiler - Burner Control Optimization | A | Integrated Unit Summer Peak Savings (kW) | Achievable Economic UCT Potential | 0 | 0 | 0 | 0 | 0 | 0 | 0 | 0 | 0 | 0 | 0 | 0 | 0 | 0 | 0 | 0 | 0 | 0 | 0 | 0 | 0 | 0 | 0
F3_Industrial_Other Industrial_New_Process_Natural Gas_Gas Boiler - Burner Control Optimization_A_Achievable Economic UCT Potential | F3 | Industrial | Other Industrial | New | Process | Natural Gas | Gas Boiler - Burner Control Optimization | A | Integrated Unit Winter Peak Savings (kW) | Achievable Economic UCT Potential | 0 | 0 | 0 | 0 | 0 | 0 | 0 | 0 | 0 | 0 | 0 | 0 | 0 | 0 | 0 | 0 | 0 | 0 | 0 | 0 | 0 | 0 | 0
F4_Industrial_Other Industrial_New_Process_Natural Gas_Gas Boiler - Burner Control Optimization_A_Achievable Economic UCT Potential | F4 | Industrial | Other Industrial | New | Process | Natural Gas | Gas Boiler - Burner Control Optimization | A | Incremental Energy Savings (MWh or mTherms) | Achievable Economic UCT Potential | 0 | 0 | 0.0018775 | 0.0051431 | 0.014647 | 0.034173 | 0.061081 | 0.098413 | 0.14145 | 0.18631 | 0.21762 | 0.23721 | 0.23945 | 0.22791 | 0.19791 | 0.16363 | 0.12772 | 0.095254 | 0.066068 | 0.044062 | 0.028015 | 0.019774 | 0
F5_Industrial_Other Industrial_New_Process_Natural Gas_Gas Boiler - Burner Control Optimization_A_Achievable Economic UCT Potential | F5 | Industrial | Other Industrial | New | Process | Natural Gas | Gas Boiler - Burner Control Optimization | A | Incremental Summer Peak Savings (MW) | Achievable Economic UCT Potential | 0 | 0 | 0 | 0 | 0 | 0 | 0 | 0 | 0 | 0 | 0 | 0 | 0 | 0 | 0 | 0 | 0 | 0 | 0 | 0 | 0 | 0 | 0
F6_Industrial_Other Industrial_New_Process_Natural Gas_Gas Boiler - Burner Control Optimization_A_Achievable Economic UCT Potential | F6 | Industrial | Other Industrial | New | Process | Natural Gas | Gas Boiler - Burner Control Optimization | A | Incremental Winter Peak Savings (MW) | Achievable Economic UCT Potential | 0 | 0 | 0 | 0 | 0 | 0 | 0 | 0 | 0 | 0 | 0 | 0 | 0 | 0 | 0 | 0 | 0 | 0 | 0 | 0 | 0 | 0 | 0
F7_Industrial_Other Industrial_New_Process_Natural Gas_Gas Boiler - Burner Control Optimization_A_Achievable Economic UCT Potential | F7 | Industrial | Other Industrial | New | Process | Natural Gas | Gas Boiler - Burner Control Optimization | A | Cumulative Energy Savings (MWh or mTherms) | Achievable Economic UCT Potential | 0 | 0 | 0.0018775 | 0.0070178 | 0.021656 | 0.055802 | 0.11679 | 0.21505 | 0.35626 | 0.54229 | 0.75942 | 0.99616 | 1.2351 | 1.4628 | 1.6601 | 1.8235 | 1.9509 | 2.0465 | 2.1124 | 2.1566 | 2.1828 | 2.1975 | 0
F8_Industrial_Other Industrial_New_Process_Natural Gas_Gas Boiler - Burner Control Optimization_A_Achievable Economic UCT Potential | F8 | Industrial | Other Industrial | New | Process | Natural Gas | Gas Boiler - Burner Control Optimization | A | Cumulative Summer Peak Savings (MW) | Achievable Economic UCT Potential | 0 | 0 | 0 | 0 | 0 | 0 | 0 | 0 | 0 | 0 | 0 | 0 | 0 | 0 | 0 | 0 | 0 | 0 | 0 | 0 | 0 | 0 | 0
F9_Industrial_Other Industrial_New_Process_Natural Gas_Gas Boiler - Burner Control Optimization_A_Achievable Economic UCT Potential | F9 | Industrial | Other Industrial | New | Process | Natural Gas | Gas Boiler - Burner Control Optimization | A | Cumulative Winter Peak Savings (MW) | Achievable Economic UCT Potential | 0 | 0 | 0 | 0 | 0 | 0 | 0 | 0 | 0 | 0 | 0 | 0 | 0 | 0 | 0 | 0 | 0 | 0 | 0 | 0 | 0 | 0 | 0
F10_Industrial_Other Industrial_New_Process_Natural Gas_Gas Boiler - Burner Control Optimization_A_Achievable Economic UCT Potential | F10 | Industrial | Other Industrial | New | Process | Natural Gas | Gas Boiler - Burner Control Optimization | A | Purchases (Incremental) | Achievable Economic UCT Potential | 0 | 0 | 3.0592 | 8.3922 | 23.9337 | 55.9072 | 100.104 | 161.4963 | 232.3719 | 306.3116 | 358.1164 | 390.5989 | 394.4739 | 375.5291 | 326.2309 | 269.7781 | 210.5961 | 157.0429 | 108.934 | 72.6454 | 46.187 | 32.6011 | 0
F11_Industrial_Other Industrial_New_Process_Natural Gas_Gas Boiler - Burner Control Optimization_A_Achievable Economic UCT Potential | F11 | Industrial | Other Industrial | New | Process | Natural Gas | Gas Boiler - Burner Control Optimization | A | Purchases (Cumulative) | Achievable Economic UCT Potential | 0 | 0 | 3.0592 | 11.4514 | 35.3852 | 91.2924 | 191.3964 | 352.8926 | 585.2645 | 891.5761 | 1249.6925 | 1640.2914 | 2034.7653 | 2410.2944 | 2736.5253 | 3006.3034 | 3216.8995 | 3373.9424 | 3482.8764 | 3555.5218 | 3598.6496 | 3622.8585 | 0
F1_Industrial_Other Industrial_New_Space Heating_Natural Gas_HVAC - Demand Controlled Ventilation_A_Achievable Economic UCT Potential | F1 | Industrial | Other Industrial | New | Space Heating | Natural Gas | HVAC - Demand Controlled Ventilation | A | Integrated Unit Energy Savings (kWh or therms) | Achievable Economic UCT Potential | 0 | 0 | 0.067762 | 0.067019 | 0.066518 | 0.066066 | 0.065811 | 0.06552 | 0.065253 | 0.064983 | 0.064799 | 0.064604 | 0.064316 | 0.064054 | 0.063804 | 0.063593 | 0.063395 | 0.063135 | 0.063009 | 0.062835 | 0.062694 | 0.062605 | 0
F2_Industrial_Other Industrial_New_Space Heating_Natural Gas_HVAC - Demand Controlled Ventilation_A_Achievable Economic UCT Potential | F2 | Industrial | Other Industrial | New | Space Heating | Natural Gas | HVAC - Demand Controlled Ventilation | A | Integrated Unit Summer Peak Savings (kW) | Achievable Economic UCT Potential | 0 | 0 | 0 | 0 | 0 | 0 | 0 | 0 | 0 | 0 | 0 | 0 | 0 | 0 | 0 | 0 | 0 | 0 | 0 | 0 | 0 | 0 | 0
F3_Industrial_Other Industrial_New_Space Heating_Natural Gas_HVAC - Demand Controlled Ventilation_A_Achievable Economic UCT Potential | F3 | Industrial | Other Industrial | New | Space Heating | Natural Gas | HVAC - Demand Controlled Ventilation | A | Integrated Unit Winter Peak Savings (kW) | Achievable Economic UCT Potential | 0 | 0 | 0 | 0 | 0 | 0 | 0 | 0 | 0 | 0 | 0 | 0 | 0 | 0 | 0 | 0 | 0 | 0 | 0 | 0 | 0 | 0 | 0
F4_Industrial_Other Industrial_New_Space Heating_Natural Gas_HVAC - Demand Controlled Ventilation_A_Achievable Economic UCT Potential | F4 | Industrial | Other Industrial | New | Space Heating | Natural Gas | HVAC - Demand Controlled Ventilation | A | Incremental Energy Savings (MWh or mTherms) | Achievable Economic UCT Potential | 0 | 0 | 0.019398 | 0.033483 | 0.047388 | 0.062824 | 0.072035 | 0.082642 | 0.09305 | 0.1047 | 0.11334 | 0.12325 | 0.13277 | 0.14386 | 0.15116 | 0.16019 | 0.16918 | 0.17949 | 0.18638 | 0.19478 | 0.20299 | 0.21132 | 0
F5_Industrial_Other Industrial_New_Space Heating_Natural Gas_HVAC - Demand Controlled Ventilation_A_Achievable Economic UCT Potential | F5 | Industrial | Other Industrial | New | Space Heating | Natural Gas | HVAC - Demand Controlled Ventilation | A | Incremental Summer Peak Savings (MW) | Achievable Economic UCT Potential | 0 | 0 | 0 | 0 | 0 | 0 | 0 | 0 | 0 | 0 | 0 | 0 | 0 | 0 | 0 | 0 | 0 | 0 | 0 | 0 | 0 | 0 | 0
F6_Industrial_Other Industrial_New_Space Heating_Natural Gas_HVAC - Demand Controlled Ventilation_A_Achievable Economic UCT Potential | F6 | Industrial | Other Industrial | New | Space Heating | Natural Gas | HVAC - Demand Controlled Ventilation | A | Incremental Winter Peak Savings (MW) | Achievable Economic UCT Potential | 0 | 0 | 0 | 0 | 0 | 0 | 0 | 0 | 0 | 0 | 0 | 0 | 0 | 0 | 0 | 0 | 0 | 0 | 0 | 0 | 0 | 0 | 0
F7_Industrial_Other Industrial_New_Space Heating_Natural Gas_HVAC - Demand Controlled Ventilation_A_Achievable Economic UCT Potential | F7 | Industrial | Other Industrial | New | Space Heating | Natural Gas | HVAC - Demand Controlled Ventilation | A | Cumulative Energy Savings (MWh or mTherms) | Achievable Economic UCT Potential | 0 | 0 | 0.019398 | 0.052669 | 0.099663 | 0.16181 | 0.23322 | 0.31483 | 0.4066 | 0.50961 | 0.62151 | 0.74289 | 0.87235 | 1.0127 | 1.1599 | 1.3162 | 1.4813 | 1.6366 | 1.7883 | 1.9334 | 2.0724 | 2.2123 | 0
F8_Industrial_Other Industrial_New_Space Heating_Natural Gas_HVAC - Demand Controlled Ventilation_A_Achievable Economic UCT Potential | F8 | Industrial | Other Industrial | New | Space Heating | Natural Gas | HVAC - Demand Controlled Ventilation | A | Cumulative Summer Peak Savings (MW) | Achievable Economic UCT Potential | 0 | 0 | 0 | 0 | 0 | 0 | 0 | 0 | 0 | 0 | 0 | 0 | 0 | 0 | 0 | 0 | 0 | 0 | 0 | 0 | 0 | 0 | 0
F9_Industrial_Other Industrial_New_Space Heating_Natural Gas_HVAC - Demand Controlled Ventilation_A_Achievable Economic UCT Potential | F9 | Industrial | Other Industrial | New | Space Heating | Natural Gas | HVAC - Demand Controlled Ventilation | A | Cumulative Winter Peak Savings (MW) | Achievable Economic UCT Potential | 0 | 0 | 0 | 0 | 0 | 0 | 0 | 0 | 0 | 0 | 0 | 0 | 0 | 0 | 0 | 0 | 0 | 0 | 0 | 0 | 0 | 0 | 0
F10_Industrial_Other Industrial_New_Space Heating_Natural Gas_HVAC - Demand Controlled Ventilation_A_Achievable Economic UCT Potential | F10 | Industrial | Other Industrial | New | Space Heating | Natural Gas | HVAC - Demand Controlled Ventilation | A | Purchases (Incremental) | Achievable Economic UCT Potential | 0 | 0 | 286.2738 | 499.6018 | 712.4061 | 950.9263 | 1094.5728 | 1261.3273 | 1425.9803 | 1611.1895 | 1749.1322 | 1907.7853 | 2064.3342 | 2245.9352 | 2369.1886 | 2518.9859 | 2668.6697 | 2842.922 | 2958.0208 | 3099.8496 | 3237.8158 | 3375.3744 | 0
F11_Industrial_Other Industrial_New_Space Heating_Natural Gas_HVAC - Demand Controlled Ventilation_A_Achievable Economic UCT Potential | F11 | Industrial | Other Industrial | New | Space Heating | Natural Gas | HVAC - Demand Controlled Ventilation | A | Purchases (Cumulative) | Achievable Economic UCT Potential | 0 | 0 | 286.2738 | 785.8756 | 1498.2817 | 2449.2079 | 3543.7808 | 4805.1081 | 6231.0884 | 7842.2779 | 9591.4101 | 11499.1954 | 13563.5296 | 15809.4648 | 18178.6534 | 20697.6393 | 23366.309 | 25922.9573 | 28381.3762 | 30768.8198 | 33055.7093 | 35336.5108 | 0
F1_Industrial_Other Industrial_New_Space Heating_Natural Gas_Gas Boiler - Stack Economizer_A_Achievable Economic UCT Potential | F1 | Industrial | Other Industrial | New | Space Heating | Natural Gas | Gas Boiler - Stack Economizer | A | Integrated Unit Energy Savings (kWh or therms) | Achievable Economic UCT Potential | 0 | 0 | 1.9387 | 1.9154 | 1.899 | 1.8836 | 1.8727 | 1.8606 | 1.8485 | 1.8358 | 1.8241 | 1.8117 | 1.7962 | 1.7818 | 1.767 | 1.7548 | 1.7442 | 1.7342 | 1.7281 | 1.723 | 1.72 | 1.7193 | 0
F2_Industrial_Other Industrial_New_Space Heating_Natural Gas_Gas Boiler - Stack Economizer_A_Achievable Economic UCT Potential | F2 | Industrial | Other Industrial | New | Space Heating | Natural Gas | Gas Boiler - Stack Economizer | A | Integrated Unit Summer Peak Savings (kW) | Achievable Economic UCT Potential | 0 | 0 | 0 | 0 | 0 | 0 | 0 | 0 | 0 | 0 | 0 | 0 | 0 | 0 | 0 | 0 | 0 | 0 | 0 | 0 | 0 | 0 | 0
F3_Industrial_Other Industrial_New_Space Heating_Natural Gas_Gas Boiler - Stack Economizer_A_Achievable Economic UCT Potential | F3 | Industrial | Other Industrial | New | Space Heating | Natural Gas | Gas Boiler - Stack Economizer | A | Integrated Unit Winter Peak Savings (kW) | Achievable Economic UCT Potential | 0 | 0 | 0 | 0 | 0 | 0 | 0 | 0 | 0 | 0 | 0 | 0 | 0 | 0 | 0 | 0 | 0 | 0 | 0 | 0 | 0 | 0 | 0
F4_Industrial_Other Industrial_New_Space Heating_Natural Gas_Gas Boiler - Stack Economizer_A_Achievable Economic UCT Potential | F4 | Industrial | Other Industrial | New | Space Heating | Natural Gas | Gas Boiler - Stack Economizer | A | Incremental Energy Savings (MWh or mTherms) | Achievable Economic UCT Potential | 0 | 0 | 0.0040492 | 0.0069819 | 0.0098702 | 0.013069 | 0.014955 | 0.01541 | 0.013847 | 0.01243 | 0.010727 | 0.009296 | 0.0079782 | 0.0068886 | 0.005765 | 0.0048697 | 0.0041023 | 0.0036221 | 0.006299 | 0.0089555 | 0.011933 | 0.01373 | 0
F5_Industrial_Other Industrial_New_Space Heating_Natural Gas_Gas Boiler - Stack Economizer_A_Achievable Economic UCT Potential | F5 | Industrial | Other Industrial | New | Space Heating | Natural Gas | Gas Boiler - Stack Economizer | A | Incremental Summer Peak Savings (MW) | Achievable Economic UCT Potential | 0 | 0 | 0 | 0 | 0 | 0 | 0 | 0 | 0 | 0 | 0 | 0 | 0 | 0 | 0 | 0 | 0 | 0 | 0 | 0 | 0 | 0 | 0
F6_Industrial_Other Industrial_New_Space Heating_Natural Gas_Gas Boiler - Stack Economizer_A_Achievable Economic UCT Potential | F6 | Industrial | Other Industrial | New | Space Heating | Natural Gas | Gas Boiler - Stack Economizer | A | Incremental Winter Peak Savings (MW) | Achievable Economic UCT Potential | 0 | 0 | 0 | 0 | 0 | 0 | 0 | 0 | 0 | 0 | 0 | 0 | 0 | 0 | 0 | 0 | 0 | 0 | 0 | 0 | 0 | 0 | 0
F7_Industrial_Other Industrial_New_Space Heating_Natural Gas_Gas Boiler - Stack Economizer_A_Achievable Economic UCT Potential | F7 | Industrial | Other Industrial | New | Space Heating | Natural Gas | Gas Boiler - Stack Economizer | A | Cumulative Energy Savings (MWh or mTherms) | Achievable Economic UCT Potential | 0 | 0 | 0.0040492 | 0.010983 | 0.020758 | 0.033659 | 0.048418 | 0.063516 | 0.07695 | 0.08885 | 0.099011 | 0.10763 | 0.11469 | 0.12066 | 0.12543 | 0.12943 | 0.13275 | 0.13198 | 0.13152 | 0.13113 | 0.13091 | 0.13086 | 0
F8_Industrial_Other Industrial_New_Space Heating_Natural Gas_Gas Boiler - Stack Economizer_A_Achievable Economic UCT Potential | F8 | Industrial | Other Industrial | New | Space Heating | Natural Gas | Gas Boiler - Stack Economizer | A | Cumulative Summer Peak Savings (MW) | Achievable Economic UCT Potential | 0 | 0 | 0 | 0 | 0 | 0 | 0 | 0 | 0 | 0 | 0 | 0 | 0 | 0 | 0 | 0 | 0 | 0 | 0 | 0 | 0 | 0 | 0
F9_Industrial_Other Industrial_New_Space Heating_Natural Gas_Gas Boiler - Stack Economizer_A_Achievable Economic UCT Potential | F9 | Industrial | Other Industrial | New | Space Heating | Natural Gas | Gas Boiler - Stack Economizer | A | Cumulative Winter Peak Savings (MW) | Achievable Economic UCT Potential | 0 | 0 | 0 | 0 | 0 | 0 | 0 | 0 | 0 | 0 | 0 | 0 | 0 | 0 | 0 | 0 | 0 | 0 | 0 | 0 | 0 | 0 | 0
F10_Industrial_Other Industrial_New_Space Heating_Natural Gas_Gas Boiler - Stack Economizer_A_Achievable Economic UCT Potential | F10 | Industrial | Other Industrial | New | Space Heating | Natural Gas | Gas Boiler - Stack Economizer | A | Purchases (Incremental) | Achievable Economic UCT Potential | 0 | 0 | 2.0886 | 3.6451 | 5.1977 | 6.9379 | 7.986 | 8.2823 | 7.4908 | 6.771 | 5.8805 | 5.1311 | 4.4418 | 3.866 | 3.2625 | 2.775 | 2.352 | 2.0886 | 3.6451 | 5.1977 | 6.9379 | 7.986 | 0
F11_Industrial_Other Industrial_New_Space Heating_Natural Gas_Gas Boiler - Stack Economizer_A_Achievable Economic UCT Potential | F11 | Industrial | Other Industrial | New | Space Heating | Natural Gas | Gas Boiler - Stack Economizer | A | Purchases (Cumulative) | Achievable Economic UCT Potential | 0 | 0 | 2.0886 | 5.7337 | 10.9314 | 17.8693 | 25.8553 | 34.1376 | 41.6284 | 48.3993 | 54.2799 | 59.411 | 63.8528 | 67.7188 | 70.9813 | 73.7563 | 76.1083 | 76.1083 | 76.1083 | 76.1083 | 76.1083 | 76.1083 | 0
F1_Industrial_Other Industrial_New_Process_Natural Gas_Gas Boiler - Stack Economizer_A_Achievable Economic UCT Potential | F1 | Industrial | Other Industrial | New | Process | Natural Gas | Gas Boiler - Stack Economizer | A | Integrated Unit Energy Savings (kWh or therms) | Achievable Economic UCT Potential | 0 | 0 | 2.0333 | 2.0313 | 2.0293 | 2.0276 | 2.0252 | 2.0233 | 2.0216 | 2.0202 | 2.0185 | 2.0173 | 2.0163 | 2.0158 | 2.0149 | 2.0144 | 2.0139 | 2.0138 | 2.0134 | 2.0133 | 2.0131 | 2.0129 | 0
F2_Industrial_Other Industrial_New_Process_Natural Gas_Gas Boiler - Stack Economizer_A_Achievable Economic UCT Potential | F2 | Industrial | Other Industrial | New | Process | Natural Gas | Gas Boiler - Stack Economizer | A | Integrated Unit Summer Peak Savings (kW) | Achievable Economic UCT Potential | 0 | 0 | 0 | 0 | 0 | 0 | 0 | 0 | 0 | 0 | 0 | 0 | 0 | 0 | 0 | 0 | 0 | 0 | 0 | 0 | 0 | 0 | 0
F3_Industrial_Other Industrial_New_Process_Natural Gas_Gas Boiler - Stack Economizer_A_Achievable Economic UCT Potential | F3 | Industrial | Other Industrial | New | Process | Natural Gas | Gas Boiler - Stack Economizer | A | Integrated Unit Winter Peak Savings (kW) | Achievable Economic UCT Potential | 0 | 0 | 0 | 0 | 0 | 0 | 0 | 0 | 0 | 0 | 0 | 0 | 0 | 0 | 0 | 0 | 0 | 0 | 0 | 0 | 0 | 0 | 0
F4_Industrial_Other Industrial_New_Process_Natural Gas_Gas Boiler - Stack Economizer_A_Achievable Economic UCT Potential | F4 | Industrial | Other Industrial | New | Process | Natural Gas | Gas Boiler - Stack Economizer | A | Incremental Energy Savings (MWh or mTherms) | Achievable Economic UCT Potential | 0 | 0 | 0.061491 | 0.10721 | 0.15273 | 0.20369 | 0.23417 | 0.24264 | 0.21926 | 0.19805 | 0.17187 | 0.14988 | 0.12968 | 0.11283 | 0.095181 | 0.080938 | 0.068583 | 0.060902 | 0.10626 | 0.15152 | 0.20223 | 0.23275 | 0
F5_Industrial_Other Industrial_New_Process_Natural Gas_Gas Boiler - Stack Economizer_A_Achievable Economic UCT Potential | F5 | Industrial | Other Industrial | New | Process | Natural Gas | Gas Boiler - Stack Economizer | A | Incremental Summer Peak Savings (MW) | Achievable Economic UCT Potential | 0 | 0 | 0 | 0 | 0 | 0 | 0 | 0 | 0 | 0 | 0 | 0 | 0 | 0 | 0 | 0 | 0 | 0 | 0 | 0 | 0 | 0 | 0
F6_Industrial_Other Industrial_New_Process_Natural Gas_Gas Boiler - Stack Economizer_A_Achievable Economic UCT Potential | F6 | Industrial | Other Industrial | New | Process | Natural Gas | Gas Boiler - Stack Economizer | A | Incremental Winter Peak Savings (MW) | Achievable Economic UCT Potential | 0 | 0 | 0 | 0 | 0 | 0 | 0 | 0 | 0 | 0 | 0 | 0 | 0 | 0 | 0 | 0 | 0 | 0 | 0 | 0 | 0 | 0 | 0
F7_Industrial_Other Industrial_New_Process_Natural Gas_Gas Boiler - Stack Economizer_A_Achievable Economic UCT Potential | F7 | Industrial | Other Industrial | New | Process | Natural Gas | Gas Boiler - Stack Economizer | A | Cumulative Energy Savings (MWh or mTherms) | Achievable Economic UCT Potential | 0 | 0 | 0.061491 | 0.16864 | 0.3212 | 0.52462 | 0.75815 | 1.0001 | 1.2185 | 1.4157 | 1.5864 | 1.7354 | 1.8642 | 1.9765 | 2.0708 | 2.1512 | 2.2193 | 2.2192 | 2.2188 | 2.2186 | 2.2184 | 2.2182 | 0
F8_Industrial_Other Industrial_New_Process_Natural Gas_Gas Boiler - Stack Economizer_A_Achievable Economic UCT Potential | F8 | Industrial | Other Industrial | New | Process | Natural Gas | Gas Boiler - Stack Economizer | A | Cumulative Summer Peak Savings (MW) | Achievable Economic UCT Potential | 0 | 0 | 0 | 0 | 0 | 0 | 0 | 0 | 0 | 0 | 0 | 0 | 0 | 0 | 0 | 0 | 0 | 0 | 0 | 0 | 0 | 0 | 0
F9_Industrial_Other Industrial_New_Process_Natural Gas_Gas Boiler - Stack Economizer_A_Achievable Economic UCT Potential | F9 | Industrial | Other Industrial | New | Process | Natural Gas | Gas Boiler - Stack Economizer | A | Cumulative Winter Peak Savings (MW) | Achievable Economic UCT Potential | 0 | 0 | 0 | 0 | 0 | 0 | 0 | 0 | 0 | 0 | 0 | 0 | 0 | 0 | 0 | 0 | 0 | 0 | 0 | 0 | 0 | 0 | 0
F10_Industrial_Other Industrial_New_Process_Natural Gas_Gas Boiler - Stack Economizer_A_Achievable Economic UCT Potential | F10 | Industrial | Other Industrial | New | Process | Natural Gas | Gas Boiler - Stack Economizer | A | Purchases (Incremental) | Achievable Economic UCT Potential | 0 | 0 | 30.2418 | 52.7777 | 75.2583 | 100.4554 | 115.6302 | 119.9215 | 108.4607 | 98.0383 | 85.1455 | 74.2948 | 64.313 | 55.9766 | 47.2388 | 40.1804 | 34.0544 | 30.2418 | 52.7777 | 75.2583 | 100.4554 | 115.6302 | 0
F11_Industrial_Other Industrial_New_Process_Natural Gas_Gas Boiler - Stack Economizer_A_Achievable Economic UCT Potential | F11 | Industrial | Other Industrial | New | Process | Natural Gas | Gas Boiler - Stack Economizer | A | Purchases (Cumulative) | Achievable Economic UCT Potential | 0 | 0 | 30.2418 | 83.0196 | 158.2778 | 258.7332 | 374.3634 | 494.2849 | 602.7456 | 700.7839 | 785.9294 | 860.2242 | 924.5373 | 980.5138 | 1027.7526 | 1067.9331 | 1101.9875 | 1101.9875 | 1101.9875 | 1101.9875 | 1101.9875 | 1101.9875 | 0
F1_Industrial_Other Industrial_New_Space Heating_Natural Gas_Gas Furnace Tube Inserts_A_Achievable Economic UCT Potential | F1 | Industrial | Other Industrial | New | Space Heating | Natural Gas | Gas Furnace Tube Inserts | A | Integrated Unit Energy Savings (kWh or therms) | Achievable Economic UCT Potential | 0 | 0 | 0.077905 | 0.077051 | 0.076475 | 0.075955 | 0.075662 | 0.075327 | 0.075021 | 0.074709 | 0.074498 | 0.074274 | 0.073942 | 0.073642 | 0.073355 | 0.073112 | 0.072884 | 0.072585 | 0.072441 | 0.07224 | 0.072079 | 0.071976 | 0
F2_Industrial_Other Industrial_New_Space Heating_Natural Gas_Gas Furnace Tube Inserts_A_Achievable Economic UCT Potential | F2 | Industrial | Other Industrial | New | Space Heating | Natural Gas | Gas Furnace Tube Inserts | A | Integrated Unit Summer Peak Savings (kW) | Achievable Economic UCT Potential | 0 | 0 | 0 | 0 | 0 | 0 | 0 | 0 | 0 | 0 | 0 | 0 | 0 | 0 | 0 | 0 | 0 | 0 | 0 | 0 | 0 | 0 | 0
F3_Industrial_Other Industrial_New_Space Heating_Natural Gas_Gas Furnace Tube Inserts_A_Achievable Economic UCT Potential | F3 | Industrial | Other Industrial | New | Space Heating | Natural Gas | Gas Furnace Tube Inserts | A | Integrated Unit Winter Peak Savings (kW) | Achievable Economic UCT Potential | 0 | 0 | 0 | 0 | 0 | 0 | 0 | 0 | 0 | 0 | 0 | 0 | 0 | 0 | 0 | 0 | 0 | 0 | 0 | 0 | 0 | 0 | 0
F4_Industrial_Other Industrial_New_Space Heating_Natural Gas_Gas Furnace Tube Inserts_A_Achievable Economic UCT Potential | F4 | Industrial | Other Industrial | New | Space Heating | Natural Gas | Gas Furnace Tube Inserts | A | Incremental Energy Savings (MWh or mTherms) | Achievable Economic UCT Potential | 0 | 0 | 0 | 0 | 0 | 0 | 0 | 0 | 0 | 0 | 0 | 0 | 0 | 0 | 0 | 0 | 0 | 0 | 0 | 0 | 0 | 0 | 0
F5_Industrial_Other Industrial_New_Space Heating_Natural Gas_Gas Furnace Tube Inserts_A_Achievable Economic UCT Potential | F5 | Industrial | Other Industrial | New | Space Heating | Natural Gas | Gas Furnace Tube Inserts | A | Incremental Summer Peak Savings (MW) | Achievable Economic UCT Potential | 0 | 0 | 0 | 0 | 0 | 0 | 0 | 0 | 0 | 0 | 0 | 0 | 0 | 0 | 0 | 0 | 0 | 0 | 0 | 0 | 0 | 0 | 0
F6_Industrial_Other Industrial_New_Space Heating_Natural Gas_Gas Furnace Tube Inserts_A_Achievable Economic UCT Potential | F6 | Industrial | Other Industrial | New | Space Heating | Natural Gas | Gas Furnace Tube Inserts | A | Incremental Winter Peak Savings (MW) | Achievable Economic UCT Potential | 0 | 0 | 0 | 0 | 0 | 0 | 0 | 0 | 0 | 0 | 0 | 0 | 0 | 0 | 0 | 0 | 0 | 0 | 0 | 0 | 0 | 0 | 0
F7_Industrial_Other Industrial_New_Space Heating_Natural Gas_Gas Furnace Tube Inserts_A_Achievable Economic UCT Potential | F7 | Industrial | Other Industrial | New | Space Heating | Natural Gas | Gas Furnace Tube Inserts | A | Cumulative Energy Savings (MWh or mTherms) | Achievable Economic UCT Potential | 0 | 0 | 0 | 0 | 0 | 0 | 0 | 0 | 0 | 0 | 0 | 0 | 0 | 0 | 0 | 0 | 0 | 0 | 0 | 0 | 0 | 0 | 0
F8_Industrial_Other Industrial_New_Space Heating_Natural Gas_Gas Furnace Tube Inserts_A_Achievable Economic UCT Potential | F8 | Industrial | Other Industrial | New | Space Heating | Natural Gas | Gas Furnace Tube Inserts | A | Cumulative Summer Peak Savings (MW) | Achievable Economic UCT Potential | 0 | 0 | 0 | 0 | 0 | 0 | 0 | 0 | 0 | 0 | 0 | 0 | 0 | 0 | 0 | 0 | 0 | 0 | 0 | 0 | 0 | 0 | 0
F9_Industrial_Other Industrial_New_Space Heating_Natural Gas_Gas Furnace Tube Inserts_A_Achievable Economic UCT Potential | F9 | Industrial | Other Industrial | New | Space Heating | Natural Gas | Gas Furnace Tube Inserts | A | Cumulative Winter Peak Savings (MW) | Achievable Economic UCT Potential | 0 | 0 | 0 | 0 | 0 | 0 | 0 | 0 | 0 | 0 | 0 | 0 | 0 | 0 | 0 | 0 | 0 | 0 | 0 | 0 | 0 | 0 | 0
F10_Industrial_Other Industrial_New_Space Heating_Natural Gas_Gas Furnace Tube Inserts_A_Achievable Economic UCT Potential | F10 | Industrial | Other Industrial | New | Space Heating | Natural Gas | Gas Furnace Tube Inserts | A | Purchases (Incremental) | Achievable Economic UCT Potential | 0 | 0 | 0 | 0 | 0 | 0 | 0 | 0 | 0 | 0 | 0 | 0 | 0 | 0 | 0 | 0 | 0 | 0 | 0 | 0 | 0 | 0 | 0
F11_Industrial_Other Industrial_New_Space Heating_Natural Gas_Gas Furnace Tube Inserts_A_Achievable Economic UCT Potential | F11 | Industrial | Other Industrial | New | Space Heating | Natural Gas | Gas Furnace Tube Inserts | A | Purchases (Cumulative) | Achievable Economic UCT Potential | 0 | 0 | 0 | 0 | 0 | 0 | 0 | 0 | 0 | 0 | 0 | 0 | 0 | 0 | 0 | 0 | 0 | 0 | 0 | 0 | 0 | 0 | 0
F1_Industrial_Other Industrial_New_Space Heating_Natural Gas_Space Heating - Heat Recovery Ventilator_A_Achievable Economic UCT Potential | F1 | Industrial | Other Industrial | New | Space Heating | Natural Gas | Space Heating - Heat Recovery Ventilator | A | Integrated Unit Energy Savings (kWh or therms) | Achievable Economic UCT Potential | 0 | 0 | 0.012682 | 0.012529 | 0.01242 | 0.012319 | 0.012246 | 0.012166 | 0.012086 | 0.012002 | 0.011924 | 0.011843 | 0.011741 | 0.011647 | 0.01155 | 0.01147 | 0.011401 | 0.011336 | 0.011296 | 0.011263 | 0.011244 | 0.01124 | 0
F2_Industrial_Other Industrial_New_Space Heating_Natural Gas_Space Heating - Heat Recovery Ventilator_A_Achievable Economic UCT Potential | F2 | Industrial | Other Industrial | New | Space Heating | Natural Gas | Space Heating - Heat Recovery Ventilator | A | Integrated Unit Summer Peak Savings (kW) | Achievable Economic UCT Potential | 0 | 0 | 0 | 0 | 0 | 0 | 0 | 0 | 0 | 0 | 0 | 0 | 0 | 0 | 0 | 0 | 0 | 0 | 0 | 0 | 0 | 0 | 0
F3_Industrial_Other Industrial_New_Space Heating_Natural Gas_Space Heating - Heat Recovery Ventilator_A_Achievable Economic UCT Potential | F3 | Industrial | Other Industrial | New | Space Heating | Natural Gas | Space Heating - Heat Recovery Ventilator | A | Integrated Unit Winter Peak Savings (kW) | Achievable Economic UCT Potential | 0 | 0 | 0 | 0 | 0 | 0 | 0 | 0 | 0 | 0 | 0 | 0 | 0 | 0 | 0 | 0 | 0 | 0 | 0 | 0 | 0 | 0 | 0
F4_Industrial_Other Industrial_New_Space Heating_Natural Gas_Space Heating - Heat Recovery Ventilator_A_Achievable Economic UCT Potential | F4 | Industrial | Other Industrial | New | Space Heating | Natural Gas | Space Heating - Heat Recovery Ventilator | A | Incremental Energy Savings (MWh or mTherms) | Achievable Economic UCT Potential | 0 | 0 | 0 | 0 | 0 | 0 | 0 | 0 | 0 | 0 | 0 | 0 | 0 | 0 | 0 | 0 | 0 | 0 | 0 | 0 | 0 | 0 | 0
F5_Industrial_Other Industrial_New_Space Heating_Natural Gas_Space Heating - Heat Recovery Ventilator_A_Achievable Economic UCT Potential | F5 | Industrial | Other Industrial | New | Space Heating | Natural Gas | Space Heating - Heat Recovery Ventilator | A | Incremental Summer Peak Savings (MW) | Achievable Economic UCT Potential | 0 | 0 | 0 | 0 | 0 | 0 | 0 | 0 | 0 | 0 | 0 | 0 | 0 | 0 | 0 | 0 | 0 | 0 | 0 | 0 | 0 | 0 | 0
F6_Industrial_Other Industrial_New_Space Heating_Natural Gas_Space Heating - Heat Recovery Ventilator_A_Achievable Economic UCT Potential | F6 | Industrial | Other Industrial | New | Space Heating | Natural Gas | Space Heating - Heat Recovery Ventilator | A | Incremental Winter Peak Savings (MW) | Achievable Economic UCT Potential | 0 | 0 | 0 | 0 | 0 | 0 | 0 | 0 | 0 | 0 | 0 | 0 | 0 | 0 | 0 | 0 | 0 | 0 | 0 | 0 | 0 | 0 | 0
F7_Industrial_Other Industrial_New_Space Heating_Natural Gas_Space Heating - Heat Recovery Ventilator_A_Achievable Economic UCT Potential | F7 | Industrial | Other Industrial | New | Space Heating | Natural Gas | Space Heating - Heat Recovery Ventilator | A | Cumulative Energy Savings (MWh or mTherms) | Achievable Economic UCT Potential | 0 | 0 | 0 | 0 | 0 | 0 | 0 | 0 | 0 | 0 | 0 | 0 | 0 | 0 | 0 | 0 | 0 | 0 | 0 | 0 | 0 | 0 | 0
F8_Industrial_Other Industrial_New_Space Heating_Natural Gas_Space Heating - Heat Recovery Ventilator_A_Achievable Economic UCT Potential | F8 | Industrial | Other Industrial | New | Space Heating | Natural Gas | Space Heating - Heat Recovery Ventilator | A | Cumulative Summer Peak Savings (MW) | Achievable Economic UCT Potential | 0 | 0 | 0 | 0 | 0 | 0 | 0 | 0 | 0 | 0 | 0 | 0 | 0 | 0 | 0 | 0 | 0 | 0 | 0 | 0 | 0 | 0 | 0
F9_Industrial_Other Industrial_New_Space Heating_Natural Gas_Space Heating - Heat Recovery Ventilator_A_Achievable Economic UCT Potential | F9 | Industrial | Other Industrial | New | Space Heating | Natural Gas | Space Heating - Heat Recovery Ventilator | A | Cumulative Winter Peak Savings (MW) | Achievable Economic UCT Potential | 0 | 0 | 0 | 0 | 0 | 0 | 0 | 0 | 0 | 0 | 0 | 0 | 0 | 0 | 0 | 0 | 0 | 0 | 0 | 0 | 0 | 0 | 0
F10_Industrial_Other Industrial_New_Space Heating_Natural Gas_Space Heating - Heat Recovery Ventilator_A_Achievable Economic UCT Potential | F10 | Industrial | Other Industrial | New | Space Heating | Natural Gas | Space Heating - Heat Recovery Ventilator | A | Purchases (Incremental) | Achievable Economic UCT Potential | 0 | 0 | 0 | 0 | 0 | 0 | 0 | 0 | 0 | 0 | 0 | 0 | 0 | 0 | 0 | 0 | 0 | 0 | 0 | 0 | 0 | 0 | 0
F11_Industrial_Other Industrial_New_Space Heating_Natural Gas_Space Heating - Heat Recovery Ventilator_A_Achievable Economic UCT Potential | F11 | Industrial | Other Industrial | New | Space Heating | Natural Gas | Space Heating - Heat Recovery Ventilator | A | Purchases (Cumulative) | Achievable Economic UCT Potential | 0 | 0 | 0 | 0 | 0 | 0 | 0 | 0 | 0 | 0 | 0 | 0 | 0 | 0 | 0 | 0 | 0 | 0 | 0 | 0 | 0 | 0 | 0
F1_Industrial_Other Industrial_New_Space Heating_Natural Gas_Thermostat - Programmable_A_Achievable Economic UCT Potential | F1 | Industrial | Other Industrial | New | Space Heating | Natural Gas | Thermostat - Programmable | A | Integrated Unit Energy Savings (kWh or therms) | Achievable Economic UCT Potential | 0 | 0 | 0.0061349 | 0.0060609 | 0.0060081 | 0.005959 | 0.0059233 | 0.005884 | 0.0058447 | 0.0058033 | 0.0057651 | 0.0057246 | 0.0056744 | 0.0056282 | 0.0055806 | 0.0055415 | 0.0055081 | 0.0054771 | 0.0054582 | 0.0054426 | 0.0054337 | 0.0054319 | 0
F2_Industrial_Other Industrial_New_Space Heating_Natural Gas_Thermostat - Programmable_A_Achievable Economic UCT Potential | F2 | Industrial | Other Industrial | New | Space Heating | Natural Gas | Thermostat - Programmable | A | Integrated Unit Summer Peak Savings (kW) | Achievable Economic UCT Potential | 0 | 0 | 0 | 0 | 0 | 0 | 0 | 0 | 0 | 0 | 0 | 0 | 0 | 0 | 0 | 0 | 0 | 0 | 0 | 0 | 0 | 0 | 0
F3_Industrial_Other Industrial_New_Space Heating_Natural Gas_Thermostat - Programmable_A_Achievable Economic UCT Potential | F3 | Industrial | Other Industrial | New | Space Heating | Natural Gas | Thermostat - Programmable | A | Integrated Unit Winter Peak Savings (kW) | Achievable Economic UCT Potential | 0 | 0 | 0 | 0 | 0 | 0 | 0 | 0 | 0 | 0 | 0 | 0 | 0 | 0 | 0 | 0 | 0 | 0 | 0 | 0 | 0 | 0 | 0
F4_Industrial_Other Industrial_New_Space Heating_Natural Gas_Thermostat - Programmable_A_Achievable Economic UCT Potential | F4 | Industrial | Other Industrial | New | Space Heating | Natural Gas | Thermostat - Programmable | A | Incremental Energy Savings (MWh or mTherms) | Achievable Economic UCT Potential | 0 | 0 | 0 | 0 | 0 | 0 | 0 | 0 | 0 | 0 | 0 | 0 | 0 | 0 | 0 | 0 | 0 | 0 | 0 | 0 | 0 | 0 | 0
F5_Industrial_Other Industrial_New_Space Heating_Natural Gas_Thermostat - Programmable_A_Achievable Economic UCT Potential | F5 | Industrial | Other Industrial | New | Space Heating | Natural Gas | Thermostat - Programmable | A | Incremental Summer Peak Savings (MW) | Achievable Economic UCT Potential | 0 | 0 | 0 | 0 | 0 | 0 | 0 | 0 | 0 | 0 | 0 | 0 | 0 | 0 | 0 | 0 | 0 | 0 | 0 | 0 | 0 | 0 | 0
F6_Industrial_Other Industrial_New_Space Heating_Natural Gas_Thermostat - Programmable_A_Achievable Economic UCT Potential | F6 | Industrial | Other Industrial | New | Space Heating | Natural Gas | Thermostat - Programmable | A | Incremental Winter Peak Savings (MW) | Achievable Economic UCT Potential | 0 | 0 | 0 | 0 | 0 | 0 | 0 | 0 | 0 | 0 | 0 | 0 | 0 | 0 | 0 | 0 | 0 | 0 | 0 | 0 | 0 | 0 | 0
F7_Industrial_Other Industrial_New_Space Heating_Natural Gas_Thermostat - Programmable_A_Achievable Economic UCT Potential | F7 | Industrial | Other Industrial | New | Space Heating | Natural Gas | Thermostat - Programmable | A | Cumulative Energy Savings (MWh or mTherms) | Achievable Economic UCT Potential | 0 | 0 | 0 | 0 | 0 | 0 | 0 | 0 | 0 | 0 | 0 | 0 | 0 | 0 | 0 | 0 | 0 | 0 | 0 | 0 | 0 | 0 | 0
F8_Industrial_Other Industrial_New_Space Heating_Natural Gas_Thermostat - Programmable_A_Achievable Economic UCT Potential | F8 | Industrial | Other Industrial | New | Space Heating | Natural Gas | Thermostat - Programmable | A | Cumulative Summer Peak Savings (MW) | Achievable Economic UCT Potential | 0 | 0 | 0 | 0 | 0 | 0 | 0 | 0 | 0 | 0 | 0 | 0 | 0 | 0 | 0 | 0 | 0 | 0 | 0 | 0 | 0 | 0 | 0
F9_Industrial_Other Industrial_New_Space Heating_Natural Gas_Thermostat - Programmable_A_Achievable Economic UCT Potential | F9 | Industrial | Other Industrial | New | Space Heating | Natural Gas | Thermostat - Programmable | A | Cumulative Winter Peak Savings (MW) | Achievable Economic UCT Potential | 0 | 0 | 0 | 0 | 0 | 0 | 0 | 0 | 0 | 0 | 0 | 0 | 0 | 0 | 0 | 0 | 0 | 0 | 0 | 0 | 0 | 0 | 0
F10_Industrial_Other Industrial_New_Space Heating_Natural Gas_Thermostat - Programmable_A_Achievable Economic UCT Potential | F10 | Industrial | Other Industrial | New | Space Heating | Natural Gas | Thermostat - Programmable | A | Purchases (Incremental) | Achievable Economic UCT Potential | 0 | 0 | 0 | 0 | 0 | 0 | 0 | 0 | 0 | 0 | 0 | 0 | 0 | 0 | 0 | 0 | 0 | 0 | 0 | 0 | 0 | 0 | 0
F11_Industrial_Other Industrial_New_Space Heating_Natural Gas_Thermostat - Programmable_A_Achievable Economic UCT Potential | F11 | Industrial | Other Industrial | New | Space Heating | Natural Gas | Thermostat - Programmable | A | Purchases (Cumulative) | Achievable Economic UCT Potential | 0 | 0 | 0 | 0 | 0 | 0 | 0 | 0 | 0 | 0 | 0 | 0 | 0 | 0 | 0 | 0 | 0 | 0 | 0 | 0 | 0 | 0 | 0
F1_Industrial_Other Industrial_New_Space Heating_Natural Gas_ENERGY STAR Connected Thermostat_A_Achievable Economic UCT Potential | F1 | Industrial | Other Industrial | New | Space Heating | Natural Gas | ENERGY STAR Connected Thermostat | A | Integrated Unit Energy Savings (kWh or therms) | Achievable Economic UCT Potential | 0 | 0 | 0.01483 | 0.014651 | 0.014524 | 0.014405 | 0.014319 | 0.014224 | 0.014129 | 0.014029 | 0.013936 | 0.013838 | 0.013717 | 0.013605 | 0.01349 | 0.013396 | 0.013315 | 0.01324 | 0.013194 | 0.013157 | 0.013135 | 0.013131 | 0
F2_Industrial_Other Industrial_New_Space Heating_Natural Gas_ENERGY STAR Connected Thermostat_A_Achievable Economic UCT Potential | F2 | Industrial | Other Industrial | New | Space Heating | Natural Gas | ENERGY STAR Connected Thermostat | A | Integrated Unit Summer Peak Savings (kW) | Achievable Economic UCT Potential | 0 | 0 | 0 | 0 | 0 | 0 | 0 | 0 | 0 | 0 | 0 | 0 | 0 | 0 | 0 | 0 | 0 | 0 | 0 | 0 | 0 | 0 | 0
F3_Industrial_Other Industrial_New_Space Heating_Natural Gas_ENERGY STAR Connected Thermostat_A_Achievable Economic UCT Potential | F3 | Industrial | Other Industrial | New | Space Heating | Natural Gas | ENERGY STAR Connected Thermostat | A | Integrated Unit Winter Peak Savings (kW) | Achievable Economic UCT Potential | 0 | 0 | 0 | 0 | 0 | 0 | 0 | 0 | 0 | 0 | 0 | 0 | 0 | 0 | 0 | 0 | 0 | 0 | 0 | 0 | 0 | 0 | 0
F4_Industrial_Other Industrial_New_Space Heating_Natural Gas_ENERGY STAR Connected Thermostat_A_Achievable Economic UCT Potential | F4 | Industrial | Other Industrial | New | Space Heating | Natural Gas | ENERGY STAR Connected Thermostat | A | Incremental Energy Savings (MWh or mTherms) | Achievable Economic UCT Potential | 0 | 0 | 0 | 0 | 0 | 0 | 0 | 0 | 0 | 0 | 0 | 0 | 0 | 0 | 0 | 0 | 0 | 0 | 0 | 0 | 0 | 0 | 0
F5_Industrial_Other Industrial_New_Space Heating_Natural Gas_ENERGY STAR Connected Thermostat_A_Achievable Economic UCT Potential | F5 | Industrial | Other Industrial | New | Space Heating | Natural Gas | ENERGY STAR Connected Thermostat | A | Incremental Summer Peak Savings (MW) | Achievable Economic UCT Potential | 0 | 0 | 0 | 0 | 0 | 0 | 0 | 0 | 0 | 0 | 0 | 0 | 0 | 0 | 0 | 0 | 0 | 0 | 0 | 0 | 0 | 0 | 0
F6_Industrial_Other Industrial_New_Space Heating_Natural Gas_ENERGY STAR Connected Thermostat_A_Achievable Economic UCT Potential | F6 | Industrial | Other Industrial | New | Space Heating | Natural Gas | ENERGY STAR Connected Thermostat | A | Incremental Winter Peak Savings (MW) | Achievable Economic UCT Potential | 0 | 0 | 0 | 0 | 0 | 0 | 0 | 0 | 0 | 0 | 0 | 0 | 0 | 0 | 0 | 0 | 0 | 0 | 0 | 0 | 0 | 0 | 0
F7_Industrial_Other Industrial_New_Space Heating_Natural Gas_ENERGY STAR Connected Thermostat_A_Achievable Economic UCT Potential | F7 | Industrial | Other Industrial | New | Space Heating | Natural Gas | ENERGY STAR Connected Thermostat | A | Cumulative Energy Savings (MWh or mTherms) | Achievable Economic UCT Potential | 0 | 0 | 0 | 0 | 0 | 0 | 0 | 0 | 0 | 0 | 0 | 0 | 0 | 0 | 0 | 0 | 0 | 0 | 0 | 0 | 0 | 0 | 0
F8_Industrial_Other Industrial_New_Space Heating_Natural Gas_ENERGY STAR Connected Thermostat_A_Achievable Economic UCT Potential | F8 | Industrial | Other Industrial | New | Space Heating | Natural Gas | ENERGY STAR Connected Thermostat | A | Cumulative Summer Peak Savings (MW) | Achievable Economic UCT Potential | 0 | 0 | 0 | 0 | 0 | 0 | 0 | 0 | 0 | 0 | 0 | 0 | 0 | 0 | 0 | 0 | 0 | 0 | 0 | 0 | 0 | 0 | 0
F9_Industrial_Other Industrial_New_Space Heating_Natural Gas_ENERGY STAR Connected Thermostat_A_Achievable Economic UCT Potential | F9 | Industrial | Other Industrial | New | Space Heating | Natural Gas | ENERGY STAR Connected Thermostat | A | Cumulative Winter Peak Savings (MW) | Achievable Economic UCT Potential | 0 | 0 | 0 | 0 | 0 | 0 | 0 | 0 | 0 | 0 | 0 | 0 | 0 | 0 | 0 | 0 | 0 | 0 | 0 | 0 | 0 | 0 | 0
F10_Industrial_Other Industrial_New_Space Heating_Natural Gas_ENERGY STAR Connected Thermostat_A_Achievable Economic UCT Potential | F10 | Industrial | Other Industrial | New | Space Heating | Natural Gas | ENERGY STAR Connected Thermostat | A | Purchases (Incremental) | Achievable Economic UCT Potential | 0 | 0 | 0 | 0 | 0 | 0 | 0 | 0 | 0 | 0 | 0 | 0 | 0 | 0 | 0 | 0 | 0 | 0 | 0 | 0 | 0 | 0 | 0
F11_Industrial_Other Industrial_New_Space Heating_Natural Gas_ENERGY STAR Connected Thermostat_A_Achievable Economic UCT Potential | F11 | Industrial | Other Industrial | New | Space Heating | Natural Gas | ENERGY STAR Connected Thermostat | A | Purchases (Cumulative) | Achievable Economic UCT Potential | 0 | 0 | 0 | 0 | 0 | 0 | 0 | 0 | 0 | 0 | 0 | 0 | 0 | 0 | 0 | 0 | 0 | 0 | 0 | 0 | 0 | 0 | 0
F1_Industrial_Other Industrial_New_Space Heating_Natural Gas_Destratification Fans (HVLS)_A_Achievable Economic UCT Potential | F1 | Industrial | Other Industrial | New | Space Heating | Natural Gas | Destratification Fans (HVLS) | A | Integrated Unit Energy Savings (kWh or therms) | Achievable Economic UCT Potential | 0 | 0 | 0.01483 | 0.014651 | 0.014524 | 0.014405 | 0.014319 | 0.014224 | 0.014129 | 0.014029 | 0.013936 | 0.013838 | 0.013717 | 0.013605 | 0.01349 | 0.013396 | 0.013315 | 0.01324 | 0.013194 | 0.013157 | 0.013135 | 0.013131 | 0
F2_Industrial_Other Industrial_New_Space Heating_Natural Gas_Destratification Fans (HVLS)_A_Achievable Economic UCT Potential | F2 | Industrial | Other Industrial | New | Space Heating | Natural Gas | Destratification Fans (HVLS) | A | Integrated Unit Summer Peak Savings (kW) | Achievable Economic UCT Potential | 0 | 0 | 0 | 0 | 0 | 0 | 0 | 0 | 0 | 0 | 0 | 0 | 0 | 0 | 0 | 0 | 0 | 0 | 0 | 0 | 0 | 0 | 0
F3_Industrial_Other Industrial_New_Space Heating_Natural Gas_Destratification Fans (HVLS)_A_Achievable Economic UCT Potential | F3 | Industrial | Other Industrial | New | Space Heating | Natural Gas | Destratification Fans (HVLS) | A | Integrated Unit Winter Peak Savings (kW) | Achievable Economic UCT Potential | 0 | 0 | 0 | 0 | 0 | 0 | 0 | 0 | 0 | 0 | 0 | 0 | 0 | 0 | 0 | 0 | 0 | 0 | 0 | 0 | 0 | 0 | 0
F4_Industrial_Other Industrial_New_Space Heating_Natural Gas_Destratification Fans (HVLS)_A_Achievable Economic UCT Potential | F4 | Industrial | Other Industrial | New | Space Heating | Natural Gas | Destratification Fans (HVLS) | A | Incremental Energy Savings (MWh or mTherms) | Achievable Economic UCT Potential | 0 | 0 | 0 | 0 | 0 | 0 | 0 | 0 | 0 | 0 | 0 | 0 | 0 | 0 | 0 | 0 | 0 | 0 | 0 | 0 | 0 | 0 | 0
F5_Industrial_Other Industrial_New_Space Heating_Natural Gas_Destratification Fans (HVLS)_A_Achievable Economic UCT Potential | F5 | Industrial | Other Industrial | New | Space Heating | Natural Gas | Destratification Fans (HVLS) | A | Incremental Summer Peak Savings (MW) | Achievable Economic UCT Potential | 0 | 0 | 0 | 0 | 0 | 0 | 0 | 0 | 0 | 0 | 0 | 0 | 0 | 0 | 0 | 0 | 0 | 0 | 0 | 0 | 0 | 0 | 0
F6_Industrial_Other Industrial_New_Space Heating_Natural Gas_Destratification Fans (HVLS)_A_Achievable Economic UCT Potential | F6 | Industrial | Other Industrial | New | Space Heating | Natural Gas | Destratification Fans (HVLS) | A | Incremental Winter Peak Savings (MW) | Achievable Economic UCT Potential | 0 | 0 | 0 | 0 | 0 | 0 | 0 | 0 | 0 | 0 | 0 | 0 | 0 | 0 | 0 | 0 | 0 | 0 | 0 | 0 | 0 | 0 | 0
F7_Industrial_Other Industrial_New_Space Heating_Natural Gas_Destratification Fans (HVLS)_A_Achievable Economic UCT Potential | F7 | Industrial | Other Industrial | New | Space Heating | Natural Gas | Destratification Fans (HVLS) | A | Cumulative Energy Savings (MWh or mTherms) | Achievable Economic UCT Potential | 0 | 0 | 0 | 0 | 0 | 0 | 0 | 0 | 0 | 0 | 0 | 0 | 0 | 0 | 0 | 0 | 0 | 0 | 0 | 0 | 0 | 0 | 0
F8_Industrial_Other Industrial_New_Space Heating_Natural Gas_Destratification Fans (HVLS)_A_Achievable Economic UCT Potential | F8 | Industrial | Other Industrial | New | Space Heating | Natural Gas | Destratification Fans (HVLS) | A | Cumulative Summer Peak Savings (MW) | Achievable Economic UCT Potential | 0 | 0 | 0 | 0 | 0 | 0 | 0 | 0 | 0 | 0 | 0 | 0 | 0 | 0 | 0 | 0 | 0 | 0 | 0 | 0 | 0 | 0 | 0
F9_Industrial_Other Industrial_New_Space Heating_Natural Gas_Destratification Fans (HVLS)_A_Achievable Economic UCT Potential | F9 | Industrial | Other Industrial | New | Space Heating | Natural Gas | Destratification Fans (HVLS) | A | Cumulative Winter Peak Savings (MW) | Achievable Economic UCT Potential | 0 | 0 | 0 | 0 | 0 | 0 | 0 | 0 | 0 | 0 | 0 | 0 | 0 | 0 | 0 | 0 | 0 | 0 | 0 | 0 | 0 | 0 | 0
F10_Industrial_Other Industrial_New_Space Heating_Natural Gas_Destratification Fans (HVLS)_A_Achievable Economic UCT Potential | F10 | Industrial | Other Industrial | New | Space Heating | Natural Gas | Destratification Fans (HVLS) | A | Purchases (Incremental) | Achievable Economic UCT Potential | 0 | 0 | 0 | 0 | 0 | 0 | 0 | 0 | 0 | 0 | 0 | 0 | 0 | 0 | 0 | 0 | 0 | 0 | 0 | 0 | 0 | 0 | 0
F11_Industrial_Other Industrial_New_Space Heating_Natural Gas_Destratification Fans (HVLS)_A_Achievable Economic UCT Potential | F11 | Industrial | Other Industrial | New | Space Heating | Natural Gas | Destratification Fans (HVLS) | A | Purchases (Cumulative) | Achievable Economic UCT Potential | 0 | 0 | 0 | 0 | 0 | 0 | 0 | 0 | 0 | 0 | 0 | 0 | 0 | 0 | 0 | 0 | 0 | 0 | 0 | 0 | 0 | 0 | 0
F1_Industrial_Other Industrial_New_Space Heating_Natural Gas_Gas Boiler - Insulate Steam Lines/Condensate Tank_A_Achievable Economic UCT Potential | F1 | Industrial | Other Industrial | New | Space Heating | Natural Gas | Gas Boiler - Insulate Steam Lines/Condensate Tank | A | Integrated Unit Energy Savings (kWh or therms) | Achievable Economic UCT Potential | 0 | 0 | 21.0924 | 20.8403 | 20.6616 | 20.4954 | 20.3767 | 20.2458 | 20.1149 | 19.9769 | 19.8503 | 19.7159 | 19.5478 | 19.3923 | 19.2318 | 19.0991 | 18.9842 | 18.8756 | 18.8099 | 18.7549 | 18.7234 | 18.7162 | 0
F2_Industrial_Other Industrial_New_Space Heating_Natural Gas_Gas Boiler - Insulate Steam Lines/Condensate Tank_A_Achievable Economic UCT Potential | F2 | Industrial | Other Industrial | New | Space Heating | Natural Gas | Gas Boiler - Insulate Steam Lines/Condensate Tank | A | Integrated Unit Summer Peak Savings (kW) | Achievable Economic UCT Potential | 0 | 0 | 0 | 0 | 0 | 0 | 0 | 0 | 0 | 0 | 0 | 0 | 0 | 0 | 0 | 0 | 0 | 0 | 0 | 0 | 0 | 0 | 0
F3_Industrial_Other Industrial_New_Space Heating_Natural Gas_Gas Boiler - Insulate Steam Lines/Condensate Tank_A_Achievable Economic UCT Potential | F3 | Industrial | Other Industrial | New | Space Heating | Natural Gas | Gas Boiler - Insulate Steam Lines/Condensate Tank | A | Integrated Unit Winter Peak Savings (kW) | Achievable Economic UCT Potential | 0 | 0 | 0 | 0 | 0 | 0 | 0 | 0 | 0 | 0 | 0 | 0 | 0 | 0 | 0 | 0 | 0 | 0 | 0 | 0 | 0 | 0 | 0
F4_Industrial_Other Industrial_New_Space Heating_Natural Gas_Gas Boiler - Insulate Steam Lines/Condensate Tank_A_Achievable Economic UCT Potential | F4 | Industrial | Other Industrial | New | Space Heating | Natural Gas | Gas Boiler - Insulate Steam Lines/Condensate Tank | A | Incremental Energy Savings (MWh or mTherms) | Achievable Economic UCT Potential | 0 | 0 | 0.0025174 | 0.0043408 | 0.0061367 | 0.0081255 | 0.0092987 | 0.010647 | 0.011959 | 0.013419 | 0.014476 | 0.015682 | 0.016824 | 0.018158 | 0.018996 | 0.020058 | 0.021122 | 0.022372 | 0.023197 | 0.024238 | 0.025274 | 0.026338 | 0
F5_Industrial_Other Industrial_New_Space Heating_Natural Gas_Gas Boiler - Insulate Steam Lines/Condensate Tank_A_Achievable Economic UCT Potential | F5 | Industrial | Other Industrial | New | Space Heating | Natural Gas | Gas Boiler - Insulate Steam Lines/Condensate Tank | A | Incremental Summer Peak Savings (MW) | Achievable Economic UCT Potential | 0 | 0 | 0 | 0 | 0 | 0 | 0 | 0 | 0 | 0 | 0 | 0 | 0 | 0 | 0 | 0 | 0 | 0 | 0 | 0 | 0 | 0 | 0
F6_Industrial_Other Industrial_New_Space Heating_Natural Gas_Gas Boiler - Insulate Steam Lines/Condensate Tank_A_Achievable Economic UCT Potential | F6 | Industrial | Other Industrial | New | Space Heating | Natural Gas | Gas Boiler - Insulate Steam Lines/Condensate Tank | A | Incremental Winter Peak Savings (MW) | Achievable Economic UCT Potential | 0 | 0 | 0 | 0 | 0 | 0 | 0 | 0 | 0 | 0 | 0 | 0 | 0 | 0 | 0 | 0 | 0 | 0 | 0 | 0 | 0 | 0 | 0
F7_Industrial_Other Industrial_New_Space Heating_Natural Gas_Gas Boiler - Insulate Steam Lines/Condensate Tank_A_Achievable Economic UCT Potential | F7 | Industrial | Other Industrial | New | Space Heating | Natural Gas | Gas Boiler - Insulate Steam Lines/Condensate Tank | A | Cumulative Energy Savings (MWh or mTherms) | Achievable Economic UCT Potential | 0 | 0 | 0.0025174 | 0.0068282 | 0.012906 | 0.020928 | 0.030105 | 0.040559 | 0.052255 | 0.065315 | 0.079377 | 0.094522 | 0.11054 | 0.12782 | 0.14576 | 0.16481 | 0.18494 | 0.20625 | 0.22873 | 0.2523 | 0.27715 | 0.30338 | 0
F8_Industrial_Other Industrial_New_Space Heating_Natural Gas_Gas Boiler - Insulate Steam Lines/Condensate Tank_A_Achievable Economic UCT Potential | F8 | Industrial | Other Industrial | New | Space Heating | Natural Gas | Gas Boiler - Insulate Steam Lines/Condensate Tank | A | Cumulative Summer Peak Savings (MW) | Achievable Economic UCT Potential | 0 | 0 | 0 | 0 | 0 | 0 | 0 | 0 | 0 | 0 | 0 | 0 | 0 | 0 | 0 | 0 | 0 | 0 | 0 | 0 | 0 | 0 | 0
F9_Industrial_Other Industrial_New_Space Heating_Natural Gas_Gas Boiler - Insulate Steam Lines/Condensate Tank_A_Achievable Economic UCT Potential | F9 | Industrial | Other Industrial | New | Space Heating | Natural Gas | Gas Boiler - Insulate Steam Lines/Condensate Tank | A | Cumulative Winter Peak Savings (MW) | Achievable Economic UCT Potential | 0 | 0 | 0 | 0 | 0 | 0 | 0 | 0 | 0 | 0 | 0 | 0 | 0 | 0 | 0 | 0 | 0 | 0 | 0 | 0 | 0 | 0 | 0
F10_Industrial_Other Industrial_New_Space Heating_Natural Gas_Gas Boiler - Insulate Steam Lines/Condensate Tank_A_Achievable Economic UCT Potential | F10 | Industrial | Other Industrial | New | Space Heating | Natural Gas | Gas Boiler - Insulate Steam Lines/Condensate Tank | A | Purchases (Incremental) | Achievable Economic UCT Potential | 0 | 0 | 0.11935 | 0.20829 | 0.29701 | 0.39645 | 0.45634 | 0.52586 | 0.59451 | 0.67173 | 0.72924 | 0.79538 | 0.86065 | 0.93636 | 0.98775 | 1.0502 | 1.1126 | 1.1853 | 1.2332 | 1.2924 | 1.3499 | 1.4072 | 0
F11_Industrial_Other Industrial_New_Space Heating_Natural Gas_Gas Boiler - Insulate Steam Lines/Condensate Tank_A_Achievable Economic UCT Potential | F11 | Industrial | Other Industrial | New | Space Heating | Natural Gas | Gas Boiler - Insulate Steam Lines/Condensate Tank | A | Purchases (Cumulative) | Achievable Economic UCT Potential | 0 | 0 | 0.11935 | 0.32764 | 0.62465 | 1.0211 | 1.4774 | 2.0033 | 2.5978 | 3.2695 | 3.9988 | 4.7942 | 5.6548 | 6.5912 | 7.5789 | 8.6291 | 9.7417 | 10.927 | 12.1602 | 13.4526 | 14.8025 | 16.2097 | 0
F1_Industrial_Other Industrial_New_Process_Natural Gas_Gas Boiler - Insulate Steam Lines/Condensate Tank_A_Achievable Economic UCT Potential | F1 | Industrial | Other Industrial | New | Process | Natural Gas | Gas Boiler - Insulate Steam Lines/Condensate Tank | A | Integrated Unit Energy Savings (kWh or therms) | Achievable Economic UCT Potential | 0 | 0 | 16.8256 | 16.8116 | 16.7981 | 16.7861 | 16.7688 | 16.7559 | 16.7441 | 16.7347 | 16.7242 | 16.7165 | 16.7107 | 16.7081 | 16.7038 | 16.7021 | 16.7008 | 16.7022 | 16.7018 | 16.7032 | 16.7043 | 16.705 | 0
F2_Industrial_Other Industrial_New_Process_Natural Gas_Gas Boiler - Insulate Steam Lines/Condensate Tank_A_Achievable Economic UCT Potential | F2 | Industrial | Other Industrial | New | Process | Natural Gas | Gas Boiler - Insulate Steam Lines/Condensate Tank | A | Integrated Unit Summer Peak Savings (kW) | Achievable Economic UCT Potential | 0 | 0 | 0 | 0 | 0 | 0 | 0 | 0 | 0 | 0 | 0 | 0 | 0 | 0 | 0 | 0 | 0 | 0 | 0 | 0 | 0 | 0 | 0
F3_Industrial_Other Industrial_New_Process_Natural Gas_Gas Boiler - Insulate Steam Lines/Condensate Tank_A_Achievable Economic UCT Potential | F3 | Industrial | Other Industrial | New | Process | Natural Gas | Gas Boiler - Insulate Steam Lines/Condensate Tank | A | Integrated Unit Winter Peak Savings (kW) | Achievable Economic UCT Potential | 0 | 0 | 0 | 0 | 0 | 0 | 0 | 0 | 0 | 0 | 0 | 0 | 0 | 0 | 0 | 0 | 0 | 0 | 0 | 0 | 0 | 0 | 0
F4_Industrial_Other Industrial_New_Process_Natural Gas_Gas Boiler - Insulate Steam Lines/Condensate Tank_A_Achievable Economic UCT Potential | F4 | Industrial | Other Industrial | New | Process | Natural Gas | Gas Boiler - Insulate Steam Lines/Condensate Tank | A | Incremental Energy Savings (MWh or mTherms) | Achievable Economic UCT Potential | 0 | 0 | 0.029077 | 0.050702 | 0.07224 | 0.096358 | 0.1108 | 0.12758 | 0.14413 | 0.16276 | 0.17659 | 0.19252 | 0.20824 | 0.22652 | 0.23889 | 0.25397 | 0.26904 | 0.28663 | 0.29823 | 0.31256 | 0.32649 | 0.34038 | 0
F5_Industrial_Other Industrial_New_Process_Natural Gas_Gas Boiler - Insulate Steam Lines/Condensate Tank_A_Achievable Economic UCT Potential | F5 | Industrial | Other Industrial | New | Process | Natural Gas | Gas Boiler - Insulate Steam Lines/Condensate Tank | A | Incremental Summer Peak Savings (MW) | Achievable Economic UCT Potential | 0 | 0 | 0 | 0 | 0 | 0 | 0 | 0 | 0 | 0 | 0 | 0 | 0 | 0 | 0 | 0 | 0 | 0 | 0 | 0 | 0 | 0 | 0
F6_Industrial_Other Industrial_New_Process_Natural Gas_Gas Boiler - Insulate Steam Lines/Condensate Tank_A_Achievable Economic UCT Potential | F6 | Industrial | Other Industrial | New | Process | Natural Gas | Gas Boiler - Insulate Steam Lines/Condensate Tank | A | Incremental Winter Peak Savings (MW) | Achievable Economic UCT Potential | 0 | 0 | 0 | 0 | 0 | 0 | 0 | 0 | 0 | 0 | 0 | 0 | 0 | 0 | 0 | 0 | 0 | 0 | 0 | 0 | 0 | 0 | 0
F7_Industrial_Other Industrial_New_Process_Natural Gas_Gas Boiler - Insulate Steam Lines/Condensate Tank_A_Achievable Economic UCT Potential | F7 | Industrial | Other Industrial | New | Process | Natural Gas | Gas Boiler - Insulate Steam Lines/Condensate Tank | A | Cumulative Energy Savings (MWh or mTherms) | Achievable Economic UCT Potential | 0 | 0 | 0.029077 | 0.079754 | 0.15193 | 0.24818 | 0.35872 | 0.48603 | 0.62982 | 0.79223 | 0.96832 | 1.1604 | 1.3682 | 1.5945 | 1.833 | 2.0868 | 2.3557 | 2.6425 | 2.9407 | 3.2535 | 3.5802 | 3.9207 | 0
F8_Industrial_Other Industrial_New_Process_Natural Gas_Gas Boiler - Insulate Steam Lines/Condensate Tank_A_Achievable Economic UCT Potential | F8 | Industrial | Other Industrial | New | Process | Natural Gas | Gas Boiler - Insulate Steam Lines/Condensate Tank | A | Cumulative Summer Peak Savings (MW) | Achievable Economic UCT Potential | 0 | 0 | 0 | 0 | 0 | 0 | 0 | 0 | 0 | 0 | 0 | 0 | 0 | 0 | 0 | 0 | 0 | 0 | 0 | 0 | 0 | 0 | 0
F9_Industrial_Other Industrial_New_Process_Natural Gas_Gas Boiler - Insulate Steam Lines/Condensate Tank_A_Achievable Economic UCT Potential | F9 | Industrial | Other Industrial | New | Process | Natural Gas | Gas Boiler - Insulate Steam Lines/Condensate Tank | A | Cumulative Winter Peak Savings (MW) | Achievable Economic UCT Potential | 0 | 0 | 0 | 0 | 0 | 0 | 0 | 0 | 0 | 0 | 0 | 0 | 0 | 0 | 0 | 0 | 0 | 0 | 0 | 0 | 0 | 0 | 0
F10_Industrial_Other Industrial_New_Process_Natural Gas_Gas Boiler - Insulate Steam Lines/Condensate Tank_A_Achievable Economic UCT Potential | F10 | Industrial | Other Industrial | New | Process | Natural Gas | Gas Boiler - Insulate Steam Lines/Condensate Tank | A | Purchases (Incremental) | Achievable Economic UCT Potential | 0 | 0 | 1.7281 | 3.0159 | 4.3005 | 5.7403 | 6.6075 | 7.6141 | 8.608 | 9.7261 | 10.5588 | 11.5165 | 12.4615 | 13.5577 | 14.3018 | 15.206 | 16.1096 | 17.1615 | 17.8563 | 18.7125 | 19.5453 | 20.3757 | 0
F11_Industrial_Other Industrial_New_Process_Natural Gas_Gas Boiler - Insulate Steam Lines/Condensate Tank_A_Achievable Economic UCT Potential | F11 | Industrial | Other Industrial | New | Process | Natural Gas | Gas Boiler - Insulate Steam Lines/Condensate Tank | A | Purchases (Cumulative) | Achievable Economic UCT Potential | 0 | 0 | 1.7281 | 4.744 | 9.0445 | 14.7848 | 21.3923 | 29.0064 | 37.6144 | 47.3404 | 57.8992 | 69.4157 | 81.8772 | 95.4349 | 109.7367 | 124.9427 | 141.0523 | 158.2138 | 176.0701 | 194.7826 | 214.3279 | 234.7035 | 0
F1_Industrial_Other Industrial_New_Space Heating_Natural Gas_Gas Boiler - Insulate Hot Water Lines_A_Achievable Economic UCT Potential | F1 | Industrial | Other Industrial | New | Space Heating | Natural Gas | Gas Boiler - Insulate Hot Water Lines | A | Integrated Unit Energy Savings (kWh or therms) | Achievable Economic UCT Potential | 0 | 0 | 23.8652 | 23.5967 | 23.4138 | 23.2486 | 23.1502 | 23.0397 | 22.9379 | 22.8355 | 22.7626 | 22.6873 | 22.5801 | 22.4841 | 22.391 | 22.3129 | 22.2395 | 22.1464 | 22.0989 | 22.0356 | 21.9847 | 21.9518 | 0
F2_Industrial_Other Industrial_New_Space Heating_Natural Gas_Gas Boiler - Insulate Hot Water Lines_A_Achievable Economic UCT Potential | F2 | Industrial | Other Industrial | New | Space Heating | Natural Gas | Gas Boiler - Insulate Hot Water Lines | A | Integrated Unit Summer Peak Savings (kW) | Achievable Economic UCT Potential | 0 | 0 | 0 | 0 | 0 | 0 | 0 | 0 | 0 | 0 | 0 | 0 | 0 | 0 | 0 | 0 | 0 | 0 | 0 | 0 | 0 | 0 | 0
F3_Industrial_Other Industrial_New_Space Heating_Natural Gas_Gas Boiler - Insulate Hot Water Lines_A_Achievable Economic UCT Potential | F3 | Industrial | Other Industrial | New | Space Heating | Natural Gas | Gas Boiler - Insulate Hot Water Lines | A | Integrated Unit Winter Peak Savings (kW) | Achievable Economic UCT Potential | 0 | 0 | 0 | 0 | 0 | 0 | 0 | 0 | 0 | 0 | 0 | 0 | 0 | 0 | 0 | 0 | 0 | 0 | 0 | 0 | 0 | 0 | 0
F4_Industrial_Other Industrial_New_Space Heating_Natural Gas_Gas Boiler - Insulate Hot Water Lines_A_Achievable Economic UCT Potential | F4 | Industrial | Other Industrial | New | Space Heating | Natural Gas | Gas Boiler - Insulate Hot Water Lines | A | Incremental Energy Savings (MWh or mTherms) | Achievable Economic UCT Potential | 0 | 0 | 0.0028483 | 0.004915 | 0.0069542 | 0.009217 | 0.010564 | 0.012116 | 0.013637 | 0.015339 | 0.016599 | 0.018045 | 0.019433 | 0.021053 | 0.022117 | 0.023433 | 0.024744 | 0.026249 | 0.027253 | 0.028478 | 0.029677 | 0.030891 | 0
F5_Industrial_Other Industrial_New_Space Heating_Natural Gas_Gas Boiler - Insulate Hot Water Lines_A_Achievable Economic UCT Potential | F5 | Industrial | Other Industrial | New | Space Heating | Natural Gas | Gas Boiler - Insulate Hot Water Lines | A | Incremental Summer Peak Savings (MW) | Achievable Economic UCT Potential | 0 | 0 | 0 | 0 | 0 | 0 | 0 | 0 | 0 | 0 | 0 | 0 | 0 | 0 | 0 | 0 | 0 | 0 | 0 | 0 | 0 | 0 | 0
F6_Industrial_Other Industrial_New_Space Heating_Natural Gas_Gas Boiler - Insulate Hot Water Lines_A_Achievable Economic UCT Potential | F6 | Industrial | Other Industrial | New | Space Heating | Natural Gas | Gas Boiler - Insulate Hot Water Lines | A | Incremental Winter Peak Savings (MW) | Achievable Economic UCT Potential | 0 | 0 | 0 | 0 | 0 | 0 | 0 | 0 | 0 | 0 | 0 | 0 | 0 | 0 | 0 | 0 | 0 | 0 | 0 | 0 | 0 | 0 | 0
F7_Industrial_Other Industrial_New_Space Heating_Natural Gas_Gas Boiler - Insulate Hot Water Lines_A_Achievable Economic UCT Potential | F7 | Industrial | Other Industrial | New | Space Heating | Natural Gas | Gas Boiler - Insulate Hot Water Lines | A | Cumulative Energy Savings (MWh or mTherms) | Achievable Economic UCT Potential | 0 | 0 | 0.0028483 | 0.0077313 | 0.014626 | 0.023739 | 0.034203 | 0.046156 | 0.059589 | 0.074662 | 0.091023 | 0.10877 | 0.12769 | 0.1482 | 0.1697 | 0.19254 | 0.21665 | 0.24199 | 0.26873 | 0.29644 | 0.32543 | 0.35583 | 0
F8_Industrial_Other Industrial_New_Space Heating_Natural Gas_Gas Boiler - Insulate Hot Water Lines_A_Achievable Economic UCT Potential | F8 | Industrial | Other Industrial | New | Space Heating | Natural Gas | Gas Boiler - Insulate Hot Water Lines | A | Cumulative Summer Peak Savings (MW) | Achievable Economic UCT Potential | 0 | 0 | 0 | 0 | 0 | 0 | 0 | 0 | 0 | 0 | 0 | 0 | 0 | 0 | 0 | 0 | 0 | 0 | 0 | 0 | 0 | 0 | 0
F9_Industrial_Other Industrial_New_Space Heating_Natural Gas_Gas Boiler - Insulate Hot Water Lines_A_Achievable Economic UCT Potential | F9 | Industrial | Other Industrial | New | Space Heating | Natural Gas | Gas Boiler - Insulate Hot Water Lines | A | Cumulative Winter Peak Savings (MW) | Achievable Economic UCT Potential | 0 | 0 | 0 | 0 | 0 | 0 | 0 | 0 | 0 | 0 | 0 | 0 | 0 | 0 | 0 | 0 | 0 | 0 | 0 | 0 | 0 | 0 | 0
F10_Industrial_Other Industrial_New_Space Heating_Natural Gas_Gas Boiler - Insulate Hot Water Lines_A_Achievable Economic UCT Potential | F10 | Industrial | Other Industrial | New | Space Heating | Natural Gas | Gas Boiler - Insulate Hot Water Lines | A | Purchases (Incremental) | Achievable Economic UCT Potential | 0 | 0 | 0.11935 | 0.20829 | 0.29701 | 0.39645 | 0.45634 | 0.52586 | 0.59451 | 0.67173 | 0.72924 | 0.79538 | 0.86065 | 0.93636 | 0.98775 | 1.0502 | 1.1126 | 1.1853 | 1.2332 | 1.2924 | 1.3499 | 1.4072 | 0
F11_Industrial_Other Industrial_New_Space Heating_Natural Gas_Gas Boiler - Insulate Hot Water Lines_A_Achievable Economic UCT Potential | F11 | Industrial | Other Industrial | New | Space Heating | Natural Gas | Gas Boiler - Insulate Hot Water Lines | A | Purchases (Cumulative) | Achievable Economic UCT Potential | 0 | 0 | 0.11935 | 0.32764 | 0.62465 | 1.0211 | 1.4774 | 2.0033 | 2.5978 | 3.2695 | 3.9988 | 4.7942 | 5.6548 | 6.5912 | 7.5789 | 8.6291 | 9.7417 | 10.927 | 12.1602 | 13.4526 | 14.8025 | 16.2097 | 0
F1_Industrial_Other Industrial_New_Process_Natural Gas_Gas Boiler - Insulate Hot Water Lines_A_Achievable Economic UCT Potential | F1 | Industrial | Other Industrial | New | Process | Natural Gas | Gas Boiler - Insulate Hot Water Lines | A | Integrated Unit Energy Savings (kWh or therms) | Achievable Economic UCT Potential | 0 | 0 | 19.0398 | 19.0362 | 19.0324 | 19.029 | 19.0237 | 19.0178 | 19.0114 | 19.0056 | 18.9995 | 18.9954 | 18.9931 | 18.9932 | 18.9936 | 18.9956 | 18.9979 | 19.0007 | 19.0024 | 19.0044 | 19.0061 | 19.0078 | 0
F2_Industrial_Other Industrial_New_Process_Natural Gas_Gas Boiler - Insulate Hot Water Lines_A_Achievable Economic UCT Potential | F2 | Industrial | Other Industrial | New | Process | Natural Gas | Gas Boiler - Insulate Hot Water Lines | A | Integrated Unit Summer Peak Savings (kW) | Achievable Economic UCT Potential | 0 | 0 | 0 | 0 | 0 | 0 | 0 | 0 | 0 | 0 | 0 | 0 | 0 | 0 | 0 | 0 | 0 | 0 | 0 | 0 | 0 | 0 | 0
F3_Industrial_Other Industrial_New_Process_Natural Gas_Gas Boiler - Insulate Hot Water Lines_A_Achievable Economic UCT Potential | F3 | Industrial | Other Industrial | New | Process | Natural Gas | Gas Boiler - Insulate Hot Water Lines | A | Integrated Unit Winter Peak Savings (kW) | Achievable Economic UCT Potential | 0 | 0 | 0 | 0 | 0 | 0 | 0 | 0 | 0 | 0 | 0 | 0 | 0 | 0 | 0 | 0 | 0 | 0 | 0 | 0 | 0 | 0 | 0
F4_Industrial_Other Industrial_New_Process_Natural Gas_Gas Boiler - Insulate Hot Water Lines_A_Achievable Economic UCT Potential | F4 | Industrial | Other Industrial | New | Process | Natural Gas | Gas Boiler - Insulate Hot Water Lines | A | Incremental Energy Savings (MWh or mTherms) | Achievable Economic UCT Potential | 0 | 0 | 0.032903 | 0.057411 | 0.081848 | 0.10923 | 0.1257 | 0.1448 | 0.16365 | 0.18485 | 0.20061 | 0.21876 | 0.23668 | 0.25751 | 0.27164 | 0.28885 | 0.30605 | 0.32608 | 0.33931 | 0.35562 | 0.37148 | 0.3873 | 0
F5_Industrial_Other Industrial_New_Process_Natural Gas_Gas Boiler - Insulate Hot Water Lines_A_Achievable Economic UCT Potential | F5 | Industrial | Other Industrial | New | Process | Natural Gas | Gas Boiler - Insulate Hot Water Lines | A | Incremental Summer Peak Savings (MW) | Achievable Economic UCT Potential | 0 | 0 | 0 | 0 | 0 | 0 | 0 | 0 | 0 | 0 | 0 | 0 | 0 | 0 | 0 | 0 | 0 | 0 | 0 | 0 | 0 | 0 | 0
F6_Industrial_Other Industrial_New_Process_Natural Gas_Gas Boiler - Insulate Hot Water Lines_A_Achievable Economic UCT Potential | F6 | Industrial | Other Industrial | New | Process | Natural Gas | Gas Boiler - Insulate Hot Water Lines | A | Incremental Winter Peak Savings (MW) | Achievable Economic UCT Potential | 0 | 0 | 0 | 0 | 0 | 0 | 0 | 0 | 0 | 0 | 0 | 0 | 0 | 0 | 0 | 0 | 0 | 0 | 0 | 0 | 0 | 0 | 0
F7_Industrial_Other Industrial_New_Process_Natural Gas_Gas Boiler - Insulate Hot Water Lines_A_Achievable Economic UCT Potential | F7 | Industrial | Other Industrial | New | Process | Natural Gas | Gas Boiler - Insulate Hot Water Lines | A | Cumulative Energy Savings (MWh or mTherms) | Achievable Economic UCT Potential | 0 | 0 | 0.032903 | 0.090308 | 0.17214 | 0.28134 | 0.40696 | 0.55164 | 0.7151 | 0.89973 | 1.1001 | 1.3186 | 1.5551 | 1.8126 | 2.0843 | 2.3734 | 2.6797 | 3.0062 | 3.3458 | 3.7017 | 4.0735 | 4.4612 | 0
F8_Industrial_Other Industrial_New_Process_Natural Gas_Gas Boiler - Insulate Hot Water Lines_A_Achievable Economic UCT Potential | F8 | Industrial | Other Industrial | New | Process | Natural Gas | Gas Boiler - Insulate Hot Water Lines | A | Cumulative Summer Peak Savings (MW) | Achievable Economic UCT Potential | 0 | 0 | 0 | 0 | 0 | 0 | 0 | 0 | 0 | 0 | 0 | 0 | 0 | 0 | 0 | 0 | 0 | 0 | 0 | 0 | 0 | 0 | 0
F9_Industrial_Other Industrial_New_Process_Natural Gas_Gas Boiler - Insulate Hot Water Lines_A_Achievable Economic UCT Potential | F9 | Industrial | Other Industrial | New | Process | Natural Gas | Gas Boiler - Insulate Hot Water Lines | A | Cumulative Winter Peak Savings (MW) | Achievable Economic UCT Potential | 0 | 0 | 0 | 0 | 0 | 0 | 0 | 0 | 0 | 0 | 0 | 0 | 0 | 0 | 0 | 0 | 0 | 0 | 0 | 0 | 0 | 0 | 0
F10_Industrial_Other Industrial_New_Process_Natural Gas_Gas Boiler - Insulate Hot Water Lines_A_Achievable Economic UCT Potential | F10 | Industrial | Other Industrial | New | Process | Natural Gas | Gas Boiler - Insulate Hot Water Lines | A | Purchases (Incremental) | Achievable Economic UCT Potential | 0 | 0 | 1.7281 | 3.0159 | 4.3005 | 5.7403 | 6.6075 | 7.6141 | 8.608 | 9.7261 | 10.5588 | 11.5165 | 12.4615 | 13.5577 | 14.3018 | 15.206 | 16.1096 | 17.1615 | 17.8563 | 18.7125 | 19.5453 | 20.3757 | 0
F11_Industrial_Other Industrial_New_Process_Natural Gas_Gas Boiler - Insulate Hot Water Lines_A_Achievable Economic UCT Potential | F11 | Industrial | Other Industrial | New | Process | Natural Gas | Gas Boiler - Insulate Hot Water Lines | A | Purchases (Cumulative) | Achievable Economic UCT Potential | 0 | 0 | 1.7281 | 4.744 | 9.0445 | 14.7848 | 21.3923 | 29.0064 | 37.6144 | 47.3404 | 57.8992 | 69.4157 | 81.8772 | 95.4349 | 109.7367 | 124.9427 | 141.0523 | 158.2138 | 176.0701 | 194.7826 | 214.3279 | 234.7035 | 0
F1_Industrial_Other Industrial_New_Process_Natural Gas_Process - Insulate Heated Process Fluids_A_Achievable Economic UCT Potential | F1 | Industrial | Other Industrial | New | Process | Natural Gas | Process - Insulate Heated Process Fluids | A | Integrated Unit Energy Savings (kWh or therms) | Achievable Economic UCT Potential | 0 | 0 | 13.5859 | 13.5724 | 13.5595 | 13.5481 | 13.5317 | 13.5192 | 13.5076 | 13.4982 | 13.4874 | 13.4792 | 13.4725 | 13.4687 | 13.4629 | 13.4595 | 13.4565 | 13.4559 | 13.4531 | 13.4523 | 13.4511 | 13.4497 | 0
F2_Industrial_Other Industrial_New_Process_Natural Gas_Process - Insulate Heated Process Fluids_A_Achievable Economic UCT Potential | F2 | Industrial | Other Industrial | New | Process | Natural Gas | Process - Insulate Heated Process Fluids | A | Integrated Unit Summer Peak Savings (kW) | Achievable Economic UCT Potential | 0 | 0 | 0 | 0 | 0 | 0 | 0 | 0 | 0 | 0 | 0 | 0 | 0 | 0 | 0 | 0 | 0 | 0 | 0 | 0 | 0 | 0 | 0
F3_Industrial_Other Industrial_New_Process_Natural Gas_Process - Insulate Heated Process Fluids_A_Achievable Economic UCT Potential | F3 | Industrial | Other Industrial | New | Process | Natural Gas | Process - Insulate Heated Process Fluids | A | Integrated Unit Winter Peak Savings (kW) | Achievable Economic UCT Potential | 0 | 0 | 0 | 0 | 0 | 0 | 0 | 0 | 0 | 0 | 0 | 0 | 0 | 0 | 0 | 0 | 0 | 0 | 0 | 0 | 0 | 0 | 0
F4_Industrial_Other Industrial_New_Process_Natural Gas_Process - Insulate Heated Process Fluids_A_Achievable Economic UCT Potential | F4 | Industrial | Other Industrial | New | Process | Natural Gas | Process - Insulate Heated Process Fluids | A | Incremental Energy Savings (MWh or mTherms) | Achievable Economic UCT Potential | 0 | 0 | 0 | 0 | 0 | 0 | 0 | 0 | 0 | 0 | 0 | 0 | 0 | 0 | 0 | 0 | 0 | 0 | 0 | 0 | 0 | 0 | 0
F5_Industrial_Other Industrial_New_Process_Natural Gas_Process - Insulate Heated Process Fluids_A_Achievable Economic UCT Potential | F5 | Industrial | Other Industrial | New | Process | Natural Gas | Process - Insulate Heated Process Fluids | A | Incremental Summer Peak Savings (MW) | Achievable Economic UCT Potential | 0 | 0 | 0 | 0 | 0 | 0 | 0 | 0 | 0 | 0 | 0 | 0 | 0 | 0 | 0 | 0 | 0 | 0 | 0 | 0 | 0 | 0 | 0
F6_Industrial_Other Industrial_New_Process_Natural Gas_Process - Insulate Heated Process Fluids_A_Achievable Economic UCT Potential | F6 | Industrial | Other Industrial | New | Process | Natural Gas | Process - Insulate Heated Process Fluids | A | Incremental Winter Peak Savings (MW) | Achievable Economic UCT Potential | 0 | 0 | 0 | 0 | 0 | 0 | 0 | 0 | 0 | 0 | 0 | 0 | 0 | 0 | 0 | 0 | 0 | 0 | 0 | 0 | 0 | 0 | 0
F7_Industrial_Other Industrial_New_Process_Natural Gas_Process - Insulate Heated Process Fluids_A_Achievable Economic UCT Potential | F7 | Industrial | Other Industrial | New | Process | Natural Gas | Process - Insulate Heated Process Fluids | A | Cumulative Energy Savings (MWh or mTherms) | Achievable Economic UCT Potential | 0 | 0 | 0 | 0 | 0 | 0 | 0 | 0 | 0 | 0 | 0 | 0 | 0 | 0 | 0 | 0 | 0 | 0 | 0 | 0 | 0 | 0 | 0
F8_Industrial_Other Industrial_New_Process_Natural Gas_Process - Insulate Heated Process Fluids_A_Achievable Economic UCT Potential | F8 | Industrial | Other Industrial | New | Process | Natural Gas | Process - Insulate Heated Process Fluids | A | Cumulative Summer Peak Savings (MW) | Achievable Economic UCT Potential | 0 | 0 | 0 | 0 | 0 | 0 | 0 | 0 | 0 | 0 | 0 | 0 | 0 | 0 | 0 | 0 | 0 | 0 | 0 | 0 | 0 | 0 | 0
F9_Industrial_Other Industrial_New_Process_Natural Gas_Process - Insulate Heated Process Fluids_A_Achievable Economic UCT Potential | F9 | Industrial | Other Industrial | New | Process | Natural Gas | Process - Insulate Heated Process Fluids | A | Cumulative Winter Peak Savings (MW) | Achievable Economic UCT Potential | 0 | 0 | 0 | 0 | 0 | 0 | 0 | 0 | 0 | 0 | 0 | 0 | 0 | 0 | 0 | 0 | 0 | 0 | 0 | 0 | 0 | 0 | 0
F10_Industrial_Other Industrial_New_Process_Natural Gas_Process - Insulate Heated Process Fluids_A_Achievable Economic UCT Potential | F10 | Industrial | Other Industrial | New | Process | Natural Gas | Process - Insulate Heated Process Fluids | A | Purchases (Incremental) | Achievable Economic UCT Potential | 0 | 0 | 0 | 0 | 0 | 0 | 0 | 0 | 0 | 0 | 0 | 0 | 0 | 0 | 0 | 0 | 0 | 0 | 0 | 0 | 0 | 0 | 0
F11_Industrial_Other Industrial_New_Process_Natural Gas_Process - Insulate Heated Process Fluids_A_Achievable Economic UCT Potential | F11 | Industrial | Other Industrial | New | Process | Natural Gas | Process - Insulate Heated Process Fluids | A | Purchases (Cumulative) | Achievable Economic UCT Potential | 0 | 0 | 0 | 0 | 0 | 0 | 0 | 0 | 0 | 0 | 0 | 0 | 0 | 0 | 0 | 0 | 0 | 0 | 0 | 0 | 0 | 0 | 0
F1_Industrial_Other Industrial_New_Process_Natural Gas_Process Heat Recovery_A_Achievable Economic UCT Potential | F1 | Industrial | Other Industrial | New | Process | Natural Gas | Process Heat Recovery | A | Integrated Unit Energy Savings (kWh or therms) | Achievable Economic UCT Potential | 0 | 0 | 0.033063 | 0.033014 | 0.032967 | 0.032924 | 0.032863 | 0.032814 | 0.032771 | 0.032737 | 0.032699 | 0.032671 | 0.032649 | 0.032637 | 0.03262 | 0.032612 | 0.032607 | 0.032612 | 0.03261 | 0.032614 | 0.032617 | 0.032619 | 0
F2_Industrial_Other Industrial_New_Process_Natural Gas_Process Heat Recovery_A_Achievable Economic UCT Potential | F2 | Industrial | Other Industrial | New | Process | Natural Gas | Process Heat Recovery | A | Integrated Unit Summer Peak Savings (kW) | Achievable Economic UCT Potential | 0 | 0 | 0 | 0 | 0 | 0 | 0 | 0 | 0 | 0 | 0 | 0 | 0 | 0 | 0 | 0 | 0 | 0 | 0 | 0 | 0 | 0 | 0
F3_Industrial_Other Industrial_New_Process_Natural Gas_Process Heat Recovery_A_Achievable Economic UCT Potential | F3 | Industrial | Other Industrial | New | Process | Natural Gas | Process Heat Recovery | A | Integrated Unit Winter Peak Savings (kW) | Achievable Economic UCT Potential | 0 | 0 | 0 | 0 | 0 | 0 | 0 | 0 | 0 | 0 | 0 | 0 | 0 | 0 | 0 | 0 | 0 | 0 | 0 | 0 | 0 | 0 | 0
F4_Industrial_Other Industrial_New_Process_Natural Gas_Process Heat Recovery_A_Achievable Economic UCT Potential | F4 | Industrial | Other Industrial | New | Process | Natural Gas | Process Heat Recovery | A | Incremental Energy Savings (MWh or mTherms) | Achievable Economic UCT Potential | 0 | 0 | 0 | 0 | 0 | 0 | 0 | 0 | 0 | 0 | 0 | 0 | 0 | 0 | 0 | 0 | 0 | 0 | 0 | 0 | 0 | 0 | 0
F5_Industrial_Other Industrial_New_Process_Natural Gas_Process Heat Recovery_A_Achievable Economic UCT Potential | F5 | Industrial | Other Industrial | New | Process | Natural Gas | Process Heat Recovery | A | Incremental Summer Peak Savings (MW) | Achievable Economic UCT Potential | 0 | 0 | 0 | 0 | 0 | 0 | 0 | 0 | 0 | 0 | 0 | 0 | 0 | 0 | 0 | 0 | 0 | 0 | 0 | 0 | 0 | 0 | 0
F6_Industrial_Other Industrial_New_Process_Natural Gas_Process Heat Recovery_A_Achievable Economic UCT Potential | F6 | Industrial | Other Industrial | New | Process | Natural Gas | Process Heat Recovery | A | Incremental Winter Peak Savings (MW) | Achievable Economic UCT Potential | 0 | 0 | 0 | 0 | 0 | 0 | 0 | 0 | 0 | 0 | 0 | 0 | 0 | 0 | 0 | 0 | 0 | 0 | 0 | 0 | 0 | 0 | 0
F7_Industrial_Other Industrial_New_Process_Natural Gas_Process Heat Recovery_A_Achievable Economic UCT Potential | F7 | Industrial | Other Industrial | New | Process | Natural Gas | Process Heat Recovery | A | Cumulative Energy Savings (MWh or mTherms) | Achievable Economic UCT Potential | 0 | 0 | 0 | 0 | 0 | 0 | 0 | 0 | 0 | 0 | 0 | 0 | 0 | 0 | 0 | 0 | 0 | 0 | 0 | 0 | 0 | 0 | 0
F8_Industrial_Other Industrial_New_Process_Natural Gas_Process Heat Recovery_A_Achievable Economic UCT Potential | F8 | Industrial | Other Industrial | New | Process | Natural Gas | Process Heat Recovery | A | Cumulative Summer Peak Savings (MW) | Achievable Economic UCT Potential | 0 | 0 | 0 | 0 | 0 | 0 | 0 | 0 | 0 | 0 | 0 | 0 | 0 | 0 | 0 | 0 | 0 | 0 | 0 | 0 | 0 | 0 | 0
F9_Industrial_Other Industrial_New_Process_Natural Gas_Process Heat Recovery_A_Achievable Economic UCT Potential | F9 | Industrial | Other Industrial | New | Process | Natural Gas | Process Heat Recovery | A | Cumulative Winter Peak Savings (MW) | Achievable Economic UCT Potential | 0 | 0 | 0 | 0 | 0 | 0 | 0 | 0 | 0 | 0 | 0 | 0 | 0 | 0 | 0 | 0 | 0 | 0 | 0 | 0 | 0 | 0 | 0
F10_Industrial_Other Industrial_New_Process_Natural Gas_Process Heat Recovery_A_Achievable Economic UCT Potential | F10 | Industrial | Other Industrial | New | Process | Natural Gas | Process Heat Recovery | A | Purchases (Incremental) | Achievable Economic UCT Potential | 0 | 0 | 0 | 0 | 0 | 0 | 0 | 0 | 0 | 0 | 0 | 0 | 0 | 0 | 0 | 0 | 0 | 0 | 0 | 0 | 0 | 0 | 0
F11_Industrial_Other Industrial_New_Process_Natural Gas_Process Heat Recovery_A_Achievable Economic UCT Potential | F11 | Industrial | Other Industrial | New | Process | Natural Gas | Process Heat Recovery | A | Purchases (Cumulative) | Achievable Economic UCT Potential | 0 | 0 | 0 | 0 | 0 | 0 | 0 | 0 | 0 | 0 | 0 | 0 | 0 | 0 | 0 | 0 | 0 | 0 | 0 | 0 | 0 | 0 | 0
F1_Industrial_Other Industrial_New_Space Heating_Natural Gas_Building Automation System_A_Achievable Economic UCT Potential | F1 | Industrial | Other Industrial | New | Space Heating | Natural Gas | Building Automation System | A | Integrated Unit Energy Savings (kWh or therms) | Achievable Economic UCT Potential | 0 | 0 | 0.014847 | 0.01468 | 0.014565 | 0.014462 | 0.0144 | 0.014331 | 0.014267 | 0.014203 | 0.014157 | 0.01411 | 0.014043 | 0.013983 | 0.013925 | 0.013876 | 0.01383 | 0.013771 | 0.013741 | 0.013701 | 0.013669 | 0.013648 | 0
F2_Industrial_Other Industrial_New_Space Heating_Natural Gas_Building Automation System_A_Achievable Economic UCT Potential | F2 | Industrial | Other Industrial | New | Space Heating | Natural Gas | Building Automation System | A | Integrated Unit Summer Peak Savings (kW) | Achievable Economic UCT Potential | 0 | 0 | 0 | 0 | 0 | 0 | 0 | 0 | 0 | 0 | 0 | 0 | 0 | 0 | 0 | 0 | 0 | 0 | 0 | 0 | 0 | 0 | 0
F3_Industrial_Other Industrial_New_Space Heating_Natural Gas_Building Automation System_A_Achievable Economic UCT Potential | F3 | Industrial | Other Industrial | New | Space Heating | Natural Gas | Building Automation System | A | Integrated Unit Winter Peak Savings (kW) | Achievable Economic UCT Potential | 0 | 0 | 0 | 0 | 0 | 0 | 0 | 0 | 0 | 0 | 0 | 0 | 0 | 0 | 0 | 0 | 0 | 0 | 0 | 0 | 0 | 0 | 0
F4_Industrial_Other Industrial_New_Space Heating_Natural Gas_Building Automation System_A_Achievable Economic UCT Potential | F4 | Industrial | Other Industrial | New | Space Heating | Natural Gas | Building Automation System | A | Incremental Energy Savings (MWh or mTherms) | Achievable Economic UCT Potential | 0 | 0 | 0.006403 | 0.022085 | 0.05548 | 0.11961 | 0.20808 | 0.34177 | 0.52325 | 0.76297 | 1.0212 | 1.309 | 1.5816 | 1.8227 | 1.9227 | 1.9203 | 1.7827 | 1.5639 | 1.2417 | 0.89822 | 0.598 | 0.40595 | 0
F5_Industrial_Other Industrial_New_Space Heating_Natural Gas_Building Automation System_A_Achievable Economic UCT Potential | F5 | Industrial | Other Industrial | New | Space Heating | Natural Gas | Building Automation System | A | Incremental Summer Peak Savings (MW) | Achievable Economic UCT Potential | 0 | 0 | 0 | 0 | 0 | 0 | 0 | 0 | 0 | 0 | 0 | 0 | 0 | 0 | 0 | 0 | 0 | 0 | 0 | 0 | 0 | 0 | 0
F6_Industrial_Other Industrial_New_Space Heating_Natural Gas_Building Automation System_A_Achievable Economic UCT Potential | F6 | Industrial | Other Industrial | New | Space Heating | Natural Gas | Building Automation System | A | Incremental Winter Peak Savings (MW) | Achievable Economic UCT Potential | 0 | 0 | 0 | 0 | 0 | 0 | 0 | 0 | 0 | 0 | 0 | 0 | 0 | 0 | 0 | 0 | 0 | 0 | 0 | 0 | 0 | 0 | 0
F7_Industrial_Other Industrial_New_Space Heating_Natural Gas_Building Automation System_A_Achievable Economic UCT Potential | F7 | Industrial | Other Industrial | New | Space Heating | Natural Gas | Building Automation System | A | Cumulative Energy Savings (MWh or mTherms) | Achievable Economic UCT Potential | 0 | 0 | 0.006403 | 0.028416 | 0.083675 | 0.20269 | 0.40991 | 0.7497 | 1.2696 | 2.0269 | 3.0415 | 4.3404 | 5.9013 | 7.6987 | 9.5893 | 11.4758 | 13.2204 | 14.7227 | 15.9115 | 16.7115 | 17.1573 | 17.3398 | 0
F8_Industrial_Other Industrial_New_Space Heating_Natural Gas_Building Automation System_A_Achievable Economic UCT Potential | F8 | Industrial | Other Industrial | New | Space Heating | Natural Gas | Building Automation System | A | Cumulative Summer Peak Savings (MW) | Achievable Economic UCT Potential | 0 | 0 | 0 | 0 | 0 | 0 | 0 | 0 | 0 | 0 | 0 | 0 | 0 | 0 | 0 | 0 | 0 | 0 | 0 | 0 | 0 | 0 | 0
F9_Industrial_Other Industrial_New_Space Heating_Natural Gas_Building Automation System_A_Achievable Economic UCT Potential | F9 | Industrial | Other Industrial | New | Space Heating | Natural Gas | Building Automation System | A | Cumulative Winter Peak Savings (MW) | Achievable Economic UCT Potential | 0 | 0 | 0 | 0 | 0 | 0 | 0 | 0 | 0 | 0 | 0 | 0 | 0 | 0 | 0 | 0 | 0 | 0 | 0 | 0 | 0 | 0 | 0
F10_Industrial_Other Industrial_New_Space Heating_Natural Gas_Building Automation System_A_Achievable Economic UCT Potential | F10 | Industrial | Other Industrial | New | Space Heating | Natural Gas | Building Automation System | A | Purchases (Incremental) | Achievable Economic UCT Potential | 0 | 0 | 431.2618 | 1504.4647 | 3809.0557 | 8270.4133 | 14449.6342 | 23847.772 | 36674.1559 | 53717.9245 | 72128.0904 | 92771.0766 | 112623.9622 | 130350.5302 | 138078.02 | 138391.595 | 128907.4969 | 113565.914 | 90360.5162 | 65556.7281 | 43747.5878 | 29743.1765 | 0
F11_Industrial_Other Industrial_New_Space Heating_Natural Gas_Building Automation System_A_Achievable Economic UCT Potential | F11 | Industrial | Other Industrial | New | Space Heating | Natural Gas | Building Automation System | A | Purchases (Cumulative) | Achievable Economic UCT Potential | 0 | 0 | 431.2618 | 1935.7264 | 5744.7821 | 14015.1954 | 28464.8295 | 52312.6016 | 88986.7574 | 142704.6819 | 214832.7723 | 307603.8489 | 420227.8112 | 550578.3414 | 688656.3614 | 827047.9564 | 955955.4533 | 1069090.1055 | 1157946.1571 | 1219693.8295 | 1255171.0041 | 1270464.5464 | 0
F1_Industrial_Other Industrial_New_Space Heating_Natural Gas_Steam System Efficiency Improvements_A_Achievable Economic UCT Potential | F1 | Industrial | Other Industrial | New | Space Heating | Natural Gas | Steam System Efficiency Improvements | A | Integrated Unit Energy Savings (kWh or therms) | Achievable Economic UCT Potential | 0 | 0 | 0.13295 | 0.13135 | 0.13021 | 0.12915 | 0.12838 | 0.12754 | 0.12671 | 0.12583 | 0.12502 | 0.12416 | 0.12309 | 0.12211 | 0.12109 | 0.12025 | 0.11953 | 0.11884 | 0.11843 | 0.11808 | 0.11789 | 0.11784 | 0
F2_Industrial_Other Industrial_New_Space Heating_Natural Gas_Steam System Efficiency Improvements_A_Achievable Economic UCT Potential | F2 | Industrial | Other Industrial | New | Space Heating | Natural Gas | Steam System Efficiency Improvements | A | Integrated Unit Summer Peak Savings (kW) | Achievable Economic UCT Potential | 0 | 0 | 0 | 0 | 0 | 0 | 0 | 0 | 0 | 0 | 0 | 0 | 0 | 0 | 0 | 0 | 0 | 0 | 0 | 0 | 0 | 0 | 0
F3_Industrial_Other Industrial_New_Space Heating_Natural Gas_Steam System Efficiency Improvements_A_Achievable Economic UCT Potential | F3 | Industrial | Other Industrial | New | Space Heating | Natural Gas | Steam System Efficiency Improvements | A | Integrated Unit Winter Peak Savings (kW) | Achievable Economic UCT Potential | 0 | 0 | 0 | 0 | 0 | 0 | 0 | 0 | 0 | 0 | 0 | 0 | 0 | 0 | 0 | 0 | 0 | 0 | 0 | 0 | 0 | 0 | 0
F4_Industrial_Other Industrial_New_Space Heating_Natural Gas_Steam System Efficiency Improvements_A_Achievable Economic UCT Potential | F4 | Industrial | Other Industrial | New | Space Heating | Natural Gas | Steam System Efficiency Improvements | A | Incremental Energy Savings (MWh or mTherms) | Achievable Economic UCT Potential | 0 | 0 | 0.00040636 | 0.0014005 | 0.003515 | 0.0075699 | 0.013147 | 0.021556 | 0.032933 | 0.047902 | 0.063905 | 0.081633 | 0.098251 | 0.11281 | 0.1185 | 0.11794 | 0.1092 | 0.095653 | 0.11067 | 0.11874 | 0.12253 | 0.11972 | 0
F5_Industrial_Other Industrial_New_Space Heating_Natural Gas_Steam System Efficiency Improvements_A_Achievable Economic UCT Potential | F5 | Industrial | Other Industrial | New | Space Heating | Natural Gas | Steam System Efficiency Improvements | A | Incremental Summer Peak Savings (MW) | Achievable Economic UCT Potential | 0 | 0 | 0 | 0 | 0 | 0 | 0 | 0 | 0 | 0 | 0 | 0 | 0 | 0 | 0 | 0 | 0 | 0 | 0 | 0 | 0 | 0 | 0
F6_Industrial_Other Industrial_New_Space Heating_Natural Gas_Steam System Efficiency Improvements_A_Achievable Economic UCT Potential | F6 | Industrial | Other Industrial | New | Space Heating | Natural Gas | Steam System Efficiency Improvements | A | Incremental Winter Peak Savings (MW) | Achievable Economic UCT Potential | 0 | 0 | 0 | 0 | 0 | 0 | 0 | 0 | 0 | 0 | 0 | 0 | 0 | 0 | 0 | 0 | 0 | 0 | 0 | 0 | 0 | 0 | 0
F7_Industrial_Other Industrial_New_Space Heating_Natural Gas_Steam System Efficiency Improvements_A_Achievable Economic UCT Potential | F7 | Industrial | Other Industrial | New | Space Heating | Natural Gas | Steam System Efficiency Improvements | A | Cumulative Energy Savings (MWh or mTherms) | Achievable Economic UCT Potential | 0 | 0 | 0.00040636 | 0.0018019 | 0.0053014 | 0.012828 | 0.025899 | 0.046896 | 0.07817 | 0.12213 | 0.17792 | 0.24562 | 0.32096 | 0.39946 | 0.46853 | 0.52176 | 0.54922 | 0.54652 | 0.54461 | 0.54302 | 0.54211 | 0.5419 | 0
F8_Industrial_Other Industrial_New_Space Heating_Natural Gas_Steam System Efficiency Improvements_A_Achievable Economic UCT Potential | F8 | Industrial | Other Industrial | New | Space Heating | Natural Gas | Steam System Efficiency Improvements | A | Cumulative Summer Peak Savings (MW) | Achievable Economic UCT Potential | 0 | 0 | 0 | 0 | 0 | 0 | 0 | 0 | 0 | 0 | 0 | 0 | 0 | 0 | 0 | 0 | 0 | 0 | 0 | 0 | 0 | 0 | 0
F9_Industrial_Other Industrial_New_Space Heating_Natural Gas_Steam System Efficiency Improvements_A_Achievable Economic UCT Potential | F9 | Industrial | Other Industrial | New | Space Heating | Natural Gas | Steam System Efficiency Improvements | A | Cumulative Winter Peak Savings (MW) | Achievable Economic UCT Potential | 0 | 0 | 0 | 0 | 0 | 0 | 0 | 0 | 0 | 0 | 0 | 0 | 0 | 0 | 0 | 0 | 0 | 0 | 0 | 0 | 0 | 0 | 0
F10_Industrial_Other Industrial_New_Space Heating_Natural Gas_Steam System Efficiency Improvements_A_Achievable Economic UCT Potential | F10 | Industrial | Other Industrial | New | Space Heating | Natural Gas | Steam System Efficiency Improvements | A | Purchases (Incremental) | Achievable Economic UCT Potential | 0 | 0 | 3.0564 | 10.6623 | 26.9952 | 58.6134 | 102.4063 | 169.0121 | 259.9142 | 380.7055 | 511.1806 | 657.48 | 798.1798 | 923.8102 | 978.5758 | 980.7982 | 913.5832 | 804.8555 | 934.4725 | 1005.5711 | 1039.4116 | 1015.9895 | 0
F11_Industrial_Other Industrial_New_Space Heating_Natural Gas_Steam System Efficiency Improvements_A_Achievable Economic UCT Potential | F11 | Industrial | Other Industrial | New | Space Heating | Natural Gas | Steam System Efficiency Improvements | A | Purchases (Cumulative) | Achievable Economic UCT Potential | 0 | 0 | 3.0564 | 13.7187 | 40.714 | 99.3274 | 201.7337 | 367.6894 | 616.9413 | 970.6516 | 1423.2187 | 1978.2924 | 2607.4601 | 3271.356 | 3869.2263 | 4338.8439 | 4594.9471 | 4598.5664 | 4598.5664 | 4598.5664 | 4598.5664 | 4598.5664 | 0
F1_Industrial_Other Industrial_New_Process_Natural Gas_Steam System Efficiency Improvements_A_Achievable Economic UCT Potential | F1 | Industrial | Other Industrial | New | Process | Natural Gas | Steam System Efficiency Improvements | A | Integrated Unit Energy Savings (kWh or therms) | Achievable Economic UCT Potential | 0 | 0 | 0.10596 | 0.1058 | 0.10565 | 0.10552 | 0.10532 | 0.10516 | 0.10503 | 0.10492 | 0.10479 | 0.1047 | 0.10463 | 0.1046 | 0.10454 | 0.10451 | 0.1045 | 0.10452 | 0.10451 | 0.10452 | 0.10453 | 0.10454 | 0
F2_Industrial_Other Industrial_New_Process_Natural Gas_Steam System Efficiency Improvements_A_Achievable Economic UCT Potential | F2 | Industrial | Other Industrial | New | Process | Natural Gas | Steam System Efficiency Improvements | A | Integrated Unit Summer Peak Savings (kW) | Achievable Economic UCT Potential | 0 | 0 | 0 | 0 | 0 | 0 | 0 | 0 | 0 | 0 | 0 | 0 | 0 | 0 | 0 | 0 | 0 | 0 | 0 | 0 | 0 | 0 | 0
F3_Industrial_Other Industrial_New_Process_Natural Gas_Steam System Efficiency Improvements_A_Achievable Economic UCT Potential | F3 | Industrial | Other Industrial | New | Process | Natural Gas | Steam System Efficiency Improvements | A | Integrated Unit Winter Peak Savings (kW) | Achievable Economic UCT Potential | 0 | 0 | 0 | 0 | 0 | 0 | 0 | 0 | 0 | 0 | 0 | 0 | 0 | 0 | 0 | 0 | 0 | 0 | 0 | 0 | 0 | 0 | 0
F4_Industrial_Other Industrial_New_Process_Natural Gas_Steam System Efficiency Improvements_A_Achievable Economic UCT Potential | F4 | Industrial | Other Industrial | New | Process | Natural Gas | Steam System Efficiency Improvements | A | Incremental Energy Savings (MWh or mTherms) | Achievable Economic UCT Potential | 0 | 0 | 0 | 0 | 0 | 0 | 0 | 0 | 0 | 0 | 0 | 0 | 0 | 0 | 0 | 0 | 0 | 0 | 0 | 0 | 0 | 0 | 0
F5_Industrial_Other Industrial_New_Process_Natural Gas_Steam System Efficiency Improvements_A_Achievable Economic UCT Potential | F5 | Industrial | Other Industrial | New | Process | Natural Gas | Steam System Efficiency Improvements | A | Incremental Summer Peak Savings (MW) | Achievable Economic UCT Potential | 0 | 0 | 0 | 0 | 0 | 0 | 0 | 0 | 0 | 0 | 0 | 0 | 0 | 0 | 0 | 0 | 0 | 0 | 0 | 0 | 0 | 0 | 0
F6_Industrial_Other Industrial_New_Process_Natural Gas_Steam System Efficiency Improvements_A_Achievable Economic UCT Potential | F6 | Industrial | Other Industrial | New | Process | Natural Gas | Steam System Efficiency Improvements | A | Incremental Winter Peak Savings (MW) | Achievable Economic UCT Potential | 0 | 0 | 0 | 0 | 0 | 0 | 0 | 0 | 0 | 0 | 0 | 0 | 0 | 0 | 0 | 0 | 0 | 0 | 0 | 0 | 0 | 0 | 0
F7_Industrial_Other Industrial_New_Process_Natural Gas_Steam System Efficiency Improvements_A_Achievable Economic UCT Potential | F7 | Industrial | Other Industrial | New | Process | Natural Gas | Steam System Efficiency Improvements | A | Cumulative Energy Savings (MWh or mTherms) | Achievable Economic UCT Potential | 0 | 0 | 0 | 0 | 0 | 0 | 0 | 0 | 0 | 0 | 0 | 0 | 0 | 0 | 0 | 0 | 0 | 0 | 0 | 0 | 0 | 0 | 0
F8_Industrial_Other Industrial_New_Process_Natural Gas_Steam System Efficiency Improvements_A_Achievable Economic UCT Potential | F8 | Industrial | Other Industrial | New | Process | Natural Gas | Steam System Efficiency Improvements | A | Cumulative Summer Peak Savings (MW) | Achievable Economic UCT Potential | 0 | 0 | 0 | 0 | 0 | 0 | 0 | 0 | 0 | 0 | 0 | 0 | 0 | 0 | 0 | 0 | 0 | 0 | 0 | 0 | 0 | 0 | 0
F9_Industrial_Other Industrial_New_Process_Natural Gas_Steam System Efficiency Improvements_A_Achievable Economic UCT Potential | F9 | Industrial | Other Industrial | New | Process | Natural Gas | Steam System Efficiency Improvements | A | Cumulative Winter Peak Savings (MW) | Achievable Economic UCT Potential | 0 | 0 | 0 | 0 | 0 | 0 | 0 | 0 | 0 | 0 | 0 | 0 | 0 | 0 | 0 | 0 | 0 | 0 | 0 | 0 | 0 | 0 | 0
F10_Industrial_Other Industrial_New_Process_Natural Gas_Steam System Efficiency Improvements_A_Achievable Economic UCT Potential | F10 | Industrial | Other Industrial | New | Process | Natural Gas | Steam System Efficiency Improvements | A | Purchases (Incremental) | Achievable Economic UCT Potential | 0 | 0 | 0 | 0 | 0 | 0 | 0 | 0 | 0 | 0 | 0 | 0 | 0 | 0 | 0 | 0 | 0 | 0 | 0 | 0 | 0 | 0 | 0
F11_Industrial_Other Industrial_New_Process_Natural Gas_Steam System Efficiency Improvements_A_Achievable Economic UCT Potential | F11 | Industrial | Other Industrial | New | Process | Natural Gas | Steam System Efficiency Improvements | A | Purchases (Cumulative) | Achievable Economic UCT Potential | 0 | 0 | 0 | 0 | 0 | 0 | 0 | 0 | 0 | 0 | 0 | 0 | 0 | 0 | 0 | 0 | 0 | 0 | 0 | 0 | 0 | 0 | 0
F1_Industrial_Other Industrial_New_Space Heating_Natural Gas_Strategic Energy Management_A_Achievable Economic UCT Potential | F1 | Industrial | Other Industrial | New | Space Heating | Natural Gas | Strategic Energy Management | A | Integrated Unit Energy Savings (kWh or therms) | Achievable Economic UCT Potential | 0 | 0 | 3.0102 | 2.9756 | 2.9514 | 2.9288 | 2.9134 | 2.8955 | 2.8773 | 2.8579 | 2.8401 | 2.8211 | 2.7972 | 2.775 | 2.7523 | 2.7334 | 2.717 | 2.7012 | 2.6916 | 2.6833 | 2.6784 | 2.6771 | 0
F2_Industrial_Other Industrial_New_Space Heating_Natural Gas_Strategic Energy Management_A_Achievable Economic UCT Potential | F2 | Industrial | Other Industrial | New | Space Heating | Natural Gas | Strategic Energy Management | A | Integrated Unit Summer Peak Savings (kW) | Achievable Economic UCT Potential | 0 | 0 | 0 | 0 | 0 | 0 | 0 | 0 | 0 | 0 | 0 | 0 | 0 | 0 | 0 | 0 | 0 | 0 | 0 | 0 | 0 | 0 | 0
F3_Industrial_Other Industrial_New_Space Heating_Natural Gas_Strategic Energy Management_A_Achievable Economic UCT Potential | F3 | Industrial | Other Industrial | New | Space Heating | Natural Gas | Strategic Energy Management | A | Integrated Unit Winter Peak Savings (kW) | Achievable Economic UCT Potential | 0 | 0 | 0 | 0 | 0 | 0 | 0 | 0 | 0 | 0 | 0 | 0 | 0 | 0 | 0 | 0 | 0 | 0 | 0 | 0 | 0 | 0 | 0
F4_Industrial_Other Industrial_New_Space Heating_Natural Gas_Strategic Energy Management_A_Achievable Economic UCT Potential | F4 | Industrial | Other Industrial | New | Space Heating | Natural Gas | Strategic Energy Management | A | Incremental Energy Savings (MWh or mTherms) | Achievable Economic UCT Potential | 0 | 0 | 0.040257 | 0.069449 | 0.098224 | 0.13011 | 0.14897 | 0.17062 | 0.19168 | 0.21511 | 0.23207 | 0.25143 | 0.26976 | 0.29116 | 0.30462 | 0.32166 | 0.33873 | 0.35875 | 0.37195 | 0.38858 | 0.43418 | 0.47064 | 0
F5_Industrial_Other Industrial_New_Space Heating_Natural Gas_Strategic Energy Management_A_Achievable Economic UCT Potential | F5 | Industrial | Other Industrial | New | Space Heating | Natural Gas | Strategic Energy Management | A | Incremental Summer Peak Savings (MW) | Achievable Economic UCT Potential | 0 | 0 | 0 | 0 | 0 | 0 | 0 | 0 | 0 | 0 | 0 | 0 | 0 | 0 | 0 | 0 | 0 | 0 | 0 | 0 | 0 | 0 | 0
F6_Industrial_Other Industrial_New_Space Heating_Natural Gas_Strategic Energy Management_A_Achievable Economic UCT Potential | F6 | Industrial | Other Industrial | New | Space Heating | Natural Gas | Strategic Energy Management | A | Incremental Winter Peak Savings (MW) | Achievable Economic UCT Potential | 0 | 0 | 0 | 0 | 0 | 0 | 0 | 0 | 0 | 0 | 0 | 0 | 0 | 0 | 0 | 0 | 0 | 0 | 0 | 0 | 0 | 0 | 0
F7_Industrial_Other Industrial_New_Space Heating_Natural Gas_Strategic Energy Management_A_Achievable Economic UCT Potential | F7 | Industrial | Other Industrial | New | Space Heating | Natural Gas | Strategic Energy Management | A | Cumulative Energy Savings (MWh or mTherms) | Achievable Economic UCT Potential | 0 | 0 | 0.040257 | 0.10924 | 0.20658 | 0.3351 | 0.48232 | 0.61125 | 0.73194 | 0.84698 | 0.94762 | 1.0485 | 1.1445 | 1.2417 | 1.329 | 1.4182 | 1.5063 | 1.5597 | 1.5808 | 1.5782 | 1.5754 | 1.5746 | 0
F8_Industrial_Other Industrial_New_Space Heating_Natural Gas_Strategic Energy Management_A_Achievable Economic UCT Potential | F8 | Industrial | Other Industrial | New | Space Heating | Natural Gas | Strategic Energy Management | A | Cumulative Summer Peak Savings (MW) | Achievable Economic UCT Potential | 0 | 0 | 0 | 0 | 0 | 0 | 0 | 0 | 0 | 0 | 0 | 0 | 0 | 0 | 0 | 0 | 0 | 0 | 0 | 0 | 0 | 0 | 0
F9_Industrial_Other Industrial_New_Space Heating_Natural Gas_Strategic Energy Management_A_Achievable Economic UCT Potential | F9 | Industrial | Other Industrial | New | Space Heating | Natural Gas | Strategic Energy Management | A | Cumulative Winter Peak Savings (MW) | Achievable Economic UCT Potential | 0 | 0 | 0 | 0 | 0 | 0 | 0 | 0 | 0 | 0 | 0 | 0 | 0 | 0 | 0 | 0 | 0 | 0 | 0 | 0 | 0 | 0 | 0
F10_Industrial_Other Industrial_New_Space Heating_Natural Gas_Strategic Energy Management_A_Achievable Economic UCT Potential | F10 | Industrial | Other Industrial | New | Space Heating | Natural Gas | Strategic Energy Management | A | Purchases (Incremental) | Achievable Economic UCT Potential | 0 | 0 | 13.3736 | 23.3395 | 33.281 | 44.4237 | 51.1344 | 58.9245 | 66.6165 | 75.2688 | 81.713 | 89.1246 | 96.438 | 104.9217 | 110.6797 | 117.6777 | 124.6703 | 132.8108 | 138.1877 | 144.8135 | 162.1014 | 175.8047 | 0
F11_Industrial_Other Industrial_New_Space Heating_Natural Gas_Strategic Energy Management_A_Achievable Economic UCT Potential | F11 | Industrial | Other Industrial | New | Space Heating | Natural Gas | Strategic Energy Management | A | Purchases (Cumulative) | Achievable Economic UCT Potential | 0 | 0 | 13.3736 | 36.7132 | 69.9942 | 114.4179 | 165.5523 | 211.1031 | 254.3801 | 296.3679 | 333.6571 | 371.6474 | 409.1609 | 447.4661 | 482.8771 | 518.8418 | 554.3874 | 577.3865 | 587.313 | 588.1658 | 588.1658 | 588.1658 | 0
F1_Industrial_Other Industrial_New_Process_Natural Gas_Strategic Energy Management_A_Achievable Economic UCT Potential | F1 | Industrial | Other Industrial | New | Process | Natural Gas | Strategic Energy Management | A | Integrated Unit Energy Savings (kWh or therms) | Achievable Economic UCT Potential | 0 | 0 | 1.4057 | 1.4052 | 1.4047 | 1.4042 | 1.4035 | 1.4028 | 1.4021 | 1.4015 | 1.4008 | 1.4002 | 1.3998 | 1.3996 | 1.3994 | 1.3993 | 1.3992 | 1.3992 | 1.3991 | 1.399 | 1.3989 | 1.3988 | 0
F2_Industrial_Other Industrial_New_Process_Natural Gas_Strategic Energy Management_A_Achievable Economic UCT Potential | F2 | Industrial | Other Industrial | New | Process | Natural Gas | Strategic Energy Management | A | Integrated Unit Summer Peak Savings (kW) | Achievable Economic UCT Potential | 0 | 0 | 0 | 0 | 0 | 0 | 0 | 0 | 0 | 0 | 0 | 0 | 0 | 0 | 0 | 0 | 0 | 0 | 0 | 0 | 0 | 0 | 0
F3_Industrial_Other Industrial_New_Process_Natural Gas_Strategic Energy Management_A_Achievable Economic UCT Potential | F3 | Industrial | Other Industrial | New | Process | Natural Gas | Strategic Energy Management | A | Integrated Unit Winter Peak Savings (kW) | Achievable Economic UCT Potential | 0 | 0 | 0 | 0 | 0 | 0 | 0 | 0 | 0 | 0 | 0 | 0 | 0 | 0 | 0 | 0 | 0 | 0 | 0 | 0 | 0 | 0 | 0
F4_Industrial_Other Industrial_New_Process_Natural Gas_Strategic Energy Management_A_Achievable Economic UCT Potential | F4 | Industrial | Other Industrial | New | Process | Natural Gas | Strategic Energy Management | A | Incremental Energy Savings (MWh or mTherms) | Achievable Economic UCT Potential | 0 | 0 | 0.087451 | 0.15256 | 0.21747 | 0.29018 | 0.33385 | 0.38453 | 0.4345 | 0.49071 | 0.53245 | 0.58052 | 0.62798 | 0.68313 | 0.72049 | 0.766 | 0.81148 | 0.86446 | 0.89937 | 0.94243 | 1.0548 | 1.1439 | 0
F5_Industrial_Other Industrial_New_Process_Natural Gas_Strategic Energy Management_A_Achievable Economic UCT Potential | F5 | Industrial | Other Industrial | New | Process | Natural Gas | Strategic Energy Management | A | Incremental Summer Peak Savings (MW) | Achievable Economic UCT Potential | 0 | 0 | 0 | 0 | 0 | 0 | 0 | 0 | 0 | 0 | 0 | 0 | 0 | 0 | 0 | 0 | 0 | 0 | 0 | 0 | 0 | 0 | 0
F6_Industrial_Other Industrial_New_Process_Natural Gas_Strategic Energy Management_A_Achievable Economic UCT Potential | F6 | Industrial | Other Industrial | New | Process | Natural Gas | Strategic Energy Management | A | Incremental Winter Peak Savings (MW) | Achievable Economic UCT Potential | 0 | 0 | 0 | 0 | 0 | 0 | 0 | 0 | 0 | 0 | 0 | 0 | 0 | 0 | 0 | 0 | 0 | 0 | 0 | 0 | 0 | 0 | 0
F7_Industrial_Other Industrial_New_Process_Natural Gas_Strategic Energy Management_A_Achievable Economic UCT Potential | F7 | Industrial | Other Industrial | New | Process | Natural Gas | Strategic Energy Management | A | Cumulative Energy Savings (MWh or mTherms) | Achievable Economic UCT Potential | 0 | 0 | 0.087451 | 0.23998 | 0.45736 | 0.74739 | 1.0809 | 1.3776 | 1.6592 | 1.9322 | 2.1742 | 2.4208 | 2.6643 | 2.9134 | 3.1434 | 3.3773 | 3.6085 | 3.7582 | 3.8224 | 3.8277 | 3.8274 | 3.8271 | 0
F8_Industrial_Other Industrial_New_Process_Natural Gas_Strategic Energy Management_A_Achievable Economic UCT Potential | F8 | Industrial | Other Industrial | New | Process | Natural Gas | Strategic Energy Management | A | Cumulative Summer Peak Savings (MW) | Achievable Economic UCT Potential | 0 | 0 | 0 | 0 | 0 | 0 | 0 | 0 | 0 | 0 | 0 | 0 | 0 | 0 | 0 | 0 | 0 | 0 | 0 | 0 | 0 | 0 | 0
F9_Industrial_Other Industrial_New_Process_Natural Gas_Strategic Energy Management_A_Achievable Economic UCT Potential | F9 | Industrial | Other Industrial | New | Process | Natural Gas | Strategic Energy Management | A | Cumulative Winter Peak Savings (MW) | Achievable Economic UCT Potential | 0 | 0 | 0 | 0 | 0 | 0 | 0 | 0 | 0 | 0 | 0 | 0 | 0 | 0 | 0 | 0 | 0 | 0 | 0 | 0 | 0 | 0 | 0
F10_Industrial_Other Industrial_New_Process_Natural Gas_Strategic Energy Management_A_Achievable Economic UCT Potential | F10 | Industrial | Other Industrial | New | Process | Natural Gas | Strategic Energy Management | A | Purchases (Incremental) | Achievable Economic UCT Potential | 0 | 0 | 62.212 | 108.5717 | 154.8176 | 206.6519 | 237.8687 | 274.1072 | 309.889 | 350.138 | 380.1152 | 414.5932 | 448.6138 | 488.0787 | 514.8637 | 547.4171 | 579.9459 | 617.8138 | 642.8266 | 673.6484 | 754.069 | 817.8146 | 0
F11_Industrial_Other Industrial_New_Process_Natural Gas_Strategic Energy Management_A_Achievable Economic UCT Potential | F11 | Industrial | Other Industrial | New | Process | Natural Gas | Strategic Energy Management | A | Purchases (Cumulative) | Achievable Economic UCT Potential | 0 | 0 | 62.212 | 170.7837 | 325.6013 | 532.2532 | 770.1219 | 982.0171 | 1183.3344 | 1378.6548 | 1552.1181 | 1728.8426 | 1903.3492 | 2081.5389 | 2246.2646 | 2413.5665 | 2578.9192 | 2685.9072 | 2732.0834 | 2736.0505 | 2736.0505 | 2736.0505 | 0
F1_Industrial_Other Industrial_New_Miscellaneous_Natural Gas_Strategic Energy Management_A_Achievable Economic UCT Potential | F1 | Industrial | Other Industrial | New | Miscellaneous | Natural Gas | Strategic Energy Management | A | Integrated Unit Energy Savings (kWh or therms) | Achievable Economic UCT Potential | 0 | 0 | 0.89787 | 0.89787 | 0.89787 | 0.89787 | 0.89787 | 0.89787 | 0.89787 | 0.89787 | 0.89787 | 0.89787 | 0.89787 | 0.89787 | 0.89787 | 0.89787 | 0.89787 | 0.89787 | 0.89787 | 0.89787 | 0.89787 | 0.89787 | 0
F2_Industrial_Other Industrial_New_Miscellaneous_Natural Gas_Strategic Energy Management_A_Achievable Economic UCT Potential | F2 | Industrial | Other Industrial | New | Miscellaneous | Natural Gas | Strategic Energy Management | A | Integrated Unit Summer Peak Savings (kW) | Achievable Economic UCT Potential | 0 | 0 | 0 | 0 | 0 | 0 | 0 | 0 | 0 | 0 | 0 | 0 | 0 | 0 | 0 | 0 | 0 | 0 | 0 | 0 | 0 | 0 | 0
F3_Industrial_Other Industrial_New_Miscellaneous_Natural Gas_Strategic Energy Management_A_Achievable Economic UCT Potential | F3 | Industrial | Other Industrial | New | Miscellaneous | Natural Gas | Strategic Energy Management | A | Integrated Unit Winter Peak Savings (kW) | Achievable Economic UCT Potential | 0 | 0 | 0 | 0 | 0 | 0 | 0 | 0 | 0 | 0 | 0 | 0 | 0 | 0 | 0 | 0 | 0 | 0 | 0 | 0 | 0 | 0 | 0
F4_Industrial_Other Industrial_New_Miscellaneous_Natural Gas_Strategic Energy Management_A_Achievable Economic UCT Potential | F4 | Industrial | Other Industrial | New | Miscellaneous | Natural Gas | Strategic Energy Management | A | Incremental Energy Savings (MWh or mTherms) | Achievable Economic UCT Potential | 0 | 0 | 0.013965 | 0.024371 | 0.034752 | 0.046387 | 0.053394 | 0.061528 | 0.06956 | 0.078595 | 0.085324 | 0.093063 | 0.1007 | 0.10956 | 0.11557 | 0.12288 | 0.13018 | 0.13868 | 0.14429 | 0.15121 | 0.16926 | 0.18357 | 0
F5_Industrial_Other Industrial_New_Miscellaneous_Natural Gas_Strategic Energy Management_A_Achievable Economic UCT Potential | F5 | Industrial | Other Industrial | New | Miscellaneous | Natural Gas | Strategic Energy Management | A | Incremental Summer Peak Savings (MW) | Achievable Economic UCT Potential | 0 | 0 | 0 | 0 | 0 | 0 | 0 | 0 | 0 | 0 | 0 | 0 | 0 | 0 | 0 | 0 | 0 | 0 | 0 | 0 | 0 | 0 | 0
F6_Industrial_Other Industrial_New_Miscellaneous_Natural Gas_Strategic Energy Management_A_Achievable Economic UCT Potential | F6 | Industrial | Other Industrial | New | Miscellaneous | Natural Gas | Strategic Energy Management | A | Incremental Winter Peak Savings (MW) | Achievable Economic UCT Potential | 0 | 0 | 0 | 0 | 0 | 0 | 0 | 0 | 0 | 0 | 0 | 0 | 0 | 0 | 0 | 0 | 0 | 0 | 0 | 0 | 0 | 0 | 0
F7_Industrial_Other Industrial_New_Miscellaneous_Natural Gas_Strategic Energy Management_A_Achievable Economic UCT Potential | F7 | Industrial | Other Industrial | New | Miscellaneous | Natural Gas | Strategic Energy Management | A | Cumulative Energy Savings (MWh or mTherms) | Achievable Economic UCT Potential | 0 | 0 | 0.013965 | 0.038335 | 0.073087 | 0.11947 | 0.17287 | 0.22043 | 0.26562 | 0.30946 | 0.3484 | 0.38807 | 0.42724 | 0.46724 | 0.50421 | 0.54177 | 0.57888 | 0.6029 | 0.61326 | 0.61415 | 0.61415 | 0.61415 | 0
F8_Industrial_Other Industrial_New_Miscellaneous_Natural Gas_Strategic Energy Management_A_Achievable Economic UCT Potential | F8 | Industrial | Other Industrial | New | Miscellaneous | Natural Gas | Strategic Energy Management | A | Cumulative Summer Peak Savings (MW) | Achievable Economic UCT Potential | 0 | 0 | 0 | 0 | 0 | 0 | 0 | 0 | 0 | 0 | 0 | 0 | 0 | 0 | 0 | 0 | 0 | 0 | 0 | 0 | 0 | 0 | 0
F9_Industrial_Other Industrial_New_Miscellaneous_Natural Gas_Strategic Energy Management_A_Achievable Economic UCT Potential | F9 | Industrial | Other Industrial | New | Miscellaneous | Natural Gas | Strategic Energy Management | A | Cumulative Winter Peak Savings (MW) | Achievable Economic UCT Potential | 0 | 0 | 0 | 0 | 0 | 0 | 0 | 0 | 0 | 0 | 0 | 0 | 0 | 0 | 0 | 0 | 0 | 0 | 0 | 0 | 0 | 0 | 0
F10_Industrial_Other Industrial_New_Miscellaneous_Natural Gas_Strategic Energy Management_A_Achievable Economic UCT Potential | F10 | Industrial | Other Industrial | New | Miscellaneous | Natural Gas | Strategic Energy Management | A | Purchases (Incremental) | Achievable Economic UCT Potential | 0 | 0 | 15.553 | 27.1429 | 38.7044 | 51.663 | 59.4672 | 68.5268 | 77.4723 | 87.5345 | 95.0288 | 103.6483 | 112.1535 | 122.0197 | 128.7159 | 136.8543 | 144.9865 | 154.4534 | 160.7067 | 168.4121 | 188.5173 | 204.4536 | 0
F11_Industrial_Other Industrial_New_Miscellaneous_Natural Gas_Strategic Energy Management_A_Achievable Economic UCT Potential | F11 | Industrial | Other Industrial | New | Miscellaneous | Natural Gas | Strategic Energy Management | A | Purchases (Cumulative) | Achievable Economic UCT Potential | 0 | 0 | 15.553 | 42.6959 | 81.4003 | 133.0633 | 192.5305 | 245.5043 | 295.8336 | 344.6637 | 388.0295 | 432.2107 | 475.8373 | 520.3847 | 561.5662 | 603.3916 | 644.7298 | 671.4768 | 683.0208 | 684.0126 | 684.0126 | 684.0126 | 0
F1_Industrial_Other Industrial_New_Space Heating_Natural Gas_Commissioning_A_Achievable Economic UCT Potential | F1 | Industrial | Other Industrial | New | Space Heating | Natural Gas | Commissioning | A | Integrated Unit Energy Savings (kWh or therms) | Achievable Economic UCT Potential | 0 | 0 | 3.6141 | 3.5744 | 3.5477 | 3.5236 | 3.51 | 3.4945 | 3.4803 | 3.4658 | 3.456 | 3.4456 | 3.4303 | 3.4163 | 3.403 | 3.3917 | 3.3811 | 3.3673 | 3.3606 | 3.3513 | 3.3438 | 3.339 | 0
F2_Industrial_Other Industrial_New_Space Heating_Natural Gas_Commissioning_A_Achievable Economic UCT Potential | F2 | Industrial | Other Industrial | New | Space Heating | Natural Gas | Commissioning | A | Integrated Unit Summer Peak Savings (kW) | Achievable Economic UCT Potential | 0 | 0 | 0 | 0 | 0 | 0 | 0 | 0 | 0 | 0 | 0 | 0 | 0 | 0 | 0 | 0 | 0 | 0 | 0 | 0 | 0 | 0 | 0
F3_Industrial_Other Industrial_New_Space Heating_Natural Gas_Commissioning_A_Achievable Economic UCT Potential | F3 | Industrial | Other Industrial | New | Space Heating | Natural Gas | Commissioning | A | Integrated Unit Winter Peak Savings (kW) | Achievable Economic UCT Potential | 0 | 0 | 0 | 0 | 0 | 0 | 0 | 0 | 0 | 0 | 0 | 0 | 0 | 0 | 0 | 0 | 0 | 0 | 0 | 0 | 0 | 0 | 0
F4_Industrial_Other Industrial_New_Space Heating_Natural Gas_Commissioning_A_Achievable Economic UCT Potential | F4 | Industrial | Other Industrial | New | Space Heating | Natural Gas | Commissioning | A | Incremental Energy Savings (MWh or mTherms) | Achievable Economic UCT Potential | 0 | 0 | 0 | 0 | 0 | 0 | 0 | 0 | 0 | 0 | 0 | 0 | 0 | 0 | 0 | 0 | 0 | 0 | 0 | 0 | 0 | 0 | 0
F5_Industrial_Other Industrial_New_Space Heating_Natural Gas_Commissioning_A_Achievable Economic UCT Potential | F5 | Industrial | Other Industrial | New | Space Heating | Natural Gas | Commissioning | A | Incremental Summer Peak Savings (MW) | Achievable Economic UCT Potential | 0 | 0 | 0 | 0 | 0 | 0 | 0 | 0 | 0 | 0 | 0 | 0 | 0 | 0 | 0 | 0 | 0 | 0 | 0 | 0 | 0 | 0 | 0
F6_Industrial_Other Industrial_New_Space Heating_Natural Gas_Commissioning_A_Achievable Economic UCT Potential | F6 | Industrial | Other Industrial | New | Space Heating | Natural Gas | Commissioning | A | Incremental Winter Peak Savings (MW) | Achievable Economic UCT Potential | 0 | 0 | 0 | 0 | 0 | 0 | 0 | 0 | 0 | 0 | 0 | 0 | 0 | 0 | 0 | 0 | 0 | 0 | 0 | 0 | 0 | 0 | 0
F7_Industrial_Other Industrial_New_Space Heating_Natural Gas_Commissioning_A_Achievable Economic UCT Potential | F7 | Industrial | Other Industrial | New | Space Heating | Natural Gas | Commissioning | A | Cumulative Energy Savings (MWh or mTherms) | Achievable Economic UCT Potential | 0 | 0 | 0 | 0 | 0 | 0 | 0 | 0 | 0 | 0 | 0 | 0 | 0 | 0 | 0 | 0 | 0 | 0 | 0 | 0 | 0 | 0 | 0
F8_Industrial_Other Industrial_New_Space Heating_Natural Gas_Commissioning_A_Achievable Economic UCT Potential | F8 | Industrial | Other Industrial | New | Space Heating | Natural Gas | Commissioning | A | Cumulative Summer Peak Savings (MW) | Achievable Economic UCT Potential | 0 | 0 | 0 | 0 | 0 | 0 | 0 | 0 | 0 | 0 | 0 | 0 | 0 | 0 | 0 | 0 | 0 | 0 | 0 | 0 | 0 | 0 | 0
F9_Industrial_Other Industrial_New_Space Heating_Natural Gas_Commissioning_A_Achievable Economic UCT Potential | F9 | Industrial | Other Industrial | New | Space Heating | Natural Gas | Commissioning | A | Cumulative Winter Peak Savings (MW) | Achievable Economic UCT Potential | 0 | 0 | 0 | 0 | 0 | 0 | 0 | 0 | 0 | 0 | 0 | 0 | 0 | 0 | 0 | 0 | 0 | 0 | 0 | 0 | 0 | 0 | 0
F10_Industrial_Other Industrial_New_Space Heating_Natural Gas_Commissioning_A_Achievable Economic UCT Potential | F10 | Industrial | Other Industrial | New | Space Heating | Natural Gas | Commissioning | A | Purchases (Incremental) | Achievable Economic UCT Potential | 0 | 0 | 0 | 0 | 0 | 0 | 0 | 0 | 0 | 0 | 0 | 0 | 0 | 0 | 0 | 0 | 0 | 0 | 0 | 0 | 0 | 0 | 0
F11_Industrial_Other Industrial_New_Space Heating_Natural Gas_Commissioning_A_Achievable Economic UCT Potential | F11 | Industrial | Other Industrial | New | Space Heating | Natural Gas | Commissioning | A | Purchases (Cumulative) | Achievable Economic UCT Potential | 0 | 0 | 0 | 0 | 0 | 0 | 0 | 0 | 0 | 0 | 0 | 0 | 0 | 0 | 0 | 0 | 0 | 0 | 0 | 0 | 0 | 0 | 0
F1_Industrial_Other Industrial_New_Process_Natural Gas_Commissioning_A_Achievable Economic UCT Potential | F1 | Industrial | Other Industrial | New | Process | Natural Gas | Commissioning | A | Integrated Unit Energy Savings (kWh or therms) | Achievable Economic UCT Potential | 0 | 0 | 7.8497 | 7.8494 | 7.8493 | 7.8496 | 7.8497 | 7.8498 | 7.8499 | 7.85 | 7.85 | 7.8501 | 7.8501 | 7.8501 | 7.8502 | 7.8502 | 7.8502 | 7.8502 | 7.8502 | 7.8503 | 7.8503 | 7.8503 | 0
F2_Industrial_Other Industrial_New_Process_Natural Gas_Commissioning_A_Achievable Economic UCT Potential | F2 | Industrial | Other Industrial | New | Process | Natural Gas | Commissioning | A | Integrated Unit Summer Peak Savings (kW) | Achievable Economic UCT Potential | 0 | 0 | 0 | 0 | 0 | 0 | 0 | 0 | 0 | 0 | 0 | 0 | 0 | 0 | 0 | 0 | 0 | 0 | 0 | 0 | 0 | 0 | 0
F3_Industrial_Other Industrial_New_Process_Natural Gas_Commissioning_A_Achievable Economic UCT Potential | F3 | Industrial | Other Industrial | New | Process | Natural Gas | Commissioning | A | Integrated Unit Winter Peak Savings (kW) | Achievable Economic UCT Potential | 0 | 0 | 0 | 0 | 0 | 0 | 0 | 0 | 0 | 0 | 0 | 0 | 0 | 0 | 0 | 0 | 0 | 0 | 0 | 0 | 0 | 0 | 0
F4_Industrial_Other Industrial_New_Process_Natural Gas_Commissioning_A_Achievable Economic UCT Potential | F4 | Industrial | Other Industrial | New | Process | Natural Gas | Commissioning | A | Incremental Energy Savings (MWh or mTherms) | Achievable Economic UCT Potential | 0 | 0 | 0 | 0 | 0 | 0 | 0 | 0 | 0 | 0 | 0 | 0 | 0 | 0 | 0 | 0 | 0 | 0 | 0 | 0 | 0 | 0 | 0
F5_Industrial_Other Industrial_New_Process_Natural Gas_Commissioning_A_Achievable Economic UCT Potential | F5 | Industrial | Other Industrial | New | Process | Natural Gas | Commissioning | A | Incremental Summer Peak Savings (MW) | Achievable Economic UCT Potential | 0 | 0 | 0 | 0 | 0 | 0 | 0 | 0 | 0 | 0 | 0 | 0 | 0 | 0 | 0 | 0 | 0 | 0 | 0 | 0 | 0 | 0 | 0
F6_Industrial_Other Industrial_New_Process_Natural Gas_Commissioning_A_Achievable Economic UCT Potential | F6 | Industrial | Other Industrial | New | Process | Natural Gas | Commissioning | A | Incremental Winter Peak Savings (MW) | Achievable Economic UCT Potential | 0 | 0 | 0 | 0 | 0 | 0 | 0 | 0 | 0 | 0 | 0 | 0 | 0 | 0 | 0 | 0 | 0 | 0 | 0 | 0 | 0 | 0 | 0
F7_Industrial_Other Industrial_New_Process_Natural Gas_Commissioning_A_Achievable Economic UCT Potential | F7 | Industrial | Other Industrial | New | Process | Natural Gas | Commissioning | A | Cumulative Energy Savings (MWh or mTherms) | Achievable Economic UCT Potential | 0 | 0 | 0 | 0 | 0 | 0 | 0 | 0 | 0 | 0 | 0 | 0 | 0 | 0 | 0 | 0 | 0 | 0 | 0 | 0 | 0 | 0 | 0
F8_Industrial_Other Industrial_New_Process_Natural Gas_Commissioning_A_Achievable Economic UCT Potential | F8 | Industrial | Other Industrial | New | Process | Natural Gas | Commissioning | A | Cumulative Summer Peak Savings (MW) | Achievable Economic UCT Potential | 0 | 0 | 0 | 0 | 0 | 0 | 0 | 0 | 0 | 0 | 0 | 0 | 0 | 0 | 0 | 0 | 0 | 0 | 0 | 0 | 0 | 0 | 0
F9_Industrial_Other Industrial_New_Process_Natural Gas_Commissioning_A_Achievable Economic UCT Potential | F9 | Industrial | Other Industrial | New | Process | Natural Gas | Commissioning | A | Cumulative Winter Peak Savings (MW) | Achievable Economic UCT Potential | 0 | 0 | 0 | 0 | 0 | 0 | 0 | 0 | 0 | 0 | 0 | 0 | 0 | 0 | 0 | 0 | 0 | 0 | 0 | 0 | 0 | 0 | 0
F10_Industrial_Other Industrial_New_Process_Natural Gas_Commissioning_A_Achievable Economic UCT Potential | F10 | Industrial | Other Industrial | New | Process | Natural Gas | Commissioning | A | Purchases (Incremental) | Achievable Economic UCT Potential | 0 | 0 | 0 | 0 | 0 | 0 | 0 | 0 | 0 | 0 | 0 | 0 | 0 | 0 | 0 | 0 | 0 | 0 | 0 | 0 | 0 | 0 | 0
F11_Industrial_Other Industrial_New_Process_Natural Gas_Commissioning_A_Achievable Economic UCT Potential | F11 | Industrial | Other Industrial | New | Process | Natural Gas | Commissioning | A | Purchases (Cumulative) | Achievable Economic UCT Potential | 0 | 0 | 0 | 0 | 0 | 0 | 0 | 0 | 0 | 0 | 0 | 0 | 0 | 0 | 0 | 0 | 0 | 0 | 0 | 0 | 0 | 0 | 0
F1_Industrial_Other Industrial_New_Space Heating_Natural Gas_Retrocommissioning_A_Achievable Economic UCT Potential | F1 | Industrial | Other Industrial | New | Space Heating | Natural Gas | Retrocommissioning | A | Integrated Unit Energy Savings (kWh or therms) | Achievable Economic UCT Potential | 0 | 0 | 0 | 0 | 0 | 0 | 0 | 0 | 0 | 0 | 0 | 0 | 0 | 0 | 0 | 0 | 0 | 0 | 0 | 0 | 0 | 0 | 0
F2_Industrial_Other Industrial_New_Space Heating_Natural Gas_Retrocommissioning_A_Achievable Economic UCT Potential | F2 | Industrial | Other Industrial | New | Space Heating | Natural Gas | Retrocommissioning | A | Integrated Unit Summer Peak Savings (kW) | Achievable Economic UCT Potential | 0 | 0 | 0 | 0 | 0 | 0 | 0 | 0 | 0 | 0 | 0 | 0 | 0 | 0 | 0 | 0 | 0 | 0 | 0 | 0 | 0 | 0 | 0
F3_Industrial_Other Industrial_New_Space Heating_Natural Gas_Retrocommissioning_A_Achievable Economic UCT Potential | F3 | Industrial | Other Industrial | New | Space Heating | Natural Gas | Retrocommissioning | A | Integrated Unit Winter Peak Savings (kW) | Achievable Economic UCT Potential | 0 | 0 | 0 | 0 | 0 | 0 | 0 | 0 | 0 | 0 | 0 | 0 | 0 | 0 | 0 | 0 | 0 | 0 | 0 | 0 | 0 | 0 | 0
F4_Industrial_Other Industrial_New_Space Heating_Natural Gas_Retrocommissioning_A_Achievable Economic UCT Potential | F4 | Industrial | Other Industrial | New | Space Heating | Natural Gas | Retrocommissioning | A | Incremental Energy Savings (MWh or mTherms) | Achievable Economic UCT Potential | 0 | 0 | 0 | 0 | 0 | 0 | 0 | 0 | 0 | 0 | 0 | 0 | 0 | 0 | 0 | 0 | 0 | 0 | 0 | 0 | 0 | 0 | 0
F5_Industrial_Other Industrial_New_Space Heating_Natural Gas_Retrocommissioning_A_Achievable Economic UCT Potential | F5 | Industrial | Other Industrial | New | Space Heating | Natural Gas | Retrocommissioning | A | Incremental Summer Peak Savings (MW) | Achievable Economic UCT Potential | 0 | 0 | 0 | 0 | 0 | 0 | 0 | 0 | 0 | 0 | 0 | 0 | 0 | 0 | 0 | 0 | 0 | 0 | 0 | 0 | 0 | 0 | 0
F6_Industrial_Other Industrial_New_Space Heating_Natural Gas_Retrocommissioning_A_Achievable Economic UCT Potential | F6 | Industrial | Other Industrial | New | Space Heating | Natural Gas | Retrocommissioning | A | Incremental Winter Peak Savings (MW) | Achievable Economic UCT Potential | 0 | 0 | 0 | 0 | 0 | 0 | 0 | 0 | 0 | 0 | 0 | 0 | 0 | 0 | 0 | 0 | 0 | 0 | 0 | 0 | 0 | 0 | 0
F7_Industrial_Other Industrial_New_Space Heating_Natural Gas_Retrocommissioning_A_Achievable Economic UCT Potential | F7 | Industrial | Other Industrial | New | Space Heating | Natural Gas | Retrocommissioning | A | Cumulative Energy Savings (MWh or mTherms) | Achievable Economic UCT Potential | 0 | 0 | 0 | 0 | 0 | 0 | 0 | 0 | 0 | 0 | 0 | 0 | 0 | 0 | 0 | 0 | 0 | 0 | 0 | 0 | 0 | 0 | 0
F8_Industrial_Other Industrial_New_Space Heating_Natural Gas_Retrocommissioning_A_Achievable Economic UCT Potential | F8 | Industrial | Other Industrial | New | Space Heating | Natural Gas | Retrocommissioning | A | Cumulative Summer Peak Savings (MW) | Achievable Economic UCT Potential | 0 | 0 | 0 | 0 | 0 | 0 | 0 | 0 | 0 | 0 | 0 | 0 | 0 | 0 | 0 | 0 | 0 | 0 | 0 | 0 | 0 | 0 | 0
F9_Industrial_Other Industrial_New_Space Heating_Natural Gas_Retrocommissioning_A_Achievable Economic UCT Potential | F9 | Industrial | Other Industrial | New | Space Heating | Natural Gas | Retrocommissioning | A | Cumulative Winter Peak Savings (MW) | Achievable Economic UCT Potential | 0 | 0 | 0 | 0 | 0 | 0 | 0 | 0 | 0 | 0 | 0 | 0 | 0 | 0 | 0 | 0 | 0 | 0 | 0 | 0 | 0 | 0 | 0
F10_Industrial_Other Industrial_New_Space Heating_Natural Gas_Retrocommissioning_A_Achievable Economic UCT Potential | F10 | Industrial | Other Industrial | New | Space Heating | Natural Gas | Retrocommissioning | A | Purchases (Incremental) | Achievable Economic UCT Potential | 0 | 0 | 0 | 0 | 0 | 0 | 0 | 0 | 0 | 0 | 0 | 0 | 0 | 0 | 0 | 0 | 0 | 0 | 0 | 0 | 0 | 0 | 0
F11_Industrial_Other Industrial_New_Space Heating_Natural Gas_Retrocommissioning_A_Achievable Economic UCT Potential | F11 | Industrial | Other Industrial | New | Space Heating | Natural Gas | Retrocommissioning | A | Purchases (Cumulative) | Achievable Economic UCT Potential | 0 | 0 | 0 | 0 | 0 | 0 | 0 | 0 | 0 | 0 | 0 | 0 | 0 | 0 | 0 | 0 | 0 | 0 | 0 | 0 | 0 | 0 | 0
F1_Industrial_Other Industrial_New_Process_Natural Gas_Retrocommissioning_A_Achievable Economic UCT Potential | F1 | Industrial | Other Industrial | New | Process | Natural Gas | Retrocommissioning | A | Integrated Unit Energy Savings (kWh or therms) | Achievable Economic UCT Potential | 0 | 0 | 0 | 0 | 0 | 0 | 0 | 0 | 0 | 0 | 0 | 0 | 0 | 0 | 0 | 0 | 0 | 0 | 0 | 0 | 0 | 0 | 0
F2_Industrial_Other Industrial_New_Process_Natural Gas_Retrocommissioning_A_Achievable Economic UCT Potential | F2 | Industrial | Other Industrial | New | Process | Natural Gas | Retrocommissioning | A | Integrated Unit Summer Peak Savings (kW) | Achievable Economic UCT Potential | 0 | 0 | 0 | 0 | 0 | 0 | 0 | 0 | 0 | 0 | 0 | 0 | 0 | 0 | 0 | 0 | 0 | 0 | 0 | 0 | 0 | 0 | 0
F3_Industrial_Other Industrial_New_Process_Natural Gas_Retrocommissioning_A_Achievable Economic UCT Potential | F3 | Industrial | Other Industrial | New | Process | Natural Gas | Retrocommissioning | A | Integrated Unit Winter Peak Savings (kW) | Achievable Economic UCT Potential | 0 | 0 | 0 | 0 | 0 | 0 | 0 | 0 | 0 | 0 | 0 | 0 | 0 | 0 | 0 | 0 | 0 | 0 | 0 | 0 | 0 | 0 | 0
F4_Industrial_Other Industrial_New_Process_Natural Gas_Retrocommissioning_A_Achievable Economic UCT Potential | F4 | Industrial | Other Industrial | New | Process | Natural Gas | Retrocommissioning | A | Incremental Energy Savings (MWh or mTherms) | Achievable Economic UCT Potential | 0 | 0 | 0 | 0 | 0 | 0 | 0 | 0 | 0 | 0 | 0 | 0 | 0 | 0 | 0 | 0 | 0 | 0 | 0 | 0 | 0 | 0 | 0
F5_Industrial_Other Industrial_New_Process_Natural Gas_Retrocommissioning_A_Achievable Economic UCT Potential | F5 | Industrial | Other Industrial | New | Process | Natural Gas | Retrocommissioning | A | Incremental Summer Peak Savings (MW) | Achievable Economic UCT Potential | 0 | 0 | 0 | 0 | 0 | 0 | 0 | 0 | 0 | 0 | 0 | 0 | 0 | 0 | 0 | 0 | 0 | 0 | 0 | 0 | 0 | 0 | 0
F6_Industrial_Other Industrial_New_Process_Natural Gas_Retrocommissioning_A_Achievable Economic UCT Potential | F6 | Industrial | Other Industrial | New | Process | Natural Gas | Retrocommissioning | A | Incremental Winter Peak Savings (MW) | Achievable Economic UCT Potential | 0 | 0 | 0 | 0 | 0 | 0 | 0 | 0 | 0 | 0 | 0 | 0 | 0 | 0 | 0 | 0 | 0 | 0 | 0 | 0 | 0 | 0 | 0
F7_Industrial_Other Industrial_New_Process_Natural Gas_Retrocommissioning_A_Achievable Economic UCT Potential | F7 | Industrial | Other Industrial | New | Process | Natural Gas | Retrocommissioning | A | Cumulative Energy Savings (MWh or mTherms) | Achievable Economic UCT Potential | 0 | 0 | 0 | 0 | 0 | 0 | 0 | 0 | 0 | 0 | 0 | 0 | 0 | 0 | 0 | 0 | 0 | 0 | 0 | 0 | 0 | 0 | 0
F8_Industrial_Other Industrial_New_Process_Natural Gas_Retrocommissioning_A_Achievable Economic UCT Potential | F8 | Industrial | Other Industrial | New | Process | Natural Gas | Retrocommissioning | A | Cumulative Summer Peak Savings (MW) | Achievable Economic UCT Potential | 0 | 0 | 0 | 0 | 0 | 0 | 0 | 0 | 0 | 0 | 0 | 0 | 0 | 0 | 0 | 0 | 0 | 0 | 0 | 0 | 0 | 0 | 0
F9_Industrial_Other Industrial_New_Process_Natural Gas_Retrocommissioning_A_Achievable Economic UCT Potential | F9 | Industrial | Other Industrial | New | Process | Natural Gas | Retrocommissioning | A | Cumulative Winter Peak Savings (MW) | Achievable Economic UCT Potential | 0 | 0 | 0 | 0 | 0 | 0 | 0 | 0 | 0 | 0 | 0 | 0 | 0 | 0 | 0 | 0 | 0 | 0 | 0 | 0 | 0 | 0 | 0
F10_Industrial_Other Industrial_New_Process_Natural Gas_Retrocommissioning_A_Achievable Economic UCT Potential | F10 | Industrial | Other Industrial | New | Process | Natural Gas | Retrocommissioning | A | Purchases (Incremental) | Achievable Economic UCT Potential | 0 | 0 | 0 | 0 | 0 | 0 | 0 | 0 | 0 | 0 | 0 | 0 | 0 | 0 | 0 | 0 | 0 | 0 | 0 | 0 | 0 | 0 | 0
F11_Industrial_Other Industrial_New_Process_Natural Gas_Retrocommissioning_A_Achievable Economic UCT Potential | F11 | Industrial | Other Industrial | New | Process | Natural Gas | Retrocommissioning | A | Purchases (Cumulative) | Achievable Economic UCT Potential | 0 | 0 | 0 | 0 | 0 | 0 | 0 | 0 | 0 | 0 | 0 | 0 | 0 | 0 | 0 | 0 | 0 | 0 | 0 | 0 | 0 | 0 | 0
F1_Industrial_Food Products_Existing_Space Heating_Natural Gas_Condensing RTU_A_Achievable Economic UCT Potential | F1 | Industrial | Food Products | Existing | Space Heating | Natural Gas | Condensing RTU | A | Integrated Unit Energy Savings (kWh or therms) | Achievable Economic UCT Potential | 0 | 0 | 24.188 | 24.044 | 23.896 | 23.7442 | 23.588 | 23.4272 | 23.2617 | 23.0914 | 22.9175 | 22.741 | 22.5621 | 22.3807 | 22.1967 | 22.0106 | 21.8231 | 21.6464 | 21.4816 | 21.3284 | 21.1868 | 21.0568 | 0
F2_Industrial_Food Products_Existing_Space Heating_Natural Gas_Condensing RTU_A_Achievable Economic UCT Potential | F2 | Industrial | Food Products | Existing | Space Heating | Natural Gas | Condensing RTU | A | Integrated Unit Summer Peak Savings (kW) | Achievable Economic UCT Potential | 0 | 0 | 0 | 0 | 0 | 0 | 0 | 0 | 0 | 0 | 0 | 0 | 0 | 0 | 0 | 0 | 0 | 0 | 0 | 0 | 0 | 0 | 0
F3_Industrial_Food Products_Existing_Space Heating_Natural Gas_Condensing RTU_A_Achievable Economic UCT Potential | F3 | Industrial | Food Products | Existing | Space Heating | Natural Gas | Condensing RTU | A | Integrated Unit Winter Peak Savings (kW) | Achievable Economic UCT Potential | 0 | 0 | 0 | 0 | 0 | 0 | 0 | 0 | 0 | 0 | 0 | 0 | 0 | 0 | 0 | 0 | 0 | 0 | 0 | 0 | 0 | 0 | 0
F4_Industrial_Food Products_Existing_Space Heating_Natural Gas_Condensing RTU_A_Achievable Economic UCT Potential | F4 | Industrial | Food Products | Existing | Space Heating | Natural Gas | Condensing RTU | A | Incremental Energy Savings (MWh or mTherms) | Achievable Economic UCT Potential | 0 | 0 | 0 | 0 | 0 | 0 | 0 | 0 | 0 | 0 | 0 | 0 | 0 | 0 | 0 | 0 | 0 | 0 | 0 | 0 | 0 | 0 | 0
F5_Industrial_Food Products_Existing_Space Heating_Natural Gas_Condensing RTU_A_Achievable Economic UCT Potential | F5 | Industrial | Food Products | Existing | Space Heating | Natural Gas | Condensing RTU | A | Incremental Summer Peak Savings (MW) | Achievable Economic UCT Potential | 0 | 0 | 0 | 0 | 0 | 0 | 0 | 0 | 0 | 0 | 0 | 0 | 0 | 0 | 0 | 0 | 0 | 0 | 0 | 0 | 0 | 0 | 0
F6_Industrial_Food Products_Existing_Space Heating_Natural Gas_Condensing RTU_A_Achievable Economic UCT Potential | F6 | Industrial | Food Products | Existing | Space Heating | Natural Gas | Condensing RTU | A | Incremental Winter Peak Savings (MW) | Achievable Economic UCT Potential | 0 | 0 | 0 | 0 | 0 | 0 | 0 | 0 | 0 | 0 | 0 | 0 | 0 | 0 | 0 | 0 | 0 | 0 | 0 | 0 | 0 | 0 | 0
F7_Industrial_Food Products_Existing_Space Heating_Natural Gas_Condensing RTU_A_Achievable Economic UCT Potential | F7 | Industrial | Food Products | Existing | Space Heating | Natural Gas | Condensing RTU | A | Cumulative Energy Savings (MWh or mTherms) | Achievable Economic UCT Potential | 0 | 0 | 0 | 0 | 0 | 0 | 0 | 0 | 0 | 0 | 0 | 0 | 0 | 0 | 0 | 0 | 0 | 0 | 0 | 0 | 0 | 0 | 0
F8_Industrial_Food Products_Existing_Space Heating_Natural Gas_Condensing RTU_A_Achievable Economic UCT Potential | F8 | Industrial | Food Products | Existing | Space Heating | Natural Gas | Condensing RTU | A | Cumulative Summer Peak Savings (MW) | Achievable Economic UCT Potential | 0 | 0 | 0 | 0 | 0 | 0 | 0 | 0 | 0 | 0 | 0 | 0 | 0 | 0 | 0 | 0 | 0 | 0 | 0 | 0 | 0 | 0 | 0
F9_Industrial_Food Products_Existing_Space Heating_Natural Gas_Condensing RTU_A_Achievable Economic UCT Potential | F9 | Industrial | Food Products | Existing | Space Heating | Natural Gas | Condensing RTU | A | Cumulative Winter Peak Savings (MW) | Achievable Economic UCT Potential | 0 | 0 | 0 | 0 | 0 | 0 | 0 | 0 | 0 | 0 | 0 | 0 | 0 | 0 | 0 | 0 | 0 | 0 | 0 | 0 | 0 | 0 | 0
F10_Industrial_Food Products_Existing_Space Heating_Natural Gas_Condensing RTU_A_Achievable Economic UCT Potential | F10 | Industrial | Food Products | Existing | Space Heating | Natural Gas | Condensing RTU | A | Purchases (Incremental) | Achievable Economic UCT Potential | 0 | 0 | 0 | 0 | 0 | 0 | 0 | 0 | 0 | 0 | 0 | 0 | 0 | 0 | 0 | 0 | 0 | 0 | 0 | 0 | 0 | 0 | 0
F11_Industrial_Food Products_Existing_Space Heating_Natural Gas_Condensing RTU_A_Achievable Economic UCT Potential | F11 | Industrial | Food Products | Existing | Space Heating | Natural Gas | Condensing RTU | A | Purchases (Cumulative) | Achievable Economic UCT Potential | 0 | 0 | 0 | 0 | 0 | 0 | 0 | 0 | 0 | 0 | 0 | 0 | 0 | 0 | 0 | 0 | 0 | 0 | 0 | 0 | 0 | 0 | 0
F1_Industrial_Food Products_New_Space Heating_Natural Gas_Condensing RTU_A_Achievable Economic UCT Potential | F1 | Industrial | Food Products | New | Space Heating | Natural Gas | Condensing RTU | A | Integrated Unit Energy Savings (kWh or therms) | Achievable Economic UCT Potential | 0 | 0 | 21.3942 | 21.1596 | 21.0015 | 20.8588 | 20.7782 | 20.6863 | 20.6021 | 20.5167 | 20.4586 | 20.3971 | 20.306 | 20.2234 | 20.1447 | 20.078 | 20.0153 | 19.9333 | 19.8937 | 19.8385 | 19.7942 | 19.7661 | 0
F2_Industrial_Food Products_New_Space Heating_Natural Gas_Condensing RTU_A_Achievable Economic UCT Potential | F2 | Industrial | Food Products | New | Space Heating | Natural Gas | Condensing RTU | A | Integrated Unit Summer Peak Savings (kW) | Achievable Economic UCT Potential | 0 | 0 | 0 | 0 | 0 | 0 | 0 | 0 | 0 | 0 | 0 | 0 | 0 | 0 | 0 | 0 | 0 | 0 | 0 | 0 | 0 | 0 | 0
F3_Industrial_Food Products_New_Space Heating_Natural Gas_Condensing RTU_A_Achievable Economic UCT Potential | F3 | Industrial | Food Products | New | Space Heating | Natural Gas | Condensing RTU | A | Integrated Unit Winter Peak Savings (kW) | Achievable Economic UCT Potential | 0 | 0 | 0 | 0 | 0 | 0 | 0 | 0 | 0 | 0 | 0 | 0 | 0 | 0 | 0 | 0 | 0 | 0 | 0 | 0 | 0 | 0 | 0
F4_Industrial_Food Products_New_Space Heating_Natural Gas_Condensing RTU_A_Achievable Economic UCT Potential | F4 | Industrial | Food Products | New | Space Heating | Natural Gas | Condensing RTU | A | Incremental Energy Savings (MWh or mTherms) | Achievable Economic UCT Potential | 0 | 0 | 0 | 0 | 0 | 0 | 0 | 0 | 0 | 0 | 0 | 0 | 0 | 0 | 0 | 0 | 0 | 0 | 0 | 0 | 0 | 0 | 0
F5_Industrial_Food Products_New_Space Heating_Natural Gas_Condensing RTU_A_Achievable Economic UCT Potential | F5 | Industrial | Food Products | New | Space Heating | Natural Gas | Condensing RTU | A | Incremental Summer Peak Savings (MW) | Achievable Economic UCT Potential | 0 | 0 | 0 | 0 | 0 | 0 | 0 | 0 | 0 | 0 | 0 | 0 | 0 | 0 | 0 | 0 | 0 | 0 | 0 | 0 | 0 | 0 | 0
F6_Industrial_Food Products_New_Space Heating_Natural Gas_Condensing RTU_A_Achievable Economic UCT Potential | F6 | Industrial | Food Products | New | Space Heating | Natural Gas | Condensing RTU | A | Incremental Winter Peak Savings (MW) | Achievable Economic UCT Potential | 0 | 0 | 0 | 0 | 0 | 0 | 0 | 0 | 0 | 0 | 0 | 0 | 0 | 0 | 0 | 0 | 0 | 0 | 0 | 0 | 0 | 0 | 0
F7_Industrial_Food Products_New_Space Heating_Natural Gas_Condensing RTU_A_Achievable Economic UCT Potential | F7 | Industrial | Food Products | New | Space Heating | Natural Gas | Condensing RTU | A | Cumulative Energy Savings (MWh or mTherms) | Achievable Economic UCT Potential | 0 | 0 | 0 | 0 | 0 | 0 | 0 | 0 | 0 | 0 | 0 | 0 | 0 | 0 | 0 | 0 | 0 | 0 | 0 | 0 | 0 | 0 | 0
F8_Industrial_Food Products_New_Space Heating_Natural Gas_Condensing RTU_A_Achievable Economic UCT Potential | F8 | Industrial | Food Products | New | Space Heating | Natural Gas | Condensing RTU | A | Cumulative Summer Peak Savings (MW) | Achievable Economic UCT Potential | 0 | 0 | 0 | 0 | 0 | 0 | 0 | 0 | 0 | 0 | 0 | 0 | 0 | 0 | 0 | 0 | 0 | 0 | 0 | 0 | 0 | 0 | 0
F9_Industrial_Food Products_New_Space Heating_Natural Gas_Condensing RTU_A_Achievable Economic UCT Potential | F9 | Industrial | Food Products | New | Space Heating | Natural Gas | Condensing RTU | A | Cumulative Winter Peak Savings (MW) | Achievable Economic UCT Potential | 0 | 0 | 0 | 0 | 0 | 0 | 0 | 0 | 0 | 0 | 0 | 0 | 0 | 0 | 0 | 0 | 0 | 0 | 0 | 0 | 0 | 0 | 0
F10_Industrial_Food Products_New_Space Heating_Natural Gas_Condensing RTU_A_Achievable Economic UCT Potential | F10 | Industrial | Food Products | New | Space Heating | Natural Gas | Condensing RTU | A | Purchases (Incremental) | Achievable Economic UCT Potential | 0 | 0 | 0 | 0 | 0 | 0 | 0 | 0 | 0 | 0 | 0 | 0 | 0 | 0 | 0 | 0 | 0 | 0 | 0 | 0 | 0 | 0 | 0
F11_Industrial_Food Products_New_Space Heating_Natural Gas_Condensing RTU_A_Achievable Economic UCT Potential | F11 | Industrial | Food Products | New | Space Heating | Natural Gas | Condensing RTU | A | Purchases (Cumulative) | Achievable Economic UCT Potential | 0 | 0 | 0 | 0 | 0 | 0 | 0 | 0 | 0 | 0 | 0 | 0 | 0 | 0 | 0 | 0 | 0 | 0 | 0 | 0 | 0 | 0 | 0
F1_Industrial_Agriculture_Existing_Space Heating_Natural Gas_Condensing RTU_A_Achievable Economic UCT Potential | F1 | Industrial | Agriculture | Existing | Space Heating | Natural Gas | Condensing RTU | A | Integrated Unit Energy Savings (kWh or therms) | Achievable Economic UCT Potential | 0 | 0 | 11.7037 | 11.634 | 11.5624 | 11.4889 | 11.4134 | 11.3355 | 11.2555 | 11.1731 | 11.0889 | 11.0035 | 10.917 | 10.8292 | 10.7402 | 10.6501 | 10.5594 | 10.4739 | 10.3941 | 10.32 | 10.2515 | 10.1886 | 0
F2_Industrial_Agriculture_Existing_Space Heating_Natural Gas_Condensing RTU_A_Achievable Economic UCT Potential | F2 | Industrial | Agriculture | Existing | Space Heating | Natural Gas | Condensing RTU | A | Integrated Unit Summer Peak Savings (kW) | Achievable Economic UCT Potential | 0 | 0 | 0 | 0 | 0 | 0 | 0 | 0 | 0 | 0 | 0 | 0 | 0 | 0 | 0 | 0 | 0 | 0 | 0 | 0 | 0 | 0 | 0
F3_Industrial_Agriculture_Existing_Space Heating_Natural Gas_Condensing RTU_A_Achievable Economic UCT Potential | F3 | Industrial | Agriculture | Existing | Space Heating | Natural Gas | Condensing RTU | A | Integrated Unit Winter Peak Savings (kW) | Achievable Economic UCT Potential | 0 | 0 | 0 | 0 | 0 | 0 | 0 | 0 | 0 | 0 | 0 | 0 | 0 | 0 | 0 | 0 | 0 | 0 | 0 | 0 | 0 | 0 | 0
F4_Industrial_Agriculture_Existing_Space Heating_Natural Gas_Condensing RTU_A_Achievable Economic UCT Potential | F4 | Industrial | Agriculture | Existing | Space Heating | Natural Gas | Condensing RTU | A | Incremental Energy Savings (MWh or mTherms) | Achievable Economic UCT Potential | 0 | 0 | 0 | 0 | 0 | 0 | 0 | 0 | 0 | 0 | 0 | 0 | 0 | 0 | 0 | 0 | 0 | 0 | 0 | 0 | 0 | 0 | 0
F5_Industrial_Agriculture_Existing_Space Heating_Natural Gas_Condensing RTU_A_Achievable Economic UCT Potential | F5 | Industrial | Agriculture | Existing | Space Heating | Natural Gas | Condensing RTU | A | Incremental Summer Peak Savings (MW) | Achievable Economic UCT Potential | 0 | 0 | 0 | 0 | 0 | 0 | 0 | 0 | 0 | 0 | 0 | 0 | 0 | 0 | 0 | 0 | 0 | 0 | 0 | 0 | 0 | 0 | 0
F6_Industrial_Agriculture_Existing_Space Heating_Natural Gas_Condensing RTU_A_Achievable Economic UCT Potential | F6 | Industrial | Agriculture | Existing | Space Heating | Natural Gas | Condensing RTU | A | Incremental Winter Peak Savings (MW) | Achievable Economic UCT Potential | 0 | 0 | 0 | 0 | 0 | 0 | 0 | 0 | 0 | 0 | 0 | 0 | 0 | 0 | 0 | 0 | 0 | 0 | 0 | 0 | 0 | 0 | 0
F7_Industrial_Agriculture_Existing_Space Heating_Natural Gas_Condensing RTU_A_Achievable Economic UCT Potential | F7 | Industrial | Agriculture | Existing | Space Heating | Natural Gas | Condensing RTU | A | Cumulative Energy Savings (MWh or mTherms) | Achievable Economic UCT Potential | 0 | 0 | 0 | 0 | 0 | 0 | 0 | 0 | 0 | 0 | 0 | 0 | 0 | 0 | 0 | 0 | 0 | 0 | 0 | 0 | 0 | 0 | 0
F8_Industrial_Agriculture_Existing_Space Heating_Natural Gas_Condensing RTU_A_Achievable Economic UCT Potential | F8 | Industrial | Agriculture | Existing | Space Heating | Natural Gas | Condensing RTU | A | Cumulative Summer Peak Savings (MW) | Achievable Economic UCT Potential | 0 | 0 | 0 | 0 | 0 | 0 | 0 | 0 | 0 | 0 | 0 | 0 | 0 | 0 | 0 | 0 | 0 | 0 | 0 | 0 | 0 | 0 | 0
F9_Industrial_Agriculture_Existing_Space Heating_Natural Gas_Condensing RTU_A_Achievable Economic UCT Potential | F9 | Industrial | Agriculture | Existing | Space Heating | Natural Gas | Condensing RTU | A | Cumulative Winter Peak Savings (MW) | Achievable Economic UCT Potential | 0 | 0 | 0 | 0 | 0 | 0 | 0 | 0 | 0 | 0 | 0 | 0 | 0 | 0 | 0 | 0 | 0 | 0 | 0 | 0 | 0 | 0 | 0
F10_Industrial_Agriculture_Existing_Space Heating_Natural Gas_Condensing RTU_A_Achievable Economic UCT Potential | F10 | Industrial | Agriculture | Existing | Space Heating | Natural Gas | Condensing RTU | A | Purchases (Incremental) | Achievable Economic UCT Potential | 0 | 0 | 0 | 0 | 0 | 0 | 0 | 0 | 0 | 0 | 0 | 0 | 0 | 0 | 0 | 0 | 0 | 0 | 0 | 0 | 0 | 0 | 0
F11_Industrial_Agriculture_Existing_Space Heating_Natural Gas_Condensing RTU_A_Achievable Economic UCT Potential | F11 | Industrial | Agriculture | Existing | Space Heating | Natural Gas | Condensing RTU | A | Purchases (Cumulative) | Achievable Economic UCT Potential | 0 | 0 | 0 | 0 | 0 | 0 | 0 | 0 | 0 | 0 | 0 | 0 | 0 | 0 | 0 | 0 | 0 | 0 | 0 | 0 | 0 | 0 | 0
F1_Industrial_Agriculture_New_Space Heating_Natural Gas_Condensing RTU_A_Achievable Economic UCT Potential | F1 | Industrial | Agriculture | New | Space Heating | Natural Gas | Condensing RTU | A | Integrated Unit Energy Savings (kWh or therms) | Achievable Economic UCT Potential | 0 | 0 | 10.3518 | 10.2383 | 10.1618 | 10.0928 | 10.0538 | 10.0093 | 9.9686 | 9.9273 | 9.8992 | 9.8694 | 9.8253 | 9.7854 | 9.7473 | 9.715 | 9.6847 | 9.645 | 9.6258 | 9.5991 | 9.5777 | 9.5641 | 0
F2_Industrial_Agriculture_New_Space Heating_Natural Gas_Condensing RTU_A_Achievable Economic UCT Potential | F2 | Industrial | Agriculture | New | Space Heating | Natural Gas | Condensing RTU | A | Integrated Unit Summer Peak Savings (kW) | Achievable Economic UCT Potential | 0 | 0 | 0 | 0 | 0 | 0 | 0 | 0 | 0 | 0 | 0 | 0 | 0 | 0 | 0 | 0 | 0 | 0 | 0 | 0 | 0 | 0 | 0
F3_Industrial_Agriculture_New_Space Heating_Natural Gas_Condensing RTU_A_Achievable Economic UCT Potential | F3 | Industrial | Agriculture | New | Space Heating | Natural Gas | Condensing RTU | A | Integrated Unit Winter Peak Savings (kW) | Achievable Economic UCT Potential | 0 | 0 | 0 | 0 | 0 | 0 | 0 | 0 | 0 | 0 | 0 | 0 | 0 | 0 | 0 | 0 | 0 | 0 | 0 | 0 | 0 | 0 | 0
F4_Industrial_Agriculture_New_Space Heating_Natural Gas_Condensing RTU_A_Achievable Economic UCT Potential | F4 | Industrial | Agriculture | New | Space Heating | Natural Gas | Condensing RTU | A | Incremental Energy Savings (MWh or mTherms) | Achievable Economic UCT Potential | 0 | 0 | 0 | 0 | 0 | 0 | 0 | 0 | 0 | 0 | 0 | 0 | 0 | 0 | 0 | 0 | 0 | 0 | 0 | 0 | 0 | 0 | 0
F5_Industrial_Agriculture_New_Space Heating_Natural Gas_Condensing RTU_A_Achievable Economic UCT Potential | F5 | Industrial | Agriculture | New | Space Heating | Natural Gas | Condensing RTU | A | Incremental Summer Peak Savings (MW) | Achievable Economic UCT Potential | 0 | 0 | 0 | 0 | 0 | 0 | 0 | 0 | 0 | 0 | 0 | 0 | 0 | 0 | 0 | 0 | 0 | 0 | 0 | 0 | 0 | 0 | 0
F6_Industrial_Agriculture_New_Space Heating_Natural Gas_Condensing RTU_A_Achievable Economic UCT Potential | F6 | Industrial | Agriculture | New | Space Heating | Natural Gas | Condensing RTU | A | Incremental Winter Peak Savings (MW) | Achievable Economic UCT Potential | 0 | 0 | 0 | 0 | 0 | 0 | 0 | 0 | 0 | 0 | 0 | 0 | 0 | 0 | 0 | 0 | 0 | 0 | 0 | 0 | 0 | 0 | 0
F7_Industrial_Agriculture_New_Space Heating_Natural Gas_Condensing RTU_A_Achievable Economic UCT Potential | F7 | Industrial | Agriculture | New | Space Heating | Natural Gas | Condensing RTU | A | Cumulative Energy Savings (MWh or mTherms) | Achievable Economic UCT Potential | 0 | 0 | 0 | 0 | 0 | 0 | 0 | 0 | 0 | 0 | 0 | 0 | 0 | 0 | 0 | 0 | 0 | 0 | 0 | 0 | 0 | 0 | 0
F8_Industrial_Agriculture_New_Space Heating_Natural Gas_Condensing RTU_A_Achievable Economic UCT Potential | F8 | Industrial | Agriculture | New | Space Heating | Natural Gas | Condensing RTU | A | Cumulative Summer Peak Savings (MW) | Achievable Economic UCT Potential | 0 | 0 | 0 | 0 | 0 | 0 | 0 | 0 | 0 | 0 | 0 | 0 | 0 | 0 | 0 | 0 | 0 | 0 | 0 | 0 | 0 | 0 | 0
F9_Industrial_Agriculture_New_Space Heating_Natural Gas_Condensing RTU_A_Achievable Economic UCT Potential | F9 | Industrial | Agriculture | New | Space Heating | Natural Gas | Condensing RTU | A | Cumulative Winter Peak Savings (MW) | Achievable Economic UCT Potential | 0 | 0 | 0 | 0 | 0 | 0 | 0 | 0 | 0 | 0 | 0 | 0 | 0 | 0 | 0 | 0 | 0 | 0 | 0 | 0 | 0 | 0 | 0
F10_Industrial_Agriculture_New_Space Heating_Natural Gas_Condensing RTU_A_Achievable Economic UCT Potential | F10 | Industrial | Agriculture | New | Space Heating | Natural Gas | Condensing RTU | A | Purchases (Incremental) | Achievable Economic UCT Potential | 0 | 0 | 0 | 0 | 0 | 0 | 0 | 0 | 0 | 0 | 0 | 0 | 0 | 0 | 0 | 0 | 0 | 0 | 0 | 0 | 0 | 0 | 0
F11_Industrial_Agriculture_New_Space Heating_Natural Gas_Condensing RTU_A_Achievable Economic UCT Potential | F11 | Industrial | Agriculture | New | Space Heating | Natural Gas | Condensing RTU | A | Purchases (Cumulative) | Achievable Economic UCT Potential | 0 | 0 | 0 | 0 | 0 | 0 | 0 | 0 | 0 | 0 | 0 | 0 | 0 | 0 | 0 | 0 | 0 | 0 | 0 | 0 | 0 | 0 | 0
F1_Industrial_Primary Metals_Existing_Space Heating_Natural Gas_Condensing RTU_A_Achievable Economic UCT Potential | F1 | Industrial | Primary Metals | Existing | Space Heating | Natural Gas | Condensing RTU | A | Integrated Unit Energy Savings (kWh or therms) | Achievable Economic UCT Potential | 0 | 0 | 38.363 | 38.1346 | 37.9 | 37.6592 | 37.4114 | 37.1564 | 36.8939 | 36.6238 | 36.3479 | 36.0681 | 35.7844 | 35.4966 | 35.2048 | 34.9096 | 34.6123 | 34.3321 | 34.0706 | 33.8277 | 33.6031 | 33.3969 | 0
F2_Industrial_Primary Metals_Existing_Space Heating_Natural Gas_Condensing RTU_A_Achievable Economic UCT Potential | F2 | Industrial | Primary Metals | Existing | Space Heating | Natural Gas | Condensing RTU | A | Integrated Unit Summer Peak Savings (kW) | Achievable Economic UCT Potential | 0 | 0 | 0 | 0 | 0 | 0 | 0 | 0 | 0 | 0 | 0 | 0 | 0 | 0 | 0 | 0 | 0 | 0 | 0 | 0 | 0 | 0 | 0
F3_Industrial_Primary Metals_Existing_Space Heating_Natural Gas_Condensing RTU_A_Achievable Economic UCT Potential | F3 | Industrial | Primary Metals | Existing | Space Heating | Natural Gas | Condensing RTU | A | Integrated Unit Winter Peak Savings (kW) | Achievable Economic UCT Potential | 0 | 0 | 0 | 0 | 0 | 0 | 0 | 0 | 0 | 0 | 0 | 0 | 0 | 0 | 0 | 0 | 0 | 0 | 0 | 0 | 0 | 0 | 0
F4_Industrial_Primary Metals_Existing_Space Heating_Natural Gas_Condensing RTU_A_Achievable Economic UCT Potential | F4 | Industrial | Primary Metals | Existing | Space Heating | Natural Gas | Condensing RTU | A | Incremental Energy Savings (MWh or mTherms) | Achievable Economic UCT Potential | 0 | 0 | 0 | 0 | 0 | 0 | 0 | 0 | 0 | 0 | 0 | 0 | 0 | 0 | 0 | 0 | 0 | 0 | 0 | 0 | 0 | 0 | 0
F5_Industrial_Primary Metals_Existing_Space Heating_Natural Gas_Condensing RTU_A_Achievable Economic UCT Potential | F5 | Industrial | Primary Metals | Existing | Space Heating | Natural Gas | Condensing RTU | A | Incremental Summer Peak Savings (MW) | Achievable Economic UCT Potential | 0 | 0 | 0 | 0 | 0 | 0 | 0 | 0 | 0 | 0 | 0 | 0 | 0 | 0 | 0 | 0 | 0 | 0 | 0 | 0 | 0 | 0 | 0
F6_Industrial_Primary Metals_Existing_Space Heating_Natural Gas_Condensing RTU_A_Achievable Economic UCT Potential | F6 | Industrial | Primary Metals | Existing | Space Heating | Natural Gas | Condensing RTU | A | Incremental Winter Peak Savings (MW) | Achievable Economic UCT Potential | 0 | 0 | 0 | 0 | 0 | 0 | 0 | 0 | 0 | 0 | 0 | 0 | 0 | 0 | 0 | 0 | 0 | 0 | 0 | 0 | 0 | 0 | 0
F7_Industrial_Primary Metals_Existing_Space Heating_Natural Gas_Condensing RTU_A_Achievable Economic UCT Potential | F7 | Industrial | Primary Metals | Existing | Space Heating | Natural Gas | Condensing RTU | A | Cumulative Energy Savings (MWh or mTherms) | Achievable Economic UCT Potential | 0 | 0 | 0 | 0 | 0 | 0 | 0 | 0 | 0 | 0 | 0 | 0 | 0 | 0 | 0 | 0 | 0 | 0 | 0 | 0 | 0 | 0 | 0
F8_Industrial_Primary Metals_Existing_Space Heating_Natural Gas_Condensing RTU_A_Achievable Economic UCT Potential | F8 | Industrial | Primary Metals | Existing | Space Heating | Natural Gas | Condensing RTU | A | Cumulative Summer Peak Savings (MW) | Achievable Economic UCT Potential | 0 | 0 | 0 | 0 | 0 | 0 | 0 | 0 | 0 | 0 | 0 | 0 | 0 | 0 | 0 | 0 | 0 | 0 | 0 | 0 | 0 | 0 | 0
F9_Industrial_Primary Metals_Existing_Space Heating_Natural Gas_Condensing RTU_A_Achievable Economic UCT Potential | F9 | Industrial | Primary Metals | Existing | Space Heating | Natural Gas | Condensing RTU | A | Cumulative Winter Peak Savings (MW) | Achievable Economic UCT Potential | 0 | 0 | 0 | 0 | 0 | 0 | 0 | 0 | 0 | 0 | 0 | 0 | 0 | 0 | 0 | 0 | 0 | 0 | 0 | 0 | 0 | 0 | 0
F10_Industrial_Primary Metals_Existing_Space Heating_Natural Gas_Condensing RTU_A_Achievable Economic UCT Potential | F10 | Industrial | Primary Metals | Existing | Space Heating | Natural Gas | Condensing RTU | A | Purchases (Incremental) | Achievable Economic UCT Potential | 0 | 0 | 0 | 0 | 0 | 0 | 0 | 0 | 0 | 0 | 0 | 0 | 0 | 0 | 0 | 0 | 0 | 0 | 0 | 0 | 0 | 0 | 0
F11_Industrial_Primary Metals_Existing_Space Heating_Natural Gas_Condensing RTU_A_Achievable Economic UCT Potential | F11 | Industrial | Primary Metals | Existing | Space Heating | Natural Gas | Condensing RTU | A | Purchases (Cumulative) | Achievable Economic UCT Potential | 0 | 0 | 0 | 0 | 0 | 0 | 0 | 0 | 0 | 0 | 0 | 0 | 0 | 0 | 0 | 0 | 0 | 0 | 0 | 0 | 0 | 0 | 0
F1_Industrial_Primary Metals_New_Space Heating_Natural Gas_Condensing RTU_A_Achievable Economic UCT Potential | F1 | Industrial | Primary Metals | New | Space Heating | Natural Gas | Condensing RTU | A | Integrated Unit Energy Savings (kWh or therms) | Achievable Economic UCT Potential | 0 | 0 | 33.932 | 33.5599 | 33.3091 | 33.0829 | 32.955 | 32.8093 | 32.6758 | 32.5402 | 32.4482 | 32.3506 | 32.2061 | 32.0751 | 31.9502 | 31.8444 | 31.7451 | 31.615 | 31.5521 | 31.4646 | 31.3944 | 31.3498 | 0
F2_Industrial_Primary Metals_New_Space Heating_Natural Gas_Condensing RTU_A_Achievable Economic UCT Potential | F2 | Industrial | Primary Metals | New | Space Heating | Natural Gas | Condensing RTU | A | Integrated Unit Summer Peak Savings (kW) | Achievable Economic UCT Potential | 0 | 0 | 0 | 0 | 0 | 0 | 0 | 0 | 0 | 0 | 0 | 0 | 0 | 0 | 0 | 0 | 0 | 0 | 0 | 0 | 0 | 0 | 0
F3_Industrial_Primary Metals_New_Space Heating_Natural Gas_Condensing RTU_A_Achievable Economic UCT Potential | F3 | Industrial | Primary Metals | New | Space Heating | Natural Gas | Condensing RTU | A | Integrated Unit Winter Peak Savings (kW) | Achievable Economic UCT Potential | 0 | 0 | 0 | 0 | 0 | 0 | 0 | 0 | 0 | 0 | 0 | 0 | 0 | 0 | 0 | 0 | 0 | 0 | 0 | 0 | 0 | 0 | 0
F4_Industrial_Primary Metals_New_Space Heating_Natural Gas_Condensing RTU_A_Achievable Economic UCT Potential | F4 | Industrial | Primary Metals | New | Space Heating | Natural Gas | Condensing RTU | A | Incremental Energy Savings (MWh or mTherms) | Achievable Economic UCT Potential | 0 | 0 | 0 | 0 | 0 | 0 | 0 | 0 | 0 | 0 | 0 | 0 | 0 | 0 | 0 | 0 | 0 | 0 | 0 | 0 | 0 | 0 | 0
F5_Industrial_Primary Metals_New_Space Heating_Natural Gas_Condensing RTU_A_Achievable Economic UCT Potential | F5 | Industrial | Primary Metals | New | Space Heating | Natural Gas | Condensing RTU | A | Incremental Summer Peak Savings (MW) | Achievable Economic UCT Potential | 0 | 0 | 0 | 0 | 0 | 0 | 0 | 0 | 0 | 0 | 0 | 0 | 0 | 0 | 0 | 0 | 0 | 0 | 0 | 0 | 0 | 0 | 0
F6_Industrial_Primary Metals_New_Space Heating_Natural Gas_Condensing RTU_A_Achievable Economic UCT Potential | F6 | Industrial | Primary Metals | New | Space Heating | Natural Gas | Condensing RTU | A | Incremental Winter Peak Savings (MW) | Achievable Economic UCT Potential | 0 | 0 | 0 | 0 | 0 | 0 | 0 | 0 | 0 | 0 | 0 | 0 | 0 | 0 | 0 | 0 | 0 | 0 | 0 | 0 | 0 | 0 | 0
F7_Industrial_Primary Metals_New_Space Heating_Natural Gas_Condensing RTU_A_Achievable Economic UCT Potential | F7 | Industrial | Primary Metals | New | Space Heating | Natural Gas | Condensing RTU | A | Cumulative Energy Savings (MWh or mTherms) | Achievable Economic UCT Potential | 0 | 0 | 0 | 0 | 0 | 0 | 0 | 0 | 0 | 0 | 0 | 0 | 0 | 0 | 0 | 0 | 0 | 0 | 0 | 0 | 0 | 0 | 0
F8_Industrial_Primary Metals_New_Space Heating_Natural Gas_Condensing RTU_A_Achievable Economic UCT Potential | F8 | Industrial | Primary Metals | New | Space Heating | Natural Gas | Condensing RTU | A | Cumulative Summer Peak Savings (MW) | Achievable Economic UCT Potential | 0 | 0 | 0 | 0 | 0 | 0 | 0 | 0 | 0 | 0 | 0 | 0 | 0 | 0 | 0 | 0 | 0 | 0 | 0 | 0 | 0 | 0 | 0
F9_Industrial_Primary Metals_New_Space Heating_Natural Gas_Condensing RTU_A_Achievable Economic UCT Potential | F9 | Industrial | Primary Metals | New | Space Heating | Natural Gas | Condensing RTU | A | Cumulative Winter Peak Savings (MW) | Achievable Economic UCT Potential | 0 | 0 | 0 | 0 | 0 | 0 | 0 | 0 | 0 | 0 | 0 | 0 | 0 | 0 | 0 | 0 | 0 | 0 | 0 | 0 | 0 | 0 | 0
F10_Industrial_Primary Metals_New_Space Heating_Natural Gas_Condensing RTU_A_Achievable Economic UCT Potential | F10 | Industrial | Primary Metals | New | Space Heating | Natural Gas | Condensing RTU | A | Purchases (Incremental) | Achievable Economic UCT Potential | 0 | 0 | 0 | 0 | 0 | 0 | 0 | 0 | 0 | 0 | 0 | 0 | 0 | 0 | 0 | 0 | 0 | 0 | 0 | 0 | 0 | 0 | 0
F11_Industrial_Primary Metals_New_Space Heating_Natural Gas_Condensing RTU_A_Achievable Economic UCT Potential | F11 | Industrial | Primary Metals | New | Space Heating | Natural Gas | Condensing RTU | A | Purchases (Cumulative) | Achievable Economic UCT Potential | 0 | 0 | 0 | 0 | 0 | 0 | 0 | 0 | 0 | 0 | 0 | 0 | 0 | 0 | 0 | 0 | 0 | 0 | 0 | 0 | 0 | 0 | 0
F1_Industrial_Stone, Clay, and Glass_Existing_Space Heating_Natural Gas_Condensing RTU_A_Achievable Economic UCT Potential | F1 | Industrial | Stone, Clay, and Glass | Existing | Space Heating | Natural Gas | Condensing RTU | A | Integrated Unit Energy Savings (kWh or therms) | Achievable Economic UCT Potential | 0 | 0 | 45.1159 | 44.8473 | 44.5714 | 44.2881 | 43.9968 | 43.6968 | 43.3881 | 43.0706 | 42.7461 | 42.417 | 42.0834 | 41.7449 | 41.4017 | 41.0546 | 40.705 | 40.3754 | 40.0679 | 39.7822 | 39.5181 | 39.2756 | 0
F2_Industrial_Stone, Clay, and Glass_Existing_Space Heating_Natural Gas_Condensing RTU_A_Achievable Economic UCT Potential | F2 | Industrial | Stone, Clay, and Glass | Existing | Space Heating | Natural Gas | Condensing RTU | A | Integrated Unit Summer Peak Savings (kW) | Achievable Economic UCT Potential | 0 | 0 | 0 | 0 | 0 | 0 | 0 | 0 | 0 | 0 | 0 | 0 | 0 | 0 | 0 | 0 | 0 | 0 | 0 | 0 | 0 | 0 | 0
F3_Industrial_Stone, Clay, and Glass_Existing_Space Heating_Natural Gas_Condensing RTU_A_Achievable Economic UCT Potential | F3 | Industrial | Stone, Clay, and Glass | Existing | Space Heating | Natural Gas | Condensing RTU | A | Integrated Unit Winter Peak Savings (kW) | Achievable Economic UCT Potential | 0 | 0 | 0 | 0 | 0 | 0 | 0 | 0 | 0 | 0 | 0 | 0 | 0 | 0 | 0 | 0 | 0 | 0 | 0 | 0 | 0 | 0 | 0
F4_Industrial_Stone, Clay, and Glass_Existing_Space Heating_Natural Gas_Condensing RTU_A_Achievable Economic UCT Potential | F4 | Industrial | Stone, Clay, and Glass | Existing | Space Heating | Natural Gas | Condensing RTU | A | Incremental Energy Savings (MWh or mTherms) | Achievable Economic UCT Potential | 0 | 0 | 0 | 0 | 0 | 0 | 0 | 0 | 0 | 0 | 0 | 0 | 0 | 0 | 0 | 0 | 0 | 0 | 0 | 0 | 0 | 0 | 0
F5_Industrial_Stone, Clay, and Glass_Existing_Space Heating_Natural Gas_Condensing RTU_A_Achievable Economic UCT Potential | F5 | Industrial | Stone, Clay, and Glass | Existing | Space Heating | Natural Gas | Condensing RTU | A | Incremental Summer Peak Savings (MW) | Achievable Economic UCT Potential | 0 | 0 | 0 | 0 | 0 | 0 | 0 | 0 | 0 | 0 | 0 | 0 | 0 | 0 | 0 | 0 | 0 | 0 | 0 | 0 | 0 | 0 | 0
F6_Industrial_Stone, Clay, and Glass_Existing_Space Heating_Natural Gas_Condensing RTU_A_Achievable Economic UCT Potential | F6 | Industrial | Stone, Clay, and Glass | Existing | Space Heating | Natural Gas | Condensing RTU | A | Incremental Winter Peak Savings (MW) | Achievable Economic UCT Potential | 0 | 0 | 0 | 0 | 0 | 0 | 0 | 0 | 0 | 0 | 0 | 0 | 0 | 0 | 0 | 0 | 0 | 0 | 0 | 0 | 0 | 0 | 0
F7_Industrial_Stone, Clay, and Glass_Existing_Space Heating_Natural Gas_Condensing RTU_A_Achievable Economic UCT Potential | F7 | Industrial | Stone, Clay, and Glass | Existing | Space Heating | Natural Gas | Condensing RTU | A | Cumulative Energy Savings (MWh or mTherms) | Achievable Economic UCT Potential | 0 | 0 | 0 | 0 | 0 | 0 | 0 | 0 | 0 | 0 | 0 | 0 | 0 | 0 | 0 | 0 | 0 | 0 | 0 | 0 | 0 | 0 | 0
F8_Industrial_Stone, Clay, and Glass_Existing_Space Heating_Natural Gas_Condensing RTU_A_Achievable Economic UCT Potential | F8 | Industrial | Stone, Clay, and Glass | Existing | Space Heating | Natural Gas | Condensing RTU | A | Cumulative Summer Peak Savings (MW) | Achievable Economic UCT Potential | 0 | 0 | 0 | 0 | 0 | 0 | 0 | 0 | 0 | 0 | 0 | 0 | 0 | 0 | 0 | 0 | 0 | 0 | 0 | 0 | 0 | 0 | 0
F9_Industrial_Stone, Clay, and Glass_Existing_Space Heating_Natural Gas_Condensing RTU_A_Achievable Economic UCT Potential | F9 | Industrial | Stone, Clay, and Glass | Existing | Space Heating | Natural Gas | Condensing RTU | A | Cumulative Winter Peak Savings (MW) | Achievable Economic UCT Potential | 0 | 0 | 0 | 0 | 0 | 0 | 0 | 0 | 0 | 0 | 0 | 0 | 0 | 0 | 0 | 0 | 0 | 0 | 0 | 0 | 0 | 0 | 0
F10_Industrial_Stone, Clay, and Glass_Existing_Space Heating_Natural Gas_Condensing RTU_A_Achievable Economic UCT Potential | F10 | Industrial | Stone, Clay, and Glass | Existing | Space Heating | Natural Gas | Condensing RTU | A | Purchases (Incremental) | Achievable Economic UCT Potential | 0 | 0 | 0 | 0 | 0 | 0 | 0 | 0 | 0 | 0 | 0 | 0 | 0 | 0 | 0 | 0 | 0 | 0 | 0 | 0 | 0 | 0 | 0
F11_Industrial_Stone, Clay, and Glass_Existing_Space Heating_Natural Gas_Condensing RTU_A_Achievable Economic UCT Potential | F11 | Industrial | Stone, Clay, and Glass | Existing | Space Heating | Natural Gas | Condensing RTU | A | Purchases (Cumulative) | Achievable Economic UCT Potential | 0 | 0 | 0 | 0 | 0 | 0 | 0 | 0 | 0 | 0 | 0 | 0 | 0 | 0 | 0 | 0 | 0 | 0 | 0 | 0 | 0 | 0 | 0
F1_Industrial_Stone, Clay, and Glass_New_Space Heating_Natural Gas_Condensing RTU_A_Achievable Economic UCT Potential | F1 | Industrial | Stone, Clay, and Glass | New | Space Heating | Natural Gas | Condensing RTU | A | Integrated Unit Energy Savings (kWh or therms) | Achievable Economic UCT Potential | 0 | 0 | 39.9049 | 39.4673 | 39.1724 | 38.9063 | 38.756 | 38.5845 | 38.4275 | 38.2682 | 38.1599 | 38.0451 | 37.8752 | 37.7212 | 37.5742 | 37.4499 | 37.333 | 37.18 | 37.1061 | 37.0032 | 36.9206 | 36.8681 | 0
F2_Industrial_Stone, Clay, and Glass_New_Space Heating_Natural Gas_Condensing RTU_A_Achievable Economic UCT Potential | F2 | Industrial | Stone, Clay, and Glass | New | Space Heating | Natural Gas | Condensing RTU | A | Integrated Unit Summer Peak Savings (kW) | Achievable Economic UCT Potential | 0 | 0 | 0 | 0 | 0 | 0 | 0 | 0 | 0 | 0 | 0 | 0 | 0 | 0 | 0 | 0 | 0 | 0 | 0 | 0 | 0 | 0 | 0
F3_Industrial_Stone, Clay, and Glass_New_Space Heating_Natural Gas_Condensing RTU_A_Achievable Economic UCT Potential | F3 | Industrial | Stone, Clay, and Glass | New | Space Heating | Natural Gas | Condensing RTU | A | Integrated Unit Winter Peak Savings (kW) | Achievable Economic UCT Potential | 0 | 0 | 0 | 0 | 0 | 0 | 0 | 0 | 0 | 0 | 0 | 0 | 0 | 0 | 0 | 0 | 0 | 0 | 0 | 0 | 0 | 0 | 0
F4_Industrial_Stone, Clay, and Glass_New_Space Heating_Natural Gas_Condensing RTU_A_Achievable Economic UCT Potential | F4 | Industrial | Stone, Clay, and Glass | New | Space Heating | Natural Gas | Condensing RTU | A | Incremental Energy Savings (MWh or mTherms) | Achievable Economic UCT Potential | 0 | 0 | 0 | 0 | 0 | 0 | 0 | 0 | 0 | 0 | 0 | 0 | 0 | 0 | 0 | 0 | 0 | 0 | 0 | 0 | 0 | 0 | 0
F5_Industrial_Stone, Clay, and Glass_New_Space Heating_Natural Gas_Condensing RTU_A_Achievable Economic UCT Potential | F5 | Industrial | Stone, Clay, and Glass | New | Space Heating | Natural Gas | Condensing RTU | A | Incremental Summer Peak Savings (MW) | Achievable Economic UCT Potential | 0 | 0 | 0 | 0 | 0 | 0 | 0 | 0 | 0 | 0 | 0 | 0 | 0 | 0 | 0 | 0 | 0 | 0 | 0 | 0 | 0 | 0 | 0
F6_Industrial_Stone, Clay, and Glass_New_Space Heating_Natural Gas_Condensing RTU_A_Achievable Economic UCT Potential | F6 | Industrial | Stone, Clay, and Glass | New | Space Heating | Natural Gas | Condensing RTU | A | Incremental Winter Peak Savings (MW) | Achievable Economic UCT Potential | 0 | 0 | 0 | 0 | 0 | 0 | 0 | 0 | 0 | 0 | 0 | 0 | 0 | 0 | 0 | 0 | 0 | 0 | 0 | 0 | 0 | 0 | 0
F7_Industrial_Stone, Clay, and Glass_New_Space Heating_Natural Gas_Condensing RTU_A_Achievable Economic UCT Potential | F7 | Industrial | Stone, Clay, and Glass | New | Space Heating | Natural Gas | Condensing RTU | A | Cumulative Energy Savings (MWh or mTherms) | Achievable Economic UCT Potential | 0 | 0 | 0 | 0 | 0 | 0 | 0 | 0 | 0 | 0 | 0 | 0 | 0 | 0 | 0 | 0 | 0 | 0 | 0 | 0 | 0 | 0 | 0
F8_Industrial_Stone, Clay, and Glass_New_Space Heating_Natural Gas_Condensing RTU_A_Achievable Economic UCT Potential | F8 | Industrial | Stone, Clay, and Glass | New | Space Heating | Natural Gas | Condensing RTU | A | Cumulative Summer Peak Savings (MW) | Achievable Economic UCT Potential | 0 | 0 | 0 | 0 | 0 | 0 | 0 | 0 | 0 | 0 | 0 | 0 | 0 | 0 | 0 | 0 | 0 | 0 | 0 | 0 | 0 | 0 | 0
F9_Industrial_Stone, Clay, and Glass_New_Space Heating_Natural Gas_Condensing RTU_A_Achievable Economic UCT Potential | F9 | Industrial | Stone, Clay, and Glass | New | Space Heating | Natural Gas | Condensing RTU | A | Cumulative Winter Peak Savings (MW) | Achievable Economic UCT Potential | 0 | 0 | 0 | 0 | 0 | 0 | 0 | 0 | 0 | 0 | 0 | 0 | 0 | 0 | 0 | 0 | 0 | 0 | 0 | 0 | 0 | 0 | 0
F10_Industrial_Stone, Clay, and Glass_New_Space Heating_Natural Gas_Condensing RTU_A_Achievable Economic UCT Potential | F10 | Industrial | Stone, Clay, and Glass | New | Space Heating | Natural Gas | Condensing RTU | A | Purchases (Incremental) | Achievable Economic UCT Potential | 0 | 0 | 0 | 0 | 0 | 0 | 0 | 0 | 0 | 0 | 0 | 0 | 0 | 0 | 0 | 0 | 0 | 0 | 0 | 0 | 0 | 0 | 0
F11_Industrial_Stone, Clay, and Glass_New_Space Heating_Natural Gas_Condensing RTU_A_Achievable Economic UCT Potential | F11 | Industrial | Stone, Clay, and Glass | New | Space Heating | Natural Gas | Condensing RTU | A | Purchases (Cumulative) | Achievable Economic UCT Potential | 0 | 0 | 0 | 0 | 0 | 0 | 0 | 0 | 0 | 0 | 0 | 0 | 0 | 0 | 0 | 0 | 0 | 0 | 0 | 0 | 0 | 0 | 0
F1_Industrial_Petroleum_Existing_Space Heating_Natural Gas_Condensing RTU_A_Achievable Economic UCT Potential | F1 | Industrial | Petroleum | Existing | Space Heating | Natural Gas | Condensing RTU | A | Integrated Unit Energy Savings (kWh or therms) | Achievable Economic UCT Potential | 0 | 0 | 9527.3391 | 9467.6565 | 9406.5493 | 9344.7329 | 9282.7805 | 9221.3256 | 9160.8997 | 9101.9346 | 9044.798 | 8989.8199 | 8937.1166 | 8886.5667 | 8838.0429 | 8791.4215 | 8746.5832 | 8703.4084 | 8661.8115 | 8621.515 | 8582.4163 | 8544.4192 | 0
F2_Industrial_Petroleum_Existing_Space Heating_Natural Gas_Condensing RTU_A_Achievable Economic UCT Potential | F2 | Industrial | Petroleum | Existing | Space Heating | Natural Gas | Condensing RTU | A | Integrated Unit Summer Peak Savings (kW) | Achievable Economic UCT Potential | 0 | 0 | 0 | 0 | 0 | 0 | 0 | 0 | 0 | 0 | 0 | 0 | 0 | 0 | 0 | 0 | 0 | 0 | 0 | 0 | 0 | 0 | 0
F3_Industrial_Petroleum_Existing_Space Heating_Natural Gas_Condensing RTU_A_Achievable Economic UCT Potential | F3 | Industrial | Petroleum | Existing | Space Heating | Natural Gas | Condensing RTU | A | Integrated Unit Winter Peak Savings (kW) | Achievable Economic UCT Potential | 0 | 0 | 0 | 0 | 0 | 0 | 0 | 0 | 0 | 0 | 0 | 0 | 0 | 0 | 0 | 0 | 0 | 0 | 0 | 0 | 0 | 0 | 0
F4_Industrial_Petroleum_Existing_Space Heating_Natural Gas_Condensing RTU_A_Achievable Economic UCT Potential | F4 | Industrial | Petroleum | Existing | Space Heating | Natural Gas | Condensing RTU | A | Incremental Energy Savings (MWh or mTherms) | Achievable Economic UCT Potential | 0 | 0 | 0 | 0 | 0 | 0 | 0 | 0 | 0 | 0 | 0 | 0 | 0 | 0 | 0 | 0 | 0 | 0 | 0 | 0 | 0 | 0 | 0
F5_Industrial_Petroleum_Existing_Space Heating_Natural Gas_Condensing RTU_A_Achievable Economic UCT Potential | F5 | Industrial | Petroleum | Existing | Space Heating | Natural Gas | Condensing RTU | A | Incremental Summer Peak Savings (MW) | Achievable Economic UCT Potential | 0 | 0 | 0 | 0 | 0 | 0 | 0 | 0 | 0 | 0 | 0 | 0 | 0 | 0 | 0 | 0 | 0 | 0 | 0 | 0 | 0 | 0 | 0
F6_Industrial_Petroleum_Existing_Space Heating_Natural Gas_Condensing RTU_A_Achievable Economic UCT Potential | F6 | Industrial | Petroleum | Existing | Space Heating | Natural Gas | Condensing RTU | A | Incremental Winter Peak Savings (MW) | Achievable Economic UCT Potential | 0 | 0 | 0 | 0 | 0 | 0 | 0 | 0 | 0 | 0 | 0 | 0 | 0 | 0 | 0 | 0 | 0 | 0 | 0 | 0 | 0 | 0 | 0
F7_Industrial_Petroleum_Existing_Space Heating_Natural Gas_Condensing RTU_A_Achievable Economic UCT Potential | F7 | Industrial | Petroleum | Existing | Space Heating | Natural Gas | Condensing RTU | A | Cumulative Energy Savings (MWh or mTherms) | Achievable Economic UCT Potential | 0 | 0 | 0 | 0 | 0 | 0 | 0 | 0 | 0 | 0 | 0 | 0 | 0 | 0 | 0 | 0 | 0 | 0 | 0 | 0 | 0 | 0 | 0
F8_Industrial_Petroleum_Existing_Space Heating_Natural Gas_Condensing RTU_A_Achievable Economic UCT Potential | F8 | Industrial | Petroleum | Existing | Space Heating | Natural Gas | Condensing RTU | A | Cumulative Summer Peak Savings (MW) | Achievable Economic UCT Potential | 0 | 0 | 0 | 0 | 0 | 0 | 0 | 0 | 0 | 0 | 0 | 0 | 0 | 0 | 0 | 0 | 0 | 0 | 0 | 0 | 0 | 0 | 0
F9_Industrial_Petroleum_Existing_Space Heating_Natural Gas_Condensing RTU_A_Achievable Economic UCT Potential | F9 | Industrial | Petroleum | Existing | Space Heating | Natural Gas | Condensing RTU | A | Cumulative Winter Peak Savings (MW) | Achievable Economic UCT Potential | 0 | 0 | 0 | 0 | 0 | 0 | 0 | 0 | 0 | 0 | 0 | 0 | 0 | 0 | 0 | 0 | 0 | 0 | 0 | 0 | 0 | 0 | 0
F10_Industrial_Petroleum_Existing_Space Heating_Natural Gas_Condensing RTU_A_Achievable Economic UCT Potential | F10 | Industrial | Petroleum | Existing | Space Heating | Natural Gas | Condensing RTU | A | Purchases (Incremental) | Achievable Economic UCT Potential | 0 | 0 | 0 | 0 | 0 | 0 | 0 | 0 | 0 | 0 | 0 | 0 | 0 | 0 | 0 | 0 | 0 | 0 | 0 | 0 | 0 | 0 | 0
F11_Industrial_Petroleum_Existing_Space Heating_Natural Gas_Condensing RTU_A_Achievable Economic UCT Potential | F11 | Industrial | Petroleum | Existing | Space Heating | Natural Gas | Condensing RTU | A | Purchases (Cumulative) | Achievable Economic UCT Potential | 0 | 0 | 0 | 0 | 0 | 0 | 0 | 0 | 0 | 0 | 0 | 0 | 0 | 0 | 0 | 0 | 0 | 0 | 0 | 0 | 0 | 0 | 0
F1_Industrial_Petroleum_New_Space Heating_Natural Gas_Condensing RTU_A_Achievable Economic UCT Potential | F1 | Industrial | Petroleum | New | Space Heating | Natural Gas | Condensing RTU | A | Integrated Unit Energy Savings (kWh or therms) | Achievable Economic UCT Potential | 0 | 0 | 8428.5942 | 8343.6804 | 8295.3701 | 8258.5523 | 8240.7974 | 8223.1102 | 8208.5504 | 8194.9772 | 8186.3736 | 8177.7413 | 8170.3277 | 8162.8556 | 8158.3508 | 8153.3907 | 8148.9314 | 8144.2802 | 8141.5089 | 8137.8149 | 8134.5466 | 8131.1967 | 0
F2_Industrial_Petroleum_New_Space Heating_Natural Gas_Condensing RTU_A_Achievable Economic UCT Potential | F2 | Industrial | Petroleum | New | Space Heating | Natural Gas | Condensing RTU | A | Integrated Unit Summer Peak Savings (kW) | Achievable Economic UCT Potential | 0 | 0 | 0 | 0 | 0 | 0 | 0 | 0 | 0 | 0 | 0 | 0 | 0 | 0 | 0 | 0 | 0 | 0 | 0 | 0 | 0 | 0 | 0
F3_Industrial_Petroleum_New_Space Heating_Natural Gas_Condensing RTU_A_Achievable Economic UCT Potential | F3 | Industrial | Petroleum | New | Space Heating | Natural Gas | Condensing RTU | A | Integrated Unit Winter Peak Savings (kW) | Achievable Economic UCT Potential | 0 | 0 | 0 | 0 | 0 | 0 | 0 | 0 | 0 | 0 | 0 | 0 | 0 | 0 | 0 | 0 | 0 | 0 | 0 | 0 | 0 | 0 | 0
F4_Industrial_Petroleum_New_Space Heating_Natural Gas_Condensing RTU_A_Achievable Economic UCT Potential | F4 | Industrial | Petroleum | New | Space Heating | Natural Gas | Condensing RTU | A | Incremental Energy Savings (MWh or mTherms) | Achievable Economic UCT Potential | 0 | 0 | 0 | 0 | 0 | 0 | 0 | 0 | 0 | 0 | 0 | 0 | 0 | 0 | 0 | 0 | 0 | 0 | 0 | 0 | 0 | 0 | 0
F5_Industrial_Petroleum_New_Space Heating_Natural Gas_Condensing RTU_A_Achievable Economic UCT Potential | F5 | Industrial | Petroleum | New | Space Heating | Natural Gas | Condensing RTU | A | Incremental Summer Peak Savings (MW) | Achievable Economic UCT Potential | 0 | 0 | 0 | 0 | 0 | 0 | 0 | 0 | 0 | 0 | 0 | 0 | 0 | 0 | 0 | 0 | 0 | 0 | 0 | 0 | 0 | 0 | 0
F6_Industrial_Petroleum_New_Space Heating_Natural Gas_Condensing RTU_A_Achievable Economic UCT Potential | F6 | Industrial | Petroleum | New | Space Heating | Natural Gas | Condensing RTU | A | Incremental Winter Peak Savings (MW) | Achievable Economic UCT Potential | 0 | 0 | 0 | 0 | 0 | 0 | 0 | 0 | 0 | 0 | 0 | 0 | 0 | 0 | 0 | 0 | 0 | 0 | 0 | 0 | 0 | 0 | 0
F7_Industrial_Petroleum_New_Space Heating_Natural Gas_Condensing RTU_A_Achievable Economic UCT Potential | F7 | Industrial | Petroleum | New | Space Heating | Natural Gas | Condensing RTU | A | Cumulative Energy Savings (MWh or mTherms) | Achievable Economic UCT Potential | 0 | 0 | 0 | 0 | 0 | 0 | 0 | 0 | 0 | 0 | 0 | 0 | 0 | 0 | 0 | 0 | 0 | 0 | 0 | 0 | 0 | 0 | 0
F8_Industrial_Petroleum_New_Space Heating_Natural Gas_Condensing RTU_A_Achievable Economic UCT Potential | F8 | Industrial | Petroleum | New | Space Heating | Natural Gas | Condensing RTU | A | Cumulative Summer Peak Savings (MW) | Achievable Economic UCT Potential | 0 | 0 | 0 | 0 | 0 | 0 | 0 | 0 | 0 | 0 | 0 | 0 | 0 | 0 | 0 | 0 | 0 | 0 | 0 | 0 | 0 | 0 | 0
F9_Industrial_Petroleum_New_Space Heating_Natural Gas_Condensing RTU_A_Achievable Economic UCT Potential | F9 | Industrial | Petroleum | New | Space Heating | Natural Gas | Condensing RTU | A | Cumulative Winter Peak Savings (MW) | Achievable Economic UCT Potential | 0 | 0 | 0 | 0 | 0 | 0 | 0 | 0 | 0 | 0 | 0 | 0 | 0 | 0 | 0 | 0 | 0 | 0 | 0 | 0 | 0 | 0 | 0
F10_Industrial_Petroleum_New_Space Heating_Natural Gas_Condensing RTU_A_Achievable Economic UCT Potential | F10 | Industrial | Petroleum | New | Space Heating | Natural Gas | Condensing RTU | A | Purchases (Incremental) | Achievable Economic UCT Potential | 0 | 0 | 0 | 0 | 0 | 0 | 0 | 0 | 0 | 0 | 0 | 0 | 0 | 0 | 0 | 0 | 0 | 0 | 0 | 0 | 0 | 0 | 0
F11_Industrial_Petroleum_New_Space Heating_Natural Gas_Condensing RTU_A_Achievable Economic UCT Potential | F11 | Industrial | Petroleum | New | Space Heating | Natural Gas | Condensing RTU | A | Purchases (Cumulative) | Achievable Economic UCT Potential | 0 | 0 | 0 | 0 | 0 | 0 | 0 | 0 | 0 | 0 | 0 | 0 | 0 | 0 | 0 | 0 | 0 | 0 | 0 | 0 | 0 | 0 | 0
F1_Industrial_Paper and Printing_Existing_Space Heating_Natural Gas_Condensing RTU_A_Achievable Economic UCT Potential | F1 | Industrial | Paper and Printing | Existing | Space Heating | Natural Gas | Condensing RTU | A | Integrated Unit Energy Savings (kWh or therms) | Achievable Economic UCT Potential | 0 | 0 | 135.1338 | 134.3292 | 133.5027 | 132.6544 | 131.7818 | 130.8833 | 129.9586 | 129.0075 | 128.0357 | 127.0497 | 126.0506 | 125.0368 | 124.0088 | 122.9691 | 121.9219 | 120.9347 | 120.0136 | 119.1581 | 118.367 | 117.6406 | 0
F2_Industrial_Paper and Printing_Existing_Space Heating_Natural Gas_Condensing RTU_A_Achievable Economic UCT Potential | F2 | Industrial | Paper and Printing | Existing | Space Heating | Natural Gas | Condensing RTU | A | Integrated Unit Summer Peak Savings (kW) | Achievable Economic UCT Potential | 0 | 0 | 0 | 0 | 0 | 0 | 0 | 0 | 0 | 0 | 0 | 0 | 0 | 0 | 0 | 0 | 0 | 0 | 0 | 0 | 0 | 0 | 0
F3_Industrial_Paper and Printing_Existing_Space Heating_Natural Gas_Condensing RTU_A_Achievable Economic UCT Potential | F3 | Industrial | Paper and Printing | Existing | Space Heating | Natural Gas | Condensing RTU | A | Integrated Unit Winter Peak Savings (kW) | Achievable Economic UCT Potential | 0 | 0 | 0 | 0 | 0 | 0 | 0 | 0 | 0 | 0 | 0 | 0 | 0 | 0 | 0 | 0 | 0 | 0 | 0 | 0 | 0 | 0 | 0
F4_Industrial_Paper and Printing_Existing_Space Heating_Natural Gas_Condensing RTU_A_Achievable Economic UCT Potential | F4 | Industrial | Paper and Printing | Existing | Space Heating | Natural Gas | Condensing RTU | A | Incremental Energy Savings (MWh or mTherms) | Achievable Economic UCT Potential | 0 | 0 | 0 | 0 | 0 | 0 | 0 | 0 | 0 | 0 | 0 | 0 | 0 | 0 | 0 | 0 | 0 | 0 | 0 | 0 | 0 | 0 | 0
F5_Industrial_Paper and Printing_Existing_Space Heating_Natural Gas_Condensing RTU_A_Achievable Economic UCT Potential | F5 | Industrial | Paper and Printing | Existing | Space Heating | Natural Gas | Condensing RTU | A | Incremental Summer Peak Savings (MW) | Achievable Economic UCT Potential | 0 | 0 | 0 | 0 | 0 | 0 | 0 | 0 | 0 | 0 | 0 | 0 | 0 | 0 | 0 | 0 | 0 | 0 | 0 | 0 | 0 | 0 | 0
F6_Industrial_Paper and Printing_Existing_Space Heating_Natural Gas_Condensing RTU_A_Achievable Economic UCT Potential | F6 | Industrial | Paper and Printing | Existing | Space Heating | Natural Gas | Condensing RTU | A | Incremental Winter Peak Savings (MW) | Achievable Economic UCT Potential | 0 | 0 | 0 | 0 | 0 | 0 | 0 | 0 | 0 | 0 | 0 | 0 | 0 | 0 | 0 | 0 | 0 | 0 | 0 | 0 | 0 | 0 | 0
F7_Industrial_Paper and Printing_Existing_Space Heating_Natural Gas_Condensing RTU_A_Achievable Economic UCT Potential | F7 | Industrial | Paper and Printing | Existing | Space Heating | Natural Gas | Condensing RTU | A | Cumulative Energy Savings (MWh or mTherms) | Achievable Economic UCT Potential | 0 | 0 | 0 | 0 | 0 | 0 | 0 | 0 | 0 | 0 | 0 | 0 | 0 | 0 | 0 | 0 | 0 | 0 | 0 | 0 | 0 | 0 | 0
F8_Industrial_Paper and Printing_Existing_Space Heating_Natural Gas_Condensing RTU_A_Achievable Economic UCT Potential | F8 | Industrial | Paper and Printing | Existing | Space Heating | Natural Gas | Condensing RTU | A | Cumulative Summer Peak Savings (MW) | Achievable Economic UCT Potential | 0 | 0 | 0 | 0 | 0 | 0 | 0 | 0 | 0 | 0 | 0 | 0 | 0 | 0 | 0 | 0 | 0 | 0 | 0 | 0 | 0 | 0 | 0
F9_Industrial_Paper and Printing_Existing_Space Heating_Natural Gas_Condensing RTU_A_Achievable Economic UCT Potential | F9 | Industrial | Paper and Printing | Existing | Space Heating | Natural Gas | Condensing RTU | A | Cumulative Winter Peak Savings (MW) | Achievable Economic UCT Potential | 0 | 0 | 0 | 0 | 0 | 0 | 0 | 0 | 0 | 0 | 0 | 0 | 0 | 0 | 0 | 0 | 0 | 0 | 0 | 0 | 0 | 0 | 0
F10_Industrial_Paper and Printing_Existing_Space Heating_Natural Gas_Condensing RTU_A_Achievable Economic UCT Potential | F10 | Industrial | Paper and Printing | Existing | Space Heating | Natural Gas | Condensing RTU | A | Purchases (Incremental) | Achievable Economic UCT Potential | 0 | 0 | 0 | 0 | 0 | 0 | 0 | 0 | 0 | 0 | 0 | 0 | 0 | 0 | 0 | 0 | 0 | 0 | 0 | 0 | 0 | 0 | 0
F11_Industrial_Paper and Printing_Existing_Space Heating_Natural Gas_Condensing RTU_A_Achievable Economic UCT Potential | F11 | Industrial | Paper and Printing | Existing | Space Heating | Natural Gas | Condensing RTU | A | Purchases (Cumulative) | Achievable Economic UCT Potential | 0 | 0 | 0 | 0 | 0 | 0 | 0 | 0 | 0 | 0 | 0 | 0 | 0 | 0 | 0 | 0 | 0 | 0 | 0 | 0 | 0 | 0 | 0
F1_Industrial_Paper and Printing_New_Space Heating_Natural Gas_Condensing RTU_A_Achievable Economic UCT Potential | F1 | Industrial | Paper and Printing | New | Space Heating | Natural Gas | Condensing RTU | A | Integrated Unit Energy Savings (kWh or therms) | Achievable Economic UCT Potential | 0 | 0 | 119.5253 | 118.2147 | 117.3314 | 116.5345 | 116.0842 | 115.5706 | 115.1004 | 114.623 | 114.2987 | 113.955 | 113.4461 | 112.9846 | 112.5445 | 112.172 | 111.822 | 111.3638 | 111.1422 | 110.8342 | 110.5867 | 110.4295 | 0
F2_Industrial_Paper and Printing_New_Space Heating_Natural Gas_Condensing RTU_A_Achievable Economic UCT Potential | F2 | Industrial | Paper and Printing | New | Space Heating | Natural Gas | Condensing RTU | A | Integrated Unit Summer Peak Savings (kW) | Achievable Economic UCT Potential | 0 | 0 | 0 | 0 | 0 | 0 | 0 | 0 | 0 | 0 | 0 | 0 | 0 | 0 | 0 | 0 | 0 | 0 | 0 | 0 | 0 | 0 | 0
F3_Industrial_Paper and Printing_New_Space Heating_Natural Gas_Condensing RTU_A_Achievable Economic UCT Potential | F3 | Industrial | Paper and Printing | New | Space Heating | Natural Gas | Condensing RTU | A | Integrated Unit Winter Peak Savings (kW) | Achievable Economic UCT Potential | 0 | 0 | 0 | 0 | 0 | 0 | 0 | 0 | 0 | 0 | 0 | 0 | 0 | 0 | 0 | 0 | 0 | 0 | 0 | 0 | 0 | 0 | 0
F4_Industrial_Paper and Printing_New_Space Heating_Natural Gas_Condensing RTU_A_Achievable Economic UCT Potential | F4 | Industrial | Paper and Printing | New | Space Heating | Natural Gas | Condensing RTU | A | Incremental Energy Savings (MWh or mTherms) | Achievable Economic UCT Potential | 0 | 0 | 0 | 0 | 0 | 0 | 0 | 0 | 0 | 0 | 0 | 0 | 0 | 0 | 0 | 0 | 0 | 0 | 0 | 0 | 0 | 0 | 0
F5_Industrial_Paper and Printing_New_Space Heating_Natural Gas_Condensing RTU_A_Achievable Economic UCT Potential | F5 | Industrial | Paper and Printing | New | Space Heating | Natural Gas | Condensing RTU | A | Incremental Summer Peak Savings (MW) | Achievable Economic UCT Potential | 0 | 0 | 0 | 0 | 0 | 0 | 0 | 0 | 0 | 0 | 0 | 0 | 0 | 0 | 0 | 0 | 0 | 0 | 0 | 0 | 0 | 0 | 0
F6_Industrial_Paper and Printing_New_Space Heating_Natural Gas_Condensing RTU_A_Achievable Economic UCT Potential | F6 | Industrial | Paper and Printing | New | Space Heating | Natural Gas | Condensing RTU | A | Incremental Winter Peak Savings (MW) | Achievable Economic UCT Potential | 0 | 0 | 0 | 0 | 0 | 0 | 0 | 0 | 0 | 0 | 0 | 0 | 0 | 0 | 0 | 0 | 0 | 0 | 0 | 0 | 0 | 0 | 0
F7_Industrial_Paper and Printing_New_Space Heating_Natural Gas_Condensing RTU_A_Achievable Economic UCT Potential | F7 | Industrial | Paper and Printing | New | Space Heating | Natural Gas | Condensing RTU | A | Cumulative Energy Savings (MWh or mTherms) | Achievable Economic UCT Potential | 0 | 0 | 0 | 0 | 0 | 0 | 0 | 0 | 0 | 0 | 0 | 0 | 0 | 0 | 0 | 0 | 0 | 0 | 0 | 0 | 0 | 0 | 0
F8_Industrial_Paper and Printing_New_Space Heating_Natural Gas_Condensing RTU_A_Achievable Economic UCT Potential | F8 | Industrial | Paper and Printing | New | Space Heating | Natural Gas | Condensing RTU | A | Cumulative Summer Peak Savings (MW) | Achievable Economic UCT Potential | 0 | 0 | 0 | 0 | 0 | 0 | 0 | 0 | 0 | 0 | 0 | 0 | 0 | 0 | 0 | 0 | 0 | 0 | 0 | 0 | 0 | 0 | 0
F9_Industrial_Paper and Printing_New_Space Heating_Natural Gas_Condensing RTU_A_Achievable Economic UCT Potential | F9 | Industrial | Paper and Printing | New | Space Heating | Natural Gas | Condensing RTU | A | Cumulative Winter Peak Savings (MW) | Achievable Economic UCT Potential | 0 | 0 | 0 | 0 | 0 | 0 | 0 | 0 | 0 | 0 | 0 | 0 | 0 | 0 | 0 | 0 | 0 | 0 | 0 | 0 | 0 | 0 | 0
F10_Industrial_Paper and Printing_New_Space Heating_Natural Gas_Condensing RTU_A_Achievable Economic UCT Potential | F10 | Industrial | Paper and Printing | New | Space Heating | Natural Gas | Condensing RTU | A | Purchases (Incremental) | Achievable Economic UCT Potential | 0 | 0 | 0 | 0 | 0 | 0 | 0 | 0 | 0 | 0 | 0 | 0 | 0 | 0 | 0 | 0 | 0 | 0 | 0 | 0 | 0 | 0 | 0
F11_Industrial_Paper and Printing_New_Space Heating_Natural Gas_Condensing RTU_A_Achievable Economic UCT Potential | F11 | Industrial | Paper and Printing | New | Space Heating | Natural Gas | Condensing RTU | A | Purchases (Cumulative) | Achievable Economic UCT Potential | 0 | 0 | 0 | 0 | 0 | 0 | 0 | 0 | 0 | 0 | 0 | 0 | 0 | 0 | 0 | 0 | 0 | 0 | 0 | 0 | 0 | 0 | 0
F1_Industrial_Instruments_Existing_Space Heating_Natural Gas_Condensing RTU_A_Achievable Economic UCT Potential | F1 | Industrial | Instruments | Existing | Space Heating | Natural Gas | Condensing RTU | A | Integrated Unit Energy Savings (kWh or therms) | Achievable Economic UCT Potential | 0 | 0 | 6.9472 | 6.9058 | 6.8633 | 6.8197 | 6.7749 | 6.7287 | 6.6811 | 6.6322 | 6.5823 | 6.5316 | 6.4802 | 6.4281 | 6.3753 | 6.3218 | 6.268 | 6.2172 | 6.1699 | 6.1259 | 6.0852 | 6.0479 | 0
F2_Industrial_Instruments_Existing_Space Heating_Natural Gas_Condensing RTU_A_Achievable Economic UCT Potential | F2 | Industrial | Instruments | Existing | Space Heating | Natural Gas | Condensing RTU | A | Integrated Unit Summer Peak Savings (kW) | Achievable Economic UCT Potential | 0 | 0 | 0 | 0 | 0 | 0 | 0 | 0 | 0 | 0 | 0 | 0 | 0 | 0 | 0 | 0 | 0 | 0 | 0 | 0 | 0 | 0 | 0
F3_Industrial_Instruments_Existing_Space Heating_Natural Gas_Condensing RTU_A_Achievable Economic UCT Potential | F3 | Industrial | Instruments | Existing | Space Heating | Natural Gas | Condensing RTU | A | Integrated Unit Winter Peak Savings (kW) | Achievable Economic UCT Potential | 0 | 0 | 0 | 0 | 0 | 0 | 0 | 0 | 0 | 0 | 0 | 0 | 0 | 0 | 0 | 0 | 0 | 0 | 0 | 0 | 0 | 0 | 0
F4_Industrial_Instruments_Existing_Space Heating_Natural Gas_Condensing RTU_A_Achievable Economic UCT Potential | F4 | Industrial | Instruments | Existing | Space Heating | Natural Gas | Condensing RTU | A | Incremental Energy Savings (MWh or mTherms) | Achievable Economic UCT Potential | 0 | 0 | 0 | 0 | 0 | 0 | 0 | 0 | 0 | 0 | 0 | 0 | 0 | 0 | 0 | 0 | 0 | 0 | 0 | 0 | 0 | 0 | 0
F5_Industrial_Instruments_Existing_Space Heating_Natural Gas_Condensing RTU_A_Achievable Economic UCT Potential | F5 | Industrial | Instruments | Existing | Space Heating | Natural Gas | Condensing RTU | A | Incremental Summer Peak Savings (MW) | Achievable Economic UCT Potential | 0 | 0 | 0 | 0 | 0 | 0 | 0 | 0 | 0 | 0 | 0 | 0 | 0 | 0 | 0 | 0 | 0 | 0 | 0 | 0 | 0 | 0 | 0
F6_Industrial_Instruments_Existing_Space Heating_Natural Gas_Condensing RTU_A_Achievable Economic UCT Potential | F6 | Industrial | Instruments | Existing | Space Heating | Natural Gas | Condensing RTU | A | Incremental Winter Peak Savings (MW) | Achievable Economic UCT Potential | 0 | 0 | 0 | 0 | 0 | 0 | 0 | 0 | 0 | 0 | 0 | 0 | 0 | 0 | 0 | 0 | 0 | 0 | 0 | 0 | 0 | 0 | 0
F7_Industrial_Instruments_Existing_Space Heating_Natural Gas_Condensing RTU_A_Achievable Economic UCT Potential | F7 | Industrial | Instruments | Existing | Space Heating | Natural Gas | Condensing RTU | A | Cumulative Energy Savings (MWh or mTherms) | Achievable Economic UCT Potential | 0 | 0 | 0 | 0 | 0 | 0 | 0 | 0 | 0 | 0 | 0 | 0 | 0 | 0 | 0 | 0 | 0 | 0 | 0 | 0 | 0 | 0 | 0
F8_Industrial_Instruments_Existing_Space Heating_Natural Gas_Condensing RTU_A_Achievable Economic UCT Potential | F8 | Industrial | Instruments | Existing | Space Heating | Natural Gas | Condensing RTU | A | Cumulative Summer Peak Savings (MW) | Achievable Economic UCT Potential | 0 | 0 | 0 | 0 | 0 | 0 | 0 | 0 | 0 | 0 | 0 | 0 | 0 | 0 | 0 | 0 | 0 | 0 | 0 | 0 | 0 | 0 | 0
F9_Industrial_Instruments_Existing_Space Heating_Natural Gas_Condensing RTU_A_Achievable Economic UCT Potential | F9 | Industrial | Instruments | Existing | Space Heating | Natural Gas | Condensing RTU | A | Cumulative Winter Peak Savings (MW) | Achievable Economic UCT Potential | 0 | 0 | 0 | 0 | 0 | 0 | 0 | 0 | 0 | 0 | 0 | 0 | 0 | 0 | 0 | 0 | 0 | 0 | 0 | 0 | 0 | 0 | 0
F10_Industrial_Instruments_Existing_Space Heating_Natural Gas_Condensing RTU_A_Achievable Economic UCT Potential | F10 | Industrial | Instruments | Existing | Space Heating | Natural Gas | Condensing RTU | A | Purchases (Incremental) | Achievable Economic UCT Potential | 0 | 0 | 0 | 0 | 0 | 0 | 0 | 0 | 0 | 0 | 0 | 0 | 0 | 0 | 0 | 0 | 0 | 0 | 0 | 0 | 0 | 0 | 0
F11_Industrial_Instruments_Existing_Space Heating_Natural Gas_Condensing RTU_A_Achievable Economic UCT Potential | F11 | Industrial | Instruments | Existing | Space Heating | Natural Gas | Condensing RTU | A | Purchases (Cumulative) | Achievable Economic UCT Potential | 0 | 0 | 0 | 0 | 0 | 0 | 0 | 0 | 0 | 0 | 0 | 0 | 0 | 0 | 0 | 0 | 0 | 0 | 0 | 0 | 0 | 0 | 0
F1_Industrial_Instruments_New_Space Heating_Natural Gas_Condensing RTU_A_Achievable Economic UCT Potential | F1 | Industrial | Instruments | New | Space Heating | Natural Gas | Condensing RTU | A | Integrated Unit Energy Savings (kWh or therms) | Achievable Economic UCT Potential | 0 | 0 | 6.1448 | 6.0774 | 6.032 | 5.991 | 5.9678 | 5.9414 | 5.9173 | 5.8927 | 5.8761 | 5.8584 | 5.8322 | 5.8085 | 5.7859 | 5.7667 | 5.7487 | 5.7252 | 5.7138 | 5.6979 | 5.6852 | 5.6771 | 0
F2_Industrial_Instruments_New_Space Heating_Natural Gas_Condensing RTU_A_Achievable Economic UCT Potential | F2 | Industrial | Instruments | New | Space Heating | Natural Gas | Condensing RTU | A | Integrated Unit Summer Peak Savings (kW) | Achievable Economic UCT Potential | 0 | 0 | 0 | 0 | 0 | 0 | 0 | 0 | 0 | 0 | 0 | 0 | 0 | 0 | 0 | 0 | 0 | 0 | 0 | 0 | 0 | 0 | 0
F3_Industrial_Instruments_New_Space Heating_Natural Gas_Condensing RTU_A_Achievable Economic UCT Potential | F3 | Industrial | Instruments | New | Space Heating | Natural Gas | Condensing RTU | A | Integrated Unit Winter Peak Savings (kW) | Achievable Economic UCT Potential | 0 | 0 | 0 | 0 | 0 | 0 | 0 | 0 | 0 | 0 | 0 | 0 | 0 | 0 | 0 | 0 | 0 | 0 | 0 | 0 | 0 | 0 | 0
F4_Industrial_Instruments_New_Space Heating_Natural Gas_Condensing RTU_A_Achievable Economic UCT Potential | F4 | Industrial | Instruments | New | Space Heating | Natural Gas | Condensing RTU | A | Incremental Energy Savings (MWh or mTherms) | Achievable Economic UCT Potential | 0 | 0 | 0 | 0 | 0 | 0 | 0 | 0 | 0 | 0 | 0 | 0 | 0 | 0 | 0 | 0 | 0 | 0 | 0 | 0 | 0 | 0 | 0
F5_Industrial_Instruments_New_Space Heating_Natural Gas_Condensing RTU_A_Achievable Economic UCT Potential | F5 | Industrial | Instruments | New | Space Heating | Natural Gas | Condensing RTU | A | Incremental Summer Peak Savings (MW) | Achievable Economic UCT Potential | 0 | 0 | 0 | 0 | 0 | 0 | 0 | 0 | 0 | 0 | 0 | 0 | 0 | 0 | 0 | 0 | 0 | 0 | 0 | 0 | 0 | 0 | 0
F6_Industrial_Instruments_New_Space Heating_Natural Gas_Condensing RTU_A_Achievable Economic UCT Potential | F6 | Industrial | Instruments | New | Space Heating | Natural Gas | Condensing RTU | A | Incremental Winter Peak Savings (MW) | Achievable Economic UCT Potential | 0 | 0 | 0 | 0 | 0 | 0 | 0 | 0 | 0 | 0 | 0 | 0 | 0 | 0 | 0 | 0 | 0 | 0 | 0 | 0 | 0 | 0 | 0
F7_Industrial_Instruments_New_Space Heating_Natural Gas_Condensing RTU_A_Achievable Economic UCT Potential | F7 | Industrial | Instruments | New | Space Heating | Natural Gas | Condensing RTU | A | Cumulative Energy Savings (MWh or mTherms) | Achievable Economic UCT Potential | 0 | 0 | 0 | 0 | 0 | 0 | 0 | 0 | 0 | 0 | 0 | 0 | 0 | 0 | 0 | 0 | 0 | 0 | 0 | 0 | 0 | 0 | 0
F8_Industrial_Instruments_New_Space Heating_Natural Gas_Condensing RTU_A_Achievable Economic UCT Potential | F8 | Industrial | Instruments | New | Space Heating | Natural Gas | Condensing RTU | A | Cumulative Summer Peak Savings (MW) | Achievable Economic UCT Potential | 0 | 0 | 0 | 0 | 0 | 0 | 0 | 0 | 0 | 0 | 0 | 0 | 0 | 0 | 0 | 0 | 0 | 0 | 0 | 0 | 0 | 0 | 0
F9_Industrial_Instruments_New_Space Heating_Natural Gas_Condensing RTU_A_Achievable Economic UCT Potential | F9 | Industrial | Instruments | New | Space Heating | Natural Gas | Condensing RTU | A | Cumulative Winter Peak Savings (MW) | Achievable Economic UCT Potential | 0 | 0 | 0 | 0 | 0 | 0 | 0 | 0 | 0 | 0 | 0 | 0 | 0 | 0 | 0 | 0 | 0 | 0 | 0 | 0 | 0 | 0 | 0
F10_Industrial_Instruments_New_Space Heating_Natural Gas_Condensing RTU_A_Achievable Economic UCT Potential | F10 | Industrial | Instruments | New | Space Heating | Natural Gas | Condensing RTU | A | Purchases (Incremental) | Achievable Economic UCT Potential | 0 | 0 | 0 | 0 | 0 | 0 | 0 | 0 | 0 | 0 | 0 | 0 | 0 | 0 | 0 | 0 | 0 | 0 | 0 | 0 | 0 | 0 | 0
F11_Industrial_Instruments_New_Space Heating_Natural Gas_Condensing RTU_A_Achievable Economic UCT Potential | F11 | Industrial | Instruments | New | Space Heating | Natural Gas | Condensing RTU | A | Purchases (Cumulative) | Achievable Economic UCT Potential | 0 | 0 | 0 | 0 | 0 | 0 | 0 | 0 | 0 | 0 | 0 | 0 | 0 | 0 | 0 | 0 | 0 | 0 | 0 | 0 | 0 | 0 | 0
F1_Industrial_Wood and Lumber Products_Existing_Space Heating_Natural Gas_Condensing RTU_A_Achievable Economic UCT Potential | F1 | Industrial | Wood and Lumber Products | Existing | Space Heating | Natural Gas | Condensing RTU | A | Integrated Unit Energy Savings (kWh or therms) | Achievable Economic UCT Potential | 0 | 0 | 10.7498 | 10.6858 | 10.62 | 10.5525 | 10.4831 | 10.4117 | 10.3381 | 10.2624 | 10.1851 | 10.1067 | 10.0272 | 9.9466 | 9.8648 | 9.7821 | 9.6988 | 9.6203 | 9.547 | 9.4789 | 9.416 | 9.3582 | 0
F2_Industrial_Wood and Lumber Products_Existing_Space Heating_Natural Gas_Condensing RTU_A_Achievable Economic UCT Potential | F2 | Industrial | Wood and Lumber Products | Existing | Space Heating | Natural Gas | Condensing RTU | A | Integrated Unit Summer Peak Savings (kW) | Achievable Economic UCT Potential | 0 | 0 | 0 | 0 | 0 | 0 | 0 | 0 | 0 | 0 | 0 | 0 | 0 | 0 | 0 | 0 | 0 | 0 | 0 | 0 | 0 | 0 | 0
F3_Industrial_Wood and Lumber Products_Existing_Space Heating_Natural Gas_Condensing RTU_A_Achievable Economic UCT Potential | F3 | Industrial | Wood and Lumber Products | Existing | Space Heating | Natural Gas | Condensing RTU | A | Integrated Unit Winter Peak Savings (kW) | Achievable Economic UCT Potential | 0 | 0 | 0 | 0 | 0 | 0 | 0 | 0 | 0 | 0 | 0 | 0 | 0 | 0 | 0 | 0 | 0 | 0 | 0 | 0 | 0 | 0 | 0
F4_Industrial_Wood and Lumber Products_Existing_Space Heating_Natural Gas_Condensing RTU_A_Achievable Economic UCT Potential | F4 | Industrial | Wood and Lumber Products | Existing | Space Heating | Natural Gas | Condensing RTU | A | Incremental Energy Savings (MWh or mTherms) | Achievable Economic UCT Potential | 0 | 0 | 0 | 0 | 0 | 0 | 0 | 0 | 0 | 0 | 0 | 0 | 0 | 0 | 0 | 0 | 0 | 0 | 0 | 0 | 0 | 0 | 0
F5_Industrial_Wood and Lumber Products_Existing_Space Heating_Natural Gas_Condensing RTU_A_Achievable Economic UCT Potential | F5 | Industrial | Wood and Lumber Products | Existing | Space Heating | Natural Gas | Condensing RTU | A | Incremental Summer Peak Savings (MW) | Achievable Economic UCT Potential | 0 | 0 | 0 | 0 | 0 | 0 | 0 | 0 | 0 | 0 | 0 | 0 | 0 | 0 | 0 | 0 | 0 | 0 | 0 | 0 | 0 | 0 | 0
F6_Industrial_Wood and Lumber Products_Existing_Space Heating_Natural Gas_Condensing RTU_A_Achievable Economic UCT Potential | F6 | Industrial | Wood and Lumber Products | Existing | Space Heating | Natural Gas | Condensing RTU | A | Incremental Winter Peak Savings (MW) | Achievable Economic UCT Potential | 0 | 0 | 0 | 0 | 0 | 0 | 0 | 0 | 0 | 0 | 0 | 0 | 0 | 0 | 0 | 0 | 0 | 0 | 0 | 0 | 0 | 0 | 0
F7_Industrial_Wood and Lumber Products_Existing_Space Heating_Natural Gas_Condensing RTU_A_Achievable Economic UCT Potential | F7 | Industrial | Wood and Lumber Products | Existing | Space Heating | Natural Gas | Condensing RTU | A | Cumulative Energy Savings (MWh or mTherms) | Achievable Economic UCT Potential | 0 | 0 | 0 | 0 | 0 | 0 | 0 | 0 | 0 | 0 | 0 | 0 | 0 | 0 | 0 | 0 | 0 | 0 | 0 | 0 | 0 | 0 | 0
F8_Industrial_Wood and Lumber Products_Existing_Space Heating_Natural Gas_Condensing RTU_A_Achievable Economic UCT Potential | F8 | Industrial | Wood and Lumber Products | Existing | Space Heating | Natural Gas | Condensing RTU | A | Cumulative Summer Peak Savings (MW) | Achievable Economic UCT Potential | 0 | 0 | 0 | 0 | 0 | 0 | 0 | 0 | 0 | 0 | 0 | 0 | 0 | 0 | 0 | 0 | 0 | 0 | 0 | 0 | 0 | 0 | 0
F9_Industrial_Wood and Lumber Products_Existing_Space Heating_Natural Gas_Condensing RTU_A_Achievable Economic UCT Potential | F9 | Industrial | Wood and Lumber Products | Existing | Space Heating | Natural Gas | Condensing RTU | A | Cumulative Winter Peak Savings (MW) | Achievable Economic UCT Potential | 0 | 0 | 0 | 0 | 0 | 0 | 0 | 0 | 0 | 0 | 0 | 0 | 0 | 0 | 0 | 0 | 0 | 0 | 0 | 0 | 0 | 0 | 0
F10_Industrial_Wood and Lumber Products_Existing_Space Heating_Natural Gas_Condensing RTU_A_Achievable Economic UCT Potential | F10 | Industrial | Wood and Lumber Products | Existing | Space Heating | Natural Gas | Condensing RTU | A | Purchases (Incremental) | Achievable Economic UCT Potential | 0 | 0 | 0 | 0 | 0 | 0 | 0 | 0 | 0 | 0 | 0 | 0 | 0 | 0 | 0 | 0 | 0 | 0 | 0 | 0 | 0 | 0 | 0
F11_Industrial_Wood and Lumber Products_Existing_Space Heating_Natural Gas_Condensing RTU_A_Achievable Economic UCT Potential | F11 | Industrial | Wood and Lumber Products | Existing | Space Heating | Natural Gas | Condensing RTU | A | Purchases (Cumulative) | Achievable Economic UCT Potential | 0 | 0 | 0 | 0 | 0 | 0 | 0 | 0 | 0 | 0 | 0 | 0 | 0 | 0 | 0 | 0 | 0 | 0 | 0 | 0 | 0 | 0 | 0
F1_Industrial_Wood and Lumber Products_New_Space Heating_Natural Gas_Condensing RTU_A_Achievable Economic UCT Potential | F1 | Industrial | Wood and Lumber Products | New | Space Heating | Natural Gas | Condensing RTU | A | Integrated Unit Energy Savings (kWh or therms) | Achievable Economic UCT Potential | 0 | 0 | 9.5081 | 9.4039 | 9.3336 | 9.2702 | 9.2344 | 9.1935 | 9.1561 | 9.1182 | 9.0924 | 9.065 | 9.0245 | 8.9878 | 8.9528 | 8.9232 | 8.8953 | 8.8589 | 8.8413 | 8.8168 | 8.7971 | 8.7846 | 0
F2_Industrial_Wood and Lumber Products_New_Space Heating_Natural Gas_Condensing RTU_A_Achievable Economic UCT Potential | F2 | Industrial | Wood and Lumber Products | New | Space Heating | Natural Gas | Condensing RTU | A | Integrated Unit Summer Peak Savings (kW) | Achievable Economic UCT Potential | 0 | 0 | 0 | 0 | 0 | 0 | 0 | 0 | 0 | 0 | 0 | 0 | 0 | 0 | 0 | 0 | 0 | 0 | 0 | 0 | 0 | 0 | 0
F3_Industrial_Wood and Lumber Products_New_Space Heating_Natural Gas_Condensing RTU_A_Achievable Economic UCT Potential | F3 | Industrial | Wood and Lumber Products | New | Space Heating | Natural Gas | Condensing RTU | A | Integrated Unit Winter Peak Savings (kW) | Achievable Economic UCT Potential | 0 | 0 | 0 | 0 | 0 | 0 | 0 | 0 | 0 | 0 | 0 | 0 | 0 | 0 | 0 | 0 | 0 | 0 | 0 | 0 | 0 | 0 | 0
F4_Industrial_Wood and Lumber Products_New_Space Heating_Natural Gas_Condensing RTU_A_Achievable Economic UCT Potential | F4 | Industrial | Wood and Lumber Products | New | Space Heating | Natural Gas | Condensing RTU | A | Incremental Energy Savings (MWh or mTherms) | Achievable Economic UCT Potential | 0 | 0 | 0 | 0 | 0 | 0 | 0 | 0 | 0 | 0 | 0 | 0 | 0 | 0 | 0 | 0 | 0 | 0 | 0 | 0 | 0 | 0 | 0
F5_Industrial_Wood and Lumber Products_New_Space Heating_Natural Gas_Condensing RTU_A_Achievable Economic UCT Potential | F5 | Industrial | Wood and Lumber Products | New | Space Heating | Natural Gas | Condensing RTU | A | Incremental Summer Peak Savings (MW) | Achievable Economic UCT Potential | 0 | 0 | 0 | 0 | 0 | 0 | 0 | 0 | 0 | 0 | 0 | 0 | 0 | 0 | 0 | 0 | 0 | 0 | 0 | 0 | 0 | 0 | 0
F6_Industrial_Wood and Lumber Products_New_Space Heating_Natural Gas_Condensing RTU_A_Achievable Economic UCT Potential | F6 | Industrial | Wood and Lumber Products | New | Space Heating | Natural Gas | Condensing RTU | A | Incremental Winter Peak Savings (MW) | Achievable Economic UCT Potential | 0 | 0 | 0 | 0 | 0 | 0 | 0 | 0 | 0 | 0 | 0 | 0 | 0 | 0 | 0 | 0 | 0 | 0 | 0 | 0 | 0 | 0 | 0
F7_Industrial_Wood and Lumber Products_New_Space Heating_Natural Gas_Condensing RTU_A_Achievable Economic UCT Potential | F7 | Industrial | Wood and Lumber Products | New | Space Heating | Natural Gas | Condensing RTU | A | Cumulative Energy Savings (MWh or mTherms) | Achievable Economic UCT Potential | 0 | 0 | 0 | 0 | 0 | 0 | 0 | 0 | 0 | 0 | 0 | 0 | 0 | 0 | 0 | 0 | 0 | 0 | 0 | 0 | 0 | 0 | 0
F8_Industrial_Wood and Lumber Products_New_Space Heating_Natural Gas_Condensing RTU_A_Achievable Economic UCT Potential | F8 | Industrial | Wood and Lumber Products | New | Space Heating | Natural Gas | Condensing RTU | A | Cumulative Summer Peak Savings (MW) | Achievable Economic UCT Potential | 0 | 0 | 0 | 0 | 0 | 0 | 0 | 0 | 0 | 0 | 0 | 0 | 0 | 0 | 0 | 0 | 0 | 0 | 0 | 0 | 0 | 0 | 0
F9_Industrial_Wood and Lumber Products_New_Space Heating_Natural Gas_Condensing RTU_A_Achievable Economic UCT Potential | F9 | Industrial | Wood and Lumber Products | New | Space Heating | Natural Gas | Condensing RTU | A | Cumulative Winter Peak Savings (MW) | Achievable Economic UCT Potential | 0 | 0 | 0 | 0 | 0 | 0 | 0 | 0 | 0 | 0 | 0 | 0 | 0 | 0 | 0 | 0 | 0 | 0 | 0 | 0 | 0 | 0 | 0
F10_Industrial_Wood and Lumber Products_New_Space Heating_Natural Gas_Condensing RTU_A_Achievable Economic UCT Potential | F10 | Industrial | Wood and Lumber Products | New | Space Heating | Natural Gas | Condensing RTU | A | Purchases (Incremental) | Achievable Economic UCT Potential | 0 | 0 | 0 | 0 | 0 | 0 | 0 | 0 | 0 | 0 | 0 | 0 | 0 | 0 | 0 | 0 | 0 | 0 | 0 | 0 | 0 | 0 | 0
F11_Industrial_Wood and Lumber Products_New_Space Heating_Natural Gas_Condensing RTU_A_Achievable Economic UCT Potential | F11 | Industrial | Wood and Lumber Products | New | Space Heating | Natural Gas | Condensing RTU | A | Purchases (Cumulative) | Achievable Economic UCT Potential | 0 | 0 | 0 | 0 | 0 | 0 | 0 | 0 | 0 | 0 | 0 | 0 | 0 | 0 | 0 | 0 | 0 | 0 | 0 | 0 | 0 | 0 | 0
F1_Industrial_Other Industrial_Existing_Space Heating_Natural Gas_Condensing RTU_A_Achievable Economic UCT Potential | F1 | Industrial | Other Industrial | Existing | Space Heating | Natural Gas | Condensing RTU | A | Integrated Unit Energy Savings (kWh or therms) | Achievable Economic UCT Potential | 0 | 0 | 6.1328 | 6.0963 | 6.0588 | 6.0203 | 5.9807 | 5.9399 | 5.8979 | 5.8548 | 5.8106 | 5.7659 | 5.7206 | 5.6746 | 5.6279 | 5.5807 | 5.5332 | 5.4884 | 5.4466 | 5.4078 | 5.3719 | 5.3389 | 0
F2_Industrial_Other Industrial_Existing_Space Heating_Natural Gas_Condensing RTU_A_Achievable Economic UCT Potential | F2 | Industrial | Other Industrial | Existing | Space Heating | Natural Gas | Condensing RTU | A | Integrated Unit Summer Peak Savings (kW) | Achievable Economic UCT Potential | 0 | 0 | 0 | 0 | 0 | 0 | 0 | 0 | 0 | 0 | 0 | 0 | 0 | 0 | 0 | 0 | 0 | 0 | 0 | 0 | 0 | 0 | 0
F3_Industrial_Other Industrial_Existing_Space Heating_Natural Gas_Condensing RTU_A_Achievable Economic UCT Potential | F3 | Industrial | Other Industrial | Existing | Space Heating | Natural Gas | Condensing RTU | A | Integrated Unit Winter Peak Savings (kW) | Achievable Economic UCT Potential | 0 | 0 | 0 | 0 | 0 | 0 | 0 | 0 | 0 | 0 | 0 | 0 | 0 | 0 | 0 | 0 | 0 | 0 | 0 | 0 | 0 | 0 | 0
F4_Industrial_Other Industrial_Existing_Space Heating_Natural Gas_Condensing RTU_A_Achievable Economic UCT Potential | F4 | Industrial | Other Industrial | Existing | Space Heating | Natural Gas | Condensing RTU | A | Incremental Energy Savings (MWh or mTherms) | Achievable Economic UCT Potential | 0 | 0 | 0 | 0 | 0 | 0 | 0 | 0 | 0 | 0 | 0 | 0 | 0 | 0 | 0 | 0 | 0 | 0 | 0 | 0 | 0 | 0 | 0
F5_Industrial_Other Industrial_Existing_Space Heating_Natural Gas_Condensing RTU_A_Achievable Economic UCT Potential | F5 | Industrial | Other Industrial | Existing | Space Heating | Natural Gas | Condensing RTU | A | Incremental Summer Peak Savings (MW) | Achievable Economic UCT Potential | 0 | 0 | 0 | 0 | 0 | 0 | 0 | 0 | 0 | 0 | 0 | 0 | 0 | 0 | 0 | 0 | 0 | 0 | 0 | 0 | 0 | 0 | 0
F6_Industrial_Other Industrial_Existing_Space Heating_Natural Gas_Condensing RTU_A_Achievable Economic UCT Potential | F6 | Industrial | Other Industrial | Existing | Space Heating | Natural Gas | Condensing RTU | A | Incremental Winter Peak Savings (MW) | Achievable Economic UCT Potential | 0 | 0 | 0 | 0 | 0 | 0 | 0 | 0 | 0 | 0 | 0 | 0 | 0 | 0 | 0 | 0 | 0 | 0 | 0 | 0 | 0 | 0 | 0
F7_Industrial_Other Industrial_Existing_Space Heating_Natural Gas_Condensing RTU_A_Achievable Economic UCT Potential | F7 | Industrial | Other Industrial | Existing | Space Heating | Natural Gas | Condensing RTU | A | Cumulative Energy Savings (MWh or mTherms) | Achievable Economic UCT Potential | 0 | 0 | 0 | 0 | 0 | 0 | 0 | 0 | 0 | 0 | 0 | 0 | 0 | 0 | 0 | 0 | 0 | 0 | 0 | 0 | 0 | 0 | 0
F8_Industrial_Other Industrial_Existing_Space Heating_Natural Gas_Condensing RTU_A_Achievable Economic UCT Potential | F8 | Industrial | Other Industrial | Existing | Space Heating | Natural Gas | Condensing RTU | A | Cumulative Summer Peak Savings (MW) | Achievable Economic UCT Potential | 0 | 0 | 0 | 0 | 0 | 0 | 0 | 0 | 0 | 0 | 0 | 0 | 0 | 0 | 0 | 0 | 0 | 0 | 0 | 0 | 0 | 0 | 0
F9_Industrial_Other Industrial_Existing_Space Heating_Natural Gas_Condensing RTU_A_Achievable Economic UCT Potential | F9 | Industrial | Other Industrial | Existing | Space Heating | Natural Gas | Condensing RTU | A | Cumulative Winter Peak Savings (MW) | Achievable Economic UCT Potential | 0 | 0 | 0 | 0 | 0 | 0 | 0 | 0 | 0 | 0 | 0 | 0 | 0 | 0 | 0 | 0 | 0 | 0 | 0 | 0 | 0 | 0 | 0
F10_Industrial_Other Industrial_Existing_Space Heating_Natural Gas_Condensing RTU_A_Achievable Economic UCT Potential | F10 | Industrial | Other Industrial | Existing | Space Heating | Natural Gas | Condensing RTU | A | Purchases (Incremental) | Achievable Economic UCT Potential | 0 | 0 | 0 | 0 | 0 | 0 | 0 | 0 | 0 | 0 | 0 | 0 | 0 | 0 | 0 | 0 | 0 | 0 | 0 | 0 | 0 | 0 | 0
F11_Industrial_Other Industrial_Existing_Space Heating_Natural Gas_Condensing RTU_A_Achievable Economic UCT Potential | F11 | Industrial | Other Industrial | Existing | Space Heating | Natural Gas | Condensing RTU | A | Purchases (Cumulative) | Achievable Economic UCT Potential | 0 | 0 | 0 | 0 | 0 | 0 | 0 | 0 | 0 | 0 | 0 | 0 | 0 | 0 | 0 | 0 | 0 | 0 | 0 | 0 | 0 | 0 | 0
F1_Industrial_Other Industrial_New_Space Heating_Natural Gas_Condensing RTU_A_Achievable Economic UCT Potential | F1 | Industrial | Other Industrial | New | Space Heating | Natural Gas | Condensing RTU | A | Integrated Unit Energy Savings (kWh or therms) | Achievable Economic UCT Potential | 0 | 0 | 5.4244 | 5.3649 | 5.3249 | 5.2887 | 5.2683 | 5.2449 | 5.2236 | 5.2019 | 5.1872 | 5.1716 | 5.1485 | 5.1276 | 5.1076 | 5.0907 | 5.0748 | 5.054 | 5.044 | 5.03 | 5.0188 | 5.0116 | 0
F2_Industrial_Other Industrial_New_Space Heating_Natural Gas_Condensing RTU_A_Achievable Economic UCT Potential | F2 | Industrial | Other Industrial | New | Space Heating | Natural Gas | Condensing RTU | A | Integrated Unit Summer Peak Savings (kW) | Achievable Economic UCT Potential | 0 | 0 | 0 | 0 | 0 | 0 | 0 | 0 | 0 | 0 | 0 | 0 | 0 | 0 | 0 | 0 | 0 | 0 | 0 | 0 | 0 | 0 | 0
F3_Industrial_Other Industrial_New_Space Heating_Natural Gas_Condensing RTU_A_Achievable Economic UCT Potential | F3 | Industrial | Other Industrial | New | Space Heating | Natural Gas | Condensing RTU | A | Integrated Unit Winter Peak Savings (kW) | Achievable Economic UCT Potential | 0 | 0 | 0 | 0 | 0 | 0 | 0 | 0 | 0 | 0 | 0 | 0 | 0 | 0 | 0 | 0 | 0 | 0 | 0 | 0 | 0 | 0 | 0
F4_Industrial_Other Industrial_New_Space Heating_Natural Gas_Condensing RTU_A_Achievable Economic UCT Potential | F4 | Industrial | Other Industrial | New | Space Heating | Natural Gas | Condensing RTU | A | Incremental Energy Savings (MWh or mTherms) | Achievable Economic UCT Potential | 0 | 0 | 0 | 0 | 0 | 0 | 0 | 0 | 0 | 0 | 0 | 0 | 0 | 0 | 0 | 0 | 0 | 0 | 0 | 0 | 0 | 0 | 0
F5_Industrial_Other Industrial_New_Space Heating_Natural Gas_Condensing RTU_A_Achievable Economic UCT Potential | F5 | Industrial | Other Industrial | New | Space Heating | Natural Gas | Condensing RTU | A | Incremental Summer Peak Savings (MW) | Achievable Economic UCT Potential | 0 | 0 | 0 | 0 | 0 | 0 | 0 | 0 | 0 | 0 | 0 | 0 | 0 | 0 | 0 | 0 | 0 | 0 | 0 | 0 | 0 | 0 | 0
F6_Industrial_Other Industrial_New_Space Heating_Natural Gas_Condensing RTU_A_Achievable Economic UCT Potential | F6 | Industrial | Other Industrial | New | Space Heating | Natural Gas | Condensing RTU | A | Incremental Winter Peak Savings (MW) | Achievable Economic UCT Potential | 0 | 0 | 0 | 0 | 0 | 0 | 0 | 0 | 0 | 0 | 0 | 0 | 0 | 0 | 0 | 0 | 0 | 0 | 0 | 0 | 0 | 0 | 0
F7_Industrial_Other Industrial_New_Space Heating_Natural Gas_Condensing RTU_A_Achievable Economic UCT Potential | F7 | Industrial | Other Industrial | New | Space Heating | Natural Gas | Condensing RTU | A | Cumulative Energy Savings (MWh or mTherms) | Achievable Economic UCT Potential | 0 | 0 | 0 | 0 | 0 | 0 | 0 | 0 | 0 | 0 | 0 | 0 | 0 | 0 | 0 | 0 | 0 | 0 | 0 | 0 | 0 | 0 | 0
F8_Industrial_Other Industrial_New_Space Heating_Natural Gas_Condensing RTU_A_Achievable Economic UCT Potential | F8 | Industrial | Other Industrial | New | Space Heating | Natural Gas | Condensing RTU | A | Cumulative Summer Peak Savings (MW) | Achievable Economic UCT Potential | 0 | 0 | 0 | 0 | 0 | 0 | 0 | 0 | 0 | 0 | 0 | 0 | 0 | 0 | 0 | 0 | 0 | 0 | 0 | 0 | 0 | 0 | 0
F9_Industrial_Other Industrial_New_Space Heating_Natural Gas_Condensing RTU_A_Achievable Economic UCT Potential | F9 | Industrial | Other Industrial | New | Space Heating | Natural Gas | Condensing RTU | A | Cumulative Winter Peak Savings (MW) | Achievable Economic UCT Potential | 0 | 0 | 0 | 0 | 0 | 0 | 0 | 0 | 0 | 0 | 0 | 0 | 0 | 0 | 0 | 0 | 0 | 0 | 0 | 0 | 0 | 0 | 0
F10_Industrial_Other Industrial_New_Space Heating_Natural Gas_Condensing RTU_A_Achievable Economic UCT Potential | F10 | Industrial | Other Industrial | New | Space Heating | Natural Gas | Condensing RTU | A | Purchases (Incremental) | Achievable Economic UCT Potential | 0 | 0 | 0 | 0 | 0 | 0 | 0 | 0 | 0 | 0 | 0 | 0 | 0 | 0 | 0 | 0 | 0 | 0 | 0 | 0 | 0 | 0 | 0
F11_Industrial_Other Industrial_New_Space Heating_Natural Gas_Condensing RTU_A_Achievable Economic UCT Potential | F11 | Industrial | Other Industrial | New | Space Heating | Natural Gas | Condensing RTU | A | Purchases (Cumulative) | Achievable Economic UCT Potential | 0 | 0 | 0 | 0 | 0 | 0 | 0 | 0 | 0 | 0 | 0 | 0 | 0 | 0 | 0 | 0 | 0 | 0 | 0 | 0 | 0 | 0 | 0
F1_Industrial_Food Products_Existing_Space Heating_Natural Gas_Furnace_A_Achievable Economic RVT Potential | F1 | Industrial | Food Products | Existing | Space Heating | Natural Gas | Furnace | A | Integrated Unit Energy Savings (kWh or therms) | Achievable Economic RVT Potential | 0 | 1443.5459 | 1443.5459 | 1443.5459 | 1443.5459 | 1443.5459 | 1443.5459 | 1443.5459 | 1443.5459 | 1443.5459 | 1443.5459 | 1443.5459 | 1443.5459 | 1443.5459 | 1443.5459 | 1443.5459 | 1443.5459 | 1443.5459 | 1443.5459 | 1443.5459 | 1443.5459 | 1443.5459 | 0
F2_Industrial_Food Products_Existing_Space Heating_Natural Gas_Furnace_A_Achievable Economic RVT Potential | F2 | Industrial | Food Products | Existing | Space Heating | Natural Gas | Furnace | A | Integrated Unit Summer Peak Savings (kW) | Achievable Economic RVT Potential | 0 | 0 | 0 | 0 | 0 | 0 | 0 | 0 | 0 | 0 | 0 | 0 | 0 | 0 | 0 | 0 | 0 | 0 | 0 | 0 | 0 | 0 | 0
F3_Industrial_Food Products_Existing_Space Heating_Natural Gas_Furnace_A_Achievable Economic RVT Potential | F3 | Industrial | Food Products | Existing | Space Heating | Natural Gas | Furnace | A | Integrated Unit Winter Peak Savings (kW) | Achievable Economic RVT Potential | 0 | 0 | 0 | 0 | 0 | 0 | 0 | 0 | 0 | 0 | 0 | 0 | 0 | 0 | 0 | 0 | 0 | 0 | 0 | 0 | 0 | 0 | 0
F4_Industrial_Food Products_Existing_Space Heating_Natural Gas_Furnace_A_Achievable Economic RVT Potential | F4 | Industrial | Food Products | Existing | Space Heating | Natural Gas | Furnace | A | Incremental Energy Savings (MWh or mTherms) | Achievable Economic RVT Potential | 0 | 0 | 0.0054214 | 0.011278 | 0.01749 | 0.023983 | 0.030693 | 0.036937 | 0.042125 | 0.046403 | 0.049904 | 0.052743 | 0.050577 | 0.048108 | 0.045479 | 0.042792 | 0.040118 | 0.037505 | 0.034693 | 0.034742 | 0.034867 | 0.035049 | 0
F5_Industrial_Food Products_Existing_Space Heating_Natural Gas_Furnace_A_Achievable Economic RVT Potential | F5 | Industrial | Food Products | Existing | Space Heating | Natural Gas | Furnace | A | Incremental Summer Peak Savings (MW) | Achievable Economic RVT Potential | 0 | 0 | 0 | 0 | 0 | 0 | 0 | 0 | 0 | 0 | 0 | 0 | 0 | 0 | 0 | 0 | 0 | 0 | 0 | 0 | 0 | 0 | 0
F6_Industrial_Food Products_Existing_Space Heating_Natural Gas_Furnace_A_Achievable Economic RVT Potential | F6 | Industrial | Food Products | Existing | Space Heating | Natural Gas | Furnace | A | Incremental Winter Peak Savings (MW) | Achievable Economic RVT Potential | 0 | 0 | 0 | 0 | 0 | 0 | 0 | 0 | 0 | 0 | 0 | 0 | 0 | 0 | 0 | 0 | 0 | 0 | 0 | 0 | 0 | 0 | 0
F7_Industrial_Food Products_Existing_Space Heating_Natural Gas_Furnace_A_Achievable Economic RVT Potential | F7 | Industrial | Food Products | Existing | Space Heating | Natural Gas | Furnace | A | Cumulative Energy Savings (MWh or mTherms) | Achievable Economic RVT Potential | 0 | 0 | 0.0054214 | 0.0167 | 0.03419 | 0.058172 | 0.088865 | 0.1258 | 0.16793 | 0.21433 | 0.26423 | 0.31698 | 0.36756 | 0.41566 | 0.46114 | 0.50393 | 0.54405 | 0.58156 | 0.61625 | 0.65099 | 0.68586 | 0.72091 | 0
F8_Industrial_Food Products_Existing_Space Heating_Natural Gas_Furnace_A_Achievable Economic RVT Potential | F8 | Industrial | Food Products | Existing | Space Heating | Natural Gas | Furnace | A | Cumulative Summer Peak Savings (MW) | Achievable Economic RVT Potential | 0 | 0 | 0 | 0 | 0 | 0 | 0 | 0 | 0 | 0 | 0 | 0 | 0 | 0 | 0 | 0 | 0 | 0 | 0 | 0 | 0 | 0 | 0
F9_Industrial_Food Products_Existing_Space Heating_Natural Gas_Furnace_A_Achievable Economic RVT Potential | F9 | Industrial | Food Products | Existing | Space Heating | Natural Gas | Furnace | A | Cumulative Winter Peak Savings (MW) | Achievable Economic RVT Potential | 0 | 0 | 0 | 0 | 0 | 0 | 0 | 0 | 0 | 0 | 0 | 0 | 0 | 0 | 0 | 0 | 0 | 0 | 0 | 0 | 0 | 0 | 0
F10_Industrial_Food Products_Existing_Space Heating_Natural Gas_Furnace_A_Achievable Economic RVT Potential | F10 | Industrial | Food Products | Existing | Space Heating | Natural Gas | Furnace | A | Purchases (Incremental) | Achievable Economic RVT Potential | 0 | 0 | 0.0037556 | 0.007813 | 0.012116 | 0.016614 | 0.021262 | 0.025588 | 0.029182 | 0.032145 | 0.03457 | 0.036537 | 0.035037 | 0.033326 | 0.031505 | 0.029644 | 0.027791 | 0.025981 | 0.024033 | 0.024067 | 0.024154 | 0.02428 | 0
F11_Industrial_Food Products_Existing_Space Heating_Natural Gas_Furnace_A_Achievable Economic RVT Potential | F11 | Industrial | Food Products | Existing | Space Heating | Natural Gas | Furnace | A | Purchases (Cumulative) | Achievable Economic RVT Potential | 0 | 0 | 0.0037556 | 0.011569 | 0.023684 | 0.040298 | 0.06156 | 0.087148 | 0.11633 | 0.14848 | 0.18305 | 0.21958 | 0.25462 | 0.28795 | 0.31945 | 0.34909 | 0.37689 | 0.40287 | 0.4269 | 0.45097 | 0.47512 | 0.4994 | 0
F1_Industrial_Food Products_Existing_Space Heating_Natural Gas_Boiler_A_Achievable Economic RVT Potential | F1 | Industrial | Food Products | Existing | Space Heating | Natural Gas | Boiler | A | Integrated Unit Energy Savings (kWh or therms) | Achievable Economic RVT Potential | 0 | 6227.3193 | 6227.3193 | 6227.3193 | 6227.3193 | 6227.3193 | 6227.3193 | 6227.3193 | 6227.3193 | 6227.3193 | 6227.3193 | 6227.3193 | 6227.3193 | 6227.3193 | 6227.3193 | 6227.3193 | 6227.3193 | 6227.3193 | 6227.3193 | 6227.3193 | 6227.3193 | 6227.3193 | 0
F2_Industrial_Food Products_Existing_Space Heating_Natural Gas_Boiler_A_Achievable Economic RVT Potential | F2 | Industrial | Food Products | Existing | Space Heating | Natural Gas | Boiler | A | Integrated Unit Summer Peak Savings (kW) | Achievable Economic RVT Potential | 0 | 0 | 0 | 0 | 0 | 0 | 0 | 0 | 0 | 0 | 0 | 0 | 0 | 0 | 0 | 0 | 0 | 0 | 0 | 0 | 0 | 0 | 0
F3_Industrial_Food Products_Existing_Space Heating_Natural Gas_Boiler_A_Achievable Economic RVT Potential | F3 | Industrial | Food Products | Existing | Space Heating | Natural Gas | Boiler | A | Integrated Unit Winter Peak Savings (kW) | Achievable Economic RVT Potential | 0 | 0 | 0 | 0 | 0 | 0 | 0 | 0 | 0 | 0 | 0 | 0 | 0 | 0 | 0 | 0 | 0 | 0 | 0 | 0 | 0 | 0 | 0
F4_Industrial_Food Products_Existing_Space Heating_Natural Gas_Boiler_A_Achievable Economic RVT Potential | F4 | Industrial | Food Products | Existing | Space Heating | Natural Gas | Boiler | A | Incremental Energy Savings (MWh or mTherms) | Achievable Economic RVT Potential | 0 | 0 | 0.081386 | 0.11827 | 0.14193 | 0.1562 | 0.16477 | 0.16791 | 0.16807 | 0.16679 | 0.16489 | 0.16268 | 0.1604 | 0.15811 | 0.1558 | 0.15349 | 0.15118 | 0.14888 | 0.14658 | 0.14429 | 0.14202 | 0.13976 | 0
F5_Industrial_Food Products_Existing_Space Heating_Natural Gas_Boiler_A_Achievable Economic RVT Potential | F5 | Industrial | Food Products | Existing | Space Heating | Natural Gas | Boiler | A | Incremental Summer Peak Savings (MW) | Achievable Economic RVT Potential | 0 | 0 | 0 | 0 | 0 | 0 | 0 | 0 | 0 | 0 | 0 | 0 | 0 | 0 | 0 | 0 | 0 | 0 | 0 | 0 | 0 | 0 | 0
F6_Industrial_Food Products_Existing_Space Heating_Natural Gas_Boiler_A_Achievable Economic RVT Potential | F6 | Industrial | Food Products | Existing | Space Heating | Natural Gas | Boiler | A | Incremental Winter Peak Savings (MW) | Achievable Economic RVT Potential | 0 | 0 | 0 | 0 | 0 | 0 | 0 | 0 | 0 | 0 | 0 | 0 | 0 | 0 | 0 | 0 | 0 | 0 | 0 | 0 | 0 | 0 | 0
F7_Industrial_Food Products_Existing_Space Heating_Natural Gas_Boiler_A_Achievable Economic RVT Potential | F7 | Industrial | Food Products | Existing | Space Heating | Natural Gas | Boiler | A | Cumulative Energy Savings (MWh or mTherms) | Achievable Economic RVT Potential | 0 | 0 | 0.081386 | 0.19966 | 0.34158 | 0.49778 | 0.66255 | 0.83046 | 0.99853 | 1.1653 | 1.3302 | 1.4929 | 1.6533 | 1.8114 | 1.9672 | 2.1207 | 2.2719 | 2.4207 | 2.5673 | 2.7116 | 2.8536 | 2.9934 | 0
F8_Industrial_Food Products_Existing_Space Heating_Natural Gas_Boiler_A_Achievable Economic RVT Potential | F8 | Industrial | Food Products | Existing | Space Heating | Natural Gas | Boiler | A | Cumulative Summer Peak Savings (MW) | Achievable Economic RVT Potential | 0 | 0 | 0 | 0 | 0 | 0 | 0 | 0 | 0 | 0 | 0 | 0 | 0 | 0 | 0 | 0 | 0 | 0 | 0 | 0 | 0 | 0 | 0
F9_Industrial_Food Products_Existing_Space Heating_Natural Gas_Boiler_A_Achievable Economic RVT Potential | F9 | Industrial | Food Products | Existing | Space Heating | Natural Gas | Boiler | A | Cumulative Winter Peak Savings (MW) | Achievable Economic RVT Potential | 0 | 0 | 0 | 0 | 0 | 0 | 0 | 0 | 0 | 0 | 0 | 0 | 0 | 0 | 0 | 0 | 0 | 0 | 0 | 0 | 0 | 0 | 0
F10_Industrial_Food Products_Existing_Space Heating_Natural Gas_Boiler_A_Achievable Economic RVT Potential | F10 | Industrial | Food Products | Existing | Space Heating | Natural Gas | Boiler | A | Purchases (Incremental) | Achievable Economic RVT Potential | 0 | 0 | 0.013069 | 0.018992 | 0.022791 | 0.025084 | 0.026459 | 0.026963 | 0.026989 | 0.026783 | 0.026479 | 0.026123 | 0.025758 | 0.025389 | 0.025019 | 0.024648 | 0.024277 | 0.023907 | 0.023538 | 0.023171 | 0.022805 | 0.022443 | 0
F11_Industrial_Food Products_Existing_Space Heating_Natural Gas_Boiler_A_Achievable Economic RVT Potential | F11 | Industrial | Food Products | Existing | Space Heating | Natural Gas | Boiler | A | Purchases (Cumulative) | Achievable Economic RVT Potential | 0 | 0 | 0.013069 | 0.032061 | 0.054852 | 0.079936 | 0.10639 | 0.13336 | 0.16035 | 0.18713 | 0.21361 | 0.23973 | 0.26549 | 0.29088 | 0.3159 | 0.34055 | 0.36482 | 0.38873 | 0.41227 | 0.43544 | 0.45824 | 0.48069 | 0
F1_Industrial_Food Products_Existing_Space Heating_Natural Gas_Unit Heater_A_Achievable Economic RVT Potential | F1 | Industrial | Food Products | Existing | Space Heating | Natural Gas | Unit Heater | A | Integrated Unit Energy Savings (kWh or therms) | Achievable Economic RVT Potential | 0 | 43660.7244 | 43660.7244 | 43660.7244 | 43660.7244 | 43660.7244 | 43660.7244 | 43660.7244 | 43660.7244 | 43660.7244 | 43660.7244 | 43660.7244 | 43660.7244 | 43660.7244 | 43660.7244 | 43660.7244 | 43660.7244 | 43660.7244 | 43660.7244 | 43660.7244 | 43660.7244 | 43660.7244 | 0
F2_Industrial_Food Products_Existing_Space Heating_Natural Gas_Unit Heater_A_Achievable Economic RVT Potential | F2 | Industrial | Food Products | Existing | Space Heating | Natural Gas | Unit Heater | A | Integrated Unit Summer Peak Savings (kW) | Achievable Economic RVT Potential | 0 | 0 | 0 | 0 | 0 | 0 | 0 | 0 | 0 | 0 | 0 | 0 | 0 | 0 | 0 | 0 | 0 | 0 | 0 | 0 | 0 | 0 | 0
F3_Industrial_Food Products_Existing_Space Heating_Natural Gas_Unit Heater_A_Achievable Economic RVT Potential | F3 | Industrial | Food Products | Existing | Space Heating | Natural Gas | Unit Heater | A | Integrated Unit Winter Peak Savings (kW) | Achievable Economic RVT Potential | 0 | 0 | 0 | 0 | 0 | 0 | 0 | 0 | 0 | 0 | 0 | 0 | 0 | 0 | 0 | 0 | 0 | 0 | 0 | 0 | 0 | 0 | 0
F4_Industrial_Food Products_Existing_Space Heating_Natural Gas_Unit Heater_A_Achievable Economic RVT Potential | F4 | Industrial | Food Products | Existing | Space Heating | Natural Gas | Unit Heater | A | Incremental Energy Savings (MWh or mTherms) | Achievable Economic RVT Potential | 0 | 0 | 0.0072174 | 0.027526 | 0.065642 | 0.12529 | 0.20935 | 0.31463 | 0.43378 | 0.56352 | 0.68446 | 0.79418 | 0.89521 | 0.99008 | 1.081 | 1.1697 | 1.2576 | 1.1933 | 1.14 | 1.1078 | 1.0941 | 1.0931 | 0
F5_Industrial_Food Products_Existing_Space Heating_Natural Gas_Unit Heater_A_Achievable Economic RVT Potential | F5 | Industrial | Food Products | Existing | Space Heating | Natural Gas | Unit Heater | A | Incremental Summer Peak Savings (MW) | Achievable Economic RVT Potential | 0 | 0 | 0 | 0 | 0 | 0 | 0 | 0 | 0 | 0 | 0 | 0 | 0 | 0 | 0 | 0 | 0 | 0 | 0 | 0 | 0 | 0 | 0
F6_Industrial_Food Products_Existing_Space Heating_Natural Gas_Unit Heater_A_Achievable Economic RVT Potential | F6 | Industrial | Food Products | Existing | Space Heating | Natural Gas | Unit Heater | A | Incremental Winter Peak Savings (MW) | Achievable Economic RVT Potential | 0 | 0 | 0 | 0 | 0 | 0 | 0 | 0 | 0 | 0 | 0 | 0 | 0 | 0 | 0 | 0 | 0 | 0 | 0 | 0 | 0 | 0 | 0
F7_Industrial_Food Products_Existing_Space Heating_Natural Gas_Unit Heater_A_Achievable Economic RVT Potential | F7 | Industrial | Food Products | Existing | Space Heating | Natural Gas | Unit Heater | A | Cumulative Energy Savings (MWh or mTherms) | Achievable Economic RVT Potential | 0 | 0 | 0.0072174 | 0.034743 | 0.10038 | 0.22568 | 0.43502 | 0.74966 | 1.1834 | 1.747 | 2.4314 | 3.2256 | 4.1208 | 5.1109 | 6.1847 | 7.3269 | 8.5189 | 9.5868 | 10.5175 | 11.3107 | 11.971 | 12.5006 | 0
F8_Industrial_Food Products_Existing_Space Heating_Natural Gas_Unit Heater_A_Achievable Economic RVT Potential | F8 | Industrial | Food Products | Existing | Space Heating | Natural Gas | Unit Heater | A | Cumulative Summer Peak Savings (MW) | Achievable Economic RVT Potential | 0 | 0 | 0 | 0 | 0 | 0 | 0 | 0 | 0 | 0 | 0 | 0 | 0 | 0 | 0 | 0 | 0 | 0 | 0 | 0 | 0 | 0 | 0
F9_Industrial_Food Products_Existing_Space Heating_Natural Gas_Unit Heater_A_Achievable Economic RVT Potential | F9 | Industrial | Food Products | Existing | Space Heating | Natural Gas | Unit Heater | A | Cumulative Winter Peak Savings (MW) | Achievable Economic RVT Potential | 0 | 0 | 0 | 0 | 0 | 0 | 0 | 0 | 0 | 0 | 0 | 0 | 0 | 0 | 0 | 0 | 0 | 0 | 0 | 0 | 0 | 0 | 0
F10_Industrial_Food Products_Existing_Space Heating_Natural Gas_Unit Heater_A_Achievable Economic RVT Potential | F10 | Industrial | Food Products | Existing | Space Heating | Natural Gas | Unit Heater | A | Purchases (Incremental) | Achievable Economic RVT Potential | 0 | 0 | 0.00016531 | 0.00063044 | 0.0015034 | 0.0028697 | 0.0047949 | 0.0072063 | 0.0099351 | 0.012907 | 0.015677 | 0.01819 | 0.020504 | 0.022677 | 0.024759 | 0.026792 | 0.028804 | 0.027331 | 0.02611 | 0.025374 | 0.02506 | 0.025035 | 0
F11_Industrial_Food Products_Existing_Space Heating_Natural Gas_Unit Heater_A_Achievable Economic RVT Potential | F11 | Industrial | Food Products | Existing | Space Heating | Natural Gas | Unit Heater | A | Purchases (Cumulative) | Achievable Economic RVT Potential | 0 | 0 | 0.00016531 | 0.00079575 | 0.0022992 | 0.0051688 | 0.0099638 | 0.01717 | 0.027105 | 0.040012 | 0.055689 | 0.073879 | 0.094383 | 0.11706 | 0.14165 | 0.16781 | 0.19511 | 0.21958 | 0.24089 | 0.25906 | 0.27418 | 0.28631 | 0
F1_Industrial_Food Products_New_Space Heating_Natural Gas_Furnace_A_Achievable Economic RVT Potential | F1 | Industrial | Food Products | New | Space Heating | Natural Gas | Furnace | A | Integrated Unit Energy Savings (kWh or therms) | Achievable Economic RVT Potential | 0 | 1443.5073 | 1443.5073 | 1443.5073 | 1443.5073 | 1443.5073 | 1443.5073 | 1443.5073 | 1443.5073 | 1443.5073 | 1443.5073 | 1443.5073 | 1443.5073 | 1443.5073 | 1443.5073 | 1443.5073 | 1443.5073 | 1443.5073 | 1443.5073 | 1443.5073 | 1443.5073 | 1443.5073 | 0
F2_Industrial_Food Products_New_Space Heating_Natural Gas_Furnace_A_Achievable Economic RVT Potential | F2 | Industrial | Food Products | New | Space Heating | Natural Gas | Furnace | A | Integrated Unit Summer Peak Savings (kW) | Achievable Economic RVT Potential | 0 | 0 | 0 | 0 | 0 | 0 | 0 | 0 | 0 | 0 | 0 | 0 | 0 | 0 | 0 | 0 | 0 | 0 | 0 | 0 | 0 | 0 | 0
F3_Industrial_Food Products_New_Space Heating_Natural Gas_Furnace_A_Achievable Economic RVT Potential | F3 | Industrial | Food Products | New | Space Heating | Natural Gas | Furnace | A | Integrated Unit Winter Peak Savings (kW) | Achievable Economic RVT Potential | 0 | 0 | 0 | 0 | 0 | 0 | 0 | 0 | 0 | 0 | 0 | 0 | 0 | 0 | 0 | 0 | 0 | 0 | 0 | 0 | 0 | 0 | 0
F4_Industrial_Food Products_New_Space Heating_Natural Gas_Furnace_A_Achievable Economic RVT Potential | F4 | Industrial | Food Products | New | Space Heating | Natural Gas | Furnace | A | Incremental Energy Savings (MWh or mTherms) | Achievable Economic RVT Potential | 0 | 0 | 0.00025157 | 0.016034 | 0.023992 | 0.035856 | 0.026992 | 0.036975 | 0.040964 | 0.050087 | 0.039693 | 0.047851 | 0.048951 | 0.058395 | 0.040507 | 0.050081 | 0.050723 | 0.059681 | 0.039424 | 0.055947 | 0.054234 | 0.059179 | 0
F5_Industrial_Food Products_New_Space Heating_Natural Gas_Furnace_A_Achievable Economic RVT Potential | F5 | Industrial | Food Products | New | Space Heating | Natural Gas | Furnace | A | Incremental Summer Peak Savings (MW) | Achievable Economic RVT Potential | 0 | 0 | 0 | 0 | 0 | 0 | 0 | 0 | 0 | 0 | 0 | 0 | 0 | 0 | 0 | 0 | 0 | 0 | 0 | 0 | 0 | 0 | 0
F6_Industrial_Food Products_New_Space Heating_Natural Gas_Furnace_A_Achievable Economic RVT Potential | F6 | Industrial | Food Products | New | Space Heating | Natural Gas | Furnace | A | Incremental Winter Peak Savings (MW) | Achievable Economic RVT Potential | 0 | 0 | 0 | 0 | 0 | 0 | 0 | 0 | 0 | 0 | 0 | 0 | 0 | 0 | 0 | 0 | 0 | 0 | 0 | 0 | 0 | 0 | 0
F7_Industrial_Food Products_New_Space Heating_Natural Gas_Furnace_A_Achievable Economic RVT Potential | F7 | Industrial | Food Products | New | Space Heating | Natural Gas | Furnace | A | Cumulative Energy Savings (MWh or mTherms) | Achievable Economic RVT Potential | 0 | 0 | 0.00025157 | 0.016286 | 0.040278 | 0.076134 | 0.10313 | 0.1401 | 0.18106 | 0.23115 | 0.27085 | 0.3187 | 0.36765 | 0.42604 | 0.46655 | 0.51663 | 0.56735 | 0.62703 | 0.66646 | 0.72241 | 0.77664 | 0.83582 | 0
F8_Industrial_Food Products_New_Space Heating_Natural Gas_Furnace_A_Achievable Economic RVT Potential | F8 | Industrial | Food Products | New | Space Heating | Natural Gas | Furnace | A | Cumulative Summer Peak Savings (MW) | Achievable Economic RVT Potential | 0 | 0 | 0 | 0 | 0 | 0 | 0 | 0 | 0 | 0 | 0 | 0 | 0 | 0 | 0 | 0 | 0 | 0 | 0 | 0 | 0 | 0 | 0
F9_Industrial_Food Products_New_Space Heating_Natural Gas_Furnace_A_Achievable Economic RVT Potential | F9 | Industrial | Food Products | New | Space Heating | Natural Gas | Furnace | A | Cumulative Winter Peak Savings (MW) | Achievable Economic RVT Potential | 0 | 0 | 0 | 0 | 0 | 0 | 0 | 0 | 0 | 0 | 0 | 0 | 0 | 0 | 0 | 0 | 0 | 0 | 0 | 0 | 0 | 0 | 0
F10_Industrial_Food Products_New_Space Heating_Natural Gas_Furnace_A_Achievable Economic RVT Potential | F10 | Industrial | Food Products | New | Space Heating | Natural Gas | Furnace | A | Purchases (Incremental) | Achievable Economic RVT Potential | 0 | 0 | 0.00017428 | 0.011108 | 0.016621 | 0.024839 | 0.018699 | 0.025614 | 0.028378 | 0.034698 | 0.027498 | 0.033149 | 0.033911 | 0.040454 | 0.028062 | 0.034694 | 0.035138 | 0.041344 | 0.027311 | 0.038758 | 0.037571 | 0.040997 | 0
F11_Industrial_Food Products_New_Space Heating_Natural Gas_Furnace_A_Achievable Economic RVT Potential | F11 | Industrial | Food Products | New | Space Heating | Natural Gas | Furnace | A | Purchases (Cumulative) | Achievable Economic RVT Potential | 0 | 0 | 0.00017428 | 0.011282 | 0.027903 | 0.052742 | 0.071441 | 0.097056 | 0.12543 | 0.16013 | 0.18763 | 0.22078 | 0.25469 | 0.29514 | 0.32321 | 0.3579 | 0.39304 | 0.43438 | 0.46169 | 0.50045 | 0.53802 | 0.57902 | 0
F1_Industrial_Food Products_New_Space Heating_Natural Gas_Boiler_A_Achievable Economic RVT Potential | F1 | Industrial | Food Products | New | Space Heating | Natural Gas | Boiler | A | Integrated Unit Energy Savings (kWh or therms) | Achievable Economic RVT Potential | 0 | 6223.5803 | 6223.5803 | 6223.5803 | 6223.5803 | 6223.5803 | 6223.5803 | 6223.5803 | 6223.5803 | 6223.5803 | 6223.5803 | 6223.5803 | 6223.5803 | 6223.5803 | 6223.5803 | 6223.5803 | 6223.5803 | 6223.5803 | 6223.5803 | 6223.5803 | 6223.5803 | 6223.5803 | 0
F2_Industrial_Food Products_New_Space Heating_Natural Gas_Boiler_A_Achievable Economic RVT Potential | F2 | Industrial | Food Products | New | Space Heating | Natural Gas | Boiler | A | Integrated Unit Summer Peak Savings (kW) | Achievable Economic RVT Potential | 0 | 0 | 0 | 0 | 0 | 0 | 0 | 0 | 0 | 0 | 0 | 0 | 0 | 0 | 0 | 0 | 0 | 0 | 0 | 0 | 0 | 0 | 0
F3_Industrial_Food Products_New_Space Heating_Natural Gas_Boiler_A_Achievable Economic RVT Potential | F3 | Industrial | Food Products | New | Space Heating | Natural Gas | Boiler | A | Integrated Unit Winter Peak Savings (kW) | Achievable Economic RVT Potential | 0 | 0 | 0 | 0 | 0 | 0 | 0 | 0 | 0 | 0 | 0 | 0 | 0 | 0 | 0 | 0 | 0 | 0 | 0 | 0 | 0 | 0 | 0
F4_Industrial_Food Products_New_Space Heating_Natural Gas_Boiler_A_Achievable Economic RVT Potential | F4 | Industrial | Food Products | New | Space Heating | Natural Gas | Boiler | A | Incremental Energy Savings (MWh or mTherms) | Achievable Economic RVT Potential | 0 | 0 | 0.0034406 | 0.16081 | 0.19445 | 0.24246 | 0.15579 | 0.18652 | 0.18666 | 0.21108 | 0.15752 | 0.18121 | 0.1788 | 0.20742 | 0.14078 | 0.17109 | 0.17096 | 0.19902 | 0.13146 | 0.16199 | 0.15758 | 0.15711 | 0
F5_Industrial_Food Products_New_Space Heating_Natural Gas_Boiler_A_Achievable Economic RVT Potential | F5 | Industrial | Food Products | New | Space Heating | Natural Gas | Boiler | A | Incremental Summer Peak Savings (MW) | Achievable Economic RVT Potential | 0 | 0 | 0 | 0 | 0 | 0 | 0 | 0 | 0 | 0 | 0 | 0 | 0 | 0 | 0 | 0 | 0 | 0 | 0 | 0 | 0 | 0 | 0
F6_Industrial_Food Products_New_Space Heating_Natural Gas_Boiler_A_Achievable Economic RVT Potential | F6 | Industrial | Food Products | New | Space Heating | Natural Gas | Boiler | A | Incremental Winter Peak Savings (MW) | Achievable Economic RVT Potential | 0 | 0 | 0 | 0 | 0 | 0 | 0 | 0 | 0 | 0 | 0 | 0 | 0 | 0 | 0 | 0 | 0 | 0 | 0 | 0 | 0 | 0 | 0
F7_Industrial_Food Products_New_Space Heating_Natural Gas_Boiler_A_Achievable Economic RVT Potential | F7 | Industrial | Food Products | New | Space Heating | Natural Gas | Boiler | A | Cumulative Energy Savings (MWh or mTherms) | Achievable Economic RVT Potential | 0 | 0 | 0.0034406 | 0.16425 | 0.3587 | 0.60116 | 0.75695 | 0.94347 | 1.1301 | 1.3412 | 1.4987 | 1.6799 | 1.8587 | 2.0662 | 2.2069 | 2.378 | 2.549 | 2.748 | 2.8795 | 3.0415 | 3.199 | 3.3562 | 0
F8_Industrial_Food Products_New_Space Heating_Natural Gas_Boiler_A_Achievable Economic RVT Potential | F8 | Industrial | Food Products | New | Space Heating | Natural Gas | Boiler | A | Cumulative Summer Peak Savings (MW) | Achievable Economic RVT Potential | 0 | 0 | 0 | 0 | 0 | 0 | 0 | 0 | 0 | 0 | 0 | 0 | 0 | 0 | 0 | 0 | 0 | 0 | 0 | 0 | 0 | 0 | 0
F9_Industrial_Food Products_New_Space Heating_Natural Gas_Boiler_A_Achievable Economic RVT Potential | F9 | Industrial | Food Products | New | Space Heating | Natural Gas | Boiler | A | Cumulative Winter Peak Savings (MW) | Achievable Economic RVT Potential | 0 | 0 | 0 | 0 | 0 | 0 | 0 | 0 | 0 | 0 | 0 | 0 | 0 | 0 | 0 | 0 | 0 | 0 | 0 | 0 | 0 | 0 | 0
F10_Industrial_Food Products_New_Space Heating_Natural Gas_Boiler_A_Achievable Economic RVT Potential | F10 | Industrial | Food Products | New | Space Heating | Natural Gas | Boiler | A | Purchases (Incremental) | Achievable Economic RVT Potential | 0 | 0 | 0.00055283 | 0.025839 | 0.031243 | 0.038959 | 0.025032 | 0.02997 | 0.029992 | 0.033916 | 0.025309 | 0.029116 | 0.02873 | 0.033328 | 0.02262 | 0.027491 | 0.02747 | 0.031979 | 0.021123 | 0.026029 | 0.02532 | 0.025245 | 0
F11_Industrial_Food Products_New_Space Heating_Natural Gas_Boiler_A_Achievable Economic RVT Potential | F11 | Industrial | Food Products | New | Space Heating | Natural Gas | Boiler | A | Purchases (Cumulative) | Achievable Economic RVT Potential | 0 | 0 | 0.00055283 | 0.026392 | 0.057635 | 0.096594 | 0.12163 | 0.1516 | 0.18159 | 0.2155 | 0.24081 | 0.26993 | 0.29866 | 0.33199 | 0.35461 | 0.3821 | 0.40957 | 0.44155 | 0.46267 | 0.4887 | 0.51402 | 0.53927 | 0
F1_Industrial_Food Products_New_Space Heating_Natural Gas_Unit Heater_A_Achievable Economic RVT Potential | F1 | Industrial | Food Products | New | Space Heating | Natural Gas | Unit Heater | A | Integrated Unit Energy Savings (kWh or therms) | Achievable Economic RVT Potential | 0 | 43660.7244 | 43660.7244 | 43660.7244 | 43660.7244 | 43660.7244 | 43660.7244 | 43660.7244 | 43660.7244 | 43660.7244 | 43660.7244 | 43660.7244 | 43660.7244 | 43660.7244 | 43660.7244 | 43660.7244 | 43660.7244 | 43660.7244 | 43660.7244 | 43660.7244 | 43660.7244 | 43660.7244 | 0
F2_Industrial_Food Products_New_Space Heating_Natural Gas_Unit Heater_A_Achievable Economic RVT Potential | F2 | Industrial | Food Products | New | Space Heating | Natural Gas | Unit Heater | A | Integrated Unit Summer Peak Savings (kW) | Achievable Economic RVT Potential | 0 | 0 | 0 | 0 | 0 | 0 | 0 | 0 | 0 | 0 | 0 | 0 | 0 | 0 | 0 | 0 | 0 | 0 | 0 | 0 | 0 | 0 | 0
F3_Industrial_Food Products_New_Space Heating_Natural Gas_Unit Heater_A_Achievable Economic RVT Potential | F3 | Industrial | Food Products | New | Space Heating | Natural Gas | Unit Heater | A | Integrated Unit Winter Peak Savings (kW) | Achievable Economic RVT Potential | 0 | 0 | 0 | 0 | 0 | 0 | 0 | 0 | 0 | 0 | 0 | 0 | 0 | 0 | 0 | 0 | 0 | 0 | 0 | 0 | 0 | 0 | 0
F4_Industrial_Food Products_New_Space Heating_Natural Gas_Unit Heater_A_Achievable Economic RVT Potential | F4 | Industrial | Food Products | New | Space Heating | Natural Gas | Unit Heater | A | Incremental Energy Savings (MWh or mTherms) | Achievable Economic RVT Potential | 0 | 0 | 0.0038124 | 0.24299 | 0.36359 | 0.54337 | 0.40905 | 0.56032 | 0.62078 | 0.75903 | 0.60153 | 0.72515 | 1.0068 | 1.1094 | 1.0099 | 1.2969 | 1.4498 | 1.9847 | 1.2635 | 1.7212 | 1.6957 | 1.6759 | 0
F5_Industrial_Food Products_New_Space Heating_Natural Gas_Unit Heater_A_Achievable Economic RVT Potential | F5 | Industrial | Food Products | New | Space Heating | Natural Gas | Unit Heater | A | Incremental Summer Peak Savings (MW) | Achievable Economic RVT Potential | 0 | 0 | 0 | 0 | 0 | 0 | 0 | 0 | 0 | 0 | 0 | 0 | 0 | 0 | 0 | 0 | 0 | 0 | 0 | 0 | 0 | 0 | 0
F6_Industrial_Food Products_New_Space Heating_Natural Gas_Unit Heater_A_Achievable Economic RVT Potential | F6 | Industrial | Food Products | New | Space Heating | Natural Gas | Unit Heater | A | Incremental Winter Peak Savings (MW) | Achievable Economic RVT Potential | 0 | 0 | 0 | 0 | 0 | 0 | 0 | 0 | 0 | 0 | 0 | 0 | 0 | 0 | 0 | 0 | 0 | 0 | 0 | 0 | 0 | 0 | 0
F7_Industrial_Food Products_New_Space Heating_Natural Gas_Unit Heater_A_Achievable Economic RVT Potential | F7 | Industrial | Food Products | New | Space Heating | Natural Gas | Unit Heater | A | Cumulative Energy Savings (MWh or mTherms) | Achievable Economic RVT Potential | 0 | 0 | 0.0038124 | 0.2468 | 0.61039 | 1.1538 | 1.5628 | 2.1231 | 2.7439 | 3.5029 | 4.1045 | 4.8296 | 5.8364 | 6.9458 | 7.9519 | 9.0058 | 10.0921 | 11.5334 | 12.3879 | 13.5488 | 14.6237 | 15.5406 | 0
F8_Industrial_Food Products_New_Space Heating_Natural Gas_Unit Heater_A_Achievable Economic RVT Potential | F8 | Industrial | Food Products | New | Space Heating | Natural Gas | Unit Heater | A | Cumulative Summer Peak Savings (MW) | Achievable Economic RVT Potential | 0 | 0 | 0 | 0 | 0 | 0 | 0 | 0 | 0 | 0 | 0 | 0 | 0 | 0 | 0 | 0 | 0 | 0 | 0 | 0 | 0 | 0 | 0
F9_Industrial_Food Products_New_Space Heating_Natural Gas_Unit Heater_A_Achievable Economic RVT Potential | F9 | Industrial | Food Products | New | Space Heating | Natural Gas | Unit Heater | A | Cumulative Winter Peak Savings (MW) | Achievable Economic RVT Potential | 0 | 0 | 0 | 0 | 0 | 0 | 0 | 0 | 0 | 0 | 0 | 0 | 0 | 0 | 0 | 0 | 0 | 0 | 0 | 0 | 0 | 0 | 0
F10_Industrial_Food Products_New_Space Heating_Natural Gas_Unit Heater_A_Achievable Economic RVT Potential | F10 | Industrial | Food Products | New | Space Heating | Natural Gas | Unit Heater | A | Purchases (Incremental) | Achievable Economic RVT Potential | 0 | 0 | 8.7318e-05 | 0.0055654 | 0.0083276 | 0.012445 | 0.0093688 | 0.012834 | 0.014218 | 0.017385 | 0.013777 | 0.016609 | 0.023059 | 0.02541 | 0.023131 | 0.029704 | 0.033207 | 0.045458 | 0.02894 | 0.039422 | 0.038839 | 0.038385 | 0
F11_Industrial_Food Products_New_Space Heating_Natural Gas_Unit Heater_A_Achievable Economic RVT Potential | F11 | Industrial | Food Products | New | Space Heating | Natural Gas | Unit Heater | A | Purchases (Cumulative) | Achievable Economic RVT Potential | 0 | 0 | 8.7318e-05 | 0.0056527 | 0.01398 | 0.026425 | 0.035794 | 0.048628 | 0.062846 | 0.080231 | 0.094008 | 0.11062 | 0.13368 | 0.15909 | 0.18213 | 0.20627 | 0.23115 | 0.26416 | 0.28373 | 0.31032 | 0.33494 | 0.35594 | 0
F1_Industrial_Agriculture_Existing_Space Heating_Natural Gas_Furnace_A_Achievable Economic RVT Potential | F1 | Industrial | Agriculture | Existing | Space Heating | Natural Gas | Furnace | A | Integrated Unit Energy Savings (kWh or therms) | Achievable Economic RVT Potential | 0 | 1443.5459 | 1443.5459 | 1443.5459 | 1443.5459 | 1443.5459 | 1443.5459 | 1443.5459 | 1443.5459 | 1443.5459 | 1443.5459 | 1443.5459 | 1443.5459 | 1443.5459 | 1443.5459 | 1443.5459 | 1443.5459 | 1443.5459 | 1443.5459 | 1443.5459 | 1443.5459 | 1443.5459 | 0
F2_Industrial_Agriculture_Existing_Space Heating_Natural Gas_Furnace_A_Achievable Economic RVT Potential | F2 | Industrial | Agriculture | Existing | Space Heating | Natural Gas | Furnace | A | Integrated Unit Summer Peak Savings (kW) | Achievable Economic RVT Potential | 0 | 0 | 0 | 0 | 0 | 0 | 0 | 0 | 0 | 0 | 0 | 0 | 0 | 0 | 0 | 0 | 0 | 0 | 0 | 0 | 0 | 0 | 0
F3_Industrial_Agriculture_Existing_Space Heating_Natural Gas_Furnace_A_Achievable Economic RVT Potential | F3 | Industrial | Agriculture | Existing | Space Heating | Natural Gas | Furnace | A | Integrated Unit Winter Peak Savings (kW) | Achievable Economic RVT Potential | 0 | 0 | 0 | 0 | 0 | 0 | 0 | 0 | 0 | 0 | 0 | 0 | 0 | 0 | 0 | 0 | 0 | 0 | 0 | 0 | 0 | 0 | 0
F4_Industrial_Agriculture_Existing_Space Heating_Natural Gas_Furnace_A_Achievable Economic RVT Potential | F4 | Industrial | Agriculture | Existing | Space Heating | Natural Gas | Furnace | A | Incremental Energy Savings (MWh or mTherms) | Achievable Economic RVT Potential | 0 | 0 | 0.013961 | 0.029044 | 0.045039 | 0.061759 | 0.079039 | 0.09512 | 0.10848 | 0.1195 | 0.12851 | 0.13582 | 0.13025 | 0.12389 | 0.11712 | 0.1102 | 0.10331 | 0.096581 | 0.089339 | 0.089467 | 0.089789 | 0.090258 | 0
F5_Industrial_Agriculture_Existing_Space Heating_Natural Gas_Furnace_A_Achievable Economic RVT Potential | F5 | Industrial | Agriculture | Existing | Space Heating | Natural Gas | Furnace | A | Incremental Summer Peak Savings (MW) | Achievable Economic RVT Potential | 0 | 0 | 0 | 0 | 0 | 0 | 0 | 0 | 0 | 0 | 0 | 0 | 0 | 0 | 0 | 0 | 0 | 0 | 0 | 0 | 0 | 0 | 0
F6_Industrial_Agriculture_Existing_Space Heating_Natural Gas_Furnace_A_Achievable Economic RVT Potential | F6 | Industrial | Agriculture | Existing | Space Heating | Natural Gas | Furnace | A | Incremental Winter Peak Savings (MW) | Achievable Economic RVT Potential | 0 | 0 | 0 | 0 | 0 | 0 | 0 | 0 | 0 | 0 | 0 | 0 | 0 | 0 | 0 | 0 | 0 | 0 | 0 | 0 | 0 | 0 | 0
F7_Industrial_Agriculture_Existing_Space Heating_Natural Gas_Furnace_A_Achievable Economic RVT Potential | F7 | Industrial | Agriculture | Existing | Space Heating | Natural Gas | Furnace | A | Cumulative Energy Savings (MWh or mTherms) | Achievable Economic RVT Potential | 0 | 0 | 0.013961 | 0.043005 | 0.088044 | 0.1498 | 0.22884 | 0.32396 | 0.43244 | 0.55194 | 0.68045 | 0.81627 | 0.94652 | 1.0704 | 1.1875 | 1.2977 | 1.401 | 1.4976 | 1.5869 | 1.6764 | 1.7662 | 1.8565 | 0
F8_Industrial_Agriculture_Existing_Space Heating_Natural Gas_Furnace_A_Achievable Economic RVT Potential | F8 | Industrial | Agriculture | Existing | Space Heating | Natural Gas | Furnace | A | Cumulative Summer Peak Savings (MW) | Achievable Economic RVT Potential | 0 | 0 | 0 | 0 | 0 | 0 | 0 | 0 | 0 | 0 | 0 | 0 | 0 | 0 | 0 | 0 | 0 | 0 | 0 | 0 | 0 | 0 | 0
F9_Industrial_Agriculture_Existing_Space Heating_Natural Gas_Furnace_A_Achievable Economic RVT Potential | F9 | Industrial | Agriculture | Existing | Space Heating | Natural Gas | Furnace | A | Cumulative Winter Peak Savings (MW) | Achievable Economic RVT Potential | 0 | 0 | 0 | 0 | 0 | 0 | 0 | 0 | 0 | 0 | 0 | 0 | 0 | 0 | 0 | 0 | 0 | 0 | 0 | 0 | 0 | 0 | 0
F10_Industrial_Agriculture_Existing_Space Heating_Natural Gas_Furnace_A_Achievable Economic RVT Potential | F10 | Industrial | Agriculture | Existing | Space Heating | Natural Gas | Furnace | A | Purchases (Incremental) | Achievable Economic RVT Potential | 0 | 0 | 0.0096714 | 0.02012 | 0.0312 | 0.042783 | 0.054754 | 0.065893 | 0.075148 | 0.08278 | 0.089025 | 0.094089 | 0.090226 | 0.085821 | 0.081131 | 0.076338 | 0.071567 | 0.066906 | 0.061889 | 0.061977 | 0.0622 | 0.062525 | 0
F11_Industrial_Agriculture_Existing_Space Heating_Natural Gas_Furnace_A_Achievable Economic RVT Potential | F11 | Industrial | Agriculture | Existing | Space Heating | Natural Gas | Furnace | A | Purchases (Cumulative) | Achievable Economic RVT Potential | 0 | 0 | 0.0096714 | 0.029791 | 0.060991 | 0.10377 | 0.15853 | 0.22442 | 0.29957 | 0.38235 | 0.47137 | 0.56546 | 0.65569 | 0.74151 | 0.82264 | 0.89898 | 0.97055 | 1.0375 | 1.0993 | 1.1613 | 1.2235 | 1.286 | 0
F1_Industrial_Agriculture_Existing_Space Heating_Natural Gas_Boiler_A_Achievable Economic RVT Potential | F1 | Industrial | Agriculture | Existing | Space Heating | Natural Gas | Boiler | A | Integrated Unit Energy Savings (kWh or therms) | Achievable Economic RVT Potential | 0 | 6227.3193 | 6227.3193 | 6227.3193 | 6227.3193 | 6227.3193 | 6227.3193 | 6227.3193 | 6227.3193 | 6227.3193 | 6227.3193 | 6227.3193 | 6227.3193 | 6227.3193 | 6227.3193 | 6227.3193 | 6227.3193 | 6227.3193 | 6227.3193 | 6227.3193 | 6227.3193 | 6227.3193 | 0
F2_Industrial_Agriculture_Existing_Space Heating_Natural Gas_Boiler_A_Achievable Economic RVT Potential | F2 | Industrial | Agriculture | Existing | Space Heating | Natural Gas | Boiler | A | Integrated Unit Summer Peak Savings (kW) | Achievable Economic RVT Potential | 0 | 0 | 0 | 0 | 0 | 0 | 0 | 0 | 0 | 0 | 0 | 0 | 0 | 0 | 0 | 0 | 0 | 0 | 0 | 0 | 0 | 0 | 0
F3_Industrial_Agriculture_Existing_Space Heating_Natural Gas_Boiler_A_Achievable Economic RVT Potential | F3 | Industrial | Agriculture | Existing | Space Heating | Natural Gas | Boiler | A | Integrated Unit Winter Peak Savings (kW) | Achievable Economic RVT Potential | 0 | 0 | 0 | 0 | 0 | 0 | 0 | 0 | 0 | 0 | 0 | 0 | 0 | 0 | 0 | 0 | 0 | 0 | 0 | 0 | 0 | 0 | 0
F4_Industrial_Agriculture_Existing_Space Heating_Natural Gas_Boiler_A_Achievable Economic RVT Potential | F4 | Industrial | Agriculture | Existing | Space Heating | Natural Gas | Boiler | A | Incremental Energy Savings (MWh or mTherms) | Achievable Economic RVT Potential | 0 | 0 | 0.20958 | 0.30456 | 0.36548 | 0.40225 | 0.4243 | 0.4324 | 0.4328 | 0.42951 | 0.42462 | 0.41892 | 0.41306 | 0.40715 | 0.40122 | 0.39527 | 0.38932 | 0.38338 | 0.37746 | 0.37157 | 0.36572 | 0.35991 | 0
F5_Industrial_Agriculture_Existing_Space Heating_Natural Gas_Boiler_A_Achievable Economic RVT Potential | F5 | Industrial | Agriculture | Existing | Space Heating | Natural Gas | Boiler | A | Incremental Summer Peak Savings (MW) | Achievable Economic RVT Potential | 0 | 0 | 0 | 0 | 0 | 0 | 0 | 0 | 0 | 0 | 0 | 0 | 0 | 0 | 0 | 0 | 0 | 0 | 0 | 0 | 0 | 0 | 0
F6_Industrial_Agriculture_Existing_Space Heating_Natural Gas_Boiler_A_Achievable Economic RVT Potential | F6 | Industrial | Agriculture | Existing | Space Heating | Natural Gas | Boiler | A | Incremental Winter Peak Savings (MW) | Achievable Economic RVT Potential | 0 | 0 | 0 | 0 | 0 | 0 | 0 | 0 | 0 | 0 | 0 | 0 | 0 | 0 | 0 | 0 | 0 | 0 | 0 | 0 | 0 | 0 | 0
F7_Industrial_Agriculture_Existing_Space Heating_Natural Gas_Boiler_A_Achievable Economic RVT Potential | F7 | Industrial | Agriculture | Existing | Space Heating | Natural Gas | Boiler | A | Cumulative Energy Savings (MWh or mTherms) | Achievable Economic RVT Potential | 0 | 0 | 0.20958 | 0.51415 | 0.87963 | 1.2819 | 1.7062 | 2.1386 | 2.5714 | 3.0009 | 3.4255 | 3.8444 | 4.2575 | 4.6646 | 5.0659 | 5.4611 | 5.8505 | 6.2338 | 6.6113 | 6.9829 | 7.3486 | 7.7085 | 0
F8_Industrial_Agriculture_Existing_Space Heating_Natural Gas_Boiler_A_Achievable Economic RVT Potential | F8 | Industrial | Agriculture | Existing | Space Heating | Natural Gas | Boiler | A | Cumulative Summer Peak Savings (MW) | Achievable Economic RVT Potential | 0 | 0 | 0 | 0 | 0 | 0 | 0 | 0 | 0 | 0 | 0 | 0 | 0 | 0 | 0 | 0 | 0 | 0 | 0 | 0 | 0 | 0 | 0
F9_Industrial_Agriculture_Existing_Space Heating_Natural Gas_Boiler_A_Achievable Economic RVT Potential | F9 | Industrial | Agriculture | Existing | Space Heating | Natural Gas | Boiler | A | Cumulative Winter Peak Savings (MW) | Achievable Economic RVT Potential | 0 | 0 | 0 | 0 | 0 | 0 | 0 | 0 | 0 | 0 | 0 | 0 | 0 | 0 | 0 | 0 | 0 | 0 | 0 | 0 | 0 | 0 | 0
F10_Industrial_Agriculture_Existing_Space Heating_Natural Gas_Boiler_A_Achievable Economic RVT Potential | F10 | Industrial | Agriculture | Existing | Space Heating | Natural Gas | Boiler | A | Purchases (Incremental) | Achievable Economic RVT Potential | 0 | 0 | 0.033655 | 0.048908 | 0.05869 | 0.064595 | 0.068135 | 0.069436 | 0.0695 | 0.068972 | 0.068187 | 0.067272 | 0.06633 | 0.065382 | 0.064429 | 0.063473 | 0.062518 | 0.061564 | 0.060614 | 0.059668 | 0.058728 | 0.057795 | 0
F11_Industrial_Agriculture_Existing_Space Heating_Natural Gas_Boiler_A_Achievable Economic RVT Potential | F11 | Industrial | Agriculture | Existing | Space Heating | Natural Gas | Boiler | A | Purchases (Cumulative) | Achievable Economic RVT Potential | 0 | 0 | 0.033655 | 0.082563 | 0.14125 | 0.20585 | 0.27398 | 0.34342 | 0.41292 | 0.48189 | 0.55008 | 0.61735 | 0.68368 | 0.74906 | 0.81349 | 0.87696 | 0.93948 | 1.001 | 1.0617 | 1.1213 | 1.1801 | 1.2379 | 0
F1_Industrial_Agriculture_Existing_Space Heating_Natural Gas_Unit Heater_A_Achievable Economic RVT Potential | F1 | Industrial | Agriculture | Existing | Space Heating | Natural Gas | Unit Heater | A | Integrated Unit Energy Savings (kWh or therms) | Achievable Economic RVT Potential | 0 | 43660.7244 | 43660.7244 | 43660.7244 | 43660.7244 | 43660.7244 | 43660.7244 | 43660.7244 | 43660.7244 | 43660.7244 | 43660.7244 | 43660.7244 | 43660.7244 | 43660.7244 | 43660.7244 | 43660.7244 | 43660.7244 | 43660.7244 | 43660.7244 | 43660.7244 | 43660.7244 | 43660.7244 | 0
F2_Industrial_Agriculture_Existing_Space Heating_Natural Gas_Unit Heater_A_Achievable Economic RVT Potential | F2 | Industrial | Agriculture | Existing | Space Heating | Natural Gas | Unit Heater | A | Integrated Unit Summer Peak Savings (kW) | Achievable Economic RVT Potential | 0 | 0 | 0 | 0 | 0 | 0 | 0 | 0 | 0 | 0 | 0 | 0 | 0 | 0 | 0 | 0 | 0 | 0 | 0 | 0 | 0 | 0 | 0
F3_Industrial_Agriculture_Existing_Space Heating_Natural Gas_Unit Heater_A_Achievable Economic RVT Potential | F3 | Industrial | Agriculture | Existing | Space Heating | Natural Gas | Unit Heater | A | Integrated Unit Winter Peak Savings (kW) | Achievable Economic RVT Potential | 0 | 0 | 0 | 0 | 0 | 0 | 0 | 0 | 0 | 0 | 0 | 0 | 0 | 0 | 0 | 0 | 0 | 0 | 0 | 0 | 0 | 0 | 0
F4_Industrial_Agriculture_Existing_Space Heating_Natural Gas_Unit Heater_A_Achievable Economic RVT Potential | F4 | Industrial | Agriculture | Existing | Space Heating | Natural Gas | Unit Heater | A | Incremental Energy Savings (MWh or mTherms) | Achievable Economic RVT Potential | 0 | 0 | 0.018586 | 0.070883 | 0.16904 | 0.32265 | 0.53911 | 0.81023 | 1.117 | 1.4512 | 1.7626 | 2.0452 | 2.3053 | 2.5496 | 2.7838 | 3.0123 | 3.2386 | 3.0729 | 2.9356 | 2.8529 | 2.8176 | 2.8148 | 0
F5_Industrial_Agriculture_Existing_Space Heating_Natural Gas_Unit Heater_A_Achievable Economic RVT Potential | F5 | Industrial | Agriculture | Existing | Space Heating | Natural Gas | Unit Heater | A | Incremental Summer Peak Savings (MW) | Achievable Economic RVT Potential | 0 | 0 | 0 | 0 | 0 | 0 | 0 | 0 | 0 | 0 | 0 | 0 | 0 | 0 | 0 | 0 | 0 | 0 | 0 | 0 | 0 | 0 | 0
F6_Industrial_Agriculture_Existing_Space Heating_Natural Gas_Unit Heater_A_Achievable Economic RVT Potential | F6 | Industrial | Agriculture | Existing | Space Heating | Natural Gas | Unit Heater | A | Incremental Winter Peak Savings (MW) | Achievable Economic RVT Potential | 0 | 0 | 0 | 0 | 0 | 0 | 0 | 0 | 0 | 0 | 0 | 0 | 0 | 0 | 0 | 0 | 0 | 0 | 0 | 0 | 0 | 0 | 0
F7_Industrial_Agriculture_Existing_Space Heating_Natural Gas_Unit Heater_A_Achievable Economic RVT Potential | F7 | Industrial | Agriculture | Existing | Space Heating | Natural Gas | Unit Heater | A | Cumulative Energy Savings (MWh or mTherms) | Achievable Economic RVT Potential | 0 | 0 | 0.018586 | 0.089469 | 0.25851 | 0.58115 | 1.1203 | 1.9305 | 3.0475 | 4.4987 | 6.2613 | 8.3065 | 10.6118 | 13.1614 | 15.9266 | 18.868 | 21.9375 | 24.6878 | 27.0843 | 29.127 | 30.8275 | 32.1911 | 0
F8_Industrial_Agriculture_Existing_Space Heating_Natural Gas_Unit Heater_A_Achievable Economic RVT Potential | F8 | Industrial | Agriculture | Existing | Space Heating | Natural Gas | Unit Heater | A | Cumulative Summer Peak Savings (MW) | Achievable Economic RVT Potential | 0 | 0 | 0 | 0 | 0 | 0 | 0 | 0 | 0 | 0 | 0 | 0 | 0 | 0 | 0 | 0 | 0 | 0 | 0 | 0 | 0 | 0 | 0
F9_Industrial_Agriculture_Existing_Space Heating_Natural Gas_Unit Heater_A_Achievable Economic RVT Potential | F9 | Industrial | Agriculture | Existing | Space Heating | Natural Gas | Unit Heater | A | Cumulative Winter Peak Savings (MW) | Achievable Economic RVT Potential | 0 | 0 | 0 | 0 | 0 | 0 | 0 | 0 | 0 | 0 | 0 | 0 | 0 | 0 | 0 | 0 | 0 | 0 | 0 | 0 | 0 | 0 | 0
F10_Industrial_Agriculture_Existing_Space Heating_Natural Gas_Unit Heater_A_Achievable Economic RVT Potential | F10 | Industrial | Agriculture | Existing | Space Heating | Natural Gas | Unit Heater | A | Purchases (Incremental) | Achievable Economic RVT Potential | 0 | 0 | 0.00042569 | 0.0016235 | 0.0038716 | 0.0073898 | 0.012348 | 0.018558 | 0.025585 | 0.033237 | 0.04037 | 0.046842 | 0.052801 | 0.058396 | 0.063759 | 0.068993 | 0.074176 | 0.070381 | 0.067237 | 0.065342 | 0.064533 | 0.06447 | 0
F11_Industrial_Agriculture_Existing_Space Heating_Natural Gas_Unit Heater_A_Achievable Economic RVT Potential | F11 | Industrial | Agriculture | Existing | Space Heating | Natural Gas | Unit Heater | A | Purchases (Cumulative) | Achievable Economic RVT Potential | 0 | 0 | 0.00042569 | 0.0020492 | 0.0059208 | 0.013311 | 0.025658 | 0.044216 | 0.069801 | 0.10304 | 0.14341 | 0.19025 | 0.24305 | 0.30145 | 0.36478 | 0.43215 | 0.50245 | 0.56545 | 0.62034 | 0.66712 | 0.70607 | 0.7373 | 0
F1_Industrial_Agriculture_New_Space Heating_Natural Gas_Furnace_A_Achievable Economic RVT Potential | F1 | Industrial | Agriculture | New | Space Heating | Natural Gas | Furnace | A | Integrated Unit Energy Savings (kWh or therms) | Achievable Economic RVT Potential | 0 | 1443.5073 | 1443.5073 | 1443.5073 | 1443.5073 | 1443.5073 | 1443.5073 | 1443.5073 | 1443.5073 | 1443.5073 | 1443.5073 | 1443.5073 | 1443.5073 | 1443.5073 | 1443.5073 | 1443.5073 | 1443.5073 | 1443.5073 | 1443.5073 | 1443.5073 | 1443.5073 | 1443.5073 | 0
F2_Industrial_Agriculture_New_Space Heating_Natural Gas_Furnace_A_Achievable Economic RVT Potential | F2 | Industrial | Agriculture | New | Space Heating | Natural Gas | Furnace | A | Integrated Unit Summer Peak Savings (kW) | Achievable Economic RVT Potential | 0 | 0 | 0 | 0 | 0 | 0 | 0 | 0 | 0 | 0 | 0 | 0 | 0 | 0 | 0 | 0 | 0 | 0 | 0 | 0 | 0 | 0 | 0
F3_Industrial_Agriculture_New_Space Heating_Natural Gas_Furnace_A_Achievable Economic RVT Potential | F3 | Industrial | Agriculture | New | Space Heating | Natural Gas | Furnace | A | Integrated Unit Winter Peak Savings (kW) | Achievable Economic RVT Potential | 0 | 0 | 0 | 0 | 0 | 0 | 0 | 0 | 0 | 0 | 0 | 0 | 0 | 0 | 0 | 0 | 0 | 0 | 0 | 0 | 0 | 0 | 0
F4_Industrial_Agriculture_New_Space Heating_Natural Gas_Furnace_A_Achievable Economic RVT Potential | F4 | Industrial | Agriculture | New | Space Heating | Natural Gas | Furnace | A | Incremental Energy Savings (MWh or mTherms) | Achievable Economic RVT Potential | 0 | 0 | 0.00064784 | 0.041291 | 0.061785 | 0.092335 | 0.06951 | 0.095216 | 0.10549 | 0.12898 | 0.10222 | 0.12322 | 0.12606 | 0.15038 | 0.10431 | 0.12897 | 0.13062 | 0.15369 | 0.10152 | 0.14407 | 0.13966 | 0.1524 | 0
F5_Industrial_Agriculture_New_Space Heating_Natural Gas_Furnace_A_Achievable Economic RVT Potential | F5 | Industrial | Agriculture | New | Space Heating | Natural Gas | Furnace | A | Incremental Summer Peak Savings (MW) | Achievable Economic RVT Potential | 0 | 0 | 0 | 0 | 0 | 0 | 0 | 0 | 0 | 0 | 0 | 0 | 0 | 0 | 0 | 0 | 0 | 0 | 0 | 0 | 0 | 0 | 0
F6_Industrial_Agriculture_New_Space Heating_Natural Gas_Furnace_A_Achievable Economic RVT Potential | F6 | Industrial | Agriculture | New | Space Heating | Natural Gas | Furnace | A | Incremental Winter Peak Savings (MW) | Achievable Economic RVT Potential | 0 | 0 | 0 | 0 | 0 | 0 | 0 | 0 | 0 | 0 | 0 | 0 | 0 | 0 | 0 | 0 | 0 | 0 | 0 | 0 | 0 | 0 | 0
F7_Industrial_Agriculture_New_Space Heating_Natural Gas_Furnace_A_Achievable Economic RVT Potential | F7 | Industrial | Agriculture | New | Space Heating | Natural Gas | Furnace | A | Cumulative Energy Savings (MWh or mTherms) | Achievable Economic RVT Potential | 0 | 0 | 0.00064784 | 0.041939 | 0.10372 | 0.19606 | 0.26557 | 0.36078 | 0.46627 | 0.59526 | 0.69747 | 0.8207 | 0.94676 | 1.0971 | 1.2014 | 1.3304 | 1.461 | 1.6147 | 1.7162 | 1.8603 | 2 | 2.1524 | 0
F8_Industrial_Agriculture_New_Space Heating_Natural Gas_Furnace_A_Achievable Economic RVT Potential | F8 | Industrial | Agriculture | New | Space Heating | Natural Gas | Furnace | A | Cumulative Summer Peak Savings (MW) | Achievable Economic RVT Potential | 0 | 0 | 0 | 0 | 0 | 0 | 0 | 0 | 0 | 0 | 0 | 0 | 0 | 0 | 0 | 0 | 0 | 0 | 0 | 0 | 0 | 0 | 0
F9_Industrial_Agriculture_New_Space Heating_Natural Gas_Furnace_A_Achievable Economic RVT Potential | F9 | Industrial | Agriculture | New | Space Heating | Natural Gas | Furnace | A | Cumulative Winter Peak Savings (MW) | Achievable Economic RVT Potential | 0 | 0 | 0 | 0 | 0 | 0 | 0 | 0 | 0 | 0 | 0 | 0 | 0 | 0 | 0 | 0 | 0 | 0 | 0 | 0 | 0 | 0 | 0
F10_Industrial_Agriculture_New_Space Heating_Natural Gas_Furnace_A_Achievable Economic RVT Potential | F10 | Industrial | Agriculture | New | Space Heating | Natural Gas | Furnace | A | Purchases (Incremental) | Achievable Economic RVT Potential | 0 | 0 | 0.0004488 | 0.028605 | 0.042802 | 0.063965 | 0.048153 | 0.065961 | 0.073078 | 0.089354 | 0.070812 | 0.085365 | 0.087328 | 0.10418 | 0.072264 | 0.089343 | 0.090488 | 0.10647 | 0.070331 | 0.099808 | 0.096752 | 0.10557 | 0
F11_Industrial_Agriculture_New_Space Heating_Natural Gas_Furnace_A_Achievable Economic RVT Potential | F11 | Industrial | Agriculture | New | Space Heating | Natural Gas | Furnace | A | Purchases (Cumulative) | Achievable Economic RVT Potential | 0 | 0 | 0.0004488 | 0.029054 | 0.071855 | 0.13582 | 0.18397 | 0.24994 | 0.32301 | 0.41237 | 0.48318 | 0.56854 | 0.65587 | 0.76005 | 0.83231 | 0.92165 | 1.0121 | 1.1186 | 1.1889 | 1.2887 | 1.3855 | 1.4911 | 0
F1_Industrial_Agriculture_New_Space Heating_Natural Gas_Boiler_A_Achievable Economic RVT Potential | F1 | Industrial | Agriculture | New | Space Heating | Natural Gas | Boiler | A | Integrated Unit Energy Savings (kWh or therms) | Achievable Economic RVT Potential | 0 | 6223.5803 | 6223.5803 | 6223.5803 | 6223.5803 | 6223.5803 | 6223.5803 | 6223.5803 | 6223.5803 | 6223.5803 | 6223.5803 | 6223.5803 | 6223.5803 | 6223.5803 | 6223.5803 | 6223.5803 | 6223.5803 | 6223.5803 | 6223.5803 | 6223.5803 | 6223.5803 | 6223.5803 | 0
F2_Industrial_Agriculture_New_Space Heating_Natural Gas_Boiler_A_Achievable Economic RVT Potential | F2 | Industrial | Agriculture | New | Space Heating | Natural Gas | Boiler | A | Integrated Unit Summer Peak Savings (kW) | Achievable Economic RVT Potential | 0 | 0 | 0 | 0 | 0 | 0 | 0 | 0 | 0 | 0 | 0 | 0 | 0 | 0 | 0 | 0 | 0 | 0 | 0 | 0 | 0 | 0 | 0
F3_Industrial_Agriculture_New_Space Heating_Natural Gas_Boiler_A_Achievable Economic RVT Potential | F3 | Industrial | Agriculture | New | Space Heating | Natural Gas | Boiler | A | Integrated Unit Winter Peak Savings (kW) | Achievable Economic RVT Potential | 0 | 0 | 0 | 0 | 0 | 0 | 0 | 0 | 0 | 0 | 0 | 0 | 0 | 0 | 0 | 0 | 0 | 0 | 0 | 0 | 0 | 0 | 0
F4_Industrial_Agriculture_New_Space Heating_Natural Gas_Boiler_A_Achievable Economic RVT Potential | F4 | Industrial | Agriculture | New | Space Heating | Natural Gas | Boiler | A | Incremental Energy Savings (MWh or mTherms) | Achievable Economic RVT Potential | 0 | 0 | 0.0088601 | 0.41412 | 0.50073 | 0.62438 | 0.40118 | 0.48032 | 0.48068 | 0.54357 | 0.40563 | 0.46664 | 0.46045 | 0.53414 | 0.36252 | 0.44059 | 0.44026 | 0.51252 | 0.33854 | 0.41716 | 0.4058 | 0.4046 | 0
F5_Industrial_Agriculture_New_Space Heating_Natural Gas_Boiler_A_Achievable Economic RVT Potential | F5 | Industrial | Agriculture | New | Space Heating | Natural Gas | Boiler | A | Incremental Summer Peak Savings (MW) | Achievable Economic RVT Potential | 0 | 0 | 0 | 0 | 0 | 0 | 0 | 0 | 0 | 0 | 0 | 0 | 0 | 0 | 0 | 0 | 0 | 0 | 0 | 0 | 0 | 0 | 0
F6_Industrial_Agriculture_New_Space Heating_Natural Gas_Boiler_A_Achievable Economic RVT Potential | F6 | Industrial | Agriculture | New | Space Heating | Natural Gas | Boiler | A | Incremental Winter Peak Savings (MW) | Achievable Economic RVT Potential | 0 | 0 | 0 | 0 | 0 | 0 | 0 | 0 | 0 | 0 | 0 | 0 | 0 | 0 | 0 | 0 | 0 | 0 | 0 | 0 | 0 | 0 | 0
F7_Industrial_Agriculture_New_Space Heating_Natural Gas_Boiler_A_Achievable Economic RVT Potential | F7 | Industrial | Agriculture | New | Space Heating | Natural Gas | Boiler | A | Cumulative Energy Savings (MWh or mTherms) | Achievable Economic RVT Potential | 0 | 0 | 0.0088601 | 0.42298 | 0.92371 | 1.5481 | 1.9493 | 2.4296 | 2.9103 | 3.4538 | 3.8595 | 4.3261 | 4.7866 | 5.3207 | 5.6832 | 6.1238 | 6.5641 | 7.0766 | 7.4151 | 7.8323 | 8.2381 | 8.6427 | 0
F8_Industrial_Agriculture_New_Space Heating_Natural Gas_Boiler_A_Achievable Economic RVT Potential | F8 | Industrial | Agriculture | New | Space Heating | Natural Gas | Boiler | A | Cumulative Summer Peak Savings (MW) | Achievable Economic RVT Potential | 0 | 0 | 0 | 0 | 0 | 0 | 0 | 0 | 0 | 0 | 0 | 0 | 0 | 0 | 0 | 0 | 0 | 0 | 0 | 0 | 0 | 0 | 0
F9_Industrial_Agriculture_New_Space Heating_Natural Gas_Boiler_A_Achievable Economic RVT Potential | F9 | Industrial | Agriculture | New | Space Heating | Natural Gas | Boiler | A | Cumulative Winter Peak Savings (MW) | Achievable Economic RVT Potential | 0 | 0 | 0 | 0 | 0 | 0 | 0 | 0 | 0 | 0 | 0 | 0 | 0 | 0 | 0 | 0 | 0 | 0 | 0 | 0 | 0 | 0 | 0
F10_Industrial_Agriculture_New_Space Heating_Natural Gas_Boiler_A_Achievable Economic RVT Potential | F10 | Industrial | Agriculture | New | Space Heating | Natural Gas | Boiler | A | Purchases (Incremental) | Achievable Economic RVT Potential | 0 | 0 | 0.0014236 | 0.066541 | 0.080457 | 0.10033 | 0.064462 | 0.077178 | 0.077235 | 0.08734 | 0.065176 | 0.07498 | 0.073985 | 0.085825 | 0.05825 | 0.070794 | 0.070741 | 0.082352 | 0.054396 | 0.067028 | 0.065203 | 0.06501 | 0
F11_Industrial_Agriculture_New_Space Heating_Natural Gas_Boiler_A_Achievable Economic RVT Potential | F11 | Industrial | Agriculture | New | Space Heating | Natural Gas | Boiler | A | Purchases (Cumulative) | Achievable Economic RVT Potential | 0 | 0 | 0.0014236 | 0.067964 | 0.14842 | 0.24875 | 0.31321 | 0.39039 | 0.46762 | 0.55496 | 0.62014 | 0.69512 | 0.7691 | 0.85493 | 0.91318 | 0.98397 | 1.0547 | 1.1371 | 1.1915 | 1.2585 | 1.3237 | 1.3887 | 0
F1_Industrial_Agriculture_New_Space Heating_Natural Gas_Unit Heater_A_Achievable Economic RVT Potential | F1 | Industrial | Agriculture | New | Space Heating | Natural Gas | Unit Heater | A | Integrated Unit Energy Savings (kWh or therms) | Achievable Economic RVT Potential | 0 | 43660.7244 | 43660.7244 | 43660.7244 | 43660.7244 | 43660.7244 | 43660.7244 | 43660.7244 | 43660.7244 | 43660.7244 | 43660.7244 | 43660.7244 | 43660.7244 | 43660.7244 | 43660.7244 | 43660.7244 | 43660.7244 | 43660.7244 | 43660.7244 | 43660.7244 | 43660.7244 | 43660.7244 | 0
F2_Industrial_Agriculture_New_Space Heating_Natural Gas_Unit Heater_A_Achievable Economic RVT Potential | F2 | Industrial | Agriculture | New | Space Heating | Natural Gas | Unit Heater | A | Integrated Unit Summer Peak Savings (kW) | Achievable Economic RVT Potential | 0 | 0 | 0 | 0 | 0 | 0 | 0 | 0 | 0 | 0 | 0 | 0 | 0 | 0 | 0 | 0 | 0 | 0 | 0 | 0 | 0 | 0 | 0
F3_Industrial_Agriculture_New_Space Heating_Natural Gas_Unit Heater_A_Achievable Economic RVT Potential | F3 | Industrial | Agriculture | New | Space Heating | Natural Gas | Unit Heater | A | Integrated Unit Winter Peak Savings (kW) | Achievable Economic RVT Potential | 0 | 0 | 0 | 0 | 0 | 0 | 0 | 0 | 0 | 0 | 0 | 0 | 0 | 0 | 0 | 0 | 0 | 0 | 0 | 0 | 0 | 0 | 0
F4_Industrial_Agriculture_New_Space Heating_Natural Gas_Unit Heater_A_Achievable Economic RVT Potential | F4 | Industrial | Agriculture | New | Space Heating | Natural Gas | Unit Heater | A | Incremental Energy Savings (MWh or mTherms) | Achievable Economic RVT Potential | 0 | 0 | 0.0098175 | 0.62574 | 0.9363 | 1.3993 | 1.0534 | 1.4429 | 1.5986 | 1.9546 | 1.549 | 1.8674 | 2.5926 | 2.857 | 2.6007 | 3.3397 | 3.7336 | 5.111 | 3.2538 | 4.4324 | 4.3668 | 4.3157 | 0
F5_Industrial_Agriculture_New_Space Heating_Natural Gas_Unit Heater_A_Achievable Economic RVT Potential | F5 | Industrial | Agriculture | New | Space Heating | Natural Gas | Unit Heater | A | Incremental Summer Peak Savings (MW) | Achievable Economic RVT Potential | 0 | 0 | 0 | 0 | 0 | 0 | 0 | 0 | 0 | 0 | 0 | 0 | 0 | 0 | 0 | 0 | 0 | 0 | 0 | 0 | 0 | 0 | 0
F6_Industrial_Agriculture_New_Space Heating_Natural Gas_Unit Heater_A_Achievable Economic RVT Potential | F6 | Industrial | Agriculture | New | Space Heating | Natural Gas | Unit Heater | A | Incremental Winter Peak Savings (MW) | Achievable Economic RVT Potential | 0 | 0 | 0 | 0 | 0 | 0 | 0 | 0 | 0 | 0 | 0 | 0 | 0 | 0 | 0 | 0 | 0 | 0 | 0 | 0 | 0 | 0 | 0
F7_Industrial_Agriculture_New_Space Heating_Natural Gas_Unit Heater_A_Achievable Economic RVT Potential | F7 | Industrial | Agriculture | New | Space Heating | Natural Gas | Unit Heater | A | Cumulative Energy Savings (MWh or mTherms) | Achievable Economic RVT Potential | 0 | 0 | 0.0098175 | 0.63555 | 1.5719 | 2.9711 | 4.0245 | 5.4674 | 7.066 | 9.0207 | 10.5697 | 12.4371 | 15.0297 | 17.8867 | 20.4776 | 23.1916 | 25.9889 | 29.7006 | 31.901 | 34.8905 | 37.6587 | 40.0198 | 0
F8_Industrial_Agriculture_New_Space Heating_Natural Gas_Unit Heater_A_Achievable Economic RVT Potential | F8 | Industrial | Agriculture | New | Space Heating | Natural Gas | Unit Heater | A | Cumulative Summer Peak Savings (MW) | Achievable Economic RVT Potential | 0 | 0 | 0 | 0 | 0 | 0 | 0 | 0 | 0 | 0 | 0 | 0 | 0 | 0 | 0 | 0 | 0 | 0 | 0 | 0 | 0 | 0 | 0
F9_Industrial_Agriculture_New_Space Heating_Natural Gas_Unit Heater_A_Achievable Economic RVT Potential | F9 | Industrial | Agriculture | New | Space Heating | Natural Gas | Unit Heater | A | Cumulative Winter Peak Savings (MW) | Achievable Economic RVT Potential | 0 | 0 | 0 | 0 | 0 | 0 | 0 | 0 | 0 | 0 | 0 | 0 | 0 | 0 | 0 | 0 | 0 | 0 | 0 | 0 | 0 | 0 | 0
F10_Industrial_Agriculture_New_Space Heating_Natural Gas_Unit Heater_A_Achievable Economic RVT Potential | F10 | Industrial | Agriculture | New | Space Heating | Natural Gas | Unit Heater | A | Purchases (Incremental) | Achievable Economic RVT Potential | 0 | 0 | 0.00022486 | 0.014332 | 0.021445 | 0.032049 | 0.024126 | 0.033049 | 0.036614 | 0.044769 | 0.035479 | 0.04277 | 0.059382 | 0.065436 | 0.059566 | 0.076492 | 0.085514 | 0.11706 | 0.074525 | 0.10152 | 0.10002 | 0.098847 | 0
F11_Industrial_Agriculture_New_Space Heating_Natural Gas_Unit Heater_A_Achievable Economic RVT Potential | F11 | Industrial | Agriculture | New | Space Heating | Natural Gas | Unit Heater | A | Purchases (Cumulative) | Achievable Economic RVT Potential | 0 | 0 | 0.00022486 | 0.014557 | 0.036002 | 0.06805 | 0.092176 | 0.12522 | 0.16184 | 0.20661 | 0.24209 | 0.28486 | 0.34424 | 0.40967 | 0.46902 | 0.53118 | 0.59525 | 0.68026 | 0.73066 | 0.79913 | 0.86253 | 0.91661 | 0
F1_Industrial_Primary Metals_Existing_Space Heating_Natural Gas_Furnace_A_Achievable Economic RVT Potential | F1 | Industrial | Primary Metals | Existing | Space Heating | Natural Gas | Furnace | A | Integrated Unit Energy Savings (kWh or therms) | Achievable Economic RVT Potential | 0 | 1443.5459 | 1443.5459 | 1443.5459 | 1443.5459 | 1443.5459 | 1443.5459 | 1443.5459 | 1443.5459 | 1443.5459 | 1443.5459 | 1443.5459 | 1443.5459 | 1443.5459 | 1443.5459 | 1443.5459 | 1443.5459 | 1443.5459 | 1443.5459 | 1443.5459 | 1443.5459 | 1443.5459 | 0
F2_Industrial_Primary Metals_Existing_Space Heating_Natural Gas_Furnace_A_Achievable Economic RVT Potential | F2 | Industrial | Primary Metals | Existing | Space Heating | Natural Gas | Furnace | A | Integrated Unit Summer Peak Savings (kW) | Achievable Economic RVT Potential | 0 | 0 | 0 | 0 | 0 | 0 | 0 | 0 | 0 | 0 | 0 | 0 | 0 | 0 | 0 | 0 | 0 | 0 | 0 | 0 | 0 | 0 | 0
F3_Industrial_Primary Metals_Existing_Space Heating_Natural Gas_Furnace_A_Achievable Economic RVT Potential | F3 | Industrial | Primary Metals | Existing | Space Heating | Natural Gas | Furnace | A | Integrated Unit Winter Peak Savings (kW) | Achievable Economic RVT Potential | 0 | 0 | 0 | 0 | 0 | 0 | 0 | 0 | 0 | 0 | 0 | 0 | 0 | 0 | 0 | 0 | 0 | 0 | 0 | 0 | 0 | 0 | 0
F4_Industrial_Primary Metals_Existing_Space Heating_Natural Gas_Furnace_A_Achievable Economic RVT Potential | F4 | Industrial | Primary Metals | Existing | Space Heating | Natural Gas | Furnace | A | Incremental Energy Savings (MWh or mTherms) | Achievable Economic RVT Potential | 0 | 0 | 0.0012652 | 0.0026321 | 0.0040817 | 0.005597 | 0.007163 | 0.0086203 | 0.009831 | 0.010829 | 0.011646 | 0.012309 | 0.011804 | 0.011227 | 0.010614 | 0.0099866 | 0.0093626 | 0.0087527 | 0.0080964 | 0.008108 | 0.0081372 | 0.0081797 | 0
F5_Industrial_Primary Metals_Existing_Space Heating_Natural Gas_Furnace_A_Achievable Economic RVT Potential | F5 | Industrial | Primary Metals | Existing | Space Heating | Natural Gas | Furnace | A | Incremental Summer Peak Savings (MW) | Achievable Economic RVT Potential | 0 | 0 | 0 | 0 | 0 | 0 | 0 | 0 | 0 | 0 | 0 | 0 | 0 | 0 | 0 | 0 | 0 | 0 | 0 | 0 | 0 | 0 | 0
F6_Industrial_Primary Metals_Existing_Space Heating_Natural Gas_Furnace_A_Achievable Economic RVT Potential | F6 | Industrial | Primary Metals | Existing | Space Heating | Natural Gas | Furnace | A | Incremental Winter Peak Savings (MW) | Achievable Economic RVT Potential | 0 | 0 | 0 | 0 | 0 | 0 | 0 | 0 | 0 | 0 | 0 | 0 | 0 | 0 | 0 | 0 | 0 | 0 | 0 | 0 | 0 | 0 | 0
F7_Industrial_Primary Metals_Existing_Space Heating_Natural Gas_Furnace_A_Achievable Economic RVT Potential | F7 | Industrial | Primary Metals | Existing | Space Heating | Natural Gas | Furnace | A | Cumulative Energy Savings (MWh or mTherms) | Achievable Economic RVT Potential | 0 | 0 | 0.0012652 | 0.0038973 | 0.007979 | 0.013576 | 0.020739 | 0.029359 | 0.03919 | 0.05002 | 0.061666 | 0.073975 | 0.085779 | 0.097006 | 0.10762 | 0.11761 | 0.12697 | 0.13572 | 0.14382 | 0.15193 | 0.16006 | 0.16824 | 0
F8_Industrial_Primary Metals_Existing_Space Heating_Natural Gas_Furnace_A_Achievable Economic RVT Potential | F8 | Industrial | Primary Metals | Existing | Space Heating | Natural Gas | Furnace | A | Cumulative Summer Peak Savings (MW) | Achievable Economic RVT Potential | 0 | 0 | 0 | 0 | 0 | 0 | 0 | 0 | 0 | 0 | 0 | 0 | 0 | 0 | 0 | 0 | 0 | 0 | 0 | 0 | 0 | 0 | 0
F9_Industrial_Primary Metals_Existing_Space Heating_Natural Gas_Furnace_A_Achievable Economic RVT Potential | F9 | Industrial | Primary Metals | Existing | Space Heating | Natural Gas | Furnace | A | Cumulative Winter Peak Savings (MW) | Achievable Economic RVT Potential | 0 | 0 | 0 | 0 | 0 | 0 | 0 | 0 | 0 | 0 | 0 | 0 | 0 | 0 | 0 | 0 | 0 | 0 | 0 | 0 | 0 | 0 | 0
F10_Industrial_Primary Metals_Existing_Space Heating_Natural Gas_Furnace_A_Achievable Economic RVT Potential | F10 | Industrial | Primary Metals | Existing | Space Heating | Natural Gas | Furnace | A | Purchases (Incremental) | Achievable Economic RVT Potential | 0 | 0 | 0.00087648 | 0.0018234 | 0.0028275 | 0.0038772 | 0.0049621 | 0.0059716 | 0.0068103 | 0.007502 | 0.0080679 | 0.0085269 | 0.0081768 | 0.0077775 | 0.0073525 | 0.0069181 | 0.0064858 | 0.0060633 | 0.0056087 | 0.0056167 | 0.0056369 | 0.0056664 | 0
F11_Industrial_Primary Metals_Existing_Space Heating_Natural Gas_Furnace_A_Achievable Economic RVT Potential | F11 | Industrial | Primary Metals | Existing | Space Heating | Natural Gas | Furnace | A | Purchases (Cumulative) | Achievable Economic RVT Potential | 0 | 0 | 0.00087648 | 0.0026998 | 0.0055274 | 0.0094046 | 0.014367 | 0.020338 | 0.027149 | 0.034651 | 0.042718 | 0.051245 | 0.059422 | 0.0672 | 0.074552 | 0.08147 | 0.087956 | 0.094019 | 0.099628 | 0.10524 | 0.11088 | 0.11655 | 0
F1_Industrial_Primary Metals_Existing_Space Heating_Natural Gas_Boiler_A_Achievable Economic RVT Potential | F1 | Industrial | Primary Metals | Existing | Space Heating | Natural Gas | Boiler | A | Integrated Unit Energy Savings (kWh or therms) | Achievable Economic RVT Potential | 0 | 6227.3193 | 6227.3193 | 6227.3193 | 6227.3193 | 6227.3193 | 6227.3193 | 6227.3193 | 6227.3193 | 6227.3193 | 6227.3193 | 6227.3193 | 6227.3193 | 6227.3193 | 6227.3193 | 6227.3193 | 6227.3193 | 6227.3193 | 6227.3193 | 6227.3193 | 6227.3193 | 6227.3193 | 0
F2_Industrial_Primary Metals_Existing_Space Heating_Natural Gas_Boiler_A_Achievable Economic RVT Potential | F2 | Industrial | Primary Metals | Existing | Space Heating | Natural Gas | Boiler | A | Integrated Unit Summer Peak Savings (kW) | Achievable Economic RVT Potential | 0 | 0 | 0 | 0 | 0 | 0 | 0 | 0 | 0 | 0 | 0 | 0 | 0 | 0 | 0 | 0 | 0 | 0 | 0 | 0 | 0 | 0 | 0
F3_Industrial_Primary Metals_Existing_Space Heating_Natural Gas_Boiler_A_Achievable Economic RVT Potential | F3 | Industrial | Primary Metals | Existing | Space Heating | Natural Gas | Boiler | A | Integrated Unit Winter Peak Savings (kW) | Achievable Economic RVT Potential | 0 | 0 | 0 | 0 | 0 | 0 | 0 | 0 | 0 | 0 | 0 | 0 | 0 | 0 | 0 | 0 | 0 | 0 | 0 | 0 | 0 | 0 | 0
F4_Industrial_Primary Metals_Existing_Space Heating_Natural Gas_Boiler_A_Achievable Economic RVT Potential | F4 | Industrial | Primary Metals | Existing | Space Heating | Natural Gas | Boiler | A | Incremental Energy Savings (MWh or mTherms) | Achievable Economic RVT Potential | 0 | 0 | 0.018994 | 0.027601 | 0.033122 | 0.036454 | 0.038452 | 0.039186 | 0.039223 | 0.038924 | 0.038481 | 0.037965 | 0.037434 | 0.036898 | 0.03636 | 0.035821 | 0.035282 | 0.034744 | 0.034208 | 0.033674 | 0.033143 | 0.032617 | 0
F5_Industrial_Primary Metals_Existing_Space Heating_Natural Gas_Boiler_A_Achievable Economic RVT Potential | F5 | Industrial | Primary Metals | Existing | Space Heating | Natural Gas | Boiler | A | Incremental Summer Peak Savings (MW) | Achievable Economic RVT Potential | 0 | 0 | 0 | 0 | 0 | 0 | 0 | 0 | 0 | 0 | 0 | 0 | 0 | 0 | 0 | 0 | 0 | 0 | 0 | 0 | 0 | 0 | 0
F6_Industrial_Primary Metals_Existing_Space Heating_Natural Gas_Boiler_A_Achievable Economic RVT Potential | F6 | Industrial | Primary Metals | Existing | Space Heating | Natural Gas | Boiler | A | Incremental Winter Peak Savings (MW) | Achievable Economic RVT Potential | 0 | 0 | 0 | 0 | 0 | 0 | 0 | 0 | 0 | 0 | 0 | 0 | 0 | 0 | 0 | 0 | 0 | 0 | 0 | 0 | 0 | 0 | 0
F7_Industrial_Primary Metals_Existing_Space Heating_Natural Gas_Boiler_A_Achievable Economic RVT Potential | F7 | Industrial | Primary Metals | Existing | Space Heating | Natural Gas | Boiler | A | Cumulative Energy Savings (MWh or mTherms) | Achievable Economic RVT Potential | 0 | 0 | 0.018994 | 0.046595 | 0.079717 | 0.11617 | 0.15462 | 0.19381 | 0.23303 | 0.27196 | 0.31044 | 0.3484 | 0.38584 | 0.42273 | 0.4591 | 0.49492 | 0.5302 | 0.56494 | 0.59915 | 0.63282 | 0.66597 | 0.69858 | 0
F8_Industrial_Primary Metals_Existing_Space Heating_Natural Gas_Boiler_A_Achievable Economic RVT Potential | F8 | Industrial | Primary Metals | Existing | Space Heating | Natural Gas | Boiler | A | Cumulative Summer Peak Savings (MW) | Achievable Economic RVT Potential | 0 | 0 | 0 | 0 | 0 | 0 | 0 | 0 | 0 | 0 | 0 | 0 | 0 | 0 | 0 | 0 | 0 | 0 | 0 | 0 | 0 | 0 | 0
F9_Industrial_Primary Metals_Existing_Space Heating_Natural Gas_Boiler_A_Achievable Economic RVT Potential | F9 | Industrial | Primary Metals | Existing | Space Heating | Natural Gas | Boiler | A | Cumulative Winter Peak Savings (MW) | Achievable Economic RVT Potential | 0 | 0 | 0 | 0 | 0 | 0 | 0 | 0 | 0 | 0 | 0 | 0 | 0 | 0 | 0 | 0 | 0 | 0 | 0 | 0 | 0 | 0 | 0
F10_Industrial_Primary Metals_Existing_Space Heating_Natural Gas_Boiler_A_Achievable Economic RVT Potential | F10 | Industrial | Primary Metals | Existing | Space Heating | Natural Gas | Boiler | A | Purchases (Incremental) | Achievable Economic RVT Potential | 0 | 0 | 0.00305 | 0.0044323 | 0.0053188 | 0.0058539 | 0.0061748 | 0.0062926 | 0.0062985 | 0.0062506 | 0.0061795 | 0.0060965 | 0.0060112 | 0.0059252 | 0.0058389 | 0.0057523 | 0.0056657 | 0.0055793 | 0.0054932 | 0.0054074 | 0.0053222 | 0.0052377 | 0
F11_Industrial_Primary Metals_Existing_Space Heating_Natural Gas_Boiler_A_Achievable Economic RVT Potential | F11 | Industrial | Primary Metals | Existing | Space Heating | Natural Gas | Boiler | A | Purchases (Cumulative) | Achievable Economic RVT Potential | 0 | 0 | 0.00305 | 0.0074823 | 0.012801 | 0.018655 | 0.02483 | 0.031122 | 0.037421 | 0.043672 | 0.049851 | 0.055948 | 0.061959 | 0.067884 | 0.073723 | 0.079475 | 0.085141 | 0.09072 | 0.096213 | 0.10162 | 0.10694 | 0.11218 | 0
F1_Industrial_Primary Metals_Existing_Space Heating_Natural Gas_Unit Heater_A_Achievable Economic RVT Potential | F1 | Industrial | Primary Metals | Existing | Space Heating | Natural Gas | Unit Heater | A | Integrated Unit Energy Savings (kWh or therms) | Achievable Economic RVT Potential | 0 | 43660.7244 | 43660.7244 | 43660.7244 | 43660.7244 | 43660.7244 | 43660.7244 | 43660.7244 | 43660.7244 | 43660.7244 | 43660.7244 | 43660.7244 | 43660.7244 | 43660.7244 | 43660.7244 | 43660.7244 | 43660.7244 | 43660.7244 | 43660.7244 | 43660.7244 | 43660.7244 | 43660.7244 | 0
F2_Industrial_Primary Metals_Existing_Space Heating_Natural Gas_Unit Heater_A_Achievable Economic RVT Potential | F2 | Industrial | Primary Metals | Existing | Space Heating | Natural Gas | Unit Heater | A | Integrated Unit Summer Peak Savings (kW) | Achievable Economic RVT Potential | 0 | 0 | 0 | 0 | 0 | 0 | 0 | 0 | 0 | 0 | 0 | 0 | 0 | 0 | 0 | 0 | 0 | 0 | 0 | 0 | 0 | 0 | 0
F3_Industrial_Primary Metals_Existing_Space Heating_Natural Gas_Unit Heater_A_Achievable Economic RVT Potential | F3 | Industrial | Primary Metals | Existing | Space Heating | Natural Gas | Unit Heater | A | Integrated Unit Winter Peak Savings (kW) | Achievable Economic RVT Potential | 0 | 0 | 0 | 0 | 0 | 0 | 0 | 0 | 0 | 0 | 0 | 0 | 0 | 0 | 0 | 0 | 0 | 0 | 0 | 0 | 0 | 0 | 0
F4_Industrial_Primary Metals_Existing_Space Heating_Natural Gas_Unit Heater_A_Achievable Economic RVT Potential | F4 | Industrial | Primary Metals | Existing | Space Heating | Natural Gas | Unit Heater | A | Incremental Energy Savings (MWh or mTherms) | Achievable Economic RVT Potential | 0 | 0 | 0.0016844 | 0.0064238 | 0.015319 | 0.02924 | 0.048857 | 0.073428 | 0.10123 | 0.13151 | 0.15974 | 0.18534 | 0.20892 | 0.23106 | 0.25228 | 0.27299 | 0.2935 | 0.27848 | 0.26604 | 0.25854 | 0.25534 | 0.25509 | 0
F5_Industrial_Primary Metals_Existing_Space Heating_Natural Gas_Unit Heater_A_Achievable Economic RVT Potential | F5 | Industrial | Primary Metals | Existing | Space Heating | Natural Gas | Unit Heater | A | Incremental Summer Peak Savings (MW) | Achievable Economic RVT Potential | 0 | 0 | 0 | 0 | 0 | 0 | 0 | 0 | 0 | 0 | 0 | 0 | 0 | 0 | 0 | 0 | 0 | 0 | 0 | 0 | 0 | 0 | 0
F6_Industrial_Primary Metals_Existing_Space Heating_Natural Gas_Unit Heater_A_Achievable Economic RVT Potential | F6 | Industrial | Primary Metals | Existing | Space Heating | Natural Gas | Unit Heater | A | Incremental Winter Peak Savings (MW) | Achievable Economic RVT Potential | 0 | 0 | 0 | 0 | 0 | 0 | 0 | 0 | 0 | 0 | 0 | 0 | 0 | 0 | 0 | 0 | 0 | 0 | 0 | 0 | 0 | 0 | 0
F7_Industrial_Primary Metals_Existing_Space Heating_Natural Gas_Unit Heater_A_Achievable Economic RVT Potential | F7 | Industrial | Primary Metals | Existing | Space Heating | Natural Gas | Unit Heater | A | Cumulative Energy Savings (MWh or mTherms) | Achievable Economic RVT Potential | 0 | 0 | 0.0016844 | 0.0081082 | 0.023427 | 0.052667 | 0.10152 | 0.17495 | 0.27618 | 0.4077 | 0.56743 | 0.75278 | 0.9617 | 1.1928 | 1.4434 | 1.7099 | 1.9881 | 2.2373 | 2.4545 | 2.6396 | 2.7937 | 2.9173 | 0
F8_Industrial_Primary Metals_Existing_Space Heating_Natural Gas_Unit Heater_A_Achievable Economic RVT Potential | F8 | Industrial | Primary Metals | Existing | Space Heating | Natural Gas | Unit Heater | A | Cumulative Summer Peak Savings (MW) | Achievable Economic RVT Potential | 0 | 0 | 0 | 0 | 0 | 0 | 0 | 0 | 0 | 0 | 0 | 0 | 0 | 0 | 0 | 0 | 0 | 0 | 0 | 0 | 0 | 0 | 0
F9_Industrial_Primary Metals_Existing_Space Heating_Natural Gas_Unit Heater_A_Achievable Economic RVT Potential | F9 | Industrial | Primary Metals | Existing | Space Heating | Natural Gas | Unit Heater | A | Cumulative Winter Peak Savings (MW) | Achievable Economic RVT Potential | 0 | 0 | 0 | 0 | 0 | 0 | 0 | 0 | 0 | 0 | 0 | 0 | 0 | 0 | 0 | 0 | 0 | 0 | 0 | 0 | 0 | 0 | 0
F10_Industrial_Primary Metals_Existing_Space Heating_Natural Gas_Unit Heater_A_Achievable Economic RVT Potential | F10 | Industrial | Primary Metals | Existing | Space Heating | Natural Gas | Unit Heater | A | Purchases (Incremental) | Achievable Economic RVT Potential | 0 | 0 | 3.8579e-05 | 0.00014713 | 0.00035087 | 0.00066971 | 0.001119 | 0.0016818 | 0.0023186 | 0.0030121 | 0.0036586 | 0.0042451 | 0.0047851 | 0.0052922 | 0.0057782 | 0.0062526 | 0.0067222 | 0.0063783 | 0.0060934 | 0.0059217 | 0.0058483 | 0.0058426 | 0
F11_Industrial_Primary Metals_Existing_Space Heating_Natural Gas_Unit Heater_A_Achievable Economic RVT Potential | F11 | Industrial | Primary Metals | Existing | Space Heating | Natural Gas | Unit Heater | A | Purchases (Cumulative) | Achievable Economic RVT Potential | 0 | 0 | 3.8579e-05 | 0.00018571 | 0.00053658 | 0.0012063 | 0.0023253 | 0.0040071 | 0.0063257 | 0.0093379 | 0.012996 | 0.017242 | 0.022027 | 0.027319 | 0.033058 | 0.039164 | 0.045535 | 0.051244 | 0.056218 | 0.060458 | 0.063988 | 0.066818 | 0
F1_Industrial_Primary Metals_New_Space Heating_Natural Gas_Furnace_A_Achievable Economic RVT Potential | F1 | Industrial | Primary Metals | New | Space Heating | Natural Gas | Furnace | A | Integrated Unit Energy Savings (kWh or therms) | Achievable Economic RVT Potential | 0 | 1443.5073 | 1443.5073 | 1443.5073 | 1443.5073 | 1443.5073 | 1443.5073 | 1443.5073 | 1443.5073 | 1443.5073 | 1443.5073 | 1443.5073 | 1443.5073 | 1443.5073 | 1443.5073 | 1443.5073 | 1443.5073 | 1443.5073 | 1443.5073 | 1443.5073 | 1443.5073 | 1443.5073 | 0
F2_Industrial_Primary Metals_New_Space Heating_Natural Gas_Furnace_A_Achievable Economic RVT Potential | F2 | Industrial | Primary Metals | New | Space Heating | Natural Gas | Furnace | A | Integrated Unit Summer Peak Savings (kW) | Achievable Economic RVT Potential | 0 | 0 | 0 | 0 | 0 | 0 | 0 | 0 | 0 | 0 | 0 | 0 | 0 | 0 | 0 | 0 | 0 | 0 | 0 | 0 | 0 | 0 | 0
F3_Industrial_Primary Metals_New_Space Heating_Natural Gas_Furnace_A_Achievable Economic RVT Potential | F3 | Industrial | Primary Metals | New | Space Heating | Natural Gas | Furnace | A | Integrated Unit Winter Peak Savings (kW) | Achievable Economic RVT Potential | 0 | 0 | 0 | 0 | 0 | 0 | 0 | 0 | 0 | 0 | 0 | 0 | 0 | 0 | 0 | 0 | 0 | 0 | 0 | 0 | 0 | 0 | 0
F4_Industrial_Primary Metals_New_Space Heating_Natural Gas_Furnace_A_Achievable Economic RVT Potential | F4 | Industrial | Primary Metals | New | Space Heating | Natural Gas | Furnace | A | Incremental Energy Savings (MWh or mTherms) | Achievable Economic RVT Potential | 0 | 0 | 5.8711e-05 | 0.003742 | 0.0055993 | 0.0083679 | 0.0062993 | 0.008629 | 0.00956 | 0.011689 | 0.0092635 | 0.011167 | 0.011424 | 0.013628 | 0.0094534 | 0.011688 | 0.011837 | 0.013928 | 0.0092006 | 0.013057 | 0.012657 | 0.013811 | 0
F5_Industrial_Primary Metals_New_Space Heating_Natural Gas_Furnace_A_Achievable Economic RVT Potential | F5 | Industrial | Primary Metals | New | Space Heating | Natural Gas | Furnace | A | Incremental Summer Peak Savings (MW) | Achievable Economic RVT Potential | 0 | 0 | 0 | 0 | 0 | 0 | 0 | 0 | 0 | 0 | 0 | 0 | 0 | 0 | 0 | 0 | 0 | 0 | 0 | 0 | 0 | 0 | 0
F6_Industrial_Primary Metals_New_Space Heating_Natural Gas_Furnace_A_Achievable Economic RVT Potential | F6 | Industrial | Primary Metals | New | Space Heating | Natural Gas | Furnace | A | Incremental Winter Peak Savings (MW) | Achievable Economic RVT Potential | 0 | 0 | 0 | 0 | 0 | 0 | 0 | 0 | 0 | 0 | 0 | 0 | 0 | 0 | 0 | 0 | 0 | 0 | 0 | 0 | 0 | 0 | 0
F7_Industrial_Primary Metals_New_Space Heating_Natural Gas_Furnace_A_Achievable Economic RVT Potential | F7 | Industrial | Primary Metals | New | Space Heating | Natural Gas | Furnace | A | Cumulative Energy Savings (MWh or mTherms) | Achievable Economic RVT Potential | 0 | 0 | 5.8711e-05 | 0.0038007 | 0.0094 | 0.017768 | 0.024067 | 0.032696 | 0.042256 | 0.053945 | 0.063209 | 0.074376 | 0.0858 | 0.099428 | 0.10888 | 0.12057 | 0.13241 | 0.14633 | 0.15554 | 0.16859 | 0.18125 | 0.19506 | 0
F8_Industrial_Primary Metals_New_Space Heating_Natural Gas_Furnace_A_Achievable Economic RVT Potential | F8 | Industrial | Primary Metals | New | Space Heating | Natural Gas | Furnace | A | Cumulative Summer Peak Savings (MW) | Achievable Economic RVT Potential | 0 | 0 | 0 | 0 | 0 | 0 | 0 | 0 | 0 | 0 | 0 | 0 | 0 | 0 | 0 | 0 | 0 | 0 | 0 | 0 | 0 | 0 | 0
F9_Industrial_Primary Metals_New_Space Heating_Natural Gas_Furnace_A_Achievable Economic RVT Potential | F9 | Industrial | Primary Metals | New | Space Heating | Natural Gas | Furnace | A | Cumulative Winter Peak Savings (MW) | Achievable Economic RVT Potential | 0 | 0 | 0 | 0 | 0 | 0 | 0 | 0 | 0 | 0 | 0 | 0 | 0 | 0 | 0 | 0 | 0 | 0 | 0 | 0 | 0 | 0 | 0
F10_Industrial_Primary Metals_New_Space Heating_Natural Gas_Furnace_A_Achievable Economic RVT Potential | F10 | Industrial | Primary Metals | New | Space Heating | Natural Gas | Furnace | A | Purchases (Incremental) | Achievable Economic RVT Potential | 0 | 0 | 4.0672e-05 | 0.0025923 | 0.0038789 | 0.0057969 | 0.0043639 | 0.0059778 | 0.0066227 | 0.0080977 | 0.0064174 | 0.0077362 | 0.0079141 | 0.0094409 | 0.0065489 | 0.0080967 | 0.0082005 | 0.0096488 | 0.0063738 | 0.0090451 | 0.0087682 | 0.0095677 | 0
F11_Industrial_Primary Metals_New_Space Heating_Natural Gas_Furnace_A_Achievable Economic RVT Potential | F11 | Industrial | Primary Metals | New | Space Heating | Natural Gas | Furnace | A | Purchases (Cumulative) | Achievable Economic RVT Potential | 0 | 0 | 4.0672e-05 | 0.002633 | 0.0065119 | 0.012309 | 0.016673 | 0.02265 | 0.029273 | 0.037371 | 0.043788 | 0.051525 | 0.059439 | 0.06888 | 0.075428 | 0.083525 | 0.091726 | 0.10137 | 0.10775 | 0.11679 | 0.12556 | 0.13513 | 0
F1_Industrial_Primary Metals_New_Space Heating_Natural Gas_Boiler_A_Achievable Economic RVT Potential | F1 | Industrial | Primary Metals | New | Space Heating | Natural Gas | Boiler | A | Integrated Unit Energy Savings (kWh or therms) | Achievable Economic RVT Potential | 0 | 6223.5803 | 6223.5803 | 6223.5803 | 6223.5803 | 6223.5803 | 6223.5803 | 6223.5803 | 6223.5803 | 6223.5803 | 6223.5803 | 6223.5803 | 6223.5803 | 6223.5803 | 6223.5803 | 6223.5803 | 6223.5803 | 6223.5803 | 6223.5803 | 6223.5803 | 6223.5803 | 6223.5803 | 0
F2_Industrial_Primary Metals_New_Space Heating_Natural Gas_Boiler_A_Achievable Economic RVT Potential | F2 | Industrial | Primary Metals | New | Space Heating | Natural Gas | Boiler | A | Integrated Unit Summer Peak Savings (kW) | Achievable Economic RVT Potential | 0 | 0 | 0 | 0 | 0 | 0 | 0 | 0 | 0 | 0 | 0 | 0 | 0 | 0 | 0 | 0 | 0 | 0 | 0 | 0 | 0 | 0 | 0
F3_Industrial_Primary Metals_New_Space Heating_Natural Gas_Boiler_A_Achievable Economic RVT Potential | F3 | Industrial | Primary Metals | New | Space Heating | Natural Gas | Boiler | A | Integrated Unit Winter Peak Savings (kW) | Achievable Economic RVT Potential | 0 | 0 | 0 | 0 | 0 | 0 | 0 | 0 | 0 | 0 | 0 | 0 | 0 | 0 | 0 | 0 | 0 | 0 | 0 | 0 | 0 | 0 | 0
F4_Industrial_Primary Metals_New_Space Heating_Natural Gas_Boiler_A_Achievable Economic RVT Potential | F4 | Industrial | Primary Metals | New | Space Heating | Natural Gas | Boiler | A | Incremental Energy Savings (MWh or mTherms) | Achievable Economic RVT Potential | 0 | 0 | 0.00080294 | 0.03753 | 0.045379 | 0.056585 | 0.036357 | 0.043529 | 0.043561 | 0.049261 | 0.03676 | 0.04229 | 0.041729 | 0.048406 | 0.032854 | 0.039929 | 0.039899 | 0.046448 | 0.03068 | 0.037805 | 0.036775 | 0.036667 | 0
F5_Industrial_Primary Metals_New_Space Heating_Natural Gas_Boiler_A_Achievable Economic RVT Potential | F5 | Industrial | Primary Metals | New | Space Heating | Natural Gas | Boiler | A | Incremental Summer Peak Savings (MW) | Achievable Economic RVT Potential | 0 | 0 | 0 | 0 | 0 | 0 | 0 | 0 | 0 | 0 | 0 | 0 | 0 | 0 | 0 | 0 | 0 | 0 | 0 | 0 | 0 | 0 | 0
F6_Industrial_Primary Metals_New_Space Heating_Natural Gas_Boiler_A_Achievable Economic RVT Potential | F6 | Industrial | Primary Metals | New | Space Heating | Natural Gas | Boiler | A | Incremental Winter Peak Savings (MW) | Achievable Economic RVT Potential | 0 | 0 | 0 | 0 | 0 | 0 | 0 | 0 | 0 | 0 | 0 | 0 | 0 | 0 | 0 | 0 | 0 | 0 | 0 | 0 | 0 | 0 | 0
F7_Industrial_Primary Metals_New_Space Heating_Natural Gas_Boiler_A_Achievable Economic RVT Potential | F7 | Industrial | Primary Metals | New | Space Heating | Natural Gas | Boiler | A | Cumulative Energy Savings (MWh or mTherms) | Achievable Economic RVT Potential | 0 | 0 | 0.00080294 | 0.038333 | 0.083712 | 0.1403 | 0.17665 | 0.22018 | 0.26374 | 0.31301 | 0.34977 | 0.39206 | 0.43378 | 0.48219 | 0.51504 | 0.55497 | 0.59487 | 0.64132 | 0.672 | 0.7098 | 0.74658 | 0.78325 | 0
F8_Industrial_Primary Metals_New_Space Heating_Natural Gas_Boiler_A_Achievable Economic RVT Potential | F8 | Industrial | Primary Metals | New | Space Heating | Natural Gas | Boiler | A | Cumulative Summer Peak Savings (MW) | Achievable Economic RVT Potential | 0 | 0 | 0 | 0 | 0 | 0 | 0 | 0 | 0 | 0 | 0 | 0 | 0 | 0 | 0 | 0 | 0 | 0 | 0 | 0 | 0 | 0 | 0
F9_Industrial_Primary Metals_New_Space Heating_Natural Gas_Boiler_A_Achievable Economic RVT Potential | F9 | Industrial | Primary Metals | New | Space Heating | Natural Gas | Boiler | A | Cumulative Winter Peak Savings (MW) | Achievable Economic RVT Potential | 0 | 0 | 0 | 0 | 0 | 0 | 0 | 0 | 0 | 0 | 0 | 0 | 0 | 0 | 0 | 0 | 0 | 0 | 0 | 0 | 0 | 0 | 0
F10_Industrial_Primary Metals_New_Space Heating_Natural Gas_Boiler_A_Achievable Economic RVT Potential | F10 | Industrial | Primary Metals | New | Space Heating | Natural Gas | Boiler | A | Purchases (Incremental) | Achievable Economic RVT Potential | 0 | 0 | 0.00012902 | 0.0060303 | 0.0072915 | 0.009092 | 0.0058419 | 0.0069943 | 0.0069994 | 0.0079153 | 0.0059066 | 0.006795 | 0.0067049 | 0.0077779 | 0.0052789 | 0.0064158 | 0.0064109 | 0.0074632 | 0.0049296 | 0.0060745 | 0.005909 | 0.0058916 | 0
F11_Industrial_Primary Metals_New_Space Heating_Natural Gas_Boiler_A_Achievable Economic RVT Potential | F11 | Industrial | Primary Metals | New | Space Heating | Natural Gas | Boiler | A | Purchases (Cumulative) | Achievable Economic RVT Potential | 0 | 0 | 0.00012902 | 0.0061593 | 0.013451 | 0.022543 | 0.028385 | 0.035379 | 0.042378 | 0.050294 | 0.0562 | 0.062995 | 0.0697 | 0.077478 | 0.082757 | 0.089173 | 0.095584 | 0.10305 | 0.10798 | 0.11405 | 0.11996 | 0.12585 | 0
F1_Industrial_Primary Metals_New_Space Heating_Natural Gas_Unit Heater_A_Achievable Economic RVT Potential | F1 | Industrial | Primary Metals | New | Space Heating | Natural Gas | Unit Heater | A | Integrated Unit Energy Savings (kWh or therms) | Achievable Economic RVT Potential | 0 | 43660.7244 | 43660.7244 | 43660.7244 | 43660.7244 | 43660.7244 | 43660.7244 | 43660.7244 | 43660.7244 | 43660.7244 | 43660.7244 | 43660.7244 | 43660.7244 | 43660.7244 | 43660.7244 | 43660.7244 | 43660.7244 | 43660.7244 | 43660.7244 | 43660.7244 | 43660.7244 | 43660.7244 | 0
F2_Industrial_Primary Metals_New_Space Heating_Natural Gas_Unit Heater_A_Achievable Economic RVT Potential | F2 | Industrial | Primary Metals | New | Space Heating | Natural Gas | Unit Heater | A | Integrated Unit Summer Peak Savings (kW) | Achievable Economic RVT Potential | 0 | 0 | 0 | 0 | 0 | 0 | 0 | 0 | 0 | 0 | 0 | 0 | 0 | 0 | 0 | 0 | 0 | 0 | 0 | 0 | 0 | 0 | 0
F3_Industrial_Primary Metals_New_Space Heating_Natural Gas_Unit Heater_A_Achievable Economic RVT Potential | F3 | Industrial | Primary Metals | New | Space Heating | Natural Gas | Unit Heater | A | Integrated Unit Winter Peak Savings (kW) | Achievable Economic RVT Potential | 0 | 0 | 0 | 0 | 0 | 0 | 0 | 0 | 0 | 0 | 0 | 0 | 0 | 0 | 0 | 0 | 0 | 0 | 0 | 0 | 0 | 0 | 0
F4_Industrial_Primary Metals_New_Space Heating_Natural Gas_Unit Heater_A_Achievable Economic RVT Potential | F4 | Industrial | Primary Metals | New | Space Heating | Natural Gas | Unit Heater | A | Incremental Energy Savings (MWh or mTherms) | Achievable Economic RVT Potential | 0 | 0 | 0.00088972 | 0.056708 | 0.084853 | 0.12681 | 0.095462 | 0.13077 | 0.14487 | 0.17714 | 0.14038 | 0.16923 | 0.23496 | 0.25892 | 0.23569 | 0.30266 | 0.33836 | 0.46318 | 0.29488 | 0.40169 | 0.39574 | 0.39112 | 0
F5_Industrial_Primary Metals_New_Space Heating_Natural Gas_Unit Heater_A_Achievable Economic RVT Potential | F5 | Industrial | Primary Metals | New | Space Heating | Natural Gas | Unit Heater | A | Incremental Summer Peak Savings (MW) | Achievable Economic RVT Potential | 0 | 0 | 0 | 0 | 0 | 0 | 0 | 0 | 0 | 0 | 0 | 0 | 0 | 0 | 0 | 0 | 0 | 0 | 0 | 0 | 0 | 0 | 0
F6_Industrial_Primary Metals_New_Space Heating_Natural Gas_Unit Heater_A_Achievable Economic RVT Potential | F6 | Industrial | Primary Metals | New | Space Heating | Natural Gas | Unit Heater | A | Incremental Winter Peak Savings (MW) | Achievable Economic RVT Potential | 0 | 0 | 0 | 0 | 0 | 0 | 0 | 0 | 0 | 0 | 0 | 0 | 0 | 0 | 0 | 0 | 0 | 0 | 0 | 0 | 0 | 0 | 0
F7_Industrial_Primary Metals_New_Space Heating_Natural Gas_Unit Heater_A_Achievable Economic RVT Potential | F7 | Industrial | Primary Metals | New | Space Heating | Natural Gas | Unit Heater | A | Cumulative Energy Savings (MWh or mTherms) | Achievable Economic RVT Potential | 0 | 0 | 0.00088972 | 0.057597 | 0.14245 | 0.26926 | 0.36472 | 0.49549 | 0.64036 | 0.8175 | 0.95788 | 1.1271 | 1.3621 | 1.621 | 1.8558 | 2.1017 | 2.3552 | 2.6916 | 2.891 | 3.162 | 3.4128 | 3.6268 | 0
F8_Industrial_Primary Metals_New_Space Heating_Natural Gas_Unit Heater_A_Achievable Economic RVT Potential | F8 | Industrial | Primary Metals | New | Space Heating | Natural Gas | Unit Heater | A | Cumulative Summer Peak Savings (MW) | Achievable Economic RVT Potential | 0 | 0 | 0 | 0 | 0 | 0 | 0 | 0 | 0 | 0 | 0 | 0 | 0 | 0 | 0 | 0 | 0 | 0 | 0 | 0 | 0 | 0 | 0
F9_Industrial_Primary Metals_New_Space Heating_Natural Gas_Unit Heater_A_Achievable Economic RVT Potential | F9 | Industrial | Primary Metals | New | Space Heating | Natural Gas | Unit Heater | A | Cumulative Winter Peak Savings (MW) | Achievable Economic RVT Potential | 0 | 0 | 0 | 0 | 0 | 0 | 0 | 0 | 0 | 0 | 0 | 0 | 0 | 0 | 0 | 0 | 0 | 0 | 0 | 0 | 0 | 0 | 0
F10_Industrial_Primary Metals_New_Space Heating_Natural Gas_Unit Heater_A_Achievable Economic RVT Potential | F10 | Industrial | Primary Metals | New | Space Heating | Natural Gas | Unit Heater | A | Purchases (Incremental) | Achievable Economic RVT Potential | 0 | 0 | 2.0378e-05 | 0.0012988 | 0.0019435 | 0.0029044 | 0.0021864 | 0.002995 | 0.0033182 | 0.0040572 | 0.0032153 | 0.0038761 | 0.0053815 | 0.0059302 | 0.0053982 | 0.0069322 | 0.0077497 | 0.010609 | 0.0067538 | 0.0092002 | 0.009064 | 0.0089581 | 0
F11_Industrial_Primary Metals_New_Space Heating_Natural Gas_Unit Heater_A_Achievable Economic RVT Potential | F11 | Industrial | Primary Metals | New | Space Heating | Natural Gas | Unit Heater | A | Purchases (Cumulative) | Achievable Economic RVT Potential | 0 | 0 | 2.0378e-05 | 0.0013192 | 0.0032627 | 0.0061671 | 0.0083535 | 0.011349 | 0.014667 | 0.018724 | 0.021939 | 0.025815 | 0.031197 | 0.037127 | 0.042505 | 0.048138 | 0.053944 | 0.061649 | 0.066216 | 0.072421 | 0.078167 | 0.083068 | 0
F1_Industrial_Stone, Clay, and Glass_Existing_Space Heating_Natural Gas_Furnace_A_Achievable Economic RVT Potential | F1 | Industrial | Stone, Clay, and Glass | Existing | Space Heating | Natural Gas | Furnace | A | Integrated Unit Energy Savings (kWh or therms) | Achievable Economic RVT Potential | 0 | 1443.5459 | 1443.5459 | 1443.5459 | 1443.5459 | 1443.5459 | 1443.5459 | 1443.5459 | 1443.5459 | 1443.5459 | 1443.5459 | 1443.5459 | 1443.5459 | 1443.5459 | 1443.5459 | 1443.5459 | 1443.5459 | 1443.5459 | 1443.5459 | 1443.5459 | 1443.5459 | 1443.5459 | 0
F2_Industrial_Stone, Clay, and Glass_Existing_Space Heating_Natural Gas_Furnace_A_Achievable Economic RVT Potential | F2 | Industrial | Stone, Clay, and Glass | Existing | Space Heating | Natural Gas | Furnace | A | Integrated Unit Summer Peak Savings (kW) | Achievable Economic RVT Potential | 0 | 0 | 0 | 0 | 0 | 0 | 0 | 0 | 0 | 0 | 0 | 0 | 0 | 0 | 0 | 0 | 0 | 0 | 0 | 0 | 0 | 0 | 0
F3_Industrial_Stone, Clay, and Glass_Existing_Space Heating_Natural Gas_Furnace_A_Achievable Economic RVT Potential | F3 | Industrial | Stone, Clay, and Glass | Existing | Space Heating | Natural Gas | Furnace | A | Integrated Unit Winter Peak Savings (kW) | Achievable Economic RVT Potential | 0 | 0 | 0 | 0 | 0 | 0 | 0 | 0 | 0 | 0 | 0 | 0 | 0 | 0 | 0 | 0 | 0 | 0 | 0 | 0 | 0 | 0 | 0
F4_Industrial_Stone, Clay, and Glass_Existing_Space Heating_Natural Gas_Furnace_A_Achievable Economic RVT Potential | F4 | Industrial | Stone, Clay, and Glass | Existing | Space Heating | Natural Gas | Furnace | A | Incremental Energy Savings (MWh or mTherms) | Achievable Economic RVT Potential | 0 | 0 | 0.0012947 | 0.0026934 | 0.0041767 | 0.0057273 | 0.0073298 | 0.008821 | 0.01006 | 0.011082 | 0.011918 | 0.012596 | 0.012078 | 0.011489 | 0.010861 | 0.010219 | 0.0095806 | 0.0089566 | 0.008285 | 0.0082968 | 0.0083267 | 0.0083702 | 0
F5_Industrial_Stone, Clay, and Glass_Existing_Space Heating_Natural Gas_Furnace_A_Achievable Economic RVT Potential | F5 | Industrial | Stone, Clay, and Glass | Existing | Space Heating | Natural Gas | Furnace | A | Incremental Summer Peak Savings (MW) | Achievable Economic RVT Potential | 0 | 0 | 0 | 0 | 0 | 0 | 0 | 0 | 0 | 0 | 0 | 0 | 0 | 0 | 0 | 0 | 0 | 0 | 0 | 0 | 0 | 0 | 0
F6_Industrial_Stone, Clay, and Glass_Existing_Space Heating_Natural Gas_Furnace_A_Achievable Economic RVT Potential | F6 | Industrial | Stone, Clay, and Glass | Existing | Space Heating | Natural Gas | Furnace | A | Incremental Winter Peak Savings (MW) | Achievable Economic RVT Potential | 0 | 0 | 0 | 0 | 0 | 0 | 0 | 0 | 0 | 0 | 0 | 0 | 0 | 0 | 0 | 0 | 0 | 0 | 0 | 0 | 0 | 0 | 0
F7_Industrial_Stone, Clay, and Glass_Existing_Space Heating_Natural Gas_Furnace_A_Achievable Economic RVT Potential | F7 | Industrial | Stone, Clay, and Glass | Existing | Space Heating | Natural Gas | Furnace | A | Cumulative Energy Savings (MWh or mTherms) | Achievable Economic RVT Potential | 0 | 0 | 0.0012947 | 0.0039881 | 0.0081649 | 0.013892 | 0.021222 | 0.030043 | 0.040103 | 0.051185 | 0.063102 | 0.075698 | 0.087776 | 0.099265 | 0.11013 | 0.12035 | 0.12993 | 0.13888 | 0.14717 | 0.15546 | 0.16379 | 0.17216 | 0
F8_Industrial_Stone, Clay, and Glass_Existing_Space Heating_Natural Gas_Furnace_A_Achievable Economic RVT Potential | F8 | Industrial | Stone, Clay, and Glass | Existing | Space Heating | Natural Gas | Furnace | A | Cumulative Summer Peak Savings (MW) | Achievable Economic RVT Potential | 0 | 0 | 0 | 0 | 0 | 0 | 0 | 0 | 0 | 0 | 0 | 0 | 0 | 0 | 0 | 0 | 0 | 0 | 0 | 0 | 0 | 0 | 0
F9_Industrial_Stone, Clay, and Glass_Existing_Space Heating_Natural Gas_Furnace_A_Achievable Economic RVT Potential | F9 | Industrial | Stone, Clay, and Glass | Existing | Space Heating | Natural Gas | Furnace | A | Cumulative Winter Peak Savings (MW) | Achievable Economic RVT Potential | 0 | 0 | 0 | 0 | 0 | 0 | 0 | 0 | 0 | 0 | 0 | 0 | 0 | 0 | 0 | 0 | 0 | 0 | 0 | 0 | 0 | 0 | 0
F10_Industrial_Stone, Clay, and Glass_Existing_Space Heating_Natural Gas_Furnace_A_Achievable Economic RVT Potential | F10 | Industrial | Stone, Clay, and Glass | Existing | Space Heating | Natural Gas | Furnace | A | Purchases (Incremental) | Achievable Economic RVT Potential | 0 | 0 | 0.00089689 | 0.0018658 | 0.0028934 | 0.0039675 | 0.0050776 | 0.0061107 | 0.0069689 | 0.0076767 | 0.0082558 | 0.0087255 | 0.0083672 | 0.0079587 | 0.0075238 | 0.0070793 | 0.0066369 | 0.0062046 | 0.0057393 | 0.0057475 | 0.0057682 | 0.0057983 | 0
F11_Industrial_Stone, Clay, and Glass_Existing_Space Heating_Natural Gas_Furnace_A_Achievable Economic RVT Potential | F11 | Industrial | Stone, Clay, and Glass | Existing | Space Heating | Natural Gas | Furnace | A | Purchases (Cumulative) | Achievable Economic RVT Potential | 0 | 0 | 0.00089689 | 0.0027627 | 0.0056561 | 0.0096236 | 0.014701 | 0.020812 | 0.027781 | 0.035458 | 0.043713 | 0.052439 | 0.060806 | 0.068765 | 0.076289 | 0.083368 | 0.090005 | 0.096209 | 0.10195 | 0.1077 | 0.11346 | 0.11926 | 0
F1_Industrial_Stone, Clay, and Glass_Existing_Space Heating_Natural Gas_Boiler_A_Achievable Economic RVT Potential | F1 | Industrial | Stone, Clay, and Glass | Existing | Space Heating | Natural Gas | Boiler | A | Integrated Unit Energy Savings (kWh or therms) | Achievable Economic RVT Potential | 0 | 6227.3193 | 6227.3193 | 6227.3193 | 6227.3193 | 6227.3193 | 6227.3193 | 6227.3193 | 6227.3193 | 6227.3193 | 6227.3193 | 6227.3193 | 6227.3193 | 6227.3193 | 6227.3193 | 6227.3193 | 6227.3193 | 6227.3193 | 6227.3193 | 6227.3193 | 6227.3193 | 6227.3193 | 0
F2_Industrial_Stone, Clay, and Glass_Existing_Space Heating_Natural Gas_Boiler_A_Achievable Economic RVT Potential | F2 | Industrial | Stone, Clay, and Glass | Existing | Space Heating | Natural Gas | Boiler | A | Integrated Unit Summer Peak Savings (kW) | Achievable Economic RVT Potential | 0 | 0 | 0 | 0 | 0 | 0 | 0 | 0 | 0 | 0 | 0 | 0 | 0 | 0 | 0 | 0 | 0 | 0 | 0 | 0 | 0 | 0 | 0
F3_Industrial_Stone, Clay, and Glass_Existing_Space Heating_Natural Gas_Boiler_A_Achievable Economic RVT Potential | F3 | Industrial | Stone, Clay, and Glass | Existing | Space Heating | Natural Gas | Boiler | A | Integrated Unit Winter Peak Savings (kW) | Achievable Economic RVT Potential | 0 | 0 | 0 | 0 | 0 | 0 | 0 | 0 | 0 | 0 | 0 | 0 | 0 | 0 | 0 | 0 | 0 | 0 | 0 | 0 | 0 | 0 | 0
F4_Industrial_Stone, Clay, and Glass_Existing_Space Heating_Natural Gas_Boiler_A_Achievable Economic RVT Potential | F4 | Industrial | Stone, Clay, and Glass | Existing | Space Heating | Natural Gas | Boiler | A | Incremental Energy Savings (MWh or mTherms) | Achievable Economic RVT Potential | 0 | 0 | 0.019436 | 0.028244 | 0.033893 | 0.037303 | 0.039348 | 0.040099 | 0.040136 | 0.039831 | 0.039378 | 0.038849 | 0.038306 | 0.037758 | 0.037207 | 0.036656 | 0.036104 | 0.035553 | 0.035004 | 0.034458 | 0.033915 | 0.033376 | 0
F5_Industrial_Stone, Clay, and Glass_Existing_Space Heating_Natural Gas_Boiler_A_Achievable Economic RVT Potential | F5 | Industrial | Stone, Clay, and Glass | Existing | Space Heating | Natural Gas | Boiler | A | Incremental Summer Peak Savings (MW) | Achievable Economic RVT Potential | 0 | 0 | 0 | 0 | 0 | 0 | 0 | 0 | 0 | 0 | 0 | 0 | 0 | 0 | 0 | 0 | 0 | 0 | 0 | 0 | 0 | 0 | 0
F6_Industrial_Stone, Clay, and Glass_Existing_Space Heating_Natural Gas_Boiler_A_Achievable Economic RVT Potential | F6 | Industrial | Stone, Clay, and Glass | Existing | Space Heating | Natural Gas | Boiler | A | Incremental Winter Peak Savings (MW) | Achievable Economic RVT Potential | 0 | 0 | 0 | 0 | 0 | 0 | 0 | 0 | 0 | 0 | 0 | 0 | 0 | 0 | 0 | 0 | 0 | 0 | 0 | 0 | 0 | 0 | 0
F7_Industrial_Stone, Clay, and Glass_Existing_Space Heating_Natural Gas_Boiler_A_Achievable Economic RVT Potential | F7 | Industrial | Stone, Clay, and Glass | Existing | Space Heating | Natural Gas | Boiler | A | Cumulative Energy Savings (MWh or mTherms) | Achievable Economic RVT Potential | 0 | 0 | 0.019436 | 0.04768 | 0.081573 | 0.11888 | 0.15822 | 0.19832 | 0.23846 | 0.27829 | 0.31767 | 0.35652 | 0.39482 | 0.43258 | 0.46979 | 0.50644 | 0.54255 | 0.5781 | 0.61311 | 0.64756 | 0.68148 | 0.71486 | 0
F8_Industrial_Stone, Clay, and Glass_Existing_Space Heating_Natural Gas_Boiler_A_Achievable Economic RVT Potential | F8 | Industrial | Stone, Clay, and Glass | Existing | Space Heating | Natural Gas | Boiler | A | Cumulative Summer Peak Savings (MW) | Achievable Economic RVT Potential | 0 | 0 | 0 | 0 | 0 | 0 | 0 | 0 | 0 | 0 | 0 | 0 | 0 | 0 | 0 | 0 | 0 | 0 | 0 | 0 | 0 | 0 | 0
F9_Industrial_Stone, Clay, and Glass_Existing_Space Heating_Natural Gas_Boiler_A_Achievable Economic RVT Potential | F9 | Industrial | Stone, Clay, and Glass | Existing | Space Heating | Natural Gas | Boiler | A | Cumulative Winter Peak Savings (MW) | Achievable Economic RVT Potential | 0 | 0 | 0 | 0 | 0 | 0 | 0 | 0 | 0 | 0 | 0 | 0 | 0 | 0 | 0 | 0 | 0 | 0 | 0 | 0 | 0 | 0 | 0
F10_Industrial_Stone, Clay, and Glass_Existing_Space Heating_Natural Gas_Boiler_A_Achievable Economic RVT Potential | F10 | Industrial | Stone, Clay, and Glass | Existing | Space Heating | Natural Gas | Boiler | A | Purchases (Incremental) | Achievable Economic RVT Potential | 0 | 0 | 0.0031211 | 0.0045355 | 0.0054427 | 0.0059903 | 0.0063186 | 0.0064392 | 0.0064452 | 0.0063962 | 0.0063234 | 0.0062385 | 0.0061512 | 0.0060632 | 0.0059749 | 0.0058863 | 0.0057977 | 0.0057093 | 0.0056211 | 0.0055334 | 0.0054462 | 0.0053597 | 0
F11_Industrial_Stone, Clay, and Glass_Existing_Space Heating_Natural Gas_Boiler_A_Achievable Economic RVT Potential | F11 | Industrial | Stone, Clay, and Glass | Existing | Space Heating | Natural Gas | Boiler | A | Purchases (Cumulative) | Achievable Economic RVT Potential | 0 | 0 | 0.0031211 | 0.0076566 | 0.013099 | 0.01909 | 0.025408 | 0.031847 | 0.038293 | 0.044689 | 0.051012 | 0.057251 | 0.063402 | 0.069465 | 0.07544 | 0.081326 | 0.087124 | 0.092833 | 0.098454 | 0.10399 | 0.10943 | 0.11479 | 0
F1_Industrial_Stone, Clay, and Glass_Existing_Space Heating_Natural Gas_Unit Heater_A_Achievable Economic RVT Potential | F1 | Industrial | Stone, Clay, and Glass | Existing | Space Heating | Natural Gas | Unit Heater | A | Integrated Unit Energy Savings (kWh or therms) | Achievable Economic RVT Potential | 0 | 43660.7244 | 43660.7244 | 43660.7244 | 43660.7244 | 43660.7244 | 43660.7244 | 43660.7244 | 43660.7244 | 43660.7244 | 43660.7244 | 43660.7244 | 43660.7244 | 43660.7244 | 43660.7244 | 43660.7244 | 43660.7244 | 43660.7244 | 43660.7244 | 43660.7244 | 43660.7244 | 43660.7244 | 0
F2_Industrial_Stone, Clay, and Glass_Existing_Space Heating_Natural Gas_Unit Heater_A_Achievable Economic RVT Potential | F2 | Industrial | Stone, Clay, and Glass | Existing | Space Heating | Natural Gas | Unit Heater | A | Integrated Unit Summer Peak Savings (kW) | Achievable Economic RVT Potential | 0 | 0 | 0 | 0 | 0 | 0 | 0 | 0 | 0 | 0 | 0 | 0 | 0 | 0 | 0 | 0 | 0 | 0 | 0 | 0 | 0 | 0 | 0
F3_Industrial_Stone, Clay, and Glass_Existing_Space Heating_Natural Gas_Unit Heater_A_Achievable Economic RVT Potential | F3 | Industrial | Stone, Clay, and Glass | Existing | Space Heating | Natural Gas | Unit Heater | A | Integrated Unit Winter Peak Savings (kW) | Achievable Economic RVT Potential | 0 | 0 | 0 | 0 | 0 | 0 | 0 | 0 | 0 | 0 | 0 | 0 | 0 | 0 | 0 | 0 | 0 | 0 | 0 | 0 | 0 | 0 | 0
F4_Industrial_Stone, Clay, and Glass_Existing_Space Heating_Natural Gas_Unit Heater_A_Achievable Economic RVT Potential | F4 | Industrial | Stone, Clay, and Glass | Existing | Space Heating | Natural Gas | Unit Heater | A | Incremental Energy Savings (MWh or mTherms) | Achievable Economic RVT Potential | 0 | 0 | 0.0017236 | 0.0065734 | 0.015676 | 0.029921 | 0.049995 | 0.075138 | 0.10359 | 0.13458 | 0.16346 | 0.18966 | 0.21379 | 0.23644 | 0.25816 | 0.27935 | 0.30033 | 0.28497 | 0.27224 | 0.26457 | 0.26129 | 0.26103 | 0
F5_Industrial_Stone, Clay, and Glass_Existing_Space Heating_Natural Gas_Unit Heater_A_Achievable Economic RVT Potential | F5 | Industrial | Stone, Clay, and Glass | Existing | Space Heating | Natural Gas | Unit Heater | A | Incremental Summer Peak Savings (MW) | Achievable Economic RVT Potential | 0 | 0 | 0 | 0 | 0 | 0 | 0 | 0 | 0 | 0 | 0 | 0 | 0 | 0 | 0 | 0 | 0 | 0 | 0 | 0 | 0 | 0 | 0
F6_Industrial_Stone, Clay, and Glass_Existing_Space Heating_Natural Gas_Unit Heater_A_Achievable Economic RVT Potential | F6 | Industrial | Stone, Clay, and Glass | Existing | Space Heating | Natural Gas | Unit Heater | A | Incremental Winter Peak Savings (MW) | Achievable Economic RVT Potential | 0 | 0 | 0 | 0 | 0 | 0 | 0 | 0 | 0 | 0 | 0 | 0 | 0 | 0 | 0 | 0 | 0 | 0 | 0 | 0 | 0 | 0 | 0
F7_Industrial_Stone, Clay, and Glass_Existing_Space Heating_Natural Gas_Unit Heater_A_Achievable Economic RVT Potential | F7 | Industrial | Stone, Clay, and Glass | Existing | Space Heating | Natural Gas | Unit Heater | A | Cumulative Energy Savings (MWh or mTherms) | Achievable Economic RVT Potential | 0 | 0 | 0.0017236 | 0.008297 | 0.023973 | 0.053894 | 0.10389 | 0.17903 | 0.28262 | 0.41719 | 0.58065 | 0.77031 | 0.9841 | 1.2205 | 1.477 | 1.7497 | 2.0344 | 2.2895 | 2.5117 | 2.7011 | 2.8588 | 2.9853 | 0
F8_Industrial_Stone, Clay, and Glass_Existing_Space Heating_Natural Gas_Unit Heater_A_Achievable Economic RVT Potential | F8 | Industrial | Stone, Clay, and Glass | Existing | Space Heating | Natural Gas | Unit Heater | A | Cumulative Summer Peak Savings (MW) | Achievable Economic RVT Potential | 0 | 0 | 0 | 0 | 0 | 0 | 0 | 0 | 0 | 0 | 0 | 0 | 0 | 0 | 0 | 0 | 0 | 0 | 0 | 0 | 0 | 0 | 0
F9_Industrial_Stone, Clay, and Glass_Existing_Space Heating_Natural Gas_Unit Heater_A_Achievable Economic RVT Potential | F9 | Industrial | Stone, Clay, and Glass | Existing | Space Heating | Natural Gas | Unit Heater | A | Cumulative Winter Peak Savings (MW) | Achievable Economic RVT Potential | 0 | 0 | 0 | 0 | 0 | 0 | 0 | 0 | 0 | 0 | 0 | 0 | 0 | 0 | 0 | 0 | 0 | 0 | 0 | 0 | 0 | 0 | 0
F10_Industrial_Stone, Clay, and Glass_Existing_Space Heating_Natural Gas_Unit Heater_A_Achievable Economic RVT Potential | F10 | Industrial | Stone, Clay, and Glass | Existing | Space Heating | Natural Gas | Unit Heater | A | Purchases (Incremental) | Achievable Economic RVT Potential | 0 | 0 | 3.9477e-05 | 0.00015056 | 0.00035904 | 0.00068531 | 0.0011451 | 0.001721 | 0.0023726 | 0.0030823 | 0.0037438 | 0.004344 | 0.0048965 | 0.0054154 | 0.0059128 | 0.0063982 | 0.0068788 | 0.0065269 | 0.0062353 | 0.0060596 | 0.0059845 | 0.0059787 | 0
F11_Industrial_Stone, Clay, and Glass_Existing_Space Heating_Natural Gas_Unit Heater_A_Achievable Economic RVT Potential | F11 | Industrial | Stone, Clay, and Glass | Existing | Space Heating | Natural Gas | Unit Heater | A | Purchases (Cumulative) | Achievable Economic RVT Potential | 0 | 0 | 3.9477e-05 | 0.00019003 | 0.00054908 | 0.0012344 | 0.0023795 | 0.0041004 | 0.006473 | 0.0095553 | 0.013299 | 0.017643 | 0.02254 | 0.027955 | 0.033828 | 0.040076 | 0.046596 | 0.052437 | 0.057528 | 0.061866 | 0.065478 | 0.068374 | 0
F1_Industrial_Stone, Clay, and Glass_New_Space Heating_Natural Gas_Furnace_A_Achievable Economic RVT Potential | F1 | Industrial | Stone, Clay, and Glass | New | Space Heating | Natural Gas | Furnace | A | Integrated Unit Energy Savings (kWh or therms) | Achievable Economic RVT Potential | 0 | 1443.5073 | 1443.5073 | 1443.5073 | 1443.5073 | 1443.5073 | 1443.5073 | 1443.5073 | 1443.5073 | 1443.5073 | 1443.5073 | 1443.5073 | 1443.5073 | 1443.5073 | 1443.5073 | 1443.5073 | 1443.5073 | 1443.5073 | 1443.5073 | 1443.5073 | 1443.5073 | 1443.5073 | 0
F2_Industrial_Stone, Clay, and Glass_New_Space Heating_Natural Gas_Furnace_A_Achievable Economic RVT Potential | F2 | Industrial | Stone, Clay, and Glass | New | Space Heating | Natural Gas | Furnace | A | Integrated Unit Summer Peak Savings (kW) | Achievable Economic RVT Potential | 0 | 0 | 0 | 0 | 0 | 0 | 0 | 0 | 0 | 0 | 0 | 0 | 0 | 0 | 0 | 0 | 0 | 0 | 0 | 0 | 0 | 0 | 0
F3_Industrial_Stone, Clay, and Glass_New_Space Heating_Natural Gas_Furnace_A_Achievable Economic RVT Potential | F3 | Industrial | Stone, Clay, and Glass | New | Space Heating | Natural Gas | Furnace | A | Integrated Unit Winter Peak Savings (kW) | Achievable Economic RVT Potential | 0 | 0 | 0 | 0 | 0 | 0 | 0 | 0 | 0 | 0 | 0 | 0 | 0 | 0 | 0 | 0 | 0 | 0 | 0 | 0 | 0 | 0 | 0
F4_Industrial_Stone, Clay, and Glass_New_Space Heating_Natural Gas_Furnace_A_Achievable Economic RVT Potential | F4 | Industrial | Stone, Clay, and Glass | New | Space Heating | Natural Gas | Furnace | A | Incremental Energy Savings (MWh or mTherms) | Achievable Economic RVT Potential | 0 | 0 | 6.0078e-05 | 0.0038292 | 0.0057297 | 0.0085628 | 0.0064461 | 0.00883 | 0.0097826 | 0.011961 | 0.0094793 | 0.011427 | 0.01169 | 0.013945 | 0.0096736 | 0.01196 | 0.012113 | 0.014252 | 0.0094149 | 0.013361 | 0.012952 | 0.014133 | 0
F5_Industrial_Stone, Clay, and Glass_New_Space Heating_Natural Gas_Furnace_A_Achievable Economic RVT Potential | F5 | Industrial | Stone, Clay, and Glass | New | Space Heating | Natural Gas | Furnace | A | Incremental Summer Peak Savings (MW) | Achievable Economic RVT Potential | 0 | 0 | 0 | 0 | 0 | 0 | 0 | 0 | 0 | 0 | 0 | 0 | 0 | 0 | 0 | 0 | 0 | 0 | 0 | 0 | 0 | 0 | 0
F6_Industrial_Stone, Clay, and Glass_New_Space Heating_Natural Gas_Furnace_A_Achievable Economic RVT Potential | F6 | Industrial | Stone, Clay, and Glass | New | Space Heating | Natural Gas | Furnace | A | Incremental Winter Peak Savings (MW) | Achievable Economic RVT Potential | 0 | 0 | 0 | 0 | 0 | 0 | 0 | 0 | 0 | 0 | 0 | 0 | 0 | 0 | 0 | 0 | 0 | 0 | 0 | 0 | 0 | 0 | 0
F7_Industrial_Stone, Clay, and Glass_New_Space Heating_Natural Gas_Furnace_A_Achievable Economic RVT Potential | F7 | Industrial | Stone, Clay, and Glass | New | Space Heating | Natural Gas | Furnace | A | Cumulative Energy Savings (MWh or mTherms) | Achievable Economic RVT Potential | 0 | 0 | 6.0078e-05 | 0.0038893 | 0.0096189 | 0.018182 | 0.024628 | 0.033458 | 0.04324 | 0.055202 | 0.064681 | 0.076108 | 0.087799 | 0.10174 | 0.11142 | 0.12338 | 0.13549 | 0.14974 | 0.15916 | 0.17252 | 0.18547 | 0.1996 | 0
F8_Industrial_Stone, Clay, and Glass_New_Space Heating_Natural Gas_Furnace_A_Achievable Economic RVT Potential | F8 | Industrial | Stone, Clay, and Glass | New | Space Heating | Natural Gas | Furnace | A | Cumulative Summer Peak Savings (MW) | Achievable Economic RVT Potential | 0 | 0 | 0 | 0 | 0 | 0 | 0 | 0 | 0 | 0 | 0 | 0 | 0 | 0 | 0 | 0 | 0 | 0 | 0 | 0 | 0 | 0 | 0
F9_Industrial_Stone, Clay, and Glass_New_Space Heating_Natural Gas_Furnace_A_Achievable Economic RVT Potential | F9 | Industrial | Stone, Clay, and Glass | New | Space Heating | Natural Gas | Furnace | A | Cumulative Winter Peak Savings (MW) | Achievable Economic RVT Potential | 0 | 0 | 0 | 0 | 0 | 0 | 0 | 0 | 0 | 0 | 0 | 0 | 0 | 0 | 0 | 0 | 0 | 0 | 0 | 0 | 0 | 0 | 0
F10_Industrial_Stone, Clay, and Glass_New_Space Heating_Natural Gas_Furnace_A_Achievable Economic RVT Potential | F10 | Industrial | Stone, Clay, and Glass | New | Space Heating | Natural Gas | Furnace | A | Purchases (Incremental) | Achievable Economic RVT Potential | 0 | 0 | 4.162e-05 | 0.0026527 | 0.0039693 | 0.0059319 | 0.0044656 | 0.006117 | 0.006777 | 0.0082864 | 0.0065668 | 0.0079164 | 0.0080984 | 0.0096608 | 0.0067015 | 0.0082853 | 0.0083915 | 0.0098735 | 0.0065222 | 0.0092558 | 0.0089724 | 0.0097905 | 0
F11_Industrial_Stone, Clay, and Glass_New_Space Heating_Natural Gas_Furnace_A_Achievable Economic RVT Potential | F11 | Industrial | Stone, Clay, and Glass | New | Space Heating | Natural Gas | Furnace | A | Purchases (Cumulative) | Achievable Economic RVT Potential | 0 | 0 | 4.162e-05 | 0.0026943 | 0.0066636 | 0.012596 | 0.017061 | 0.023178 | 0.029955 | 0.038241 | 0.044808 | 0.052725 | 0.060823 | 0.070484 | 0.077185 | 0.085471 | 0.093862 | 0.10374 | 0.11026 | 0.11951 | 0.12849 | 0.13828 | 0
F1_Industrial_Stone, Clay, and Glass_New_Space Heating_Natural Gas_Boiler_A_Achievable Economic RVT Potential | F1 | Industrial | Stone, Clay, and Glass | New | Space Heating | Natural Gas | Boiler | A | Integrated Unit Energy Savings (kWh or therms) | Achievable Economic RVT Potential | 0 | 6223.5803 | 6223.5803 | 6223.5803 | 6223.5803 | 6223.5803 | 6223.5803 | 6223.5803 | 6223.5803 | 6223.5803 | 6223.5803 | 6223.5803 | 6223.5803 | 6223.5803 | 6223.5803 | 6223.5803 | 6223.5803 | 6223.5803 | 6223.5803 | 6223.5803 | 6223.5803 | 6223.5803 | 0
F2_Industrial_Stone, Clay, and Glass_New_Space Heating_Natural Gas_Boiler_A_Achievable Economic RVT Potential | F2 | Industrial | Stone, Clay, and Glass | New | Space Heating | Natural Gas | Boiler | A | Integrated Unit Summer Peak Savings (kW) | Achievable Economic RVT Potential | 0 | 0 | 0 | 0 | 0 | 0 | 0 | 0 | 0 | 0 | 0 | 0 | 0 | 0 | 0 | 0 | 0 | 0 | 0 | 0 | 0 | 0 | 0
F3_Industrial_Stone, Clay, and Glass_New_Space Heating_Natural Gas_Boiler_A_Achievable Economic RVT Potential | F3 | Industrial | Stone, Clay, and Glass | New | Space Heating | Natural Gas | Boiler | A | Integrated Unit Winter Peak Savings (kW) | Achievable Economic RVT Potential | 0 | 0 | 0 | 0 | 0 | 0 | 0 | 0 | 0 | 0 | 0 | 0 | 0 | 0 | 0 | 0 | 0 | 0 | 0 | 0 | 0 | 0 | 0
F4_Industrial_Stone, Clay, and Glass_New_Space Heating_Natural Gas_Boiler_A_Achievable Economic RVT Potential | F4 | Industrial | Stone, Clay, and Glass | New | Space Heating | Natural Gas | Boiler | A | Incremental Energy Savings (MWh or mTherms) | Achievable Economic RVT Potential | 0 | 0 | 0.00082165 | 0.038404 | 0.046436 | 0.057903 | 0.037204 | 0.044543 | 0.044576 | 0.050409 | 0.037616 | 0.043275 | 0.042701 | 0.049534 | 0.033619 | 0.040859 | 0.040828 | 0.047529 | 0.031395 | 0.038686 | 0.037632 | 0.037521 | 0
F5_Industrial_Stone, Clay, and Glass_New_Space Heating_Natural Gas_Boiler_A_Achievable Economic RVT Potential | F5 | Industrial | Stone, Clay, and Glass | New | Space Heating | Natural Gas | Boiler | A | Incremental Summer Peak Savings (MW) | Achievable Economic RVT Potential | 0 | 0 | 0 | 0 | 0 | 0 | 0 | 0 | 0 | 0 | 0 | 0 | 0 | 0 | 0 | 0 | 0 | 0 | 0 | 0 | 0 | 0 | 0
F6_Industrial_Stone, Clay, and Glass_New_Space Heating_Natural Gas_Boiler_A_Achievable Economic RVT Potential | F6 | Industrial | Stone, Clay, and Glass | New | Space Heating | Natural Gas | Boiler | A | Incremental Winter Peak Savings (MW) | Achievable Economic RVT Potential | 0 | 0 | 0 | 0 | 0 | 0 | 0 | 0 | 0 | 0 | 0 | 0 | 0 | 0 | 0 | 0 | 0 | 0 | 0 | 0 | 0 | 0 | 0
F7_Industrial_Stone, Clay, and Glass_New_Space Heating_Natural Gas_Boiler_A_Achievable Economic RVT Potential | F7 | Industrial | Stone, Clay, and Glass | New | Space Heating | Natural Gas | Boiler | A | Cumulative Energy Savings (MWh or mTherms) | Achievable Economic RVT Potential | 0 | 0 | 0.00082165 | 0.039226 | 0.085662 | 0.14356 | 0.18077 | 0.22531 | 0.26989 | 0.3203 | 0.35791 | 0.40119 | 0.44389 | 0.49342 | 0.52704 | 0.5679 | 0.60873 | 0.65626 | 0.68765 | 0.72634 | 0.76397 | 0.80149 | 0
F8_Industrial_Stone, Clay, and Glass_New_Space Heating_Natural Gas_Boiler_A_Achievable Economic RVT Potential | F8 | Industrial | Stone, Clay, and Glass | New | Space Heating | Natural Gas | Boiler | A | Cumulative Summer Peak Savings (MW) | Achievable Economic RVT Potential | 0 | 0 | 0 | 0 | 0 | 0 | 0 | 0 | 0 | 0 | 0 | 0 | 0 | 0 | 0 | 0 | 0 | 0 | 0 | 0 | 0 | 0 | 0
F9_Industrial_Stone, Clay, and Glass_New_Space Heating_Natural Gas_Boiler_A_Achievable Economic RVT Potential | F9 | Industrial | Stone, Clay, and Glass | New | Space Heating | Natural Gas | Boiler | A | Cumulative Winter Peak Savings (MW) | Achievable Economic RVT Potential | 0 | 0 | 0 | 0 | 0 | 0 | 0 | 0 | 0 | 0 | 0 | 0 | 0 | 0 | 0 | 0 | 0 | 0 | 0 | 0 | 0 | 0 | 0
F10_Industrial_Stone, Clay, and Glass_New_Space Heating_Natural Gas_Boiler_A_Achievable Economic RVT Potential | F10 | Industrial | Stone, Clay, and Glass | New | Space Heating | Natural Gas | Boiler | A | Purchases (Incremental) | Achievable Economic RVT Potential | 0 | 0 | 0.00013202 | 0.0061707 | 0.0074613 | 0.0093038 | 0.005978 | 0.0071572 | 0.0071625 | 0.0080996 | 0.0060442 | 0.0069533 | 0.0068611 | 0.0079591 | 0.0054018 | 0.0065652 | 0.0065602 | 0.007637 | 0.0050445 | 0.006216 | 0.0060467 | 0.0060288 | 0
F11_Industrial_Stone, Clay, and Glass_New_Space Heating_Natural Gas_Boiler_A_Achievable Economic RVT Potential | F11 | Industrial | Stone, Clay, and Glass | New | Space Heating | Natural Gas | Boiler | A | Purchases (Cumulative) | Achievable Economic RVT Potential | 0 | 0 | 0.00013202 | 0.0063027 | 0.013764 | 0.023068 | 0.029046 | 0.036203 | 0.043365 | 0.051465 | 0.057509 | 0.064462 | 0.071324 | 0.079283 | 0.084684 | 0.09125 | 0.09781 | 0.10545 | 0.11049 | 0.11671 | 0.12275 | 0.12878 | 0
F1_Industrial_Stone, Clay, and Glass_New_Space Heating_Natural Gas_Unit Heater_A_Achievable Economic RVT Potential | F1 | Industrial | Stone, Clay, and Glass | New | Space Heating | Natural Gas | Unit Heater | A | Integrated Unit Energy Savings (kWh or therms) | Achievable Economic RVT Potential | 0 | 43660.7244 | 43660.7244 | 43660.7244 | 43660.7244 | 43660.7244 | 43660.7244 | 43660.7244 | 43660.7244 | 43660.7244 | 43660.7244 | 43660.7244 | 43660.7244 | 43660.7244 | 43660.7244 | 43660.7244 | 43660.7244 | 43660.7244 | 43660.7244 | 43660.7244 | 43660.7244 | 43660.7244 | 0
F2_Industrial_Stone, Clay, and Glass_New_Space Heating_Natural Gas_Unit Heater_A_Achievable Economic RVT Potential | F2 | Industrial | Stone, Clay, and Glass | New | Space Heating | Natural Gas | Unit Heater | A | Integrated Unit Summer Peak Savings (kW) | Achievable Economic RVT Potential | 0 | 0 | 0 | 0 | 0 | 0 | 0 | 0 | 0 | 0 | 0 | 0 | 0 | 0 | 0 | 0 | 0 | 0 | 0 | 0 | 0 | 0 | 0
F3_Industrial_Stone, Clay, and Glass_New_Space Heating_Natural Gas_Unit Heater_A_Achievable Economic RVT Potential | F3 | Industrial | Stone, Clay, and Glass | New | Space Heating | Natural Gas | Unit Heater | A | Integrated Unit Winter Peak Savings (kW) | Achievable Economic RVT Potential | 0 | 0 | 0 | 0 | 0 | 0 | 0 | 0 | 0 | 0 | 0 | 0 | 0 | 0 | 0 | 0 | 0 | 0 | 0 | 0 | 0 | 0 | 0
F4_Industrial_Stone, Clay, and Glass_New_Space Heating_Natural Gas_Unit Heater_A_Achievable Economic RVT Potential | F4 | Industrial | Stone, Clay, and Glass | New | Space Heating | Natural Gas | Unit Heater | A | Incremental Energy Savings (MWh or mTherms) | Achievable Economic RVT Potential | 0 | 0 | 0.00091044 | 0.058028 | 0.086829 | 0.12976 | 0.097685 | 0.13381 | 0.14825 | 0.18127 | 0.14365 | 0.17317 | 0.24043 | 0.26495 | 0.24118 | 0.30971 | 0.34624 | 0.47397 | 0.30175 | 0.41104 | 0.40496 | 0.40023 | 0
F5_Industrial_Stone, Clay, and Glass_New_Space Heating_Natural Gas_Unit Heater_A_Achievable Economic RVT Potential | F5 | Industrial | Stone, Clay, and Glass | New | Space Heating | Natural Gas | Unit Heater | A | Incremental Summer Peak Savings (MW) | Achievable Economic RVT Potential | 0 | 0 | 0 | 0 | 0 | 0 | 0 | 0 | 0 | 0 | 0 | 0 | 0 | 0 | 0 | 0 | 0 | 0 | 0 | 0 | 0 | 0 | 0
F6_Industrial_Stone, Clay, and Glass_New_Space Heating_Natural Gas_Unit Heater_A_Achievable Economic RVT Potential | F6 | Industrial | Stone, Clay, and Glass | New | Space Heating | Natural Gas | Unit Heater | A | Incremental Winter Peak Savings (MW) | Achievable Economic RVT Potential | 0 | 0 | 0 | 0 | 0 | 0 | 0 | 0 | 0 | 0 | 0 | 0 | 0 | 0 | 0 | 0 | 0 | 0 | 0 | 0 | 0 | 0 | 0
F7_Industrial_Stone, Clay, and Glass_New_Space Heating_Natural Gas_Unit Heater_A_Achievable Economic RVT Potential | F7 | Industrial | Stone, Clay, and Glass | New | Space Heating | Natural Gas | Unit Heater | A | Cumulative Energy Savings (MWh or mTherms) | Achievable Economic RVT Potential | 0 | 0 | 0.00091044 | 0.058939 | 0.14577 | 0.27553 | 0.37322 | 0.50703 | 0.65528 | 0.83654 | 0.98019 | 1.1534 | 1.3938 | 1.6587 | 1.899 | 2.1507 | 2.4101 | 2.7543 | 2.9584 | 3.2356 | 3.4923 | 3.7113 | 0
F8_Industrial_Stone, Clay, and Glass_New_Space Heating_Natural Gas_Unit Heater_A_Achievable Economic RVT Potential | F8 | Industrial | Stone, Clay, and Glass | New | Space Heating | Natural Gas | Unit Heater | A | Cumulative Summer Peak Savings (MW) | Achievable Economic RVT Potential | 0 | 0 | 0 | 0 | 0 | 0 | 0 | 0 | 0 | 0 | 0 | 0 | 0 | 0 | 0 | 0 | 0 | 0 | 0 | 0 | 0 | 0 | 0
F9_Industrial_Stone, Clay, and Glass_New_Space Heating_Natural Gas_Unit Heater_A_Achievable Economic RVT Potential | F9 | Industrial | Stone, Clay, and Glass | New | Space Heating | Natural Gas | Unit Heater | A | Cumulative Winter Peak Savings (MW) | Achievable Economic RVT Potential | 0 | 0 | 0 | 0 | 0 | 0 | 0 | 0 | 0 | 0 | 0 | 0 | 0 | 0 | 0 | 0 | 0 | 0 | 0 | 0 | 0 | 0 | 0
F10_Industrial_Stone, Clay, and Glass_New_Space Heating_Natural Gas_Unit Heater_A_Achievable Economic RVT Potential | F10 | Industrial | Stone, Clay, and Glass | New | Space Heating | Natural Gas | Unit Heater | A | Purchases (Incremental) | Achievable Economic RVT Potential | 0 | 0 | 2.0853e-05 | 0.0013291 | 0.0019887 | 0.0029721 | 0.0022374 | 0.0030648 | 0.0033955 | 0.0041517 | 0.0032902 | 0.0039663 | 0.0055068 | 0.0060683 | 0.005524 | 0.0070936 | 0.0079302 | 0.010856 | 0.0069112 | 0.0094145 | 0.0092752 | 0.0091667 | 0
F11_Industrial_Stone, Clay, and Glass_New_Space Heating_Natural Gas_Unit Heater_A_Achievable Economic RVT Potential | F11 | Industrial | Stone, Clay, and Glass | New | Space Heating | Natural Gas | Unit Heater | A | Purchases (Cumulative) | Achievable Economic RVT Potential | 0 | 0 | 2.0853e-05 | 0.0013499 | 0.0033387 | 0.0063107 | 0.0085481 | 0.011613 | 0.015008 | 0.01916 | 0.02245 | 0.026417 | 0.031923 | 0.037992 | 0.043495 | 0.049259 | 0.055201 | 0.063085 | 0.067758 | 0.074108 | 0.079988 | 0.085003 | 0
F1_Industrial_Petroleum_Existing_Space Heating_Natural Gas_Furnace_A_Achievable Economic RVT Potential | F1 | Industrial | Petroleum | Existing | Space Heating | Natural Gas | Furnace | A | Integrated Unit Energy Savings (kWh or therms) | Achievable Economic RVT Potential | 0 | 1443.5459 | 1443.5459 | 1443.5459 | 1443.5459 | 1443.5459 | 1443.5459 | 1443.5459 | 1443.5459 | 1443.5459 | 1443.5459 | 1443.5459 | 1443.5459 | 1443.5459 | 1443.5459 | 1443.5459 | 1443.5459 | 1443.5459 | 1443.5459 | 1443.5459 | 1443.5459 | 1443.5459 | 0
F2_Industrial_Petroleum_Existing_Space Heating_Natural Gas_Furnace_A_Achievable Economic RVT Potential | F2 | Industrial | Petroleum | Existing | Space Heating | Natural Gas | Furnace | A | Integrated Unit Summer Peak Savings (kW) | Achievable Economic RVT Potential | 0 | 0 | 0 | 0 | 0 | 0 | 0 | 0 | 0 | 0 | 0 | 0 | 0 | 0 | 0 | 0 | 0 | 0 | 0 | 0 | 0 | 0 | 0
F3_Industrial_Petroleum_Existing_Space Heating_Natural Gas_Furnace_A_Achievable Economic RVT Potential | F3 | Industrial | Petroleum | Existing | Space Heating | Natural Gas | Furnace | A | Integrated Unit Winter Peak Savings (kW) | Achievable Economic RVT Potential | 0 | 0 | 0 | 0 | 0 | 0 | 0 | 0 | 0 | 0 | 0 | 0 | 0 | 0 | 0 | 0 | 0 | 0 | 0 | 0 | 0 | 0 | 0
F4_Industrial_Petroleum_Existing_Space Heating_Natural Gas_Furnace_A_Achievable Economic RVT Potential | F4 | Industrial | Petroleum | Existing | Space Heating | Natural Gas | Furnace | A | Incremental Energy Savings (MWh or mTherms) | Achievable Economic RVT Potential | 0 | 0 | 0.00014778 | 0.00030743 | 0.00047674 | 0.00065373 | 0.00083664 | 0.0010069 | 0.0011483 | 0.0012649 | 0.0013603 | 0.0014377 | 0.0013787 | 0.0013113 | 0.0012397 | 0.0011664 | 0.0010936 | 0.0010223 | 0.00094567 | 0.00094702 | 0.00095043 | 0.00095539 | 0
F5_Industrial_Petroleum_Existing_Space Heating_Natural Gas_Furnace_A_Achievable Economic RVT Potential | F5 | Industrial | Petroleum | Existing | Space Heating | Natural Gas | Furnace | A | Incremental Summer Peak Savings (MW) | Achievable Economic RVT Potential | 0 | 0 | 0 | 0 | 0 | 0 | 0 | 0 | 0 | 0 | 0 | 0 | 0 | 0 | 0 | 0 | 0 | 0 | 0 | 0 | 0 | 0 | 0
F6_Industrial_Petroleum_Existing_Space Heating_Natural Gas_Furnace_A_Achievable Economic RVT Potential | F6 | Industrial | Petroleum | Existing | Space Heating | Natural Gas | Furnace | A | Incremental Winter Peak Savings (MW) | Achievable Economic RVT Potential | 0 | 0 | 0 | 0 | 0 | 0 | 0 | 0 | 0 | 0 | 0 | 0 | 0 | 0 | 0 | 0 | 0 | 0 | 0 | 0 | 0 | 0 | 0
F7_Industrial_Petroleum_Existing_Space Heating_Natural Gas_Furnace_A_Achievable Economic RVT Potential | F7 | Industrial | Petroleum | Existing | Space Heating | Natural Gas | Furnace | A | Cumulative Energy Savings (MWh or mTherms) | Achievable Economic RVT Potential | 0 | 0 | 0.00014778 | 0.00045521 | 0.00093195 | 0.0015857 | 0.0024223 | 0.0034292 | 0.0045774 | 0.0058423 | 0.0072026 | 0.0086403 | 0.010019 | 0.01133 | 0.01257 | 0.013736 | 0.01483 | 0.015852 | 0.016798 | 0.017745 | 0.018695 | 0.019651 | 0
F8_Industrial_Petroleum_Existing_Space Heating_Natural Gas_Furnace_A_Achievable Economic RVT Potential | F8 | Industrial | Petroleum | Existing | Space Heating | Natural Gas | Furnace | A | Cumulative Summer Peak Savings (MW) | Achievable Economic RVT Potential | 0 | 0 | 0 | 0 | 0 | 0 | 0 | 0 | 0 | 0 | 0 | 0 | 0 | 0 | 0 | 0 | 0 | 0 | 0 | 0 | 0 | 0 | 0
F9_Industrial_Petroleum_Existing_Space Heating_Natural Gas_Furnace_A_Achievable Economic RVT Potential | F9 | Industrial | Petroleum | Existing | Space Heating | Natural Gas | Furnace | A | Cumulative Winter Peak Savings (MW) | Achievable Economic RVT Potential | 0 | 0 | 0 | 0 | 0 | 0 | 0 | 0 | 0 | 0 | 0 | 0 | 0 | 0 | 0 | 0 | 0 | 0 | 0 | 0 | 0 | 0 | 0
F10_Industrial_Petroleum_Existing_Space Heating_Natural Gas_Furnace_A_Achievable Economic RVT Potential | F10 | Industrial | Petroleum | Existing | Space Heating | Natural Gas | Furnace | A | Purchases (Incremental) | Achievable Economic RVT Potential | 0 | 0 | 0.00010237 | 0.00021297 | 0.00033026 | 0.00045286 | 0.00057957 | 0.00069749 | 0.00079545 | 0.00087624 | 0.00094234 | 0.00099595 | 0.00095505 | 0.00090842 | 0.00085878 | 0.00080804 | 0.00075755 | 0.0007082 | 0.0006551 | 0.00065604 | 0.0006584 | 0.00066184 | 0
F11_Industrial_Petroleum_Existing_Space Heating_Natural Gas_Furnace_A_Achievable Economic RVT Potential | F11 | Industrial | Petroleum | Existing | Space Heating | Natural Gas | Furnace | A | Purchases (Cumulative) | Achievable Economic RVT Potential | 0 | 0 | 0.00010237 | 0.00031534 | 0.0006456 | 0.0010985 | 0.001678 | 0.0023755 | 0.003171 | 0.0040472 | 0.0049895 | 0.0059855 | 0.0069405 | 0.007849 | 0.0087077 | 0.0095158 | 0.010273 | 0.010982 | 0.011637 | 0.012293 | 0.012951 | 0.013613 | 0
F1_Industrial_Petroleum_Existing_Space Heating_Natural Gas_Boiler_A_Achievable Economic RVT Potential | F1 | Industrial | Petroleum | Existing | Space Heating | Natural Gas | Boiler | A | Integrated Unit Energy Savings (kWh or therms) | Achievable Economic RVT Potential | 0 | 6227.3193 | 6227.3193 | 6227.3193 | 6227.3193 | 6227.3193 | 6227.3193 | 6227.3193 | 6227.3193 | 6227.3193 | 6227.3193 | 6227.3193 | 6227.3193 | 6227.3193 | 6227.3193 | 6227.3193 | 6227.3193 | 6227.3193 | 6227.3193 | 6227.3193 | 6227.3193 | 6227.3193 | 0
F2_Industrial_Petroleum_Existing_Space Heating_Natural Gas_Boiler_A_Achievable Economic RVT Potential | F2 | Industrial | Petroleum | Existing | Space Heating | Natural Gas | Boiler | A | Integrated Unit Summer Peak Savings (kW) | Achievable Economic RVT Potential | 0 | 0 | 0 | 0 | 0 | 0 | 0 | 0 | 0 | 0 | 0 | 0 | 0 | 0 | 0 | 0 | 0 | 0 | 0 | 0 | 0 | 0 | 0
F3_Industrial_Petroleum_Existing_Space Heating_Natural Gas_Boiler_A_Achievable Economic RVT Potential | F3 | Industrial | Petroleum | Existing | Space Heating | Natural Gas | Boiler | A | Integrated Unit Winter Peak Savings (kW) | Achievable Economic RVT Potential | 0 | 0 | 0 | 0 | 0 | 0 | 0 | 0 | 0 | 0 | 0 | 0 | 0 | 0 | 0 | 0 | 0 | 0 | 0 | 0 | 0 | 0 | 0
F4_Industrial_Petroleum_Existing_Space Heating_Natural Gas_Boiler_A_Achievable Economic RVT Potential | F4 | Industrial | Petroleum | Existing | Space Heating | Natural Gas | Boiler | A | Incremental Energy Savings (MWh or mTherms) | Achievable Economic RVT Potential | 0 | 0 | 0.0022185 | 0.0032238 | 0.0038687 | 0.0042579 | 0.0044913 | 0.004577 | 0.0045812 | 0.0045464 | 0.0044947 | 0.0044343 | 0.0043723 | 0.0043097 | 0.0042469 | 0.004184 | 0.004121 | 0.0040581 | 0.0039955 | 0.0039331 | 0.0038712 | 0.0038096 | 0
F5_Industrial_Petroleum_Existing_Space Heating_Natural Gas_Boiler_A_Achievable Economic RVT Potential | F5 | Industrial | Petroleum | Existing | Space Heating | Natural Gas | Boiler | A | Incremental Summer Peak Savings (MW) | Achievable Economic RVT Potential | 0 | 0 | 0 | 0 | 0 | 0 | 0 | 0 | 0 | 0 | 0 | 0 | 0 | 0 | 0 | 0 | 0 | 0 | 0 | 0 | 0 | 0 | 0
F6_Industrial_Petroleum_Existing_Space Heating_Natural Gas_Boiler_A_Achievable Economic RVT Potential | F6 | Industrial | Petroleum | Existing | Space Heating | Natural Gas | Boiler | A | Incremental Winter Peak Savings (MW) | Achievable Economic RVT Potential | 0 | 0 | 0 | 0 | 0 | 0 | 0 | 0 | 0 | 0 | 0 | 0 | 0 | 0 | 0 | 0 | 0 | 0 | 0 | 0 | 0 | 0 | 0
F7_Industrial_Petroleum_Existing_Space Heating_Natural Gas_Boiler_A_Achievable Economic RVT Potential | F7 | Industrial | Petroleum | Existing | Space Heating | Natural Gas | Boiler | A | Cumulative Energy Savings (MWh or mTherms) | Achievable Economic RVT Potential | 0 | 0 | 0.0022185 | 0.0054423 | 0.009311 | 0.013569 | 0.01806 | 0.022637 | 0.027218 | 0.031765 | 0.036259 | 0.040694 | 0.045066 | 0.049376 | 0.053623 | 0.057807 | 0.061928 | 0.065986 | 0.069981 | 0.073914 | 0.077786 | 0.081595 | 0
F8_Industrial_Petroleum_Existing_Space Heating_Natural Gas_Boiler_A_Achievable Economic RVT Potential | F8 | Industrial | Petroleum | Existing | Space Heating | Natural Gas | Boiler | A | Cumulative Summer Peak Savings (MW) | Achievable Economic RVT Potential | 0 | 0 | 0 | 0 | 0 | 0 | 0 | 0 | 0 | 0 | 0 | 0 | 0 | 0 | 0 | 0 | 0 | 0 | 0 | 0 | 0 | 0 | 0
F9_Industrial_Petroleum_Existing_Space Heating_Natural Gas_Boiler_A_Achievable Economic RVT Potential | F9 | Industrial | Petroleum | Existing | Space Heating | Natural Gas | Boiler | A | Cumulative Winter Peak Savings (MW) | Achievable Economic RVT Potential | 0 | 0 | 0 | 0 | 0 | 0 | 0 | 0 | 0 | 0 | 0 | 0 | 0 | 0 | 0 | 0 | 0 | 0 | 0 | 0 | 0 | 0 | 0
F10_Industrial_Petroleum_Existing_Space Heating_Natural Gas_Boiler_A_Achievable Economic RVT Potential | F10 | Industrial | Petroleum | Existing | Space Heating | Natural Gas | Boiler | A | Purchases (Incremental) | Achievable Economic RVT Potential | 0 | 0 | 0.00035625 | 0.00051769 | 0.00062124 | 0.00068374 | 0.00072122 | 0.00073498 | 0.00073567 | 0.00073007 | 0.00072176 | 0.00071208 | 0.00070211 | 0.00069207 | 0.00068198 | 0.00067187 | 0.00066176 | 0.00065167 | 0.00064161 | 0.00063159 | 0.00062164 | 0.00061176 | 0
F11_Industrial_Petroleum_Existing_Space Heating_Natural Gas_Boiler_A_Achievable Economic RVT Potential | F11 | Industrial | Petroleum | Existing | Space Heating | Natural Gas | Boiler | A | Purchases (Cumulative) | Achievable Economic RVT Potential | 0 | 0 | 0.00035625 | 0.00087394 | 0.0014952 | 0.0021789 | 0.0029001 | 0.0036351 | 0.0043708 | 0.0051009 | 0.0058226 | 0.0065347 | 0.0072368 | 0.0079289 | 0.0086109 | 0.0092827 | 0.0099445 | 0.010596 | 0.011238 | 0.011869 | 0.012491 | 0.013103 | 0
F1_Industrial_Petroleum_Existing_Space Heating_Natural Gas_Unit Heater_A_Achievable Economic RVT Potential | F1 | Industrial | Petroleum | Existing | Space Heating | Natural Gas | Unit Heater | A | Integrated Unit Energy Savings (kWh or therms) | Achievable Economic RVT Potential | 0 | 0 | 0 | 0 | 0 | 0 | 0 | 0 | 0 | 0 | 0 | 0 | 0 | 0 | 0 | 0 | 0 | 0 | 0 | 0 | 0 | 0 | 0
F2_Industrial_Petroleum_Existing_Space Heating_Natural Gas_Unit Heater_A_Achievable Economic RVT Potential | F2 | Industrial | Petroleum | Existing | Space Heating | Natural Gas | Unit Heater | A | Integrated Unit Summer Peak Savings (kW) | Achievable Economic RVT Potential | 0 | 0 | 0 | 0 | 0 | 0 | 0 | 0 | 0 | 0 | 0 | 0 | 0 | 0 | 0 | 0 | 0 | 0 | 0 | 0 | 0 | 0 | 0
F3_Industrial_Petroleum_Existing_Space Heating_Natural Gas_Unit Heater_A_Achievable Economic RVT Potential | F3 | Industrial | Petroleum | Existing | Space Heating | Natural Gas | Unit Heater | A | Integrated Unit Winter Peak Savings (kW) | Achievable Economic RVT Potential | 0 | 0 | 0 | 0 | 0 | 0 | 0 | 0 | 0 | 0 | 0 | 0 | 0 | 0 | 0 | 0 | 0 | 0 | 0 | 0 | 0 | 0 | 0
F4_Industrial_Petroleum_Existing_Space Heating_Natural Gas_Unit Heater_A_Achievable Economic RVT Potential | F4 | Industrial | Petroleum | Existing | Space Heating | Natural Gas | Unit Heater | A | Incremental Energy Savings (MWh or mTherms) | Achievable Economic RVT Potential | 0 | 0 | 0 | 0 | 0 | 0 | 0 | 0 | 0 | 0 | 0 | 0 | 0 | 0 | 0 | 0 | 0 | 0 | 0 | 0 | 0 | 0 | 0
F5_Industrial_Petroleum_Existing_Space Heating_Natural Gas_Unit Heater_A_Achievable Economic RVT Potential | F5 | Industrial | Petroleum | Existing | Space Heating | Natural Gas | Unit Heater | A | Incremental Summer Peak Savings (MW) | Achievable Economic RVT Potential | 0 | 0 | 0 | 0 | 0 | 0 | 0 | 0 | 0 | 0 | 0 | 0 | 0 | 0 | 0 | 0 | 0 | 0 | 0 | 0 | 0 | 0 | 0
F6_Industrial_Petroleum_Existing_Space Heating_Natural Gas_Unit Heater_A_Achievable Economic RVT Potential | F6 | Industrial | Petroleum | Existing | Space Heating | Natural Gas | Unit Heater | A | Incremental Winter Peak Savings (MW) | Achievable Economic RVT Potential | 0 | 0 | 0 | 0 | 0 | 0 | 0 | 0 | 0 | 0 | 0 | 0 | 0 | 0 | 0 | 0 | 0 | 0 | 0 | 0 | 0 | 0 | 0
F7_Industrial_Petroleum_Existing_Space Heating_Natural Gas_Unit Heater_A_Achievable Economic RVT Potential | F7 | Industrial | Petroleum | Existing | Space Heating | Natural Gas | Unit Heater | A | Cumulative Energy Savings (MWh or mTherms) | Achievable Economic RVT Potential | 0 | 0 | 0 | 0 | 0 | 0 | 0 | 0 | 0 | 0 | 0 | 0 | 0 | 0 | 0 | 0 | 0 | 0 | 0 | 0 | 0 | 0 | 0
F8_Industrial_Petroleum_Existing_Space Heating_Natural Gas_Unit Heater_A_Achievable Economic RVT Potential | F8 | Industrial | Petroleum | Existing | Space Heating | Natural Gas | Unit Heater | A | Cumulative Summer Peak Savings (MW) | Achievable Economic RVT Potential | 0 | 0 | 0 | 0 | 0 | 0 | 0 | 0 | 0 | 0 | 0 | 0 | 0 | 0 | 0 | 0 | 0 | 0 | 0 | 0 | 0 | 0 | 0
F9_Industrial_Petroleum_Existing_Space Heating_Natural Gas_Unit Heater_A_Achievable Economic RVT Potential | F9 | Industrial | Petroleum | Existing | Space Heating | Natural Gas | Unit Heater | A | Cumulative Winter Peak Savings (MW) | Achievable Economic RVT Potential | 0 | 0 | 0 | 0 | 0 | 0 | 0 | 0 | 0 | 0 | 0 | 0 | 0 | 0 | 0 | 0 | 0 | 0 | 0 | 0 | 0 | 0 | 0
F10_Industrial_Petroleum_Existing_Space Heating_Natural Gas_Unit Heater_A_Achievable Economic RVT Potential | F10 | Industrial | Petroleum | Existing | Space Heating | Natural Gas | Unit Heater | A | Purchases (Incremental) | Achievable Economic RVT Potential | 0 | 0 | 0 | 0 | 0 | 0 | 0 | 0 | 0 | 0 | 0 | 0 | 0 | 0 | 0 | 0 | 0 | 0 | 0 | 0 | 0 | 0 | 0
F11_Industrial_Petroleum_Existing_Space Heating_Natural Gas_Unit Heater_A_Achievable Economic RVT Potential | F11 | Industrial | Petroleum | Existing | Space Heating | Natural Gas | Unit Heater | A | Purchases (Cumulative) | Achievable Economic RVT Potential | 0 | 0 | 0 | 0 | 0 | 0 | 0 | 0 | 0 | 0 | 0 | 0 | 0 | 0 | 0 | 0 | 0 | 0 | 0 | 0 | 0 | 0 | 0
F1_Industrial_Petroleum_New_Space Heating_Natural Gas_Furnace_A_Achievable Economic RVT Potential | F1 | Industrial | Petroleum | New | Space Heating | Natural Gas | Furnace | A | Integrated Unit Energy Savings (kWh or therms) | Achievable Economic RVT Potential | 0 | 1443.5073 | 1443.5073 | 1443.5073 | 1443.5073 | 1443.5073 | 1443.5073 | 1443.5073 | 1443.5073 | 1443.5073 | 1443.5073 | 1443.5073 | 1443.5073 | 1443.5073 | 1443.5073 | 1443.5073 | 1443.5073 | 1443.5073 | 1443.5073 | 1443.5073 | 1443.5073 | 1443.5073 | 0
F2_Industrial_Petroleum_New_Space Heating_Natural Gas_Furnace_A_Achievable Economic RVT Potential | F2 | Industrial | Petroleum | New | Space Heating | Natural Gas | Furnace | A | Integrated Unit Summer Peak Savings (kW) | Achievable Economic RVT Potential | 0 | 0 | 0 | 0 | 0 | 0 | 0 | 0 | 0 | 0 | 0 | 0 | 0 | 0 | 0 | 0 | 0 | 0 | 0 | 0 | 0 | 0 | 0
F3_Industrial_Petroleum_New_Space Heating_Natural Gas_Furnace_A_Achievable Economic RVT Potential | F3 | Industrial | Petroleum | New | Space Heating | Natural Gas | Furnace | A | Integrated Unit Winter Peak Savings (kW) | Achievable Economic RVT Potential | 0 | 0 | 0 | 0 | 0 | 0 | 0 | 0 | 0 | 0 | 0 | 0 | 0 | 0 | 0 | 0 | 0 | 0 | 0 | 0 | 0 | 0 | 0
F4_Industrial_Petroleum_New_Space Heating_Natural Gas_Furnace_A_Achievable Economic RVT Potential | F4 | Industrial | Petroleum | New | Space Heating | Natural Gas | Furnace | A | Incremental Energy Savings (MWh or mTherms) | Achievable Economic RVT Potential | 0 | 0 | 6.8575e-06 | 0.00043707 | 0.000654 | 0.00097737 | 0.00073577 | 0.0010079 | 0.0011166 | 0.0013653 | 0.001082 | 0.0013043 | 0.0013343 | 0.0015918 | 0.0011042 | 0.0013651 | 0.0013826 | 0.0016268 | 0.0010746 | 0.001525 | 0.0014783 | 0.0016131 | 0
F5_Industrial_Petroleum_New_Space Heating_Natural Gas_Furnace_A_Achievable Economic RVT Potential | F5 | Industrial | Petroleum | New | Space Heating | Natural Gas | Furnace | A | Incremental Summer Peak Savings (MW) | Achievable Economic RVT Potential | 0 | 0 | 0 | 0 | 0 | 0 | 0 | 0 | 0 | 0 | 0 | 0 | 0 | 0 | 0 | 0 | 0 | 0 | 0 | 0 | 0 | 0 | 0
F6_Industrial_Petroleum_New_Space Heating_Natural Gas_Furnace_A_Achievable Economic RVT Potential | F6 | Industrial | Petroleum | New | Space Heating | Natural Gas | Furnace | A | Incremental Winter Peak Savings (MW) | Achievable Economic RVT Potential | 0 | 0 | 0 | 0 | 0 | 0 | 0 | 0 | 0 | 0 | 0 | 0 | 0 | 0 | 0 | 0 | 0 | 0 | 0 | 0 | 0 | 0 | 0
F7_Industrial_Petroleum_New_Space Heating_Natural Gas_Furnace_A_Achievable Economic RVT Potential | F7 | Industrial | Petroleum | New | Space Heating | Natural Gas | Furnace | A | Cumulative Energy Savings (MWh or mTherms) | Achievable Economic RVT Potential | 0 | 0 | 6.8575e-06 | 0.00044393 | 0.0010979 | 0.0020753 | 0.0028111 | 0.0038189 | 0.0049355 | 0.0063008 | 0.0073828 | 0.0086872 | 0.010022 | 0.011613 | 0.012717 | 0.014083 | 0.015465 | 0.017092 | 0.018167 | 0.019692 | 0.02117 | 0.022783 | 0
F8_Industrial_Petroleum_New_Space Heating_Natural Gas_Furnace_A_Achievable Economic RVT Potential | F8 | Industrial | Petroleum | New | Space Heating | Natural Gas | Furnace | A | Cumulative Summer Peak Savings (MW) | Achievable Economic RVT Potential | 0 | 0 | 0 | 0 | 0 | 0 | 0 | 0 | 0 | 0 | 0 | 0 | 0 | 0 | 0 | 0 | 0 | 0 | 0 | 0 | 0 | 0 | 0
F9_Industrial_Petroleum_New_Space Heating_Natural Gas_Furnace_A_Achievable Economic RVT Potential | F9 | Industrial | Petroleum | New | Space Heating | Natural Gas | Furnace | A | Cumulative Winter Peak Savings (MW) | Achievable Economic RVT Potential | 0 | 0 | 0 | 0 | 0 | 0 | 0 | 0 | 0 | 0 | 0 | 0 | 0 | 0 | 0 | 0 | 0 | 0 | 0 | 0 | 0 | 0 | 0
F10_Industrial_Petroleum_New_Space Heating_Natural Gas_Furnace_A_Achievable Economic RVT Potential | F10 | Industrial | Petroleum | New | Space Heating | Natural Gas | Furnace | A | Purchases (Incremental) | Achievable Economic RVT Potential | 0 | 0 | 4.7506e-06 | 0.00030278 | 0.00045306 | 0.00067708 | 0.00050971 | 0.00069821 | 0.00077354 | 0.00094582 | 0.00074955 | 0.00090359 | 0.00092437 | 0.0011027 | 0.00076492 | 0.0009457 | 0.00095782 | 0.001127 | 0.00074446 | 0.0010565 | 0.0010241 | 0.0011175 | 0
F11_Industrial_Petroleum_New_Space Heating_Natural Gas_Furnace_A_Achievable Economic RVT Potential | F11 | Industrial | Petroleum | New | Space Heating | Natural Gas | Furnace | A | Purchases (Cumulative) | Achievable Economic RVT Potential | 0 | 0 | 4.7506e-06 | 0.00030754 | 0.0007606 | 0.0014377 | 0.0019474 | 0.0026456 | 0.0034191 | 0.004365 | 0.0051145 | 0.0060181 | 0.0069425 | 0.0080452 | 0.0088101 | 0.0097558 | 0.010714 | 0.011841 | 0.012585 | 0.013642 | 0.014666 | 0.015783 | 0
F1_Industrial_Petroleum_New_Space Heating_Natural Gas_Boiler_A_Achievable Economic RVT Potential | F1 | Industrial | Petroleum | New | Space Heating | Natural Gas | Boiler | A | Integrated Unit Energy Savings (kWh or therms) | Achievable Economic RVT Potential | 0 | 6223.5803 | 6223.5803 | 6223.5803 | 6223.5803 | 6223.5803 | 6223.5803 | 6223.5803 | 6223.5803 | 6223.5803 | 6223.5803 | 6223.5803 | 6223.5803 | 6223.5803 | 6223.5803 | 6223.5803 | 6223.5803 | 6223.5803 | 6223.5803 | 6223.5803 | 6223.5803 | 6223.5803 | 0
F2_Industrial_Petroleum_New_Space Heating_Natural Gas_Boiler_A_Achievable Economic RVT Potential | F2 | Industrial | Petroleum | New | Space Heating | Natural Gas | Boiler | A | Integrated Unit Summer Peak Savings (kW) | Achievable Economic RVT Potential | 0 | 0 | 0 | 0 | 0 | 0 | 0 | 0 | 0 | 0 | 0 | 0 | 0 | 0 | 0 | 0 | 0 | 0 | 0 | 0 | 0 | 0 | 0
F3_Industrial_Petroleum_New_Space Heating_Natural Gas_Boiler_A_Achievable Economic RVT Potential | F3 | Industrial | Petroleum | New | Space Heating | Natural Gas | Boiler | A | Integrated Unit Winter Peak Savings (kW) | Achievable Economic RVT Potential | 0 | 0 | 0 | 0 | 0 | 0 | 0 | 0 | 0 | 0 | 0 | 0 | 0 | 0 | 0 | 0 | 0 | 0 | 0 | 0 | 0 | 0 | 0
F4_Industrial_Petroleum_New_Space Heating_Natural Gas_Boiler_A_Achievable Economic RVT Potential | F4 | Industrial | Petroleum | New | Space Heating | Natural Gas | Boiler | A | Incremental Energy Savings (MWh or mTherms) | Achievable Economic RVT Potential | 0 | 0 | 9.3785e-05 | 0.0043835 | 0.0053003 | 0.0066091 | 0.0042466 | 0.0050843 | 0.005088 | 0.0057537 | 0.0042936 | 0.0049394 | 0.0048739 | 0.0056539 | 0.0038373 | 0.0046637 | 0.0046602 | 0.0054251 | 0.0035834 | 0.0044156 | 0.0042954 | 0.0042827 | 0
F5_Industrial_Petroleum_New_Space Heating_Natural Gas_Boiler_A_Achievable Economic RVT Potential | F5 | Industrial | Petroleum | New | Space Heating | Natural Gas | Boiler | A | Incremental Summer Peak Savings (MW) | Achievable Economic RVT Potential | 0 | 0 | 0 | 0 | 0 | 0 | 0 | 0 | 0 | 0 | 0 | 0 | 0 | 0 | 0 | 0 | 0 | 0 | 0 | 0 | 0 | 0 | 0
F6_Industrial_Petroleum_New_Space Heating_Natural Gas_Boiler_A_Achievable Economic RVT Potential | F6 | Industrial | Petroleum | New | Space Heating | Natural Gas | Boiler | A | Incremental Winter Peak Savings (MW) | Achievable Economic RVT Potential | 0 | 0 | 0 | 0 | 0 | 0 | 0 | 0 | 0 | 0 | 0 | 0 | 0 | 0 | 0 | 0 | 0 | 0 | 0 | 0 | 0 | 0 | 0
F7_Industrial_Petroleum_New_Space Heating_Natural Gas_Boiler_A_Achievable Economic RVT Potential | F7 | Industrial | Petroleum | New | Space Heating | Natural Gas | Boiler | A | Cumulative Energy Savings (MWh or mTherms) | Achievable Economic RVT Potential | 0 | 0 | 9.3785e-05 | 0.0044773 | 0.0097776 | 0.016387 | 0.020633 | 0.025718 | 0.030806 | 0.036559 | 0.040853 | 0.045792 | 0.050666 | 0.05632 | 0.060158 | 0.064821 | 0.069481 | 0.074907 | 0.07849 | 0.082906 | 0.087201 | 0.091484 | 0
F8_Industrial_Petroleum_New_Space Heating_Natural Gas_Boiler_A_Achievable Economic RVT Potential | F8 | Industrial | Petroleum | New | Space Heating | Natural Gas | Boiler | A | Cumulative Summer Peak Savings (MW) | Achievable Economic RVT Potential | 0 | 0 | 0 | 0 | 0 | 0 | 0 | 0 | 0 | 0 | 0 | 0 | 0 | 0 | 0 | 0 | 0 | 0 | 0 | 0 | 0 | 0 | 0
F9_Industrial_Petroleum_New_Space Heating_Natural Gas_Boiler_A_Achievable Economic RVT Potential | F9 | Industrial | Petroleum | New | Space Heating | Natural Gas | Boiler | A | Cumulative Winter Peak Savings (MW) | Achievable Economic RVT Potential | 0 | 0 | 0 | 0 | 0 | 0 | 0 | 0 | 0 | 0 | 0 | 0 | 0 | 0 | 0 | 0 | 0 | 0 | 0 | 0 | 0 | 0 | 0
F10_Industrial_Petroleum_New_Space Heating_Natural Gas_Boiler_A_Achievable Economic RVT Potential | F10 | Industrial | Petroleum | New | Space Heating | Natural Gas | Boiler | A | Purchases (Incremental) | Achievable Economic RVT Potential | 0 | 0 | 1.5069e-05 | 0.00070434 | 0.00085165 | 0.001062 | 0.00068234 | 0.00081694 | 0.00081754 | 0.00092451 | 0.0006899 | 0.00079367 | 0.00078314 | 0.00090846 | 0.00061658 | 0.00074937 | 0.0007488 | 0.0008717 | 0.00057578 | 0.0007095 | 0.00069018 | 0.00068814 | 0
F11_Industrial_Petroleum_New_Space Heating_Natural Gas_Boiler_A_Achievable Economic RVT Potential | F11 | Industrial | Petroleum | New | Space Heating | Natural Gas | Boiler | A | Purchases (Cumulative) | Achievable Economic RVT Potential | 0 | 0 | 1.5069e-05 | 0.00071941 | 0.0015711 | 0.002633 | 0.0033153 | 0.0041323 | 0.0049498 | 0.0058743 | 0.0065642 | 0.0073579 | 0.008141 | 0.0090495 | 0.0096661 | 0.010415 | 0.011164 | 0.012036 | 0.012612 | 0.013321 | 0.014011 | 0.0147 | 0
F1_Industrial_Petroleum_New_Space Heating_Natural Gas_Unit Heater_A_Achievable Economic RVT Potential | F1 | Industrial | Petroleum | New | Space Heating | Natural Gas | Unit Heater | A | Integrated Unit Energy Savings (kWh or therms) | Achievable Economic RVT Potential | 0 | 0 | 0 | 0 | 0 | 0 | 0 | 0 | 0 | 0 | 0 | 0 | 0 | 0 | 0 | 0 | 0 | 0 | 0 | 0 | 0 | 0 | 0
F2_Industrial_Petroleum_New_Space Heating_Natural Gas_Unit Heater_A_Achievable Economic RVT Potential | F2 | Industrial | Petroleum | New | Space Heating | Natural Gas | Unit Heater | A | Integrated Unit Summer Peak Savings (kW) | Achievable Economic RVT Potential | 0 | 0 | 0 | 0 | 0 | 0 | 0 | 0 | 0 | 0 | 0 | 0 | 0 | 0 | 0 | 0 | 0 | 0 | 0 | 0 | 0 | 0 | 0
F3_Industrial_Petroleum_New_Space Heating_Natural Gas_Unit Heater_A_Achievable Economic RVT Potential | F3 | Industrial | Petroleum | New | Space Heating | Natural Gas | Unit Heater | A | Integrated Unit Winter Peak Savings (kW) | Achievable Economic RVT Potential | 0 | 0 | 0 | 0 | 0 | 0 | 0 | 0 | 0 | 0 | 0 | 0 | 0 | 0 | 0 | 0 | 0 | 0 | 0 | 0 | 0 | 0 | 0
F4_Industrial_Petroleum_New_Space Heating_Natural Gas_Unit Heater_A_Achievable Economic RVT Potential | F4 | Industrial | Petroleum | New | Space Heating | Natural Gas | Unit Heater | A | Incremental Energy Savings (MWh or mTherms) | Achievable Economic RVT Potential | 0 | 0 | 0 | 0 | 0 | 0 | 0 | 0 | 0 | 0 | 0 | 0 | 0 | 0 | 0 | 0 | 0 | 0 | 0 | 0 | 0 | 0 | 0
F5_Industrial_Petroleum_New_Space Heating_Natural Gas_Unit Heater_A_Achievable Economic RVT Potential | F5 | Industrial | Petroleum | New | Space Heating | Natural Gas | Unit Heater | A | Incremental Summer Peak Savings (MW) | Achievable Economic RVT Potential | 0 | 0 | 0 | 0 | 0 | 0 | 0 | 0 | 0 | 0 | 0 | 0 | 0 | 0 | 0 | 0 | 0 | 0 | 0 | 0 | 0 | 0 | 0
F6_Industrial_Petroleum_New_Space Heating_Natural Gas_Unit Heater_A_Achievable Economic RVT Potential | F6 | Industrial | Petroleum | New | Space Heating | Natural Gas | Unit Heater | A | Incremental Winter Peak Savings (MW) | Achievable Economic RVT Potential | 0 | 0 | 0 | 0 | 0 | 0 | 0 | 0 | 0 | 0 | 0 | 0 | 0 | 0 | 0 | 0 | 0 | 0 | 0 | 0 | 0 | 0 | 0
F7_Industrial_Petroleum_New_Space Heating_Natural Gas_Unit Heater_A_Achievable Economic RVT Potential | F7 | Industrial | Petroleum | New | Space Heating | Natural Gas | Unit Heater | A | Cumulative Energy Savings (MWh or mTherms) | Achievable Economic RVT Potential | 0 | 0 | 0 | 0 | 0 | 0 | 0 | 0 | 0 | 0 | 0 | 0 | 0 | 0 | 0 | 0 | 0 | 0 | 0 | 0 | 0 | 0 | 0
F8_Industrial_Petroleum_New_Space Heating_Natural Gas_Unit Heater_A_Achievable Economic RVT Potential | F8 | Industrial | Petroleum | New | Space Heating | Natural Gas | Unit Heater | A | Cumulative Summer Peak Savings (MW) | Achievable Economic RVT Potential | 0 | 0 | 0 | 0 | 0 | 0 | 0 | 0 | 0 | 0 | 0 | 0 | 0 | 0 | 0 | 0 | 0 | 0 | 0 | 0 | 0 | 0 | 0
F9_Industrial_Petroleum_New_Space Heating_Natural Gas_Unit Heater_A_Achievable Economic RVT Potential | F9 | Industrial | Petroleum | New | Space Heating | Natural Gas | Unit Heater | A | Cumulative Winter Peak Savings (MW) | Achievable Economic RVT Potential | 0 | 0 | 0 | 0 | 0 | 0 | 0 | 0 | 0 | 0 | 0 | 0 | 0 | 0 | 0 | 0 | 0 | 0 | 0 | 0 | 0 | 0 | 0
F10_Industrial_Petroleum_New_Space Heating_Natural Gas_Unit Heater_A_Achievable Economic RVT Potential | F10 | Industrial | Petroleum | New | Space Heating | Natural Gas | Unit Heater | A | Purchases (Incremental) | Achievable Economic RVT Potential | 0 | 0 | 0 | 0 | 0 | 0 | 0 | 0 | 0 | 0 | 0 | 0 | 0 | 0 | 0 | 0 | 0 | 0 | 0 | 0 | 0 | 0 | 0
F11_Industrial_Petroleum_New_Space Heating_Natural Gas_Unit Heater_A_Achievable Economic RVT Potential | F11 | Industrial | Petroleum | New | Space Heating | Natural Gas | Unit Heater | A | Purchases (Cumulative) | Achievable Economic RVT Potential | 0 | 0 | 0 | 0 | 0 | 0 | 0 | 0 | 0 | 0 | 0 | 0 | 0 | 0 | 0 | 0 | 0 | 0 | 0 | 0 | 0 | 0 | 0
F1_Industrial_Paper and Printing_Existing_Space Heating_Natural Gas_Furnace_A_Achievable Economic RVT Potential | F1 | Industrial | Paper and Printing | Existing | Space Heating | Natural Gas | Furnace | A | Integrated Unit Energy Savings (kWh or therms) | Achievable Economic RVT Potential | 0 | 1443.5459 | 1443.5459 | 1443.5459 | 1443.5459 | 1443.5459 | 1443.5459 | 1443.5459 | 1443.5459 | 1443.5459 | 1443.5459 | 1443.5459 | 1443.5459 | 1443.5459 | 1443.5459 | 1443.5459 | 1443.5459 | 1443.5459 | 1443.5459 | 1443.5459 | 1443.5459 | 1443.5459 | 0
F2_Industrial_Paper and Printing_Existing_Space Heating_Natural Gas_Furnace_A_Achievable Economic RVT Potential | F2 | Industrial | Paper and Printing | Existing | Space Heating | Natural Gas | Furnace | A | Integrated Unit Summer Peak Savings (kW) | Achievable Economic RVT Potential | 0 | 0 | 0 | 0 | 0 | 0 | 0 | 0 | 0 | 0 | 0 | 0 | 0 | 0 | 0 | 0 | 0 | 0 | 0 | 0 | 0 | 0 | 0
F3_Industrial_Paper and Printing_Existing_Space Heating_Natural Gas_Furnace_A_Achievable Economic RVT Potential | F3 | Industrial | Paper and Printing | Existing | Space Heating | Natural Gas | Furnace | A | Integrated Unit Winter Peak Savings (kW) | Achievable Economic RVT Potential | 0 | 0 | 0 | 0 | 0 | 0 | 0 | 0 | 0 | 0 | 0 | 0 | 0 | 0 | 0 | 0 | 0 | 0 | 0 | 0 | 0 | 0 | 0
F4_Industrial_Paper and Printing_Existing_Space Heating_Natural Gas_Furnace_A_Achievable Economic RVT Potential | F4 | Industrial | Paper and Printing | Existing | Space Heating | Natural Gas | Furnace | A | Incremental Energy Savings (MWh or mTherms) | Achievable Economic RVT Potential | 0 | 0 | 0.00090884 | 0.0018907 | 0.0029319 | 0.0040204 | 0.0051453 | 0.0061921 | 0.0070618 | 0.007779 | 0.0083658 | 0.0088417 | 0.0084787 | 0.0080647 | 0.007624 | 0.0071736 | 0.0067253 | 0.0062872 | 0.0058158 | 0.0058241 | 0.0058451 | 0.0058756 | 0
F5_Industrial_Paper and Printing_Existing_Space Heating_Natural Gas_Furnace_A_Achievable Economic RVT Potential | F5 | Industrial | Paper and Printing | Existing | Space Heating | Natural Gas | Furnace | A | Incremental Summer Peak Savings (MW) | Achievable Economic RVT Potential | 0 | 0 | 0 | 0 | 0 | 0 | 0 | 0 | 0 | 0 | 0 | 0 | 0 | 0 | 0 | 0 | 0 | 0 | 0 | 0 | 0 | 0 | 0
F6_Industrial_Paper and Printing_Existing_Space Heating_Natural Gas_Furnace_A_Achievable Economic RVT Potential | F6 | Industrial | Paper and Printing | Existing | Space Heating | Natural Gas | Furnace | A | Incremental Winter Peak Savings (MW) | Achievable Economic RVT Potential | 0 | 0 | 0 | 0 | 0 | 0 | 0 | 0 | 0 | 0 | 0 | 0 | 0 | 0 | 0 | 0 | 0 | 0 | 0 | 0 | 0 | 0 | 0
F7_Industrial_Paper and Printing_Existing_Space Heating_Natural Gas_Furnace_A_Achievable Economic RVT Potential | F7 | Industrial | Paper and Printing | Existing | Space Heating | Natural Gas | Furnace | A | Cumulative Energy Savings (MWh or mTherms) | Achievable Economic RVT Potential | 0 | 0 | 0.00090884 | 0.0027995 | 0.0057315 | 0.0097518 | 0.014897 | 0.021089 | 0.028151 | 0.03593 | 0.044296 | 0.053137 | 0.061616 | 0.069681 | 0.077305 | 0.084478 | 0.091204 | 0.097491 | 0.10331 | 0.10913 | 0.11498 | 0.12085 | 0
F8_Industrial_Paper and Printing_Existing_Space Heating_Natural Gas_Furnace_A_Achievable Economic RVT Potential | F8 | Industrial | Paper and Printing | Existing | Space Heating | Natural Gas | Furnace | A | Cumulative Summer Peak Savings (MW) | Achievable Economic RVT Potential | 0 | 0 | 0 | 0 | 0 | 0 | 0 | 0 | 0 | 0 | 0 | 0 | 0 | 0 | 0 | 0 | 0 | 0 | 0 | 0 | 0 | 0 | 0
F9_Industrial_Paper and Printing_Existing_Space Heating_Natural Gas_Furnace_A_Achievable Economic RVT Potential | F9 | Industrial | Paper and Printing | Existing | Space Heating | Natural Gas | Furnace | A | Cumulative Winter Peak Savings (MW) | Achievable Economic RVT Potential | 0 | 0 | 0 | 0 | 0 | 0 | 0 | 0 | 0 | 0 | 0 | 0 | 0 | 0 | 0 | 0 | 0 | 0 | 0 | 0 | 0 | 0 | 0
F10_Industrial_Paper and Printing_Existing_Space Heating_Natural Gas_Furnace_A_Achievable Economic RVT Potential | F10 | Industrial | Paper and Printing | Existing | Space Heating | Natural Gas | Furnace | A | Purchases (Incremental) | Achievable Economic RVT Potential | 0 | 0 | 0.00062959 | 0.0013098 | 0.0020311 | 0.0027851 | 0.0035643 | 0.0042895 | 0.004892 | 0.0053888 | 0.0057953 | 0.006125 | 0.0058735 | 0.0055867 | 0.0052814 | 0.0049694 | 0.0046589 | 0.0043554 | 0.0040288 | 0.0040346 | 0.0040491 | 0.0040702 | 0
F11_Industrial_Paper and Printing_Existing_Space Heating_Natural Gas_Furnace_A_Achievable Economic RVT Potential | F11 | Industrial | Paper and Printing | Existing | Space Heating | Natural Gas | Furnace | A | Purchases (Cumulative) | Achievable Economic RVT Potential | 0 | 0 | 0.00062959 | 0.0019393 | 0.0039704 | 0.0067555 | 0.01032 | 0.014609 | 0.019501 | 0.02489 | 0.030685 | 0.03681 | 0.042684 | 0.048271 | 0.053552 | 0.058521 | 0.06318 | 0.067536 | 0.071565 | 0.075599 | 0.079648 | 0.083718 | 0
F1_Industrial_Paper and Printing_Existing_Space Heating_Natural Gas_Boiler_A_Achievable Economic RVT Potential | F1 | Industrial | Paper and Printing | Existing | Space Heating | Natural Gas | Boiler | A | Integrated Unit Energy Savings (kWh or therms) | Achievable Economic RVT Potential | 0 | 6227.3193 | 6227.3193 | 6227.3193 | 6227.3193 | 6227.3193 | 6227.3193 | 6227.3193 | 6227.3193 | 6227.3193 | 6227.3193 | 6227.3193 | 6227.3193 | 6227.3193 | 6227.3193 | 6227.3193 | 6227.3193 | 6227.3193 | 6227.3193 | 6227.3193 | 6227.3193 | 6227.3193 | 0
F2_Industrial_Paper and Printing_Existing_Space Heating_Natural Gas_Boiler_A_Achievable Economic RVT Potential | F2 | Industrial | Paper and Printing | Existing | Space Heating | Natural Gas | Boiler | A | Integrated Unit Summer Peak Savings (kW) | Achievable Economic RVT Potential | 0 | 0 | 0 | 0 | 0 | 0 | 0 | 0 | 0 | 0 | 0 | 0 | 0 | 0 | 0 | 0 | 0 | 0 | 0 | 0 | 0 | 0 | 0
F3_Industrial_Paper and Printing_Existing_Space Heating_Natural Gas_Boiler_A_Achievable Economic RVT Potential | F3 | Industrial | Paper and Printing | Existing | Space Heating | Natural Gas | Boiler | A | Integrated Unit Winter Peak Savings (kW) | Achievable Economic RVT Potential | 0 | 0 | 0 | 0 | 0 | 0 | 0 | 0 | 0 | 0 | 0 | 0 | 0 | 0 | 0 | 0 | 0 | 0 | 0 | 0 | 0 | 0 | 0
F4_Industrial_Paper and Printing_Existing_Space Heating_Natural Gas_Boiler_A_Achievable Economic RVT Potential | F4 | Industrial | Paper and Printing | Existing | Space Heating | Natural Gas | Boiler | A | Incremental Energy Savings (MWh or mTherms) | Achievable Economic RVT Potential | 0 | 0 | 0.013643 | 0.019826 | 0.023792 | 0.026186 | 0.027621 | 0.028148 | 0.028174 | 0.02796 | 0.027642 | 0.027271 | 0.026889 | 0.026505 | 0.026118 | 0.025731 | 0.025344 | 0.024957 | 0.024572 | 0.024189 | 0.023807 | 0.023429 | 0
F5_Industrial_Paper and Printing_Existing_Space Heating_Natural Gas_Boiler_A_Achievable Economic RVT Potential | F5 | Industrial | Paper and Printing | Existing | Space Heating | Natural Gas | Boiler | A | Incremental Summer Peak Savings (MW) | Achievable Economic RVT Potential | 0 | 0 | 0 | 0 | 0 | 0 | 0 | 0 | 0 | 0 | 0 | 0 | 0 | 0 | 0 | 0 | 0 | 0 | 0 | 0 | 0 | 0 | 0
F6_Industrial_Paper and Printing_Existing_Space Heating_Natural Gas_Boiler_A_Achievable Economic RVT Potential | F6 | Industrial | Paper and Printing | Existing | Space Heating | Natural Gas | Boiler | A | Incremental Winter Peak Savings (MW) | Achievable Economic RVT Potential | 0 | 0 | 0 | 0 | 0 | 0 | 0 | 0 | 0 | 0 | 0 | 0 | 0 | 0 | 0 | 0 | 0 | 0 | 0 | 0 | 0 | 0 | 0
F7_Industrial_Paper and Printing_Existing_Space Heating_Natural Gas_Boiler_A_Achievable Economic RVT Potential | F7 | Industrial | Paper and Printing | Existing | Space Heating | Natural Gas | Boiler | A | Cumulative Energy Savings (MWh or mTherms) | Achievable Economic RVT Potential | 0 | 0 | 0.013643 | 0.03347 | 0.057262 | 0.083447 | 0.11107 | 0.13922 | 0.16739 | 0.19535 | 0.22299 | 0.25026 | 0.27715 | 0.30366 | 0.32978 | 0.35551 | 0.38085 | 0.40581 | 0.43038 | 0.45457 | 0.47838 | 0.5018 | 0
F8_Industrial_Paper and Printing_Existing_Space Heating_Natural Gas_Boiler_A_Achievable Economic RVT Potential | F8 | Industrial | Paper and Printing | Existing | Space Heating | Natural Gas | Boiler | A | Cumulative Summer Peak Savings (MW) | Achievable Economic RVT Potential | 0 | 0 | 0 | 0 | 0 | 0 | 0 | 0 | 0 | 0 | 0 | 0 | 0 | 0 | 0 | 0 | 0 | 0 | 0 | 0 | 0 | 0 | 0
F9_Industrial_Paper and Printing_Existing_Space Heating_Natural Gas_Boiler_A_Achievable Economic RVT Potential | F9 | Industrial | Paper and Printing | Existing | Space Heating | Natural Gas | Boiler | A | Cumulative Winter Peak Savings (MW) | Achievable Economic RVT Potential | 0 | 0 | 0 | 0 | 0 | 0 | 0 | 0 | 0 | 0 | 0 | 0 | 0 | 0 | 0 | 0 | 0 | 0 | 0 | 0 | 0 | 0 | 0
F10_Industrial_Paper and Printing_Existing_Space Heating_Natural Gas_Boiler_A_Achievable Economic RVT Potential | F10 | Industrial | Paper and Printing | Existing | Space Heating | Natural Gas | Boiler | A | Purchases (Incremental) | Achievable Economic RVT Potential | 0 | 0 | 0.0021909 | 0.0031838 | 0.0038206 | 0.004205 | 0.0044355 | 0.0045201 | 0.0045243 | 0.0044899 | 0.0044388 | 0.0043792 | 0.0043179 | 0.0042562 | 0.0041941 | 0.004132 | 0.0040698 | 0.0040077 | 0.0039458 | 0.0038843 | 0.0038231 | 0.0037623 | 0
F11_Industrial_Paper and Printing_Existing_Space Heating_Natural Gas_Boiler_A_Achievable Economic RVT Potential | F11 | Industrial | Paper and Printing | Existing | Space Heating | Natural Gas | Boiler | A | Purchases (Cumulative) | Achievable Economic RVT Potential | 0 | 0 | 0.0021909 | 0.0053747 | 0.0091953 | 0.0134 | 0.017836 | 0.022356 | 0.02688 | 0.03137 | 0.035809 | 0.040188 | 0.044506 | 0.048762 | 0.052956 | 0.057088 | 0.061158 | 0.065166 | 0.069112 | 0.072996 | 0.076819 | 0.080581 | 0
F1_Industrial_Paper and Printing_Existing_Space Heating_Natural Gas_Unit Heater_A_Achievable Economic RVT Potential | F1 | Industrial | Paper and Printing | Existing | Space Heating | Natural Gas | Unit Heater | A | Integrated Unit Energy Savings (kWh or therms) | Achievable Economic RVT Potential | 0 | 43660.7244 | 43660.7244 | 43660.7244 | 43660.7244 | 43660.7244 | 43660.7244 | 43660.7244 | 43660.7244 | 43660.7244 | 43660.7244 | 43660.7244 | 43660.7244 | 43660.7244 | 43660.7244 | 43660.7244 | 43660.7244 | 43660.7244 | 43660.7244 | 43660.7244 | 43660.7244 | 43660.7244 | 0
F2_Industrial_Paper and Printing_Existing_Space Heating_Natural Gas_Unit Heater_A_Achievable Economic RVT Potential | F2 | Industrial | Paper and Printing | Existing | Space Heating | Natural Gas | Unit Heater | A | Integrated Unit Summer Peak Savings (kW) | Achievable Economic RVT Potential | 0 | 0 | 0 | 0 | 0 | 0 | 0 | 0 | 0 | 0 | 0 | 0 | 0 | 0 | 0 | 0 | 0 | 0 | 0 | 0 | 0 | 0 | 0
F3_Industrial_Paper and Printing_Existing_Space Heating_Natural Gas_Unit Heater_A_Achievable Economic RVT Potential | F3 | Industrial | Paper and Printing | Existing | Space Heating | Natural Gas | Unit Heater | A | Integrated Unit Winter Peak Savings (kW) | Achievable Economic RVT Potential | 0 | 0 | 0 | 0 | 0 | 0 | 0 | 0 | 0 | 0 | 0 | 0 | 0 | 0 | 0 | 0 | 0 | 0 | 0 | 0 | 0 | 0 | 0
F4_Industrial_Paper and Printing_Existing_Space Heating_Natural Gas_Unit Heater_A_Achievable Economic RVT Potential | F4 | Industrial | Paper and Printing | Existing | Space Heating | Natural Gas | Unit Heater | A | Incremental Energy Savings (MWh or mTherms) | Achievable Economic RVT Potential | 0 | 0 | 0.0012099 | 0.0046143 | 0.011004 | 0.021004 | 0.035095 | 0.052744 | 0.072717 | 0.094468 | 0.11474 | 0.13314 | 0.15007 | 0.16597 | 0.18122 | 0.19609 | 0.21082 | 0.20004 | 0.1911 | 0.18572 | 0.18342 | 0.18324 | 0
F5_Industrial_Paper and Printing_Existing_Space Heating_Natural Gas_Unit Heater_A_Achievable Economic RVT Potential | F5 | Industrial | Paper and Printing | Existing | Space Heating | Natural Gas | Unit Heater | A | Incremental Summer Peak Savings (MW) | Achievable Economic RVT Potential | 0 | 0 | 0 | 0 | 0 | 0 | 0 | 0 | 0 | 0 | 0 | 0 | 0 | 0 | 0 | 0 | 0 | 0 | 0 | 0 | 0 | 0 | 0
F6_Industrial_Paper and Printing_Existing_Space Heating_Natural Gas_Unit Heater_A_Achievable Economic RVT Potential | F6 | Industrial | Paper and Printing | Existing | Space Heating | Natural Gas | Unit Heater | A | Incremental Winter Peak Savings (MW) | Achievable Economic RVT Potential | 0 | 0 | 0 | 0 | 0 | 0 | 0 | 0 | 0 | 0 | 0 | 0 | 0 | 0 | 0 | 0 | 0 | 0 | 0 | 0 | 0 | 0 | 0
F7_Industrial_Paper and Printing_Existing_Space Heating_Natural Gas_Unit Heater_A_Achievable Economic RVT Potential | F7 | Industrial | Paper and Printing | Existing | Space Heating | Natural Gas | Unit Heater | A | Cumulative Energy Savings (MWh or mTherms) | Achievable Economic RVT Potential | 0 | 0 | 0.0012099 | 0.0058242 | 0.016828 | 0.037832 | 0.072927 | 0.12567 | 0.19839 | 0.29286 | 0.4076 | 0.54073 | 0.6908 | 0.85678 | 1.0368 | 1.2283 | 1.4281 | 1.6071 | 1.7631 | 1.8961 | 2.0068 | 2.0956 | 0
F8_Industrial_Paper and Printing_Existing_Space Heating_Natural Gas_Unit Heater_A_Achievable Economic RVT Potential | F8 | Industrial | Paper and Printing | Existing | Space Heating | Natural Gas | Unit Heater | A | Cumulative Summer Peak Savings (MW) | Achievable Economic RVT Potential | 0 | 0 | 0 | 0 | 0 | 0 | 0 | 0 | 0 | 0 | 0 | 0 | 0 | 0 | 0 | 0 | 0 | 0 | 0 | 0 | 0 | 0 | 0
F9_Industrial_Paper and Printing_Existing_Space Heating_Natural Gas_Unit Heater_A_Achievable Economic RVT Potential | F9 | Industrial | Paper and Printing | Existing | Space Heating | Natural Gas | Unit Heater | A | Cumulative Winter Peak Savings (MW) | Achievable Economic RVT Potential | 0 | 0 | 0 | 0 | 0 | 0 | 0 | 0 | 0 | 0 | 0 | 0 | 0 | 0 | 0 | 0 | 0 | 0 | 0 | 0 | 0 | 0 | 0
F10_Industrial_Paper and Printing_Existing_Space Heating_Natural Gas_Unit Heater_A_Achievable Economic RVT Potential | F10 | Industrial | Paper and Printing | Existing | Space Heating | Natural Gas | Unit Heater | A | Purchases (Incremental) | Achievable Economic RVT Potential | 0 | 0 | 2.7712e-05 | 0.00010569 | 0.00025203 | 0.00048106 | 0.00080381 | 0.0012081 | 0.0016655 | 0.0021637 | 0.002628 | 0.0030493 | 0.0034372 | 0.0038015 | 0.0041506 | 0.0044913 | 0.0048287 | 0.0045817 | 0.004377 | 0.0042536 | 0.0042009 | 0.0041969 | 0
F11_Industrial_Paper and Printing_Existing_Space Heating_Natural Gas_Unit Heater_A_Achievable Economic RVT Potential | F11 | Industrial | Paper and Printing | Existing | Space Heating | Natural Gas | Unit Heater | A | Purchases (Cumulative) | Achievable Economic RVT Potential | 0 | 0 | 2.7712e-05 | 0.0001334 | 0.00038543 | 0.00086649 | 0.0016703 | 0.0028784 | 0.0045439 | 0.0067075 | 0.0093356 | 0.012385 | 0.015822 | 0.019624 | 0.023746 | 0.028132 | 0.032709 | 0.036809 | 0.040382 | 0.043428 | 0.045963 | 0.047997 | 0
F1_Industrial_Paper and Printing_New_Space Heating_Natural Gas_Furnace_A_Achievable Economic RVT Potential | F1 | Industrial | Paper and Printing | New | Space Heating | Natural Gas | Furnace | A | Integrated Unit Energy Savings (kWh or therms) | Achievable Economic RVT Potential | 0 | 1443.5073 | 1443.5073 | 1443.5073 | 1443.5073 | 1443.5073 | 1443.5073 | 1443.5073 | 1443.5073 | 1443.5073 | 1443.5073 | 1443.5073 | 1443.5073 | 1443.5073 | 1443.5073 | 1443.5073 | 1443.5073 | 1443.5073 | 1443.5073 | 1443.5073 | 1443.5073 | 1443.5073 | 0
F2_Industrial_Paper and Printing_New_Space Heating_Natural Gas_Furnace_A_Achievable Economic RVT Potential | F2 | Industrial | Paper and Printing | New | Space Heating | Natural Gas | Furnace | A | Integrated Unit Summer Peak Savings (kW) | Achievable Economic RVT Potential | 0 | 0 | 0 | 0 | 0 | 0 | 0 | 0 | 0 | 0 | 0 | 0 | 0 | 0 | 0 | 0 | 0 | 0 | 0 | 0 | 0 | 0 | 0
F3_Industrial_Paper and Printing_New_Space Heating_Natural Gas_Furnace_A_Achievable Economic RVT Potential | F3 | Industrial | Paper and Printing | New | Space Heating | Natural Gas | Furnace | A | Integrated Unit Winter Peak Savings (kW) | Achievable Economic RVT Potential | 0 | 0 | 0 | 0 | 0 | 0 | 0 | 0 | 0 | 0 | 0 | 0 | 0 | 0 | 0 | 0 | 0 | 0 | 0 | 0 | 0 | 0 | 0
F4_Industrial_Paper and Printing_New_Space Heating_Natural Gas_Furnace_A_Achievable Economic RVT Potential | F4 | Industrial | Paper and Printing | New | Space Heating | Natural Gas | Furnace | A | Incremental Energy Savings (MWh or mTherms) | Achievable Economic RVT Potential | 0 | 0 | 4.2173e-05 | 0.002688 | 0.004022 | 0.0060108 | 0.0045249 | 0.0061983 | 0.0068671 | 0.0083965 | 0.0066541 | 0.0080216 | 0.0082061 | 0.0097892 | 0.0067905 | 0.0083955 | 0.008503 | 0.010005 | 0.0066089 | 0.0093789 | 0.0090917 | 0.0099207 | 0
F5_Industrial_Paper and Printing_New_Space Heating_Natural Gas_Furnace_A_Achievable Economic RVT Potential | F5 | Industrial | Paper and Printing | New | Space Heating | Natural Gas | Furnace | A | Incremental Summer Peak Savings (MW) | Achievable Economic RVT Potential | 0 | 0 | 0 | 0 | 0 | 0 | 0 | 0 | 0 | 0 | 0 | 0 | 0 | 0 | 0 | 0 | 0 | 0 | 0 | 0 | 0 | 0 | 0
F6_Industrial_Paper and Printing_New_Space Heating_Natural Gas_Furnace_A_Achievable Economic RVT Potential | F6 | Industrial | Paper and Printing | New | Space Heating | Natural Gas | Furnace | A | Incremental Winter Peak Savings (MW) | Achievable Economic RVT Potential | 0 | 0 | 0 | 0 | 0 | 0 | 0 | 0 | 0 | 0 | 0 | 0 | 0 | 0 | 0 | 0 | 0 | 0 | 0 | 0 | 0 | 0 | 0
F7_Industrial_Paper and Printing_New_Space Heating_Natural Gas_Furnace_A_Achievable Economic RVT Potential | F7 | Industrial | Paper and Printing | New | Space Heating | Natural Gas | Furnace | A | Cumulative Energy Savings (MWh or mTherms) | Achievable Economic RVT Potential | 0 | 0 | 4.2173e-05 | 0.0027301 | 0.0067522 | 0.012763 | 0.017288 | 0.023486 | 0.030353 | 0.03875 | 0.045404 | 0.053426 | 0.061632 | 0.071421 | 0.078211 | 0.086607 | 0.09511 | 0.10511 | 0.11172 | 0.1211 | 0.13019 | 0.14011 | 0
F8_Industrial_Paper and Printing_New_Space Heating_Natural Gas_Furnace_A_Achievable Economic RVT Potential | F8 | Industrial | Paper and Printing | New | Space Heating | Natural Gas | Furnace | A | Cumulative Summer Peak Savings (MW) | Achievable Economic RVT Potential | 0 | 0 | 0 | 0 | 0 | 0 | 0 | 0 | 0 | 0 | 0 | 0 | 0 | 0 | 0 | 0 | 0 | 0 | 0 | 0 | 0 | 0 | 0
F9_Industrial_Paper and Printing_New_Space Heating_Natural Gas_Furnace_A_Achievable Economic RVT Potential | F9 | Industrial | Paper and Printing | New | Space Heating | Natural Gas | Furnace | A | Cumulative Winter Peak Savings (MW) | Achievable Economic RVT Potential | 0 | 0 | 0 | 0 | 0 | 0 | 0 | 0 | 0 | 0 | 0 | 0 | 0 | 0 | 0 | 0 | 0 | 0 | 0 | 0 | 0 | 0 | 0
F10_Industrial_Paper and Printing_New_Space Heating_Natural Gas_Furnace_A_Achievable Economic RVT Potential | F10 | Industrial | Paper and Printing | New | Space Heating | Natural Gas | Furnace | A | Purchases (Incremental) | Achievable Economic RVT Potential | 0 | 0 | 2.9216e-05 | 0.0018621 | 0.0027863 | 0.004164 | 0.0031347 | 0.0042939 | 0.0047572 | 0.0058167 | 0.0046097 | 0.005557 | 0.0056848 | 0.0067816 | 0.0047042 | 0.005816 | 0.0058905 | 0.0069309 | 0.0045784 | 0.0064973 | 0.0062983 | 0.0068726 | 0
F11_Industrial_Paper and Printing_New_Space Heating_Natural Gas_Furnace_A_Achievable Economic RVT Potential | F11 | Industrial | Paper and Printing | New | Space Heating | Natural Gas | Furnace | A | Purchases (Cumulative) | Achievable Economic RVT Potential | 0 | 0 | 2.9216e-05 | 0.0018913 | 0.0046776 | 0.0088416 | 0.011976 | 0.01627 | 0.021027 | 0.026844 | 0.031454 | 0.037011 | 0.042696 | 0.049477 | 0.054182 | 0.059998 | 0.065888 | 0.072819 | 0.077397 | 0.083895 | 0.090193 | 0.097066 | 0
F1_Industrial_Paper and Printing_New_Space Heating_Natural Gas_Boiler_A_Achievable Economic RVT Potential | F1 | Industrial | Paper and Printing | New | Space Heating | Natural Gas | Boiler | A | Integrated Unit Energy Savings (kWh or therms) | Achievable Economic RVT Potential | 0 | 6223.5803 | 6223.5803 | 6223.5803 | 6223.5803 | 6223.5803 | 6223.5803 | 6223.5803 | 6223.5803 | 6223.5803 | 6223.5803 | 6223.5803 | 6223.5803 | 6223.5803 | 6223.5803 | 6223.5803 | 6223.5803 | 6223.5803 | 6223.5803 | 6223.5803 | 6223.5803 | 6223.5803 | 0
F2_Industrial_Paper and Printing_New_Space Heating_Natural Gas_Boiler_A_Achievable Economic RVT Potential | F2 | Industrial | Paper and Printing | New | Space Heating | Natural Gas | Boiler | A | Integrated Unit Summer Peak Savings (kW) | Achievable Economic RVT Potential | 0 | 0 | 0 | 0 | 0 | 0 | 0 | 0 | 0 | 0 | 0 | 0 | 0 | 0 | 0 | 0 | 0 | 0 | 0 | 0 | 0 | 0 | 0
F3_Industrial_Paper and Printing_New_Space Heating_Natural Gas_Boiler_A_Achievable Economic RVT Potential | F3 | Industrial | Paper and Printing | New | Space Heating | Natural Gas | Boiler | A | Integrated Unit Winter Peak Savings (kW) | Achievable Economic RVT Potential | 0 | 0 | 0 | 0 | 0 | 0 | 0 | 0 | 0 | 0 | 0 | 0 | 0 | 0 | 0 | 0 | 0 | 0 | 0 | 0 | 0 | 0 | 0
F4_Industrial_Paper and Printing_New_Space Heating_Natural Gas_Boiler_A_Achievable Economic RVT Potential | F4 | Industrial | Paper and Printing | New | Space Heating | Natural Gas | Boiler | A | Incremental Energy Savings (MWh or mTherms) | Achievable Economic RVT Potential | 0 | 0 | 0.00057677 | 0.026958 | 0.032596 | 0.040646 | 0.026116 | 0.031268 | 0.031291 | 0.035385 | 0.026405 | 0.030377 | 0.029974 | 0.034771 | 0.023599 | 0.028682 | 0.02866 | 0.033364 | 0.022038 | 0.027156 | 0.026416 | 0.026338 | 0
F5_Industrial_Paper and Printing_New_Space Heating_Natural Gas_Boiler_A_Achievable Economic RVT Potential | F5 | Industrial | Paper and Printing | New | Space Heating | Natural Gas | Boiler | A | Incremental Summer Peak Savings (MW) | Achievable Economic RVT Potential | 0 | 0 | 0 | 0 | 0 | 0 | 0 | 0 | 0 | 0 | 0 | 0 | 0 | 0 | 0 | 0 | 0 | 0 | 0 | 0 | 0 | 0 | 0
F6_Industrial_Paper and Printing_New_Space Heating_Natural Gas_Boiler_A_Achievable Economic RVT Potential | F6 | Industrial | Paper and Printing | New | Space Heating | Natural Gas | Boiler | A | Incremental Winter Peak Savings (MW) | Achievable Economic RVT Potential | 0 | 0 | 0 | 0 | 0 | 0 | 0 | 0 | 0 | 0 | 0 | 0 | 0 | 0 | 0 | 0 | 0 | 0 | 0 | 0 | 0 | 0 | 0
F7_Industrial_Paper and Printing_New_Space Heating_Natural Gas_Boiler_A_Achievable Economic RVT Potential | F7 | Industrial | Paper and Printing | New | Space Heating | Natural Gas | Boiler | A | Cumulative Energy Savings (MWh or mTherms) | Achievable Economic RVT Potential | 0 | 0 | 0.00057677 | 0.027535 | 0.060132 | 0.10078 | 0.12689 | 0.15816 | 0.18945 | 0.22484 | 0.25124 | 0.28162 | 0.31159 | 0.34637 | 0.36996 | 0.39865 | 0.42731 | 0.46067 | 0.48271 | 0.50986 | 0.53628 | 0.56262 | 0
F8_Industrial_Paper and Printing_New_Space Heating_Natural Gas_Boiler_A_Achievable Economic RVT Potential | F8 | Industrial | Paper and Printing | New | Space Heating | Natural Gas | Boiler | A | Cumulative Summer Peak Savings (MW) | Achievable Economic RVT Potential | 0 | 0 | 0 | 0 | 0 | 0 | 0 | 0 | 0 | 0 | 0 | 0 | 0 | 0 | 0 | 0 | 0 | 0 | 0 | 0 | 0 | 0 | 0
F9_Industrial_Paper and Printing_New_Space Heating_Natural Gas_Boiler_A_Achievable Economic RVT Potential | F9 | Industrial | Paper and Printing | New | Space Heating | Natural Gas | Boiler | A | Cumulative Winter Peak Savings (MW) | Achievable Economic RVT Potential | 0 | 0 | 0 | 0 | 0 | 0 | 0 | 0 | 0 | 0 | 0 | 0 | 0 | 0 | 0 | 0 | 0 | 0 | 0 | 0 | 0 | 0 | 0
F10_Industrial_Paper and Printing_New_Space Heating_Natural Gas_Boiler_A_Achievable Economic RVT Potential | F10 | Industrial | Paper and Printing | New | Space Heating | Natural Gas | Boiler | A | Purchases (Incremental) | Achievable Economic RVT Potential | 0 | 0 | 9.2675e-05 | 0.0043316 | 0.0052376 | 0.0065309 | 0.0041963 | 0.0050241 | 0.0050278 | 0.0056857 | 0.0042428 | 0.004881 | 0.0048163 | 0.005587 | 0.0037919 | 0.0046085 | 0.0046051 | 0.0053609 | 0.003541 | 0.0043634 | 0.0042446 | 0.004232 | 0
F11_Industrial_Paper and Printing_New_Space Heating_Natural Gas_Boiler_A_Achievable Economic RVT Potential | F11 | Industrial | Paper and Printing | New | Space Heating | Natural Gas | Boiler | A | Purchases (Cumulative) | Achievable Economic RVT Potential | 0 | 0 | 9.2675e-05 | 0.0044243 | 0.0096619 | 0.016193 | 0.020389 | 0.025413 | 0.030441 | 0.036127 | 0.04037 | 0.045251 | 0.050067 | 0.055654 | 0.059446 | 0.064054 | 0.068659 | 0.07402 | 0.077561 | 0.081925 | 0.086169 | 0.090401 | 0
F1_Industrial_Paper and Printing_New_Space Heating_Natural Gas_Unit Heater_A_Achievable Economic RVT Potential | F1 | Industrial | Paper and Printing | New | Space Heating | Natural Gas | Unit Heater | A | Integrated Unit Energy Savings (kWh or therms) | Achievable Economic RVT Potential | 0 | 43660.7244 | 43660.7244 | 43660.7244 | 43660.7244 | 43660.7244 | 43660.7244 | 43660.7244 | 43660.7244 | 43660.7244 | 43660.7244 | 43660.7244 | 43660.7244 | 43660.7244 | 43660.7244 | 43660.7244 | 43660.7244 | 43660.7244 | 43660.7244 | 43660.7244 | 43660.7244 | 43660.7244 | 0
F2_Industrial_Paper and Printing_New_Space Heating_Natural Gas_Unit Heater_A_Achievable Economic RVT Potential | F2 | Industrial | Paper and Printing | New | Space Heating | Natural Gas | Unit Heater | A | Integrated Unit Summer Peak Savings (kW) | Achievable Economic RVT Potential | 0 | 0 | 0 | 0 | 0 | 0 | 0 | 0 | 0 | 0 | 0 | 0 | 0 | 0 | 0 | 0 | 0 | 0 | 0 | 0 | 0 | 0 | 0
F3_Industrial_Paper and Printing_New_Space Heating_Natural Gas_Unit Heater_A_Achievable Economic RVT Potential | F3 | Industrial | Paper and Printing | New | Space Heating | Natural Gas | Unit Heater | A | Integrated Unit Winter Peak Savings (kW) | Achievable Economic RVT Potential | 0 | 0 | 0 | 0 | 0 | 0 | 0 | 0 | 0 | 0 | 0 | 0 | 0 | 0 | 0 | 0 | 0 | 0 | 0 | 0 | 0 | 0 | 0
F4_Industrial_Paper and Printing_New_Space Heating_Natural Gas_Unit Heater_A_Achievable Economic RVT Potential | F4 | Industrial | Paper and Printing | New | Space Heating | Natural Gas | Unit Heater | A | Incremental Energy Savings (MWh or mTherms) | Achievable Economic RVT Potential | 0 | 0 | 0.0006391 | 0.040734 | 0.060951 | 0.091089 | 0.068572 | 0.093931 | 0.10407 | 0.12724 | 0.10084 | 0.12156 | 0.16878 | 0.18598 | 0.1693 | 0.21741 | 0.24305 | 0.33271 | 0.21182 | 0.28854 | 0.28427 | 0.28094 | 0
F5_Industrial_Paper and Printing_New_Space Heating_Natural Gas_Unit Heater_A_Achievable Economic RVT Potential | F5 | Industrial | Paper and Printing | New | Space Heating | Natural Gas | Unit Heater | A | Incremental Summer Peak Savings (MW) | Achievable Economic RVT Potential | 0 | 0 | 0 | 0 | 0 | 0 | 0 | 0 | 0 | 0 | 0 | 0 | 0 | 0 | 0 | 0 | 0 | 0 | 0 | 0 | 0 | 0 | 0
F6_Industrial_Paper and Printing_New_Space Heating_Natural Gas_Unit Heater_A_Achievable Economic RVT Potential | F6 | Industrial | Paper and Printing | New | Space Heating | Natural Gas | Unit Heater | A | Incremental Winter Peak Savings (MW) | Achievable Economic RVT Potential | 0 | 0 | 0 | 0 | 0 | 0 | 0 | 0 | 0 | 0 | 0 | 0 | 0 | 0 | 0 | 0 | 0 | 0 | 0 | 0 | 0 | 0 | 0
F7_Industrial_Paper and Printing_New_Space Heating_Natural Gas_Unit Heater_A_Achievable Economic RVT Potential | F7 | Industrial | Paper and Printing | New | Space Heating | Natural Gas | Unit Heater | A | Cumulative Energy Savings (MWh or mTherms) | Achievable Economic RVT Potential | 0 | 0 | 0.0006391 | 0.041373 | 0.10232 | 0.19341 | 0.26198 | 0.35592 | 0.45998 | 0.58722 | 0.68806 | 0.80962 | 0.9784 | 1.1644 | 1.333 | 1.5097 | 1.6918 | 1.9334 | 2.0767 | 2.2713 | 2.4515 | 2.6052 | 0
F8_Industrial_Paper and Printing_New_Space Heating_Natural Gas_Unit Heater_A_Achievable Economic RVT Potential | F8 | Industrial | Paper and Printing | New | Space Heating | Natural Gas | Unit Heater | A | Cumulative Summer Peak Savings (MW) | Achievable Economic RVT Potential | 0 | 0 | 0 | 0 | 0 | 0 | 0 | 0 | 0 | 0 | 0 | 0 | 0 | 0 | 0 | 0 | 0 | 0 | 0 | 0 | 0 | 0 | 0
F9_Industrial_Paper and Printing_New_Space Heating_Natural Gas_Unit Heater_A_Achievable Economic RVT Potential | F9 | Industrial | Paper and Printing | New | Space Heating | Natural Gas | Unit Heater | A | Cumulative Winter Peak Savings (MW) | Achievable Economic RVT Potential | 0 | 0 | 0 | 0 | 0 | 0 | 0 | 0 | 0 | 0 | 0 | 0 | 0 | 0 | 0 | 0 | 0 | 0 | 0 | 0 | 0 | 0 | 0
F10_Industrial_Paper and Printing_New_Space Heating_Natural Gas_Unit Heater_A_Achievable Economic RVT Potential | F10 | Industrial | Paper and Printing | New | Space Heating | Natural Gas | Unit Heater | A | Purchases (Incremental) | Achievable Economic RVT Potential | 0 | 0 | 1.4638e-05 | 0.00093297 | 0.001396 | 0.0020863 | 0.0015706 | 0.0021514 | 0.0023835 | 0.0029144 | 0.0023096 | 0.0027842 | 0.0038656 | 0.0042598 | 0.0038776 | 0.0049795 | 0.0055667 | 0.0076204 | 0.0048514 | 0.0066086 | 0.0065108 | 0.0064347 | 0
F11_Industrial_Paper and Printing_New_Space Heating_Natural Gas_Unit Heater_A_Achievable Economic RVT Potential | F11 | Industrial | Paper and Printing | New | Space Heating | Natural Gas | Unit Heater | A | Purchases (Cumulative) | Achievable Economic RVT Potential | 0 | 0 | 1.4638e-05 | 0.00094761 | 0.0023436 | 0.0044299 | 0.0060005 | 0.0081518 | 0.010535 | 0.01345 | 0.015759 | 0.018544 | 0.022409 | 0.026669 | 0.030532 | 0.034578 | 0.038749 | 0.044283 | 0.047564 | 0.052021 | 0.056149 | 0.059669 | 0
F1_Industrial_Instruments_Existing_Space Heating_Natural Gas_Furnace_A_Achievable Economic RVT Potential | F1 | Industrial | Instruments | Existing | Space Heating | Natural Gas | Furnace | A | Integrated Unit Energy Savings (kWh or therms) | Achievable Economic RVT Potential | 0 | 1443.5459 | 1443.5459 | 1443.5459 | 1443.5459 | 1443.5459 | 1443.5459 | 1443.5459 | 1443.5459 | 1443.5459 | 1443.5459 | 1443.5459 | 1443.5459 | 1443.5459 | 1443.5459 | 1443.5459 | 1443.5459 | 1443.5459 | 1443.5459 | 1443.5459 | 1443.5459 | 1443.5459 | 0
F2_Industrial_Instruments_Existing_Space Heating_Natural Gas_Furnace_A_Achievable Economic RVT Potential | F2 | Industrial | Instruments | Existing | Space Heating | Natural Gas | Furnace | A | Integrated Unit Summer Peak Savings (kW) | Achievable Economic RVT Potential | 0 | 0 | 0 | 0 | 0 | 0 | 0 | 0 | 0 | 0 | 0 | 0 | 0 | 0 | 0 | 0 | 0 | 0 | 0 | 0 | 0 | 0 | 0
F3_Industrial_Instruments_Existing_Space Heating_Natural Gas_Furnace_A_Achievable Economic RVT Potential | F3 | Industrial | Instruments | Existing | Space Heating | Natural Gas | Furnace | A | Integrated Unit Winter Peak Savings (kW) | Achievable Economic RVT Potential | 0 | 0 | 0 | 0 | 0 | 0 | 0 | 0 | 0 | 0 | 0 | 0 | 0 | 0 | 0 | 0 | 0 | 0 | 0 | 0 | 0 | 0 | 0
F4_Industrial_Instruments_Existing_Space Heating_Natural Gas_Furnace_A_Achievable Economic RVT Potential | F4 | Industrial | Instruments | Existing | Space Heating | Natural Gas | Furnace | A | Incremental Energy Savings (MWh or mTherms) | Achievable Economic RVT Potential | 0 | 0 | 0.0058166 | 0.0121 | 0.018764 | 0.02573 | 0.03293 | 0.039629 | 0.045195 | 0.049785 | 0.053541 | 0.056587 | 0.054263 | 0.051614 | 0.048793 | 0.045911 | 0.043042 | 0.040238 | 0.037221 | 0.037274 | 0.037408 | 0.037604 | 0
F5_Industrial_Instruments_Existing_Space Heating_Natural Gas_Furnace_A_Achievable Economic RVT Potential | F5 | Industrial | Instruments | Existing | Space Heating | Natural Gas | Furnace | A | Incremental Summer Peak Savings (MW) | Achievable Economic RVT Potential | 0 | 0 | 0 | 0 | 0 | 0 | 0 | 0 | 0 | 0 | 0 | 0 | 0 | 0 | 0 | 0 | 0 | 0 | 0 | 0 | 0 | 0 | 0
F6_Industrial_Instruments_Existing_Space Heating_Natural Gas_Furnace_A_Achievable Economic RVT Potential | F6 | Industrial | Instruments | Existing | Space Heating | Natural Gas | Furnace | A | Incremental Winter Peak Savings (MW) | Achievable Economic RVT Potential | 0 | 0 | 0 | 0 | 0 | 0 | 0 | 0 | 0 | 0 | 0 | 0 | 0 | 0 | 0 | 0 | 0 | 0 | 0 | 0 | 0 | 0 | 0
F7_Industrial_Instruments_Existing_Space Heating_Natural Gas_Furnace_A_Achievable Economic RVT Potential | F7 | Industrial | Instruments | Existing | Space Heating | Natural Gas | Furnace | A | Cumulative Energy Savings (MWh or mTherms) | Achievable Economic RVT Potential | 0 | 0 | 0.0058166 | 0.017917 | 0.036681 | 0.062412 | 0.095341 | 0.13497 | 0.18017 | 0.22995 | 0.28349 | 0.34008 | 0.39434 | 0.44596 | 0.49475 | 0.54066 | 0.5837 | 0.62394 | 0.66116 | 0.69844 | 0.73584 | 0.77345 | 0
F8_Industrial_Instruments_Existing_Space Heating_Natural Gas_Furnace_A_Achievable Economic RVT Potential | F8 | Industrial | Instruments | Existing | Space Heating | Natural Gas | Furnace | A | Cumulative Summer Peak Savings (MW) | Achievable Economic RVT Potential | 0 | 0 | 0 | 0 | 0 | 0 | 0 | 0 | 0 | 0 | 0 | 0 | 0 | 0 | 0 | 0 | 0 | 0 | 0 | 0 | 0 | 0 | 0
F9_Industrial_Instruments_Existing_Space Heating_Natural Gas_Furnace_A_Achievable Economic RVT Potential | F9 | Industrial | Instruments | Existing | Space Heating | Natural Gas | Furnace | A | Cumulative Winter Peak Savings (MW) | Achievable Economic RVT Potential | 0 | 0 | 0 | 0 | 0 | 0 | 0 | 0 | 0 | 0 | 0 | 0 | 0 | 0 | 0 | 0 | 0 | 0 | 0 | 0 | 0 | 0 | 0
F10_Industrial_Instruments_Existing_Space Heating_Natural Gas_Furnace_A_Achievable Economic RVT Potential | F10 | Industrial | Instruments | Existing | Space Heating | Natural Gas | Furnace | A | Purchases (Incremental) | Achievable Economic RVT Potential | 0 | 0 | 0.0040294 | 0.0083824 | 0.012999 | 0.017824 | 0.022812 | 0.027453 | 0.031308 | 0.034488 | 0.03709 | 0.0392 | 0.03759 | 0.035755 | 0.033801 | 0.031804 | 0.029817 | 0.027874 | 0.025784 | 0.025821 | 0.025914 | 0.02605 | 0
F11_Industrial_Instruments_Existing_Space Heating_Natural Gas_Furnace_A_Achievable Economic RVT Potential | F11 | Industrial | Instruments | Existing | Space Heating | Natural Gas | Furnace | A | Purchases (Cumulative) | Achievable Economic RVT Potential | 0 | 0 | 0.0040294 | 0.012412 | 0.025411 | 0.043235 | 0.066047 | 0.093499 | 0.12481 | 0.1593 | 0.19639 | 0.23559 | 0.27318 | 0.30893 | 0.34273 | 0.37454 | 0.40435 | 0.43223 | 0.45801 | 0.48383 | 0.50975 | 0.5358 | 0
F1_Industrial_Instruments_Existing_Space Heating_Natural Gas_Boiler_A_Achievable Economic RVT Potential | F1 | Industrial | Instruments | Existing | Space Heating | Natural Gas | Boiler | A | Integrated Unit Energy Savings (kWh or therms) | Achievable Economic RVT Potential | 0 | 6227.3193 | 6227.3193 | 6227.3193 | 6227.3193 | 6227.3193 | 6227.3193 | 6227.3193 | 6227.3193 | 6227.3193 | 6227.3193 | 6227.3193 | 6227.3193 | 6227.3193 | 6227.3193 | 6227.3193 | 6227.3193 | 6227.3193 | 6227.3193 | 6227.3193 | 6227.3193 | 6227.3193 | 0
F2_Industrial_Instruments_Existing_Space Heating_Natural Gas_Boiler_A_Achievable Economic RVT Potential | F2 | Industrial | Instruments | Existing | Space Heating | Natural Gas | Boiler | A | Integrated Unit Summer Peak Savings (kW) | Achievable Economic RVT Potential | 0 | 0 | 0 | 0 | 0 | 0 | 0 | 0 | 0 | 0 | 0 | 0 | 0 | 0 | 0 | 0 | 0 | 0 | 0 | 0 | 0 | 0 | 0
F3_Industrial_Instruments_Existing_Space Heating_Natural Gas_Boiler_A_Achievable Economic RVT Potential | F3 | Industrial | Instruments | Existing | Space Heating | Natural Gas | Boiler | A | Integrated Unit Winter Peak Savings (kW) | Achievable Economic RVT Potential | 0 | 0 | 0 | 0 | 0 | 0 | 0 | 0 | 0 | 0 | 0 | 0 | 0 | 0 | 0 | 0 | 0 | 0 | 0 | 0 | 0 | 0 | 0
F4_Industrial_Instruments_Existing_Space Heating_Natural Gas_Boiler_A_Achievable Economic RVT Potential | F4 | Industrial | Instruments | Existing | Space Heating | Natural Gas | Boiler | A | Incremental Energy Savings (MWh or mTherms) | Achievable Economic RVT Potential | 0 | 0 | 0.087318 | 0.12689 | 0.15227 | 0.16759 | 0.17677 | 0.18015 | 0.18032 | 0.17894 | 0.17691 | 0.17453 | 0.17209 | 0.16963 | 0.16716 | 0.16468 | 0.1622 | 0.15973 | 0.15726 | 0.15481 | 0.15237 | 0.14995 | 0
F5_Industrial_Instruments_Existing_Space Heating_Natural Gas_Boiler_A_Achievable Economic RVT Potential | F5 | Industrial | Instruments | Existing | Space Heating | Natural Gas | Boiler | A | Incremental Summer Peak Savings (MW) | Achievable Economic RVT Potential | 0 | 0 | 0 | 0 | 0 | 0 | 0 | 0 | 0 | 0 | 0 | 0 | 0 | 0 | 0 | 0 | 0 | 0 | 0 | 0 | 0 | 0 | 0
F6_Industrial_Instruments_Existing_Space Heating_Natural Gas_Boiler_A_Achievable Economic RVT Potential | F6 | Industrial | Instruments | Existing | Space Heating | Natural Gas | Boiler | A | Incremental Winter Peak Savings (MW) | Achievable Economic RVT Potential | 0 | 0 | 0 | 0 | 0 | 0 | 0 | 0 | 0 | 0 | 0 | 0 | 0 | 0 | 0 | 0 | 0 | 0 | 0 | 0 | 0 | 0 | 0
F7_Industrial_Instruments_Existing_Space Heating_Natural Gas_Boiler_A_Achievable Economic RVT Potential | F7 | Industrial | Instruments | Existing | Space Heating | Natural Gas | Boiler | A | Cumulative Energy Savings (MWh or mTherms) | Achievable Economic RVT Potential | 0 | 0 | 0.087318 | 0.21421 | 0.36647 | 0.53406 | 0.71084 | 0.89098 | 1.0713 | 1.2502 | 1.4272 | 1.6017 | 1.7738 | 1.9434 | 2.1106 | 2.2752 | 2.4374 | 2.5972 | 2.7544 | 2.9092 | 3.0616 | 3.2115 | 0
F8_Industrial_Instruments_Existing_Space Heating_Natural Gas_Boiler_A_Achievable Economic RVT Potential | F8 | Industrial | Instruments | Existing | Space Heating | Natural Gas | Boiler | A | Cumulative Summer Peak Savings (MW) | Achievable Economic RVT Potential | 0 | 0 | 0 | 0 | 0 | 0 | 0 | 0 | 0 | 0 | 0 | 0 | 0 | 0 | 0 | 0 | 0 | 0 | 0 | 0 | 0 | 0 | 0
F9_Industrial_Instruments_Existing_Space Heating_Natural Gas_Boiler_A_Achievable Economic RVT Potential | F9 | Industrial | Instruments | Existing | Space Heating | Natural Gas | Boiler | A | Cumulative Winter Peak Savings (MW) | Achievable Economic RVT Potential | 0 | 0 | 0 | 0 | 0 | 0 | 0 | 0 | 0 | 0 | 0 | 0 | 0 | 0 | 0 | 0 | 0 | 0 | 0 | 0 | 0 | 0 | 0
F10_Industrial_Instruments_Existing_Space Heating_Natural Gas_Boiler_A_Achievable Economic RVT Potential | F10 | Industrial | Instruments | Existing | Space Heating | Natural Gas | Boiler | A | Purchases (Incremental) | Achievable Economic RVT Potential | 0 | 0 | 0.014022 | 0.020376 | 0.024452 | 0.026912 | 0.028387 | 0.028929 | 0.028956 | 0.028735 | 0.028408 | 0.028027 | 0.027635 | 0.02724 | 0.026842 | 0.026445 | 0.026047 | 0.025649 | 0.025253 | 0.024859 | 0.024468 | 0.024079 | 0
F11_Industrial_Instruments_Existing_Space Heating_Natural Gas_Boiler_A_Achievable Economic RVT Potential | F11 | Industrial | Instruments | Existing | Space Heating | Natural Gas | Boiler | A | Purchases (Cumulative) | Achievable Economic RVT Potential | 0 | 0 | 0.014022 | 0.034398 | 0.058849 | 0.085761 | 0.11415 | 0.14308 | 0.17203 | 0.20077 | 0.22918 | 0.2572 | 0.28484 | 0.31208 | 0.33892 | 0.36536 | 0.39141 | 0.41706 | 0.44231 | 0.46717 | 0.49164 | 0.51572 | 0
F1_Industrial_Instruments_Existing_Space Heating_Natural Gas_Unit Heater_A_Achievable Economic RVT Potential | F1 | Industrial | Instruments | Existing | Space Heating | Natural Gas | Unit Heater | A | Integrated Unit Energy Savings (kWh or therms) | Achievable Economic RVT Potential | 0 | 43660.7244 | 43660.7244 | 43660.7244 | 43660.7244 | 43660.7244 | 43660.7244 | 43660.7244 | 43660.7244 | 43660.7244 | 43660.7244 | 43660.7244 | 43660.7244 | 43660.7244 | 43660.7244 | 43660.7244 | 43660.7244 | 43660.7244 | 43660.7244 | 43660.7244 | 43660.7244 | 43660.7244 | 0
F2_Industrial_Instruments_Existing_Space Heating_Natural Gas_Unit Heater_A_Achievable Economic RVT Potential | F2 | Industrial | Instruments | Existing | Space Heating | Natural Gas | Unit Heater | A | Integrated Unit Summer Peak Savings (kW) | Achievable Economic RVT Potential | 0 | 0 | 0 | 0 | 0 | 0 | 0 | 0 | 0 | 0 | 0 | 0 | 0 | 0 | 0 | 0 | 0 | 0 | 0 | 0 | 0 | 0 | 0
F3_Industrial_Instruments_Existing_Space Heating_Natural Gas_Unit Heater_A_Achievable Economic RVT Potential | F3 | Industrial | Instruments | Existing | Space Heating | Natural Gas | Unit Heater | A | Integrated Unit Winter Peak Savings (kW) | Achievable Economic RVT Potential | 0 | 0 | 0 | 0 | 0 | 0 | 0 | 0 | 0 | 0 | 0 | 0 | 0 | 0 | 0 | 0 | 0 | 0 | 0 | 0 | 0 | 0 | 0
F4_Industrial_Instruments_Existing_Space Heating_Natural Gas_Unit Heater_A_Achievable Economic RVT Potential | F4 | Industrial | Instruments | Existing | Space Heating | Natural Gas | Unit Heater | A | Incremental Energy Savings (MWh or mTherms) | Achievable Economic RVT Potential | 0 | 0 | 0.0077434 | 0.029532 | 0.070426 | 0.13442 | 0.22461 | 0.33756 | 0.46539 | 0.60459 | 0.73434 | 0.85206 | 0.96045 | 1.0622 | 1.1598 | 1.255 | 1.3493 | 1.2802 | 1.223 | 1.1886 | 1.1739 | 1.1727 | 0
F5_Industrial_Instruments_Existing_Space Heating_Natural Gas_Unit Heater_A_Achievable Economic RVT Potential | F5 | Industrial | Instruments | Existing | Space Heating | Natural Gas | Unit Heater | A | Incremental Summer Peak Savings (MW) | Achievable Economic RVT Potential | 0 | 0 | 0 | 0 | 0 | 0 | 0 | 0 | 0 | 0 | 0 | 0 | 0 | 0 | 0 | 0 | 0 | 0 | 0 | 0 | 0 | 0 | 0
F6_Industrial_Instruments_Existing_Space Heating_Natural Gas_Unit Heater_A_Achievable Economic RVT Potential | F6 | Industrial | Instruments | Existing | Space Heating | Natural Gas | Unit Heater | A | Incremental Winter Peak Savings (MW) | Achievable Economic RVT Potential | 0 | 0 | 0 | 0 | 0 | 0 | 0 | 0 | 0 | 0 | 0 | 0 | 0 | 0 | 0 | 0 | 0 | 0 | 0 | 0 | 0 | 0 | 0
F7_Industrial_Instruments_Existing_Space Heating_Natural Gas_Unit Heater_A_Achievable Economic RVT Potential | F7 | Industrial | Instruments | Existing | Space Heating | Natural Gas | Unit Heater | A | Cumulative Energy Savings (MWh or mTherms) | Achievable Economic RVT Potential | 0 | 0 | 0.0077434 | 0.037275 | 0.1077 | 0.24212 | 0.46673 | 0.80429 | 1.2697 | 1.8743 | 2.6086 | 3.4607 | 4.4211 | 5.4834 | 6.6354 | 7.8609 | 9.1397 | 10.2855 | 11.284 | 12.135 | 12.8435 | 13.4116 | 0
F8_Industrial_Instruments_Existing_Space Heating_Natural Gas_Unit Heater_A_Achievable Economic RVT Potential | F8 | Industrial | Instruments | Existing | Space Heating | Natural Gas | Unit Heater | A | Cumulative Summer Peak Savings (MW) | Achievable Economic RVT Potential | 0 | 0 | 0 | 0 | 0 | 0 | 0 | 0 | 0 | 0 | 0 | 0 | 0 | 0 | 0 | 0 | 0 | 0 | 0 | 0 | 0 | 0 | 0
F9_Industrial_Instruments_Existing_Space Heating_Natural Gas_Unit Heater_A_Achievable Economic RVT Potential | F9 | Industrial | Instruments | Existing | Space Heating | Natural Gas | Unit Heater | A | Cumulative Winter Peak Savings (MW) | Achievable Economic RVT Potential | 0 | 0 | 0 | 0 | 0 | 0 | 0 | 0 | 0 | 0 | 0 | 0 | 0 | 0 | 0 | 0 | 0 | 0 | 0 | 0 | 0 | 0 | 0
F10_Industrial_Instruments_Existing_Space Heating_Natural Gas_Unit Heater_A_Achievable Economic RVT Potential | F10 | Industrial | Instruments | Existing | Space Heating | Natural Gas | Unit Heater | A | Purchases (Incremental) | Achievable Economic RVT Potential | 0 | 0 | 0.00017735 | 0.00067639 | 0.001613 | 0.0030788 | 0.0051444 | 0.0077315 | 0.010659 | 0.013847 | 0.016819 | 0.019516 | 0.021998 | 0.024329 | 0.026564 | 0.028744 | 0.030903 | 0.029323 | 0.028013 | 0.027223 | 0.026886 | 0.02686 | 0
F11_Industrial_Instruments_Existing_Space Heating_Natural Gas_Unit Heater_A_Achievable Economic RVT Potential | F11 | Industrial | Instruments | Existing | Space Heating | Natural Gas | Unit Heater | A | Purchases (Cumulative) | Achievable Economic RVT Potential | 0 | 0 | 0.00017735 | 0.00085374 | 0.0024668 | 0.0055455 | 0.01069 | 0.018421 | 0.029081 | 0.042928 | 0.059747 | 0.079263 | 0.10126 | 0.12559 | 0.15198 | 0.18004 | 0.20933 | 0.23558 | 0.25845 | 0.27794 | 0.29417 | 0.30718 | 0
F1_Industrial_Instruments_New_Space Heating_Natural Gas_Furnace_A_Achievable Economic RVT Potential | F1 | Industrial | Instruments | New | Space Heating | Natural Gas | Furnace | A | Integrated Unit Energy Savings (kWh or therms) | Achievable Economic RVT Potential | 0 | 1443.5073 | 1443.5073 | 1443.5073 | 1443.5073 | 1443.5073 | 1443.5073 | 1443.5073 | 1443.5073 | 1443.5073 | 1443.5073 | 1443.5073 | 1443.5073 | 1443.5073 | 1443.5073 | 1443.5073 | 1443.5073 | 1443.5073 | 1443.5073 | 1443.5073 | 1443.5073 | 1443.5073 | 0
F2_Industrial_Instruments_New_Space Heating_Natural Gas_Furnace_A_Achievable Economic RVT Potential | F2 | Industrial | Instruments | New | Space Heating | Natural Gas | Furnace | A | Integrated Unit Summer Peak Savings (kW) | Achievable Economic RVT Potential | 0 | 0 | 0 | 0 | 0 | 0 | 0 | 0 | 0 | 0 | 0 | 0 | 0 | 0 | 0 | 0 | 0 | 0 | 0 | 0 | 0 | 0 | 0
F3_Industrial_Instruments_New_Space Heating_Natural Gas_Furnace_A_Achievable Economic RVT Potential | F3 | Industrial | Instruments | New | Space Heating | Natural Gas | Furnace | A | Integrated Unit Winter Peak Savings (kW) | Achievable Economic RVT Potential | 0 | 0 | 0 | 0 | 0 | 0 | 0 | 0 | 0 | 0 | 0 | 0 | 0 | 0 | 0 | 0 | 0 | 0 | 0 | 0 | 0 | 0 | 0
F4_Industrial_Instruments_New_Space Heating_Natural Gas_Furnace_A_Achievable Economic RVT Potential | F4 | Industrial | Instruments | New | Space Heating | Natural Gas | Furnace | A | Incremental Energy Savings (MWh or mTherms) | Achievable Economic RVT Potential | 0 | 0 | 0.00026991 | 0.017203 | 0.025741 | 0.038469 | 0.028959 | 0.039669 | 0.043949 | 0.053738 | 0.042586 | 0.051338 | 0.052519 | 0.062651 | 0.043459 | 0.053731 | 0.054419 | 0.06403 | 0.042297 | 0.060025 | 0.058187 | 0.063492 | 0
F5_Industrial_Instruments_New_Space Heating_Natural Gas_Furnace_A_Achievable Economic RVT Potential | F5 | Industrial | Instruments | New | Space Heating | Natural Gas | Furnace | A | Incremental Summer Peak Savings (MW) | Achievable Economic RVT Potential | 0 | 0 | 0 | 0 | 0 | 0 | 0 | 0 | 0 | 0 | 0 | 0 | 0 | 0 | 0 | 0 | 0 | 0 | 0 | 0 | 0 | 0 | 0
F6_Industrial_Instruments_New_Space Heating_Natural Gas_Furnace_A_Achievable Economic RVT Potential | F6 | Industrial | Instruments | New | Space Heating | Natural Gas | Furnace | A | Incremental Winter Peak Savings (MW) | Achievable Economic RVT Potential | 0 | 0 | 0 | 0 | 0 | 0 | 0 | 0 | 0 | 0 | 0 | 0 | 0 | 0 | 0 | 0 | 0 | 0 | 0 | 0 | 0 | 0 | 0
F7_Industrial_Instruments_New_Space Heating_Natural Gas_Furnace_A_Achievable Economic RVT Potential | F7 | Industrial | Instruments | New | Space Heating | Natural Gas | Furnace | A | Cumulative Energy Savings (MWh or mTherms) | Achievable Economic RVT Potential | 0 | 0 | 0.00026991 | 0.017473 | 0.043214 | 0.081683 | 0.11064 | 0.15031 | 0.19426 | 0.248 | 0.29058 | 0.34192 | 0.39444 | 0.45709 | 0.50055 | 0.55428 | 0.6087 | 0.67273 | 0.71503 | 0.77505 | 0.83324 | 0.89673 | 0
F8_Industrial_Instruments_New_Space Heating_Natural Gas_Furnace_A_Achievable Economic RVT Potential | F8 | Industrial | Instruments | New | Space Heating | Natural Gas | Furnace | A | Cumulative Summer Peak Savings (MW) | Achievable Economic RVT Potential | 0 | 0 | 0 | 0 | 0 | 0 | 0 | 0 | 0 | 0 | 0 | 0 | 0 | 0 | 0 | 0 | 0 | 0 | 0 | 0 | 0 | 0 | 0
F9_Industrial_Instruments_New_Space Heating_Natural Gas_Furnace_A_Achievable Economic RVT Potential | F9 | Industrial | Instruments | New | Space Heating | Natural Gas | Furnace | A | Cumulative Winter Peak Savings (MW) | Achievable Economic RVT Potential | 0 | 0 | 0 | 0 | 0 | 0 | 0 | 0 | 0 | 0 | 0 | 0 | 0 | 0 | 0 | 0 | 0 | 0 | 0 | 0 | 0 | 0 | 0
F10_Industrial_Instruments_New_Space Heating_Natural Gas_Furnace_A_Achievable Economic RVT Potential | F10 | Industrial | Instruments | New | Space Heating | Natural Gas | Furnace | A | Purchases (Incremental) | Achievable Economic RVT Potential | 0 | 0 | 0.00018698 | 0.011917 | 0.017832 | 0.02665 | 0.020062 | 0.027481 | 0.030446 | 0.037227 | 0.029502 | 0.035565 | 0.036383 | 0.043402 | 0.030107 | 0.037222 | 0.037699 | 0.044357 | 0.029302 | 0.041582 | 0.040309 | 0.043985 | 0
F11_Industrial_Instruments_New_Space Heating_Natural Gas_Furnace_A_Achievable Economic RVT Potential | F11 | Industrial | Instruments | New | Space Heating | Natural Gas | Furnace | A | Purchases (Cumulative) | Achievable Economic RVT Potential | 0 | 0 | 0.00018698 | 0.012104 | 0.029937 | 0.056586 | 0.076648 | 0.10413 | 0.13458 | 0.1718 | 0.2013 | 0.23687 | 0.27325 | 0.31665 | 0.34676 | 0.38398 | 0.42168 | 0.46604 | 0.49534 | 0.53692 | 0.57723 | 0.62122 | 0
F1_Industrial_Instruments_New_Space Heating_Natural Gas_Boiler_A_Achievable Economic RVT Potential | F1 | Industrial | Instruments | New | Space Heating | Natural Gas | Boiler | A | Integrated Unit Energy Savings (kWh or therms) | Achievable Economic RVT Potential | 0 | 6223.5803 | 6223.5803 | 6223.5803 | 6223.5803 | 6223.5803 | 6223.5803 | 6223.5803 | 6223.5803 | 6223.5803 | 6223.5803 | 6223.5803 | 6223.5803 | 6223.5803 | 6223.5803 | 6223.5803 | 6223.5803 | 6223.5803 | 6223.5803 | 6223.5803 | 6223.5803 | 6223.5803 | 0
F2_Industrial_Instruments_New_Space Heating_Natural Gas_Boiler_A_Achievable Economic RVT Potential | F2 | Industrial | Instruments | New | Space Heating | Natural Gas | Boiler | A | Integrated Unit Summer Peak Savings (kW) | Achievable Economic RVT Potential | 0 | 0 | 0 | 0 | 0 | 0 | 0 | 0 | 0 | 0 | 0 | 0 | 0 | 0 | 0 | 0 | 0 | 0 | 0 | 0 | 0 | 0 | 0
F3_Industrial_Instruments_New_Space Heating_Natural Gas_Boiler_A_Achievable Economic RVT Potential | F3 | Industrial | Instruments | New | Space Heating | Natural Gas | Boiler | A | Integrated Unit Winter Peak Savings (kW) | Achievable Economic RVT Potential | 0 | 0 | 0 | 0 | 0 | 0 | 0 | 0 | 0 | 0 | 0 | 0 | 0 | 0 | 0 | 0 | 0 | 0 | 0 | 0 | 0 | 0 | 0
F4_Industrial_Instruments_New_Space Heating_Natural Gas_Boiler_A_Achievable Economic RVT Potential | F4 | Industrial | Instruments | New | Space Heating | Natural Gas | Boiler | A | Incremental Energy Savings (MWh or mTherms) | Achievable Economic RVT Potential | 0 | 0 | 0.0036913 | 0.17253 | 0.20862 | 0.26013 | 0.16714 | 0.20011 | 0.20026 | 0.22646 | 0.16899 | 0.19441 | 0.19184 | 0.22253 | 0.15104 | 0.18356 | 0.18342 | 0.21353 | 0.14104 | 0.1738 | 0.16906 | 0.16856 | 0
F5_Industrial_Instruments_New_Space Heating_Natural Gas_Boiler_A_Achievable Economic RVT Potential | F5 | Industrial | Instruments | New | Space Heating | Natural Gas | Boiler | A | Incremental Summer Peak Savings (MW) | Achievable Economic RVT Potential | 0 | 0 | 0 | 0 | 0 | 0 | 0 | 0 | 0 | 0 | 0 | 0 | 0 | 0 | 0 | 0 | 0 | 0 | 0 | 0 | 0 | 0 | 0
F6_Industrial_Instruments_New_Space Heating_Natural Gas_Boiler_A_Achievable Economic RVT Potential | F6 | Industrial | Instruments | New | Space Heating | Natural Gas | Boiler | A | Incremental Winter Peak Savings (MW) | Achievable Economic RVT Potential | 0 | 0 | 0 | 0 | 0 | 0 | 0 | 0 | 0 | 0 | 0 | 0 | 0 | 0 | 0 | 0 | 0 | 0 | 0 | 0 | 0 | 0 | 0
F7_Industrial_Instruments_New_Space Heating_Natural Gas_Boiler_A_Achievable Economic RVT Potential | F7 | Industrial | Instruments | New | Space Heating | Natural Gas | Boiler | A | Cumulative Energy Savings (MWh or mTherms) | Achievable Economic RVT Potential | 0 | 0 | 0.0036913 | 0.17622 | 0.38484 | 0.64497 | 0.81212 | 1.0122 | 1.2125 | 1.439 | 1.608 | 1.8024 | 1.9942 | 2.2167 | 2.3678 | 2.5513 | 2.7348 | 2.9483 | 3.0893 | 3.2631 | 3.4322 | 3.6008 | 0
F8_Industrial_Instruments_New_Space Heating_Natural Gas_Boiler_A_Achievable Economic RVT Potential | F8 | Industrial | Instruments | New | Space Heating | Natural Gas | Boiler | A | Cumulative Summer Peak Savings (MW) | Achievable Economic RVT Potential | 0 | 0 | 0 | 0 | 0 | 0 | 0 | 0 | 0 | 0 | 0 | 0 | 0 | 0 | 0 | 0 | 0 | 0 | 0 | 0 | 0 | 0 | 0
F9_Industrial_Instruments_New_Space Heating_Natural Gas_Boiler_A_Achievable Economic RVT Potential | F9 | Industrial | Instruments | New | Space Heating | Natural Gas | Boiler | A | Cumulative Winter Peak Savings (MW) | Achievable Economic RVT Potential | 0 | 0 | 0 | 0 | 0 | 0 | 0 | 0 | 0 | 0 | 0 | 0 | 0 | 0 | 0 | 0 | 0 | 0 | 0 | 0 | 0 | 0 | 0
F10_Industrial_Instruments_New_Space Heating_Natural Gas_Boiler_A_Achievable Economic RVT Potential | F10 | Industrial | Instruments | New | Space Heating | Natural Gas | Boiler | A | Purchases (Incremental) | Achievable Economic RVT Potential | 0 | 0 | 0.00059312 | 0.027722 | 0.03352 | 0.041798 | 0.026856 | 0.032154 | 0.032178 | 0.036388 | 0.027154 | 0.031238 | 0.030824 | 0.035757 | 0.024268 | 0.029495 | 0.029472 | 0.03431 | 0.022663 | 0.027926 | 0.027165 | 0.027085 | 0
F11_Industrial_Instruments_New_Space Heating_Natural Gas_Boiler_A_Achievable Economic RVT Potential | F11 | Industrial | Instruments | New | Space Heating | Natural Gas | Boiler | A | Purchases (Cumulative) | Achievable Economic RVT Potential | 0 | 0 | 0.00059312 | 0.028316 | 0.061836 | 0.10363 | 0.13049 | 0.16264 | 0.19482 | 0.23121 | 0.25836 | 0.2896 | 0.32043 | 0.35618 | 0.38045 | 0.40995 | 0.43942 | 0.47373 | 0.49639 | 0.52432 | 0.55148 | 0.57857 | 0
F1_Industrial_Instruments_New_Space Heating_Natural Gas_Unit Heater_A_Achievable Economic RVT Potential | F1 | Industrial | Instruments | New | Space Heating | Natural Gas | Unit Heater | A | Integrated Unit Energy Savings (kWh or therms) | Achievable Economic RVT Potential | 0 | 43660.7244 | 43660.7244 | 43660.7244 | 43660.7244 | 43660.7244 | 43660.7244 | 43660.7244 | 43660.7244 | 43660.7244 | 43660.7244 | 43660.7244 | 43660.7244 | 43660.7244 | 43660.7244 | 43660.7244 | 43660.7244 | 43660.7244 | 43660.7244 | 43660.7244 | 43660.7244 | 43660.7244 | 0
F2_Industrial_Instruments_New_Space Heating_Natural Gas_Unit Heater_A_Achievable Economic RVT Potential | F2 | Industrial | Instruments | New | Space Heating | Natural Gas | Unit Heater | A | Integrated Unit Summer Peak Savings (kW) | Achievable Economic RVT Potential | 0 | 0 | 0 | 0 | 0 | 0 | 0 | 0 | 0 | 0 | 0 | 0 | 0 | 0 | 0 | 0 | 0 | 0 | 0 | 0 | 0 | 0 | 0
F3_Industrial_Instruments_New_Space Heating_Natural Gas_Unit Heater_A_Achievable Economic RVT Potential | F3 | Industrial | Instruments | New | Space Heating | Natural Gas | Unit Heater | A | Integrated Unit Winter Peak Savings (kW) | Achievable Economic RVT Potential | 0 | 0 | 0 | 0 | 0 | 0 | 0 | 0 | 0 | 0 | 0 | 0 | 0 | 0 | 0 | 0 | 0 | 0 | 0 | 0 | 0 | 0 | 0
F4_Industrial_Instruments_New_Space Heating_Natural Gas_Unit Heater_A_Achievable Economic RVT Potential | F4 | Industrial | Instruments | New | Space Heating | Natural Gas | Unit Heater | A | Incremental Energy Savings (MWh or mTherms) | Achievable Economic RVT Potential | 0 | 0 | 0.0040902 | 0.2607 | 0.39009 | 0.58297 | 0.43886 | 0.60116 | 0.66602 | 0.81435 | 0.64536 | 0.77799 | 1.0802 | 1.1903 | 1.0835 | 1.3914 | 1.5555 | 2.1294 | 1.3556 | 1.8466 | 1.8193 | 1.798 | 0
F5_Industrial_Instruments_New_Space Heating_Natural Gas_Unit Heater_A_Achievable Economic RVT Potential | F5 | Industrial | Instruments | New | Space Heating | Natural Gas | Unit Heater | A | Incremental Summer Peak Savings (MW) | Achievable Economic RVT Potential | 0 | 0 | 0 | 0 | 0 | 0 | 0 | 0 | 0 | 0 | 0 | 0 | 0 | 0 | 0 | 0 | 0 | 0 | 0 | 0 | 0 | 0 | 0
F6_Industrial_Instruments_New_Space Heating_Natural Gas_Unit Heater_A_Achievable Economic RVT Potential | F6 | Industrial | Instruments | New | Space Heating | Natural Gas | Unit Heater | A | Incremental Winter Peak Savings (MW) | Achievable Economic RVT Potential | 0 | 0 | 0 | 0 | 0 | 0 | 0 | 0 | 0 | 0 | 0 | 0 | 0 | 0 | 0 | 0 | 0 | 0 | 0 | 0 | 0 | 0 | 0
F7_Industrial_Instruments_New_Space Heating_Natural Gas_Unit Heater_A_Achievable Economic RVT Potential | F7 | Industrial | Instruments | New | Space Heating | Natural Gas | Unit Heater | A | Cumulative Energy Savings (MWh or mTherms) | Achievable Economic RVT Potential | 0 | 0 | 0.0040902 | 0.26479 | 0.65487 | 1.2378 | 1.6767 | 2.2779 | 2.9439 | 3.7582 | 4.4036 | 5.1816 | 6.2617 | 7.452 | 8.5315 | 9.6622 | 10.8276 | 12.374 | 13.2907 | 14.5362 | 15.6895 | 16.6732 | 0
F8_Industrial_Instruments_New_Space Heating_Natural Gas_Unit Heater_A_Achievable Economic RVT Potential | F8 | Industrial | Instruments | New | Space Heating | Natural Gas | Unit Heater | A | Cumulative Summer Peak Savings (MW) | Achievable Economic RVT Potential | 0 | 0 | 0 | 0 | 0 | 0 | 0 | 0 | 0 | 0 | 0 | 0 | 0 | 0 | 0 | 0 | 0 | 0 | 0 | 0 | 0 | 0 | 0
F9_Industrial_Instruments_New_Space Heating_Natural Gas_Unit Heater_A_Achievable Economic RVT Potential | F9 | Industrial | Instruments | New | Space Heating | Natural Gas | Unit Heater | A | Cumulative Winter Peak Savings (MW) | Achievable Economic RVT Potential | 0 | 0 | 0 | 0 | 0 | 0 | 0 | 0 | 0 | 0 | 0 | 0 | 0 | 0 | 0 | 0 | 0 | 0 | 0 | 0 | 0 | 0 | 0
F10_Industrial_Instruments_New_Space Heating_Natural Gas_Unit Heater_A_Achievable Economic RVT Potential | F10 | Industrial | Instruments | New | Space Heating | Natural Gas | Unit Heater | A | Purchases (Incremental) | Achievable Economic RVT Potential | 0 | 0 | 9.3682e-05 | 0.005971 | 0.0089345 | 0.013352 | 0.010052 | 0.013769 | 0.015254 | 0.018652 | 0.014781 | 0.017819 | 0.02474 | 0.027262 | 0.024817 | 0.031869 | 0.035627 | 0.04877 | 0.031049 | 0.042295 | 0.041669 | 0.041182 | 0
F11_Industrial_Instruments_New_Space Heating_Natural Gas_Unit Heater_A_Achievable Economic RVT Potential | F11 | Industrial | Instruments | New | Space Heating | Natural Gas | Unit Heater | A | Purchases (Cumulative) | Achievable Economic RVT Potential | 0 | 0 | 9.3682e-05 | 0.0060647 | 0.014999 | 0.028351 | 0.038403 | 0.052172 | 0.067426 | 0.086078 | 0.10086 | 0.11868 | 0.14342 | 0.17068 | 0.1954 | 0.2213 | 0.24799 | 0.28341 | 0.30441 | 0.33294 | 0.35935 | 0.38188 | 0
F1_Industrial_Wood and Lumber Products_Existing_Space Heating_Natural Gas_Furnace_A_Achievable Economic RVT Potential | F1 | Industrial | Wood and Lumber Products | Existing | Space Heating | Natural Gas | Furnace | A | Integrated Unit Energy Savings (kWh or therms) | Achievable Economic RVT Potential | 0 | 1443.5459 | 1443.5459 | 1443.5459 | 1443.5459 | 1443.5459 | 1443.5459 | 1443.5459 | 1443.5459 | 1443.5459 | 1443.5459 | 1443.5459 | 1443.5459 | 1443.5459 | 1443.5459 | 1443.5459 | 1443.5459 | 1443.5459 | 1443.5459 | 1443.5459 | 1443.5459 | 1443.5459 | 0
F2_Industrial_Wood and Lumber Products_Existing_Space Heating_Natural Gas_Furnace_A_Achievable Economic RVT Potential | F2 | Industrial | Wood and Lumber Products | Existing | Space Heating | Natural Gas | Furnace | A | Integrated Unit Summer Peak Savings (kW) | Achievable Economic RVT Potential | 0 | 0 | 0 | 0 | 0 | 0 | 0 | 0 | 0 | 0 | 0 | 0 | 0 | 0 | 0 | 0 | 0 | 0 | 0 | 0 | 0 | 0 | 0
F3_Industrial_Wood and Lumber Products_Existing_Space Heating_Natural Gas_Furnace_A_Achievable Economic RVT Potential | F3 | Industrial | Wood and Lumber Products | Existing | Space Heating | Natural Gas | Furnace | A | Integrated Unit Winter Peak Savings (kW) | Achievable Economic RVT Potential | 0 | 0 | 0 | 0 | 0 | 0 | 0 | 0 | 0 | 0 | 0 | 0 | 0 | 0 | 0 | 0 | 0 | 0 | 0 | 0 | 0 | 0 | 0
F4_Industrial_Wood and Lumber Products_Existing_Space Heating_Natural Gas_Furnace_A_Achievable Economic RVT Potential | F4 | Industrial | Wood and Lumber Products | Existing | Space Heating | Natural Gas | Furnace | A | Incremental Energy Savings (MWh or mTherms) | Achievable Economic RVT Potential | 0 | 0 | 0.0012371 | 0.0025735 | 0.0039908 | 0.0054724 | 0.0070035 | 0.0084284 | 0.0096122 | 0.010588 | 0.011387 | 0.012035 | 0.011541 | 0.010977 | 0.010377 | 0.0097644 | 0.0091542 | 0.0085579 | 0.0079162 | 0.0079275 | 0.0079561 | 0.0079976 | 0
F5_Industrial_Wood and Lumber Products_Existing_Space Heating_Natural Gas_Furnace_A_Achievable Economic RVT Potential | F5 | Industrial | Wood and Lumber Products | Existing | Space Heating | Natural Gas | Furnace | A | Incremental Summer Peak Savings (MW) | Achievable Economic RVT Potential | 0 | 0 | 0 | 0 | 0 | 0 | 0 | 0 | 0 | 0 | 0 | 0 | 0 | 0 | 0 | 0 | 0 | 0 | 0 | 0 | 0 | 0 | 0
F6_Industrial_Wood and Lumber Products_Existing_Space Heating_Natural Gas_Furnace_A_Achievable Economic RVT Potential | F6 | Industrial | Wood and Lumber Products | Existing | Space Heating | Natural Gas | Furnace | A | Incremental Winter Peak Savings (MW) | Achievable Economic RVT Potential | 0 | 0 | 0 | 0 | 0 | 0 | 0 | 0 | 0 | 0 | 0 | 0 | 0 | 0 | 0 | 0 | 0 | 0 | 0 | 0 | 0 | 0 | 0
F7_Industrial_Wood and Lumber Products_Existing_Space Heating_Natural Gas_Furnace_A_Achievable Economic RVT Potential | F7 | Industrial | Wood and Lumber Products | Existing | Space Heating | Natural Gas | Furnace | A | Cumulative Energy Savings (MWh or mTherms) | Achievable Economic RVT Potential | 0 | 0 | 0.0012371 | 0.0038106 | 0.0078014 | 0.013274 | 0.020277 | 0.028706 | 0.038318 | 0.048906 | 0.060294 | 0.072329 | 0.083869 | 0.094847 | 0.10522 | 0.11499 | 0.12414 | 0.1327 | 0.14062 | 0.14854 | 0.1565 | 0.1645 | 0
F8_Industrial_Wood and Lumber Products_Existing_Space Heating_Natural Gas_Furnace_A_Achievable Economic RVT Potential | F8 | Industrial | Wood and Lumber Products | Existing | Space Heating | Natural Gas | Furnace | A | Cumulative Summer Peak Savings (MW) | Achievable Economic RVT Potential | 0 | 0 | 0 | 0 | 0 | 0 | 0 | 0 | 0 | 0 | 0 | 0 | 0 | 0 | 0 | 0 | 0 | 0 | 0 | 0 | 0 | 0 | 0
F9_Industrial_Wood and Lumber Products_Existing_Space Heating_Natural Gas_Furnace_A_Achievable Economic RVT Potential | F9 | Industrial | Wood and Lumber Products | Existing | Space Heating | Natural Gas | Furnace | A | Cumulative Winter Peak Savings (MW) | Achievable Economic RVT Potential | 0 | 0 | 0 | 0 | 0 | 0 | 0 | 0 | 0 | 0 | 0 | 0 | 0 | 0 | 0 | 0 | 0 | 0 | 0 | 0 | 0 | 0 | 0
F10_Industrial_Wood and Lumber Products_Existing_Space Heating_Natural Gas_Furnace_A_Achievable Economic RVT Potential | F10 | Industrial | Wood and Lumber Products | Existing | Space Heating | Natural Gas | Furnace | A | Purchases (Incremental) | Achievable Economic RVT Potential | 0 | 0 | 0.00085697 | 0.0017828 | 0.0027646 | 0.0037909 | 0.0048516 | 0.0058387 | 0.0066587 | 0.007335 | 0.0078883 | 0.0083371 | 0.0079948 | 0.0076044 | 0.0071889 | 0.0067642 | 0.0063415 | 0.0059284 | 0.0054839 | 0.0054917 | 0.0055115 | 0.0055402 | 0
F11_Industrial_Wood and Lumber Products_Existing_Space Heating_Natural Gas_Furnace_A_Achievable Economic RVT Potential | F11 | Industrial | Wood and Lumber Products | Existing | Space Heating | Natural Gas | Furnace | A | Purchases (Cumulative) | Achievable Economic RVT Potential | 0 | 0 | 0.00085697 | 0.0026398 | 0.0054043 | 0.0091953 | 0.014047 | 0.019886 | 0.026544 | 0.033879 | 0.041768 | 0.050105 | 0.0581 | 0.065704 | 0.072893 | 0.079657 | 0.085998 | 0.091927 | 0.097411 | 0.1029 | 0.10841 | 0.11395 | 0
F1_Industrial_Wood and Lumber Products_Existing_Space Heating_Natural Gas_Boiler_A_Achievable Economic RVT Potential | F1 | Industrial | Wood and Lumber Products | Existing | Space Heating | Natural Gas | Boiler | A | Integrated Unit Energy Savings (kWh or therms) | Achievable Economic RVT Potential | 0 | 6227.3193 | 6227.3193 | 6227.3193 | 6227.3193 | 6227.3193 | 6227.3193 | 6227.3193 | 6227.3193 | 6227.3193 | 6227.3193 | 6227.3193 | 6227.3193 | 6227.3193 | 6227.3193 | 6227.3193 | 6227.3193 | 6227.3193 | 6227.3193 | 6227.3193 | 6227.3193 | 6227.3193 | 0
F2_Industrial_Wood and Lumber Products_Existing_Space Heating_Natural Gas_Boiler_A_Achievable Economic RVT Potential | F2 | Industrial | Wood and Lumber Products | Existing | Space Heating | Natural Gas | Boiler | A | Integrated Unit Summer Peak Savings (kW) | Achievable Economic RVT Potential | 0 | 0 | 0 | 0 | 0 | 0 | 0 | 0 | 0 | 0 | 0 | 0 | 0 | 0 | 0 | 0 | 0 | 0 | 0 | 0 | 0 | 0 | 0
F3_Industrial_Wood and Lumber Products_Existing_Space Heating_Natural Gas_Boiler_A_Achievable Economic RVT Potential | F3 | Industrial | Wood and Lumber Products | Existing | Space Heating | Natural Gas | Boiler | A | Integrated Unit Winter Peak Savings (kW) | Achievable Economic RVT Potential | 0 | 0 | 0 | 0 | 0 | 0 | 0 | 0 | 0 | 0 | 0 | 0 | 0 | 0 | 0 | 0 | 0 | 0 | 0 | 0 | 0 | 0 | 0
F4_Industrial_Wood and Lumber Products_Existing_Space Heating_Natural Gas_Boiler_A_Achievable Economic RVT Potential | F4 | Industrial | Wood and Lumber Products | Existing | Space Heating | Natural Gas | Boiler | A | Incremental Energy Savings (MWh or mTherms) | Achievable Economic RVT Potential | 0 | 0 | 0.018571 | 0.026987 | 0.032385 | 0.035643 | 0.037597 | 0.038314 | 0.03835 | 0.038058 | 0.037625 | 0.03712 | 0.0366 | 0.036077 | 0.035551 | 0.035024 | 0.034497 | 0.033971 | 0.033446 | 0.032924 | 0.032406 | 0.031891 | 0
F5_Industrial_Wood and Lumber Products_Existing_Space Heating_Natural Gas_Boiler_A_Achievable Economic RVT Potential | F5 | Industrial | Wood and Lumber Products | Existing | Space Heating | Natural Gas | Boiler | A | Incremental Summer Peak Savings (MW) | Achievable Economic RVT Potential | 0 | 0 | 0 | 0 | 0 | 0 | 0 | 0 | 0 | 0 | 0 | 0 | 0 | 0 | 0 | 0 | 0 | 0 | 0 | 0 | 0 | 0 | 0
F6_Industrial_Wood and Lumber Products_Existing_Space Heating_Natural Gas_Boiler_A_Achievable Economic RVT Potential | F6 | Industrial | Wood and Lumber Products | Existing | Space Heating | Natural Gas | Boiler | A | Incremental Winter Peak Savings (MW) | Achievable Economic RVT Potential | 0 | 0 | 0 | 0 | 0 | 0 | 0 | 0 | 0 | 0 | 0 | 0 | 0 | 0 | 0 | 0 | 0 | 0 | 0 | 0 | 0 | 0 | 0
F7_Industrial_Wood and Lumber Products_Existing_Space Heating_Natural Gas_Boiler_A_Achievable Economic RVT Potential | F7 | Industrial | Wood and Lumber Products | Existing | Space Heating | Natural Gas | Boiler | A | Cumulative Energy Savings (MWh or mTherms) | Achievable Economic RVT Potential | 0 | 0 | 0.018571 | 0.045558 | 0.077942 | 0.11359 | 0.15118 | 0.1895 | 0.22785 | 0.2659 | 0.30353 | 0.34065 | 0.37725 | 0.41333 | 0.44888 | 0.4839 | 0.5184 | 0.55237 | 0.58582 | 0.61874 | 0.65115 | 0.68304 | 0
F8_Industrial_Wood and Lumber Products_Existing_Space Heating_Natural Gas_Boiler_A_Achievable Economic RVT Potential | F8 | Industrial | Wood and Lumber Products | Existing | Space Heating | Natural Gas | Boiler | A | Cumulative Summer Peak Savings (MW) | Achievable Economic RVT Potential | 0 | 0 | 0 | 0 | 0 | 0 | 0 | 0 | 0 | 0 | 0 | 0 | 0 | 0 | 0 | 0 | 0 | 0 | 0 | 0 | 0 | 0 | 0
F9_Industrial_Wood and Lumber Products_Existing_Space Heating_Natural Gas_Boiler_A_Achievable Economic RVT Potential | F9 | Industrial | Wood and Lumber Products | Existing | Space Heating | Natural Gas | Boiler | A | Cumulative Winter Peak Savings (MW) | Achievable Economic RVT Potential | 0 | 0 | 0 | 0 | 0 | 0 | 0 | 0 | 0 | 0 | 0 | 0 | 0 | 0 | 0 | 0 | 0 | 0 | 0 | 0 | 0 | 0 | 0
F10_Industrial_Wood and Lumber Products_Existing_Space Heating_Natural Gas_Boiler_A_Achievable Economic RVT Potential | F10 | Industrial | Wood and Lumber Products | Existing | Space Heating | Natural Gas | Boiler | A | Purchases (Incremental) | Achievable Economic RVT Potential | 0 | 0 | 0.0029822 | 0.0043336 | 0.0052004 | 0.0057236 | 0.0060374 | 0.0061526 | 0.0061583 | 0.0061115 | 0.0060419 | 0.0059608 | 0.0058774 | 0.0057933 | 0.0057089 | 0.0056243 | 0.0055396 | 0.0054551 | 0.0053709 | 0.0052871 | 0.0052038 | 0.0051211 | 0
F11_Industrial_Wood and Lumber Products_Existing_Space Heating_Natural Gas_Boiler_A_Achievable Economic RVT Potential | F11 | Industrial | Wood and Lumber Products | Existing | Space Heating | Natural Gas | Boiler | A | Purchases (Cumulative) | Achievable Economic RVT Potential | 0 | 0 | 0.0029822 | 0.0073158 | 0.012516 | 0.01824 | 0.024277 | 0.03043 | 0.036588 | 0.0427 | 0.048741 | 0.054702 | 0.06058 | 0.066373 | 0.072082 | 0.077706 | 0.083246 | 0.088701 | 0.094072 | 0.099359 | 0.10456 | 0.10968 | 0
F1_Industrial_Wood and Lumber Products_Existing_Space Heating_Natural Gas_Unit Heater_A_Achievable Economic RVT Potential | F1 | Industrial | Wood and Lumber Products | Existing | Space Heating | Natural Gas | Unit Heater | A | Integrated Unit Energy Savings (kWh or therms) | Achievable Economic RVT Potential | 0 | 43660.7244 | 43660.7244 | 43660.7244 | 43660.7244 | 43660.7244 | 43660.7244 | 43660.7244 | 43660.7244 | 43660.7244 | 43660.7244 | 43660.7244 | 43660.7244 | 43660.7244 | 43660.7244 | 43660.7244 | 43660.7244 | 43660.7244 | 43660.7244 | 43660.7244 | 43660.7244 | 43660.7244 | 0
F2_Industrial_Wood and Lumber Products_Existing_Space Heating_Natural Gas_Unit Heater_A_Achievable Economic RVT Potential | F2 | Industrial | Wood and Lumber Products | Existing | Space Heating | Natural Gas | Unit Heater | A | Integrated Unit Summer Peak Savings (kW) | Achievable Economic RVT Potential | 0 | 0 | 0 | 0 | 0 | 0 | 0 | 0 | 0 | 0 | 0 | 0 | 0 | 0 | 0 | 0 | 0 | 0 | 0 | 0 | 0 | 0 | 0
F3_Industrial_Wood and Lumber Products_Existing_Space Heating_Natural Gas_Unit Heater_A_Achievable Economic RVT Potential | F3 | Industrial | Wood and Lumber Products | Existing | Space Heating | Natural Gas | Unit Heater | A | Integrated Unit Winter Peak Savings (kW) | Achievable Economic RVT Potential | 0 | 0 | 0 | 0 | 0 | 0 | 0 | 0 | 0 | 0 | 0 | 0 | 0 | 0 | 0 | 0 | 0 | 0 | 0 | 0 | 0 | 0 | 0
F4_Industrial_Wood and Lumber Products_Existing_Space Heating_Natural Gas_Unit Heater_A_Achievable Economic RVT Potential | F4 | Industrial | Wood and Lumber Products | Existing | Space Heating | Natural Gas | Unit Heater | A | Incremental Energy Savings (MWh or mTherms) | Achievable Economic RVT Potential | 0 | 0 | 0.0016469 | 0.0062808 | 0.014978 | 0.028589 | 0.04777 | 0.071794 | 0.09898 | 0.12859 | 0.15618 | 0.18122 | 0.20427 | 0.22592 | 0.24666 | 0.26691 | 0.28696 | 0.27228 | 0.26012 | 0.25279 | 0.24966 | 0.24942 | 0
F5_Industrial_Wood and Lumber Products_Existing_Space Heating_Natural Gas_Unit Heater_A_Achievable Economic RVT Potential | F5 | Industrial | Wood and Lumber Products | Existing | Space Heating | Natural Gas | Unit Heater | A | Incremental Summer Peak Savings (MW) | Achievable Economic RVT Potential | 0 | 0 | 0 | 0 | 0 | 0 | 0 | 0 | 0 | 0 | 0 | 0 | 0 | 0 | 0 | 0 | 0 | 0 | 0 | 0 | 0 | 0 | 0
F6_Industrial_Wood and Lumber Products_Existing_Space Heating_Natural Gas_Unit Heater_A_Achievable Economic RVT Potential | F6 | Industrial | Wood and Lumber Products | Existing | Space Heating | Natural Gas | Unit Heater | A | Incremental Winter Peak Savings (MW) | Achievable Economic RVT Potential | 0 | 0 | 0 | 0 | 0 | 0 | 0 | 0 | 0 | 0 | 0 | 0 | 0 | 0 | 0 | 0 | 0 | 0 | 0 | 0 | 0 | 0 | 0
F7_Industrial_Wood and Lumber Products_Existing_Space Heating_Natural Gas_Unit Heater_A_Achievable Economic RVT Potential | F7 | Industrial | Wood and Lumber Products | Existing | Space Heating | Natural Gas | Unit Heater | A | Cumulative Energy Savings (MWh or mTherms) | Achievable Economic RVT Potential | 0 | 0 | 0.0016469 | 0.0079277 | 0.022906 | 0.051495 | 0.099265 | 0.17106 | 0.27004 | 0.39862 | 0.5548 | 0.73602 | 0.94029 | 1.1662 | 1.4112 | 1.6719 | 1.9438 | 2.1875 | 2.3999 | 2.5809 | 2.7316 | 2.8524 | 0
F8_Industrial_Wood and Lumber Products_Existing_Space Heating_Natural Gas_Unit Heater_A_Achievable Economic RVT Potential | F8 | Industrial | Wood and Lumber Products | Existing | Space Heating | Natural Gas | Unit Heater | A | Cumulative Summer Peak Savings (MW) | Achievable Economic RVT Potential | 0 | 0 | 0 | 0 | 0 | 0 | 0 | 0 | 0 | 0 | 0 | 0 | 0 | 0 | 0 | 0 | 0 | 0 | 0 | 0 | 0 | 0 | 0
F9_Industrial_Wood and Lumber Products_Existing_Space Heating_Natural Gas_Unit Heater_A_Achievable Economic RVT Potential | F9 | Industrial | Wood and Lumber Products | Existing | Space Heating | Natural Gas | Unit Heater | A | Cumulative Winter Peak Savings (MW) | Achievable Economic RVT Potential | 0 | 0 | 0 | 0 | 0 | 0 | 0 | 0 | 0 | 0 | 0 | 0 | 0 | 0 | 0 | 0 | 0 | 0 | 0 | 0 | 0 | 0 | 0
F10_Industrial_Wood and Lumber Products_Existing_Space Heating_Natural Gas_Unit Heater_A_Achievable Economic RVT Potential | F10 | Industrial | Wood and Lumber Products | Existing | Space Heating | Natural Gas | Unit Heater | A | Purchases (Incremental) | Achievable Economic RVT Potential | 0 | 0 | 3.772e-05 | 0.00014386 | 0.00034306 | 0.0006548 | 0.0010941 | 0.0016443 | 0.002267 | 0.0029451 | 0.0035772 | 0.0041506 | 0.0046786 | 0.0051744 | 0.0056496 | 0.0061134 | 0.0065726 | 0.0062364 | 0.0059578 | 0.0057899 | 0.0057181 | 0.0057126 | 0
F11_Industrial_Wood and Lumber Products_Existing_Space Heating_Natural Gas_Unit Heater_A_Achievable Economic RVT Potential | F11 | Industrial | Wood and Lumber Products | Existing | Space Heating | Natural Gas | Unit Heater | A | Purchases (Cumulative) | Achievable Economic RVT Potential | 0 | 0 | 3.772e-05 | 0.00018158 | 0.00052463 | 0.0011794 | 0.0022735 | 0.0039179 | 0.0061849 | 0.00913 | 0.012707 | 0.016858 | 0.021536 | 0.026711 | 0.032323 | 0.038292 | 0.044522 | 0.050103 | 0.054967 | 0.059112 | 0.062564 | 0.065331 | 0
F1_Industrial_Wood and Lumber Products_New_Space Heating_Natural Gas_Furnace_A_Achievable Economic RVT Potential | F1 | Industrial | Wood and Lumber Products | New | Space Heating | Natural Gas | Furnace | A | Integrated Unit Energy Savings (kWh or therms) | Achievable Economic RVT Potential | 0 | 1443.5073 | 1443.5073 | 1443.5073 | 1443.5073 | 1443.5073 | 1443.5073 | 1443.5073 | 1443.5073 | 1443.5073 | 1443.5073 | 1443.5073 | 1443.5073 | 1443.5073 | 1443.5073 | 1443.5073 | 1443.5073 | 1443.5073 | 1443.5073 | 1443.5073 | 1443.5073 | 1443.5073 | 0
F2_Industrial_Wood and Lumber Products_New_Space Heating_Natural Gas_Furnace_A_Achievable Economic RVT Potential | F2 | Industrial | Wood and Lumber Products | New | Space Heating | Natural Gas | Furnace | A | Integrated Unit Summer Peak Savings (kW) | Achievable Economic RVT Potential | 0 | 0 | 0 | 0 | 0 | 0 | 0 | 0 | 0 | 0 | 0 | 0 | 0 | 0 | 0 | 0 | 0 | 0 | 0 | 0 | 0 | 0 | 0
F3_Industrial_Wood and Lumber Products_New_Space Heating_Natural Gas_Furnace_A_Achievable Economic RVT Potential | F3 | Industrial | Wood and Lumber Products | New | Space Heating | Natural Gas | Furnace | A | Integrated Unit Winter Peak Savings (kW) | Achievable Economic RVT Potential | 0 | 0 | 0 | 0 | 0 | 0 | 0 | 0 | 0 | 0 | 0 | 0 | 0 | 0 | 0 | 0 | 0 | 0 | 0 | 0 | 0 | 0 | 0
F4_Industrial_Wood and Lumber Products_New_Space Heating_Natural Gas_Furnace_A_Achievable Economic RVT Potential | F4 | Industrial | Wood and Lumber Products | New | Space Heating | Natural Gas | Furnace | A | Incremental Energy Savings (MWh or mTherms) | Achievable Economic RVT Potential | 0 | 0 | 5.7404e-05 | 0.0036587 | 0.0054746 | 0.0081816 | 0.0061591 | 0.0084369 | 0.0093472 | 0.011429 | 0.0090573 | 0.010919 | 0.01117 | 0.013325 | 0.009243 | 0.011428 | 0.011574 | 0.013618 | 0.0089958 | 0.012766 | 0.012375 | 0.013504 | 0
F5_Industrial_Wood and Lumber Products_New_Space Heating_Natural Gas_Furnace_A_Achievable Economic RVT Potential | F5 | Industrial | Wood and Lumber Products | New | Space Heating | Natural Gas | Furnace | A | Incremental Summer Peak Savings (MW) | Achievable Economic RVT Potential | 0 | 0 | 0 | 0 | 0 | 0 | 0 | 0 | 0 | 0 | 0 | 0 | 0 | 0 | 0 | 0 | 0 | 0 | 0 | 0 | 0 | 0 | 0
F6_Industrial_Wood and Lumber Products_New_Space Heating_Natural Gas_Furnace_A_Achievable Economic RVT Potential | F6 | Industrial | Wood and Lumber Products | New | Space Heating | Natural Gas | Furnace | A | Incremental Winter Peak Savings (MW) | Achievable Economic RVT Potential | 0 | 0 | 0 | 0 | 0 | 0 | 0 | 0 | 0 | 0 | 0 | 0 | 0 | 0 | 0 | 0 | 0 | 0 | 0 | 0 | 0 | 0 | 0
F7_Industrial_Wood and Lumber Products_New_Space Heating_Natural Gas_Furnace_A_Achievable Economic RVT Potential | F7 | Industrial | Wood and Lumber Products | New | Space Heating | Natural Gas | Furnace | A | Cumulative Energy Savings (MWh or mTherms) | Achievable Economic RVT Potential | 0 | 0 | 5.7404e-05 | 0.0037161 | 0.0091908 | 0.017372 | 0.023532 | 0.031968 | 0.041316 | 0.052745 | 0.061802 | 0.072721 | 0.08389 | 0.097215 | 0.10646 | 0.11789 | 0.12946 | 0.14308 | 0.15207 | 0.16484 | 0.17721 | 0.19072 | 0
F8_Industrial_Wood and Lumber Products_New_Space Heating_Natural Gas_Furnace_A_Achievable Economic RVT Potential | F8 | Industrial | Wood and Lumber Products | New | Space Heating | Natural Gas | Furnace | A | Cumulative Summer Peak Savings (MW) | Achievable Economic RVT Potential | 0 | 0 | 0 | 0 | 0 | 0 | 0 | 0 | 0 | 0 | 0 | 0 | 0 | 0 | 0 | 0 | 0 | 0 | 0 | 0 | 0 | 0 | 0
F9_Industrial_Wood and Lumber Products_New_Space Heating_Natural Gas_Furnace_A_Achievable Economic RVT Potential | F9 | Industrial | Wood and Lumber Products | New | Space Heating | Natural Gas | Furnace | A | Cumulative Winter Peak Savings (MW) | Achievable Economic RVT Potential | 0 | 0 | 0 | 0 | 0 | 0 | 0 | 0 | 0 | 0 | 0 | 0 | 0 | 0 | 0 | 0 | 0 | 0 | 0 | 0 | 0 | 0 | 0
F10_Industrial_Wood and Lumber Products_New_Space Heating_Natural Gas_Furnace_A_Achievable Economic RVT Potential | F10 | Industrial | Wood and Lumber Products | New | Space Heating | Natural Gas | Furnace | A | Purchases (Incremental) | Achievable Economic RVT Potential | 0 | 0 | 3.9767e-05 | 0.0025346 | 0.0037926 | 0.0056679 | 0.0042668 | 0.0058447 | 0.0064753 | 0.0079175 | 0.0062745 | 0.007564 | 0.007738 | 0.0092308 | 0.0064032 | 0.0079165 | 0.0080179 | 0.009434 | 0.0062319 | 0.0088438 | 0.008573 | 0.0093547 | 0
F11_Industrial_Wood and Lumber Products_New_Space Heating_Natural Gas_Furnace_A_Achievable Economic RVT Potential | F11 | Industrial | Wood and Lumber Products | New | Space Heating | Natural Gas | Furnace | A | Purchases (Cumulative) | Achievable Economic RVT Potential | 0 | 0 | 3.9767e-05 | 0.0025744 | 0.006367 | 0.012035 | 0.016302 | 0.022146 | 0.028622 | 0.036539 | 0.042814 | 0.050378 | 0.058116 | 0.067346 | 0.07375 | 0.081666 | 0.089684 | 0.099118 | 0.10535 | 0.11419 | 0.12277 | 0.13212 | 0
F1_Industrial_Wood and Lumber Products_New_Space Heating_Natural Gas_Boiler_A_Achievable Economic RVT Potential | F1 | Industrial | Wood and Lumber Products | New | Space Heating | Natural Gas | Boiler | A | Integrated Unit Energy Savings (kWh or therms) | Achievable Economic RVT Potential | 0 | 6223.5803 | 6223.5803 | 6223.5803 | 6223.5803 | 6223.5803 | 6223.5803 | 6223.5803 | 6223.5803 | 6223.5803 | 6223.5803 | 6223.5803 | 6223.5803 | 6223.5803 | 6223.5803 | 6223.5803 | 6223.5803 | 6223.5803 | 6223.5803 | 6223.5803 | 6223.5803 | 6223.5803 | 0
F2_Industrial_Wood and Lumber Products_New_Space Heating_Natural Gas_Boiler_A_Achievable Economic RVT Potential | F2 | Industrial | Wood and Lumber Products | New | Space Heating | Natural Gas | Boiler | A | Integrated Unit Summer Peak Savings (kW) | Achievable Economic RVT Potential | 0 | 0 | 0 | 0 | 0 | 0 | 0 | 0 | 0 | 0 | 0 | 0 | 0 | 0 | 0 | 0 | 0 | 0 | 0 | 0 | 0 | 0 | 0
F3_Industrial_Wood and Lumber Products_New_Space Heating_Natural Gas_Boiler_A_Achievable Economic RVT Potential | F3 | Industrial | Wood and Lumber Products | New | Space Heating | Natural Gas | Boiler | A | Integrated Unit Winter Peak Savings (kW) | Achievable Economic RVT Potential | 0 | 0 | 0 | 0 | 0 | 0 | 0 | 0 | 0 | 0 | 0 | 0 | 0 | 0 | 0 | 0 | 0 | 0 | 0 | 0 | 0 | 0 | 0
F4_Industrial_Wood and Lumber Products_New_Space Heating_Natural Gas_Boiler_A_Achievable Economic RVT Potential | F4 | Industrial | Wood and Lumber Products | New | Space Heating | Natural Gas | Boiler | A | Incremental Energy Savings (MWh or mTherms) | Achievable Economic RVT Potential | 0 | 0 | 0.00078507 | 0.036694 | 0.044369 | 0.055325 | 0.035548 | 0.042561 | 0.042592 | 0.048165 | 0.035942 | 0.041348 | 0.0408 | 0.047329 | 0.032122 | 0.03904 | 0.039011 | 0.045414 | 0.029997 | 0.036964 | 0.035957 | 0.035851 | 0
F5_Industrial_Wood and Lumber Products_New_Space Heating_Natural Gas_Boiler_A_Achievable Economic RVT Potential | F5 | Industrial | Wood and Lumber Products | New | Space Heating | Natural Gas | Boiler | A | Incremental Summer Peak Savings (MW) | Achievable Economic RVT Potential | 0 | 0 | 0 | 0 | 0 | 0 | 0 | 0 | 0 | 0 | 0 | 0 | 0 | 0 | 0 | 0 | 0 | 0 | 0 | 0 | 0 | 0 | 0
F6_Industrial_Wood and Lumber Products_New_Space Heating_Natural Gas_Boiler_A_Achievable Economic RVT Potential | F6 | Industrial | Wood and Lumber Products | New | Space Heating | Natural Gas | Boiler | A | Incremental Winter Peak Savings (MW) | Achievable Economic RVT Potential | 0 | 0 | 0 | 0 | 0 | 0 | 0 | 0 | 0 | 0 | 0 | 0 | 0 | 0 | 0 | 0 | 0 | 0 | 0 | 0 | 0 | 0 | 0
F7_Industrial_Wood and Lumber Products_New_Space Heating_Natural Gas_Boiler_A_Achievable Economic RVT Potential | F7 | Industrial | Wood and Lumber Products | New | Space Heating | Natural Gas | Boiler | A | Cumulative Energy Savings (MWh or mTherms) | Achievable Economic RVT Potential | 0 | 0 | 0.00078507 | 0.03748 | 0.081849 | 0.13717 | 0.17272 | 0.21528 | 0.25787 | 0.30604 | 0.34198 | 0.38333 | 0.42413 | 0.47146 | 0.50358 | 0.54262 | 0.58163 | 0.62705 | 0.65704 | 0.69401 | 0.72996 | 0.76581 | 0
F8_Industrial_Wood and Lumber Products_New_Space Heating_Natural Gas_Boiler_A_Achievable Economic RVT Potential | F8 | Industrial | Wood and Lumber Products | New | Space Heating | Natural Gas | Boiler | A | Cumulative Summer Peak Savings (MW) | Achievable Economic RVT Potential | 0 | 0 | 0 | 0 | 0 | 0 | 0 | 0 | 0 | 0 | 0 | 0 | 0 | 0 | 0 | 0 | 0 | 0 | 0 | 0 | 0 | 0 | 0
F9_Industrial_Wood and Lumber Products_New_Space Heating_Natural Gas_Boiler_A_Achievable Economic RVT Potential | F9 | Industrial | Wood and Lumber Products | New | Space Heating | Natural Gas | Boiler | A | Cumulative Winter Peak Savings (MW) | Achievable Economic RVT Potential | 0 | 0 | 0 | 0 | 0 | 0 | 0 | 0 | 0 | 0 | 0 | 0 | 0 | 0 | 0 | 0 | 0 | 0 | 0 | 0 | 0 | 0 | 0
F10_Industrial_Wood and Lumber Products_New_Space Heating_Natural Gas_Boiler_A_Achievable Economic RVT Potential | F10 | Industrial | Wood and Lumber Products | New | Space Heating | Natural Gas | Boiler | A | Purchases (Incremental) | Achievable Economic RVT Potential | 0 | 0 | 0.00012615 | 0.005896 | 0.0071292 | 0.0088896 | 0.0057119 | 0.0068386 | 0.0068436 | 0.0077391 | 0.0057751 | 0.0066438 | 0.0065557 | 0.0076048 | 0.0051614 | 0.006273 | 0.0062682 | 0.007297 | 0.0048199 | 0.0059393 | 0.0057775 | 0.0057604 | 0
F11_Industrial_Wood and Lumber Products_New_Space Heating_Natural Gas_Boiler_A_Achievable Economic RVT Potential | F11 | Industrial | Wood and Lumber Products | New | Space Heating | Natural Gas | Boiler | A | Purchases (Cumulative) | Achievable Economic RVT Potential | 0 | 0 | 0.00012615 | 0.0060222 | 0.013151 | 0.022041 | 0.027753 | 0.034591 | 0.041435 | 0.049174 | 0.054949 | 0.061593 | 0.068149 | 0.075754 | 0.080915 | 0.087188 | 0.093456 | 0.10075 | 0.10557 | 0.11151 | 0.11729 | 0.12305 | 0
F1_Industrial_Wood and Lumber Products_New_Space Heating_Natural Gas_Unit Heater_A_Achievable Economic RVT Potential | F1 | Industrial | Wood and Lumber Products | New | Space Heating | Natural Gas | Unit Heater | A | Integrated Unit Energy Savings (kWh or therms) | Achievable Economic RVT Potential | 0 | 43660.7244 | 43660.7244 | 43660.7244 | 43660.7244 | 43660.7244 | 43660.7244 | 43660.7244 | 43660.7244 | 43660.7244 | 43660.7244 | 43660.7244 | 43660.7244 | 43660.7244 | 43660.7244 | 43660.7244 | 43660.7244 | 43660.7244 | 43660.7244 | 43660.7244 | 43660.7244 | 43660.7244 | 0
F2_Industrial_Wood and Lumber Products_New_Space Heating_Natural Gas_Unit Heater_A_Achievable Economic RVT Potential | F2 | Industrial | Wood and Lumber Products | New | Space Heating | Natural Gas | Unit Heater | A | Integrated Unit Summer Peak Savings (kW) | Achievable Economic RVT Potential | 0 | 0 | 0 | 0 | 0 | 0 | 0 | 0 | 0 | 0 | 0 | 0 | 0 | 0 | 0 | 0 | 0 | 0 | 0 | 0 | 0 | 0 | 0
F3_Industrial_Wood and Lumber Products_New_Space Heating_Natural Gas_Unit Heater_A_Achievable Economic RVT Potential | F3 | Industrial | Wood and Lumber Products | New | Space Heating | Natural Gas | Unit Heater | A | Integrated Unit Winter Peak Savings (kW) | Achievable Economic RVT Potential | 0 | 0 | 0 | 0 | 0 | 0 | 0 | 0 | 0 | 0 | 0 | 0 | 0 | 0 | 0 | 0 | 0 | 0 | 0 | 0 | 0 | 0 | 0
F4_Industrial_Wood and Lumber Products_New_Space Heating_Natural Gas_Unit Heater_A_Achievable Economic RVT Potential | F4 | Industrial | Wood and Lumber Products | New | Space Heating | Natural Gas | Unit Heater | A | Incremental Energy Savings (MWh or mTherms) | Achievable Economic RVT Potential | 0 | 0 | 0.00086992 | 0.055445 | 0.082964 | 0.12399 | 0.093337 | 0.12786 | 0.14165 | 0.1732 | 0.13726 | 0.16546 | 0.22973 | 0.25315 | 0.23044 | 0.29593 | 0.33083 | 0.45287 | 0.28831 | 0.39275 | 0.38693 | 0.38241 | 0
F5_Industrial_Wood and Lumber Products_New_Space Heating_Natural Gas_Unit Heater_A_Achievable Economic RVT Potential | F5 | Industrial | Wood and Lumber Products | New | Space Heating | Natural Gas | Unit Heater | A | Incremental Summer Peak Savings (MW) | Achievable Economic RVT Potential | 0 | 0 | 0 | 0 | 0 | 0 | 0 | 0 | 0 | 0 | 0 | 0 | 0 | 0 | 0 | 0 | 0 | 0 | 0 | 0 | 0 | 0 | 0
F6_Industrial_Wood and Lumber Products_New_Space Heating_Natural Gas_Unit Heater_A_Achievable Economic RVT Potential | F6 | Industrial | Wood and Lumber Products | New | Space Heating | Natural Gas | Unit Heater | A | Incremental Winter Peak Savings (MW) | Achievable Economic RVT Potential | 0 | 0 | 0 | 0 | 0 | 0 | 0 | 0 | 0 | 0 | 0 | 0 | 0 | 0 | 0 | 0 | 0 | 0 | 0 | 0 | 0 | 0 | 0
F7_Industrial_Wood and Lumber Products_New_Space Heating_Natural Gas_Unit Heater_A_Achievable Economic RVT Potential | F7 | Industrial | Wood and Lumber Products | New | Space Heating | Natural Gas | Unit Heater | A | Cumulative Energy Savings (MWh or mTherms) | Achievable Economic RVT Potential | 0 | 0 | 0.00086992 | 0.056315 | 0.13928 | 0.26327 | 0.3566 | 0.48446 | 0.62611 | 0.7993 | 0.93656 | 1.102 | 1.3318 | 1.5849 | 1.8145 | 2.055 | 2.3028 | 2.6317 | 2.8267 | 3.0916 | 3.3369 | 3.5461 | 0
F8_Industrial_Wood and Lumber Products_New_Space Heating_Natural Gas_Unit Heater_A_Achievable Economic RVT Potential | F8 | Industrial | Wood and Lumber Products | New | Space Heating | Natural Gas | Unit Heater | A | Cumulative Summer Peak Savings (MW) | Achievable Economic RVT Potential | 0 | 0 | 0 | 0 | 0 | 0 | 0 | 0 | 0 | 0 | 0 | 0 | 0 | 0 | 0 | 0 | 0 | 0 | 0 | 0 | 0 | 0 | 0
F9_Industrial_Wood and Lumber Products_New_Space Heating_Natural Gas_Unit Heater_A_Achievable Economic RVT Potential | F9 | Industrial | Wood and Lumber Products | New | Space Heating | Natural Gas | Unit Heater | A | Cumulative Winter Peak Savings (MW) | Achievable Economic RVT Potential | 0 | 0 | 0 | 0 | 0 | 0 | 0 | 0 | 0 | 0 | 0 | 0 | 0 | 0 | 0 | 0 | 0 | 0 | 0 | 0 | 0 | 0 | 0
F10_Industrial_Wood and Lumber Products_New_Space Heating_Natural Gas_Unit Heater_A_Achievable Economic RVT Potential | F10 | Industrial | Wood and Lumber Products | New | Space Heating | Natural Gas | Unit Heater | A | Purchases (Incremental) | Achievable Economic RVT Potential | 0 | 0 | 1.9924e-05 | 0.0012699 | 0.0019002 | 0.0028398 | 0.0021378 | 0.0029284 | 0.0032443 | 0.0039669 | 0.0031437 | 0.0037898 | 0.0052617 | 0.0057982 | 0.0052781 | 0.0067779 | 0.0075772 | 0.010373 | 0.0066035 | 0.0089954 | 0.0088623 | 0.0087587 | 0
F11_Industrial_Wood and Lumber Products_New_Space Heating_Natural Gas_Unit Heater_A_Achievable Economic RVT Potential | F11 | Industrial | Wood and Lumber Products | New | Space Heating | Natural Gas | Unit Heater | A | Purchases (Cumulative) | Achievable Economic RVT Potential | 0 | 0 | 1.9924e-05 | 0.0012898 | 0.00319 | 0.0060298 | 0.0081676 | 0.011096 | 0.01434 | 0.018307 | 0.021451 | 0.025241 | 0.030502 | 0.036301 | 0.041559 | 0.047067 | 0.052744 | 0.060277 | 0.064742 | 0.070809 | 0.076427 | 0.081219 | 0
F1_Industrial_Other Industrial_Existing_Space Heating_Natural Gas_Furnace_A_Achievable Economic RVT Potential | F1 | Industrial | Other Industrial | Existing | Space Heating | Natural Gas | Furnace | A | Integrated Unit Energy Savings (kWh or therms) | Achievable Economic RVT Potential | 0 | 1443.5459 | 1443.5459 | 1443.5459 | 1443.5459 | 1443.5459 | 1443.5459 | 1443.5459 | 1443.5459 | 1443.5459 | 1443.5459 | 1443.5459 | 1443.5459 | 1443.5459 | 1443.5459 | 1443.5459 | 1443.5459 | 1443.5459 | 1443.5459 | 1443.5459 | 1443.5459 | 1443.5459 | 0
F2_Industrial_Other Industrial_Existing_Space Heating_Natural Gas_Furnace_A_Achievable Economic RVT Potential | F2 | Industrial | Other Industrial | Existing | Space Heating | Natural Gas | Furnace | A | Integrated Unit Summer Peak Savings (kW) | Achievable Economic RVT Potential | 0 | 0 | 0 | 0 | 0 | 0 | 0 | 0 | 0 | 0 | 0 | 0 | 0 | 0 | 0 | 0 | 0 | 0 | 0 | 0 | 0 | 0 | 0
F3_Industrial_Other Industrial_Existing_Space Heating_Natural Gas_Furnace_A_Achievable Economic RVT Potential | F3 | Industrial | Other Industrial | Existing | Space Heating | Natural Gas | Furnace | A | Integrated Unit Winter Peak Savings (kW) | Achievable Economic RVT Potential | 0 | 0 | 0 | 0 | 0 | 0 | 0 | 0 | 0 | 0 | 0 | 0 | 0 | 0 | 0 | 0 | 0 | 0 | 0 | 0 | 0 | 0 | 0
F4_Industrial_Other Industrial_Existing_Space Heating_Natural Gas_Furnace_A_Achievable Economic RVT Potential | F4 | Industrial | Other Industrial | Existing | Space Heating | Natural Gas | Furnace | A | Incremental Energy Savings (MWh or mTherms) | Achievable Economic RVT Potential | 0 | 0 | 0.012299 | 0.025586 | 0.039677 | 0.054407 | 0.06963 | 0.083795 | 0.095565 | 0.10527 | 0.11321 | 0.11965 | 0.11474 | 0.10914 | 0.10317 | 0.097078 | 0.091011 | 0.085083 | 0.078703 | 0.078816 | 0.079099 | 0.079512 | 0
F5_Industrial_Other Industrial_Existing_Space Heating_Natural Gas_Furnace_A_Achievable Economic RVT Potential | F5 | Industrial | Other Industrial | Existing | Space Heating | Natural Gas | Furnace | A | Incremental Summer Peak Savings (MW) | Achievable Economic RVT Potential | 0 | 0 | 0 | 0 | 0 | 0 | 0 | 0 | 0 | 0 | 0 | 0 | 0 | 0 | 0 | 0 | 0 | 0 | 0 | 0 | 0 | 0 | 0
F6_Industrial_Other Industrial_Existing_Space Heating_Natural Gas_Furnace_A_Achievable Economic RVT Potential | F6 | Industrial | Other Industrial | Existing | Space Heating | Natural Gas | Furnace | A | Incremental Winter Peak Savings (MW) | Achievable Economic RVT Potential | 0 | 0 | 0 | 0 | 0 | 0 | 0 | 0 | 0 | 0 | 0 | 0 | 0 | 0 | 0 | 0 | 0 | 0 | 0 | 0 | 0 | 0 | 0
F7_Industrial_Other Industrial_Existing_Space Heating_Natural Gas_Furnace_A_Achievable Economic RVT Potential | F7 | Industrial | Other Industrial | Existing | Space Heating | Natural Gas | Furnace | A | Cumulative Energy Savings (MWh or mTherms) | Achievable Economic RVT Potential | 0 | 0 | 0.012299 | 0.037885 | 0.077562 | 0.13197 | 0.2016 | 0.28539 | 0.38096 | 0.48623 | 0.59944 | 0.71909 | 0.83383 | 0.94297 | 1.0461 | 1.1432 | 1.2342 | 1.3193 | 1.398 | 1.4768 | 1.5559 | 1.6354 | 0
F8_Industrial_Other Industrial_Existing_Space Heating_Natural Gas_Furnace_A_Achievable Economic RVT Potential | F8 | Industrial | Other Industrial | Existing | Space Heating | Natural Gas | Furnace | A | Cumulative Summer Peak Savings (MW) | Achievable Economic RVT Potential | 0 | 0 | 0 | 0 | 0 | 0 | 0 | 0 | 0 | 0 | 0 | 0 | 0 | 0 | 0 | 0 | 0 | 0 | 0 | 0 | 0 | 0 | 0
F9_Industrial_Other Industrial_Existing_Space Heating_Natural Gas_Furnace_A_Achievable Economic RVT Potential | F9 | Industrial | Other Industrial | Existing | Space Heating | Natural Gas | Furnace | A | Cumulative Winter Peak Savings (MW) | Achievable Economic RVT Potential | 0 | 0 | 0 | 0 | 0 | 0 | 0 | 0 | 0 | 0 | 0 | 0 | 0 | 0 | 0 | 0 | 0 | 0 | 0 | 0 | 0 | 0 | 0
F10_Industrial_Other Industrial_Existing_Space Heating_Natural Gas_Furnace_A_Achievable Economic RVT Potential | F10 | Industrial | Other Industrial | Existing | Space Heating | Natural Gas | Furnace | A | Purchases (Incremental) | Achievable Economic RVT Potential | 0 | 0 | 0.00852 | 0.017725 | 0.027486 | 0.03769 | 0.048235 | 0.058048 | 0.066201 | 0.072925 | 0.078426 | 0.082888 | 0.079484 | 0.075604 | 0.071472 | 0.067249 | 0.063047 | 0.05894 | 0.054521 | 0.054599 | 0.054795 | 0.055081 | 0
F11_Industrial_Other Industrial_Existing_Space Heating_Natural Gas_Furnace_A_Achievable Economic RVT Potential | F11 | Industrial | Other Industrial | Existing | Space Heating | Natural Gas | Furnace | A | Purchases (Cumulative) | Achievable Economic RVT Potential | 0 | 0 | 0.00852 | 0.026245 | 0.05373 | 0.09142 | 0.13965 | 0.1977 | 0.2639 | 0.33683 | 0.41526 | 0.49814 | 0.57763 | 0.65323 | 0.7247 | 0.79195 | 0.855 | 0.91394 | 0.96846 | 1.0231 | 1.0779 | 1.1329 | 0
F1_Industrial_Other Industrial_Existing_Space Heating_Natural Gas_Boiler_A_Achievable Economic RVT Potential | F1 | Industrial | Other Industrial | Existing | Space Heating | Natural Gas | Boiler | A | Integrated Unit Energy Savings (kWh or therms) | Achievable Economic RVT Potential | 0 | 6227.3193 | 6227.3193 | 6227.3193 | 6227.3193 | 6227.3193 | 6227.3193 | 6227.3193 | 6227.3193 | 6227.3193 | 6227.3193 | 6227.3193 | 6227.3193 | 6227.3193 | 6227.3193 | 6227.3193 | 6227.3193 | 6227.3193 | 6227.3193 | 6227.3193 | 6227.3193 | 6227.3193 | 0
F2_Industrial_Other Industrial_Existing_Space Heating_Natural Gas_Boiler_A_Achievable Economic RVT Potential | F2 | Industrial | Other Industrial | Existing | Space Heating | Natural Gas | Boiler | A | Integrated Unit Summer Peak Savings (kW) | Achievable Economic RVT Potential | 0 | 0 | 0 | 0 | 0 | 0 | 0 | 0 | 0 | 0 | 0 | 0 | 0 | 0 | 0 | 0 | 0 | 0 | 0 | 0 | 0 | 0 | 0
F3_Industrial_Other Industrial_Existing_Space Heating_Natural Gas_Boiler_A_Achievable Economic RVT Potential | F3 | Industrial | Other Industrial | Existing | Space Heating | Natural Gas | Boiler | A | Integrated Unit Winter Peak Savings (kW) | Achievable Economic RVT Potential | 0 | 0 | 0 | 0 | 0 | 0 | 0 | 0 | 0 | 0 | 0 | 0 | 0 | 0 | 0 | 0 | 0 | 0 | 0 | 0 | 0 | 0 | 0
F4_Industrial_Other Industrial_Existing_Space Heating_Natural Gas_Boiler_A_Achievable Economic RVT Potential | F4 | Industrial | Other Industrial | Existing | Space Heating | Natural Gas | Boiler | A | Incremental Energy Savings (MWh or mTherms) | Achievable Economic RVT Potential | 0 | 0 | 0.18463 | 0.2683 | 0.32197 | 0.35436 | 0.37379 | 0.38092 | 0.38128 | 0.37838 | 0.37407 | 0.36905 | 0.36388 | 0.35868 | 0.35345 | 0.34821 | 0.34297 | 0.33774 | 0.33252 | 0.32734 | 0.32218 | 0.31706 | 0
F5_Industrial_Other Industrial_Existing_Space Heating_Natural Gas_Boiler_A_Achievable Economic RVT Potential | F5 | Industrial | Other Industrial | Existing | Space Heating | Natural Gas | Boiler | A | Incremental Summer Peak Savings (MW) | Achievable Economic RVT Potential | 0 | 0 | 0 | 0 | 0 | 0 | 0 | 0 | 0 | 0 | 0 | 0 | 0 | 0 | 0 | 0 | 0 | 0 | 0 | 0 | 0 | 0 | 0
F6_Industrial_Other Industrial_Existing_Space Heating_Natural Gas_Boiler_A_Achievable Economic RVT Potential | F6 | Industrial | Other Industrial | Existing | Space Heating | Natural Gas | Boiler | A | Incremental Winter Peak Savings (MW) | Achievable Economic RVT Potential | 0 | 0 | 0 | 0 | 0 | 0 | 0 | 0 | 0 | 0 | 0 | 0 | 0 | 0 | 0 | 0 | 0 | 0 | 0 | 0 | 0 | 0 | 0
F7_Industrial_Other Industrial_Existing_Space Heating_Natural Gas_Boiler_A_Achievable Economic RVT Potential | F7 | Industrial | Other Industrial | Existing | Space Heating | Natural Gas | Boiler | A | Cumulative Energy Savings (MWh or mTherms) | Achievable Economic RVT Potential | 0 | 0 | 0.18463 | 0.45294 | 0.77491 | 1.1293 | 1.5031 | 1.884 | 2.2652 | 2.6436 | 3.0177 | 3.3867 | 3.7506 | 4.1093 | 4.4628 | 4.811 | 5.1539 | 5.4917 | 5.8242 | 6.1515 | 6.4737 | 6.7908 | 0
F8_Industrial_Other Industrial_Existing_Space Heating_Natural Gas_Boiler_A_Achievable Economic RVT Potential | F8 | Industrial | Other Industrial | Existing | Space Heating | Natural Gas | Boiler | A | Cumulative Summer Peak Savings (MW) | Achievable Economic RVT Potential | 0 | 0 | 0 | 0 | 0 | 0 | 0 | 0 | 0 | 0 | 0 | 0 | 0 | 0 | 0 | 0 | 0 | 0 | 0 | 0 | 0 | 0 | 0
F9_Industrial_Other Industrial_Existing_Space Heating_Natural Gas_Boiler_A_Achievable Economic RVT Potential | F9 | Industrial | Other Industrial | Existing | Space Heating | Natural Gas | Boiler | A | Cumulative Winter Peak Savings (MW) | Achievable Economic RVT Potential | 0 | 0 | 0 | 0 | 0 | 0 | 0 | 0 | 0 | 0 | 0 | 0 | 0 | 0 | 0 | 0 | 0 | 0 | 0 | 0 | 0 | 0 | 0
F10_Industrial_Other Industrial_Existing_Space Heating_Natural Gas_Boiler_A_Achievable Economic RVT Potential | F10 | Industrial | Other Industrial | Existing | Space Heating | Natural Gas | Boiler | A | Purchases (Incremental) | Achievable Economic RVT Potential | 0 | 0 | 0.029649 | 0.043085 | 0.051703 | 0.056904 | 0.060024 | 0.061169 | 0.061226 | 0.060761 | 0.060069 | 0.059263 | 0.058433 | 0.057598 | 0.056758 | 0.055917 | 0.055075 | 0.054235 | 0.053398 | 0.052564 | 0.051736 | 0.050914 | 0
F11_Industrial_Other Industrial_Existing_Space Heating_Natural Gas_Boiler_A_Achievable Economic RVT Potential | F11 | Industrial | Other Industrial | Existing | Space Heating | Natural Gas | Boiler | A | Purchases (Cumulative) | Achievable Economic RVT Potential | 0 | 0 | 0.029649 | 0.072734 | 0.12444 | 0.18134 | 0.24136 | 0.30253 | 0.36376 | 0.42452 | 0.48459 | 0.54385 | 0.60229 | 0.65988 | 0.71664 | 0.77256 | 0.82763 | 0.88187 | 0.93527 | 0.98783 | 1.0396 | 1.0905 | 0
F1_Industrial_Other Industrial_Existing_Space Heating_Natural Gas_Unit Heater_A_Achievable Economic RVT Potential | F1 | Industrial | Other Industrial | Existing | Space Heating | Natural Gas | Unit Heater | A | Integrated Unit Energy Savings (kWh or therms) | Achievable Economic RVT Potential | 0 | 43660.7244 | 43660.7244 | 43660.7244 | 43660.7244 | 43660.7244 | 43660.7244 | 43660.7244 | 43660.7244 | 43660.7244 | 43660.7244 | 43660.7244 | 43660.7244 | 43660.7244 | 43660.7244 | 43660.7244 | 43660.7244 | 43660.7244 | 43660.7244 | 43660.7244 | 43660.7244 | 43660.7244 | 0
F2_Industrial_Other Industrial_Existing_Space Heating_Natural Gas_Unit Heater_A_Achievable Economic RVT Potential | F2 | Industrial | Other Industrial | Existing | Space Heating | Natural Gas | Unit Heater | A | Integrated Unit Summer Peak Savings (kW) | Achievable Economic RVT Potential | 0 | 0 | 0 | 0 | 0 | 0 | 0 | 0 | 0 | 0 | 0 | 0 | 0 | 0 | 0 | 0 | 0 | 0 | 0 | 0 | 0 | 0 | 0
F3_Industrial_Other Industrial_Existing_Space Heating_Natural Gas_Unit Heater_A_Achievable Economic RVT Potential | F3 | Industrial | Other Industrial | Existing | Space Heating | Natural Gas | Unit Heater | A | Integrated Unit Winter Peak Savings (kW) | Achievable Economic RVT Potential | 0 | 0 | 0 | 0 | 0 | 0 | 0 | 0 | 0 | 0 | 0 | 0 | 0 | 0 | 0 | 0 | 0 | 0 | 0 | 0 | 0 | 0 | 0
F4_Industrial_Other Industrial_Existing_Space Heating_Natural Gas_Unit Heater_A_Achievable Economic RVT Potential | F4 | Industrial | Other Industrial | Existing | Space Heating | Natural Gas | Unit Heater | A | Incremental Energy Savings (MWh or mTherms) | Achievable Economic RVT Potential | 0 | 0 | 0.016373 | 0.062444 | 0.14891 | 0.28423 | 0.47493 | 0.71377 | 0.98406 | 1.2784 | 1.5528 | 1.8017 | 2.0309 | 2.2461 | 2.4524 | 2.6537 | 2.853 | 2.7071 | 2.5861 | 2.5132 | 2.4821 | 2.4797 | 0
F5_Industrial_Other Industrial_Existing_Space Heating_Natural Gas_Unit Heater_A_Achievable Economic RVT Potential | F5 | Industrial | Other Industrial | Existing | Space Heating | Natural Gas | Unit Heater | A | Incremental Summer Peak Savings (MW) | Achievable Economic RVT Potential | 0 | 0 | 0 | 0 | 0 | 0 | 0 | 0 | 0 | 0 | 0 | 0 | 0 | 0 | 0 | 0 | 0 | 0 | 0 | 0 | 0 | 0 | 0
F6_Industrial_Other Industrial_Existing_Space Heating_Natural Gas_Unit Heater_A_Achievable Economic RVT Potential | F6 | Industrial | Other Industrial | Existing | Space Heating | Natural Gas | Unit Heater | A | Incremental Winter Peak Savings (MW) | Achievable Economic RVT Potential | 0 | 0 | 0 | 0 | 0 | 0 | 0 | 0 | 0 | 0 | 0 | 0 | 0 | 0 | 0 | 0 | 0 | 0 | 0 | 0 | 0 | 0 | 0
F7_Industrial_Other Industrial_Existing_Space Heating_Natural Gas_Unit Heater_A_Achievable Economic RVT Potential | F7 | Industrial | Other Industrial | Existing | Space Heating | Natural Gas | Unit Heater | A | Cumulative Energy Savings (MWh or mTherms) | Achievable Economic RVT Potential | 0 | 0 | 0.016373 | 0.078818 | 0.22773 | 0.51197 | 0.98689 | 1.7007 | 2.6847 | 3.9631 | 5.5159 | 7.3176 | 9.3484 | 11.5945 | 14.0305 | 16.6217 | 19.3258 | 21.7486 | 23.8598 | 25.6593 | 27.1574 | 28.3586 | 0
F8_Industrial_Other Industrial_Existing_Space Heating_Natural Gas_Unit Heater_A_Achievable Economic RVT Potential | F8 | Industrial | Other Industrial | Existing | Space Heating | Natural Gas | Unit Heater | A | Cumulative Summer Peak Savings (MW) | Achievable Economic RVT Potential | 0 | 0 | 0 | 0 | 0 | 0 | 0 | 0 | 0 | 0 | 0 | 0 | 0 | 0 | 0 | 0 | 0 | 0 | 0 | 0 | 0 | 0 | 0
F9_Industrial_Other Industrial_Existing_Space Heating_Natural Gas_Unit Heater_A_Achievable Economic RVT Potential | F9 | Industrial | Other Industrial | Existing | Space Heating | Natural Gas | Unit Heater | A | Cumulative Winter Peak Savings (MW) | Achievable Economic RVT Potential | 0 | 0 | 0 | 0 | 0 | 0 | 0 | 0 | 0 | 0 | 0 | 0 | 0 | 0 | 0 | 0 | 0 | 0 | 0 | 0 | 0 | 0 | 0
F10_Industrial_Other Industrial_Existing_Space Heating_Natural Gas_Unit Heater_A_Achievable Economic RVT Potential | F10 | Industrial | Other Industrial | Existing | Space Heating | Natural Gas | Unit Heater | A | Purchases (Incremental) | Achievable Economic RVT Potential | 0 | 0 | 0.00037501 | 0.0014302 | 0.0034107 | 0.0065101 | 0.010878 | 0.016348 | 0.022539 | 0.02928 | 0.035564 | 0.041265 | 0.046515 | 0.051444 | 0.056168 | 0.06078 | 0.065345 | 0.062002 | 0.059232 | 0.057563 | 0.05685 | 0.056795 | 0
F11_Industrial_Other Industrial_Existing_Space Heating_Natural Gas_Unit Heater_A_Achievable Economic RVT Potential | F11 | Industrial | Other Industrial | Existing | Space Heating | Natural Gas | Unit Heater | A | Purchases (Cumulative) | Achievable Economic RVT Potential | 0 | 0 | 0.00037501 | 0.0018052 | 0.0052159 | 0.011726 | 0.022604 | 0.038952 | 0.061491 | 0.090771 | 0.12634 | 0.1676 | 0.21412 | 0.26556 | 0.32135 | 0.3807 | 0.44264 | 0.49813 | 0.54648 | 0.5877 | 0.62201 | 0.64952 | 0
F1_Industrial_Other Industrial_New_Space Heating_Natural Gas_Furnace_A_Achievable Economic RVT Potential | F1 | Industrial | Other Industrial | New | Space Heating | Natural Gas | Furnace | A | Integrated Unit Energy Savings (kWh or therms) | Achievable Economic RVT Potential | 0 | 1443.5073 | 1443.5073 | 1443.5073 | 1443.5073 | 1443.5073 | 1443.5073 | 1443.5073 | 1443.5073 | 1443.5073 | 1443.5073 | 1443.5073 | 1443.5073 | 1443.5073 | 1443.5073 | 1443.5073 | 1443.5073 | 1443.5073 | 1443.5073 | 1443.5073 | 1443.5073 | 1443.5073 | 0
F2_Industrial_Other Industrial_New_Space Heating_Natural Gas_Furnace_A_Achievable Economic RVT Potential | F2 | Industrial | Other Industrial | New | Space Heating | Natural Gas | Furnace | A | Integrated Unit Summer Peak Savings (kW) | Achievable Economic RVT Potential | 0 | 0 | 0 | 0 | 0 | 0 | 0 | 0 | 0 | 0 | 0 | 0 | 0 | 0 | 0 | 0 | 0 | 0 | 0 | 0 | 0 | 0 | 0
F3_Industrial_Other Industrial_New_Space Heating_Natural Gas_Furnace_A_Achievable Economic RVT Potential | F3 | Industrial | Other Industrial | New | Space Heating | Natural Gas | Furnace | A | Integrated Unit Winter Peak Savings (kW) | Achievable Economic RVT Potential | 0 | 0 | 0 | 0 | 0 | 0 | 0 | 0 | 0 | 0 | 0 | 0 | 0 | 0 | 0 | 0 | 0 | 0 | 0 | 0 | 0 | 0 | 0
F4_Industrial_Other Industrial_New_Space Heating_Natural Gas_Furnace_A_Achievable Economic RVT Potential | F4 | Industrial | Other Industrial | New | Space Heating | Natural Gas | Furnace | A | Incremental Energy Savings (MWh or mTherms) | Achievable Economic RVT Potential | 0 | 0 | 0.00057071 | 0.036375 | 0.054429 | 0.081342 | 0.061234 | 0.08388 | 0.09293 | 0.11363 | 0.090048 | 0.10855 | 0.11105 | 0.13247 | 0.091894 | 0.11361 | 0.11507 | 0.13539 | 0.089436 | 0.12692 | 0.12304 | 0.13425 | 0
F5_Industrial_Other Industrial_New_Space Heating_Natural Gas_Furnace_A_Achievable Economic RVT Potential | F5 | Industrial | Other Industrial | New | Space Heating | Natural Gas | Furnace | A | Incremental Summer Peak Savings (MW) | Achievable Economic RVT Potential | 0 | 0 | 0 | 0 | 0 | 0 | 0 | 0 | 0 | 0 | 0 | 0 | 0 | 0 | 0 | 0 | 0 | 0 | 0 | 0 | 0 | 0 | 0
F6_Industrial_Other Industrial_New_Space Heating_Natural Gas_Furnace_A_Achievable Economic RVT Potential | F6 | Industrial | Other Industrial | New | Space Heating | Natural Gas | Furnace | A | Incremental Winter Peak Savings (MW) | Achievable Economic RVT Potential | 0 | 0 | 0 | 0 | 0 | 0 | 0 | 0 | 0 | 0 | 0 | 0 | 0 | 0 | 0 | 0 | 0 | 0 | 0 | 0 | 0 | 0 | 0
F7_Industrial_Other Industrial_New_Space Heating_Natural Gas_Furnace_A_Achievable Economic RVT Potential | F7 | Industrial | Other Industrial | New | Space Heating | Natural Gas | Furnace | A | Cumulative Energy Savings (MWh or mTherms) | Achievable Economic RVT Potential | 0 | 0 | 0.00057071 | 0.036946 | 0.091375 | 0.17272 | 0.23395 | 0.31783 | 0.41076 | 0.52439 | 0.61444 | 0.72299 | 0.83404 | 0.96652 | 1.0584 | 1.172 | 1.2871 | 1.4225 | 1.5119 | 1.6388 | 1.7619 | 1.8961 | 0
F8_Industrial_Other Industrial_New_Space Heating_Natural Gas_Furnace_A_Achievable Economic RVT Potential | F8 | Industrial | Other Industrial | New | Space Heating | Natural Gas | Furnace | A | Cumulative Summer Peak Savings (MW) | Achievable Economic RVT Potential | 0 | 0 | 0 | 0 | 0 | 0 | 0 | 0 | 0 | 0 | 0 | 0 | 0 | 0 | 0 | 0 | 0 | 0 | 0 | 0 | 0 | 0 | 0
F9_Industrial_Other Industrial_New_Space Heating_Natural Gas_Furnace_A_Achievable Economic RVT Potential | F9 | Industrial | Other Industrial | New | Space Heating | Natural Gas | Furnace | A | Cumulative Winter Peak Savings (MW) | Achievable Economic RVT Potential | 0 | 0 | 0 | 0 | 0 | 0 | 0 | 0 | 0 | 0 | 0 | 0 | 0 | 0 | 0 | 0 | 0 | 0 | 0 | 0 | 0 | 0 | 0
F10_Industrial_Other Industrial_New_Space Heating_Natural Gas_Furnace_A_Achievable Economic RVT Potential | F10 | Industrial | Other Industrial | New | Space Heating | Natural Gas | Furnace | A | Purchases (Incremental) | Achievable Economic RVT Potential | 0 | 0 | 0.00039537 | 0.025199 | 0.037706 | 0.05635 | 0.04242 | 0.058109 | 0.064378 | 0.078716 | 0.062382 | 0.075202 | 0.076931 | 0.091773 | 0.06366 | 0.078706 | 0.079715 | 0.093793 | 0.061958 | 0.087926 | 0.085234 | 0.093005 | 0
F11_Industrial_Other Industrial_New_Space Heating_Natural Gas_Furnace_A_Achievable Economic RVT Potential | F11 | Industrial | Other Industrial | New | Space Heating | Natural Gas | Furnace | A | Purchases (Cumulative) | Achievable Economic RVT Potential | 0 | 0 | 0.00039537 | 0.025595 | 0.063301 | 0.11965 | 0.16207 | 0.22018 | 0.28456 | 0.36327 | 0.42566 | 0.50086 | 0.57779 | 0.66956 | 0.73322 | 0.81193 | 0.89164 | 0.98544 | 1.0474 | 1.1353 | 1.2206 | 1.3136 | 0
F1_Industrial_Other Industrial_New_Space Heating_Natural Gas_Boiler_A_Achievable Economic RVT Potential | F1 | Industrial | Other Industrial | New | Space Heating | Natural Gas | Boiler | A | Integrated Unit Energy Savings (kWh or therms) | Achievable Economic RVT Potential | 0 | 6223.5803 | 6223.5803 | 6223.5803 | 6223.5803 | 6223.5803 | 6223.5803 | 6223.5803 | 6223.5803 | 6223.5803 | 6223.5803 | 6223.5803 | 6223.5803 | 6223.5803 | 6223.5803 | 6223.5803 | 6223.5803 | 6223.5803 | 6223.5803 | 6223.5803 | 6223.5803 | 6223.5803 | 0
F2_Industrial_Other Industrial_New_Space Heating_Natural Gas_Boiler_A_Achievable Economic RVT Potential | F2 | Industrial | Other Industrial | New | Space Heating | Natural Gas | Boiler | A | Integrated Unit Summer Peak Savings (kW) | Achievable Economic RVT Potential | 0 | 0 | 0 | 0 | 0 | 0 | 0 | 0 | 0 | 0 | 0 | 0 | 0 | 0 | 0 | 0 | 0 | 0 | 0 | 0 | 0 | 0 | 0
F3_Industrial_Other Industrial_New_Space Heating_Natural Gas_Boiler_A_Achievable Economic RVT Potential | F3 | Industrial | Other Industrial | New | Space Heating | Natural Gas | Boiler | A | Integrated Unit Winter Peak Savings (kW) | Achievable Economic RVT Potential | 0 | 0 | 0 | 0 | 0 | 0 | 0 | 0 | 0 | 0 | 0 | 0 | 0 | 0 | 0 | 0 | 0 | 0 | 0 | 0 | 0 | 0 | 0
F4_Industrial_Other Industrial_New_Space Heating_Natural Gas_Boiler_A_Achievable Economic RVT Potential | F4 | Industrial | Other Industrial | New | Space Heating | Natural Gas | Boiler | A | Incremental Energy Savings (MWh or mTherms) | Achievable Economic RVT Potential | 0 | 0 | 0.0078052 | 0.36482 | 0.44112 | 0.55005 | 0.35342 | 0.42314 | 0.42345 | 0.47886 | 0.35734 | 0.41109 | 0.40563 | 0.47055 | 0.31936 | 0.38814 | 0.38785 | 0.45151 | 0.29823 | 0.36749 | 0.35748 | 0.35643 | 0
F5_Industrial_Other Industrial_New_Space Heating_Natural Gas_Boiler_A_Achievable Economic RVT Potential | F5 | Industrial | Other Industrial | New | Space Heating | Natural Gas | Boiler | A | Incremental Summer Peak Savings (MW) | Achievable Economic RVT Potential | 0 | 0 | 0 | 0 | 0 | 0 | 0 | 0 | 0 | 0 | 0 | 0 | 0 | 0 | 0 | 0 | 0 | 0 | 0 | 0 | 0 | 0 | 0
F6_Industrial_Other Industrial_New_Space Heating_Natural Gas_Boiler_A_Achievable Economic RVT Potential | F6 | Industrial | Other Industrial | New | Space Heating | Natural Gas | Boiler | A | Incremental Winter Peak Savings (MW) | Achievable Economic RVT Potential | 0 | 0 | 0 | 0 | 0 | 0 | 0 | 0 | 0 | 0 | 0 | 0 | 0 | 0 | 0 | 0 | 0 | 0 | 0 | 0 | 0 | 0 | 0
F7_Industrial_Other Industrial_New_Space Heating_Natural Gas_Boiler_A_Achievable Economic RVT Potential | F7 | Industrial | Other Industrial | New | Space Heating | Natural Gas | Boiler | A | Cumulative Energy Savings (MWh or mTherms) | Achievable Economic RVT Potential | 0 | 0 | 0.0078052 | 0.37262 | 0.81374 | 1.3638 | 1.7172 | 2.1403 | 2.5638 | 3.0427 | 3.4 | 3.8111 | 4.2167 | 4.6873 | 5.0066 | 5.3948 | 5.7826 | 6.2341 | 6.5323 | 6.8998 | 7.2573 | 7.6137 | 0
F8_Industrial_Other Industrial_New_Space Heating_Natural Gas_Boiler_A_Achievable Economic RVT Potential | F8 | Industrial | Other Industrial | New | Space Heating | Natural Gas | Boiler | A | Cumulative Summer Peak Savings (MW) | Achievable Economic RVT Potential | 0 | 0 | 0 | 0 | 0 | 0 | 0 | 0 | 0 | 0 | 0 | 0 | 0 | 0 | 0 | 0 | 0 | 0 | 0 | 0 | 0 | 0 | 0
F9_Industrial_Other Industrial_New_Space Heating_Natural Gas_Boiler_A_Achievable Economic RVT Potential | F9 | Industrial | Other Industrial | New | Space Heating | Natural Gas | Boiler | A | Cumulative Winter Peak Savings (MW) | Achievable Economic RVT Potential | 0 | 0 | 0 | 0 | 0 | 0 | 0 | 0 | 0 | 0 | 0 | 0 | 0 | 0 | 0 | 0 | 0 | 0 | 0 | 0 | 0 | 0 | 0
F10_Industrial_Other Industrial_New_Space Heating_Natural Gas_Boiler_A_Achievable Economic RVT Potential | F10 | Industrial | Other Industrial | New | Space Heating | Natural Gas | Boiler | A | Purchases (Incremental) | Achievable Economic RVT Potential | 0 | 0 | 0.0012541 | 0.058619 | 0.070878 | 0.088381 | 0.056788 | 0.06799 | 0.06804 | 0.076942 | 0.057417 | 0.066053 | 0.065177 | 0.075607 | 0.051315 | 0.062366 | 0.062319 | 0.072548 | 0.04792 | 0.059048 | 0.05744 | 0.057271 | 0
F11_Industrial_Other Industrial_New_Space Heating_Natural Gas_Boiler_A_Achievable Economic RVT Potential | F11 | Industrial | Other Industrial | New | Space Heating | Natural Gas | Boiler | A | Purchases (Cumulative) | Achievable Economic RVT Potential | 0 | 0 | 0.0012541 | 0.059873 | 0.13075 | 0.21913 | 0.27592 | 0.34391 | 0.41195 | 0.48889 | 0.54631 | 0.61236 | 0.67754 | 0.75315 | 0.80446 | 0.86683 | 0.92914 | 1.0017 | 1.0496 | 1.1087 | 1.1661 | 1.2234 | 0
F1_Industrial_Other Industrial_New_Space Heating_Natural Gas_Unit Heater_A_Achievable Economic RVT Potential | F1 | Industrial | Other Industrial | New | Space Heating | Natural Gas | Unit Heater | A | Integrated Unit Energy Savings (kWh or therms) | Achievable Economic RVT Potential | 0 | 43660.7244 | 43660.7244 | 43660.7244 | 43660.7244 | 43660.7244 | 43660.7244 | 43660.7244 | 43660.7244 | 43660.7244 | 43660.7244 | 43660.7244 | 43660.7244 | 43660.7244 | 43660.7244 | 43660.7244 | 43660.7244 | 43660.7244 | 43660.7244 | 43660.7244 | 43660.7244 | 43660.7244 | 0
F2_Industrial_Other Industrial_New_Space Heating_Natural Gas_Unit Heater_A_Achievable Economic RVT Potential | F2 | Industrial | Other Industrial | New | Space Heating | Natural Gas | Unit Heater | A | Integrated Unit Summer Peak Savings (kW) | Achievable Economic RVT Potential | 0 | 0 | 0 | 0 | 0 | 0 | 0 | 0 | 0 | 0 | 0 | 0 | 0 | 0 | 0 | 0 | 0 | 0 | 0 | 0 | 0 | 0 | 0
F3_Industrial_Other Industrial_New_Space Heating_Natural Gas_Unit Heater_A_Achievable Economic RVT Potential | F3 | Industrial | Other Industrial | New | Space Heating | Natural Gas | Unit Heater | A | Integrated Unit Winter Peak Savings (kW) | Achievable Economic RVT Potential | 0 | 0 | 0 | 0 | 0 | 0 | 0 | 0 | 0 | 0 | 0 | 0 | 0 | 0 | 0 | 0 | 0 | 0 | 0 | 0 | 0 | 0 | 0
F4_Industrial_Other Industrial_New_Space Heating_Natural Gas_Unit Heater_A_Achievable Economic RVT Potential | F4 | Industrial | Other Industrial | New | Space Heating | Natural Gas | Unit Heater | A | Incremental Energy Savings (MWh or mTherms) | Achievable Economic RVT Potential | 0 | 0 | 0.0086487 | 0.55124 | 0.82483 | 1.2327 | 0.92796 | 1.2711 | 1.4083 | 1.7219 | 1.3646 | 1.6451 | 2.284 | 2.5169 | 2.2911 | 2.9421 | 3.2891 | 4.5025 | 2.8664 | 3.9047 | 3.8469 | 3.8019 | 0
F5_Industrial_Other Industrial_New_Space Heating_Natural Gas_Unit Heater_A_Achievable Economic RVT Potential | F5 | Industrial | Other Industrial | New | Space Heating | Natural Gas | Unit Heater | A | Incremental Summer Peak Savings (MW) | Achievable Economic RVT Potential | 0 | 0 | 0 | 0 | 0 | 0 | 0 | 0 | 0 | 0 | 0 | 0 | 0 | 0 | 0 | 0 | 0 | 0 | 0 | 0 | 0 | 0 | 0
F6_Industrial_Other Industrial_New_Space Heating_Natural Gas_Unit Heater_A_Achievable Economic RVT Potential | F6 | Industrial | Other Industrial | New | Space Heating | Natural Gas | Unit Heater | A | Incremental Winter Peak Savings (MW) | Achievable Economic RVT Potential | 0 | 0 | 0 | 0 | 0 | 0 | 0 | 0 | 0 | 0 | 0 | 0 | 0 | 0 | 0 | 0 | 0 | 0 | 0 | 0 | 0 | 0 | 0
F7_Industrial_Other Industrial_New_Space Heating_Natural Gas_Unit Heater_A_Achievable Economic RVT Potential | F7 | Industrial | Other Industrial | New | Space Heating | Natural Gas | Unit Heater | A | Cumulative Energy Savings (MWh or mTherms) | Achievable Economic RVT Potential | 0 | 0 | 0.0086487 | 0.55989 | 1.3847 | 2.6174 | 3.5454 | 4.8165 | 6.2248 | 7.9467 | 9.3113 | 10.9564 | 13.2404 | 15.7572 | 18.0397 | 20.4305 | 22.8948 | 26.1646 | 28.1031 | 30.7367 | 33.1753 | 35.2553 | 0
F8_Industrial_Other Industrial_New_Space Heating_Natural Gas_Unit Heater_A_Achievable Economic RVT Potential | F8 | Industrial | Other Industrial | New | Space Heating | Natural Gas | Unit Heater | A | Cumulative Summer Peak Savings (MW) | Achievable Economic RVT Potential | 0 | 0 | 0 | 0 | 0 | 0 | 0 | 0 | 0 | 0 | 0 | 0 | 0 | 0 | 0 | 0 | 0 | 0 | 0 | 0 | 0 | 0 | 0
F9_Industrial_Other Industrial_New_Space Heating_Natural Gas_Unit Heater_A_Achievable Economic RVT Potential | F9 | Industrial | Other Industrial | New | Space Heating | Natural Gas | Unit Heater | A | Cumulative Winter Peak Savings (MW) | Achievable Economic RVT Potential | 0 | 0 | 0 | 0 | 0 | 0 | 0 | 0 | 0 | 0 | 0 | 0 | 0 | 0 | 0 | 0 | 0 | 0 | 0 | 0 | 0 | 0 | 0
F10_Industrial_Other Industrial_New_Space Heating_Natural Gas_Unit Heater_A_Achievable Economic RVT Potential | F10 | Industrial | Other Industrial | New | Space Heating | Natural Gas | Unit Heater | A | Purchases (Incremental) | Achievable Economic RVT Potential | 0 | 0 | 0.00019809 | 0.012626 | 0.018892 | 0.028233 | 0.021254 | 0.029114 | 0.032255 | 0.039439 | 0.031255 | 0.037678 | 0.052312 | 0.057646 | 0.052475 | 0.067386 | 0.075333 | 0.10312 | 0.065652 | 0.089433 | 0.088109 | 0.087079 | 0
F11_Industrial_Other Industrial_New_Space Heating_Natural Gas_Unit Heater_A_Achievable Economic RVT Potential | F11 | Industrial | Other Industrial | New | Space Heating | Natural Gas | Unit Heater | A | Purchases (Cumulative) | Achievable Economic RVT Potential | 0 | 0 | 0.00019809 | 0.012824 | 0.031715 | 0.059949 | 0.081202 | 0.11032 | 0.14257 | 0.18201 | 0.21327 | 0.25094 | 0.30326 | 0.3609 | 0.41318 | 0.46794 | 0.52438 | 0.59927 | 0.64367 | 0.70399 | 0.75984 | 0.80748 | 0
F1_Industrial_Food Products_Existing_Space Heating_Natural Gas_Insulation - Roof/Ceiling_A_Achievable Economic RVT Potential | F1 | Industrial | Food Products | Existing | Space Heating | Natural Gas | Insulation - Roof/Ceiling | A | Integrated Unit Energy Savings (kWh or therms) | Achievable Economic RVT Potential | 0 | 0 | 0.08286 | 0.082459 | 0.082024 | 0.081545 | 0.081009 | 0.080404 | 0.079722 | 0.078955 | 0.078104 | 0.077178 | 0.076189 | 0.075156 | 0.074102 | 0.073055 | 0.072039 | 0.071107 | 0.070269 | 0.069523 | 0.068857 | 0.068252 | 0
F2_Industrial_Food Products_Existing_Space Heating_Natural Gas_Insulation - Roof/Ceiling_A_Achievable Economic RVT Potential | F2 | Industrial | Food Products | Existing | Space Heating | Natural Gas | Insulation - Roof/Ceiling | A | Integrated Unit Summer Peak Savings (kW) | Achievable Economic RVT Potential | 0 | 0 | 0 | 0 | 0 | 0 | 0 | 0 | 0 | 0 | 0 | 0 | 0 | 0 | 0 | 0 | 0 | 0 | 0 | 0 | 0 | 0 | 0
F3_Industrial_Food Products_Existing_Space Heating_Natural Gas_Insulation - Roof/Ceiling_A_Achievable Economic RVT Potential | F3 | Industrial | Food Products | Existing | Space Heating | Natural Gas | Insulation - Roof/Ceiling | A | Integrated Unit Winter Peak Savings (kW) | Achievable Economic RVT Potential | 0 | 0 | 0 | 0 | 0 | 0 | 0 | 0 | 0 | 0 | 0 | 0 | 0 | 0 | 0 | 0 | 0 | 0 | 0 | 0 | 0 | 0 | 0
F4_Industrial_Food Products_Existing_Space Heating_Natural Gas_Insulation - Roof/Ceiling_A_Achievable Economic RVT Potential | F4 | Industrial | Food Products | Existing | Space Heating | Natural Gas | Insulation - Roof/Ceiling | A | Incremental Energy Savings (MWh or mTherms) | Achievable Economic RVT Potential | 0 | 0 | 1.2875 | 2.2036 | 3.3509 | 4.5834 | 5.6952 | 6.4811 | 6.8011 | 6.6195 | 6.0063 | 5.1036 | 4.0776 | 3.0745 | 2.1952 | 1.4888 | 0.96185 | 0.59375 | 0.35099 | 0.23108 | 0 | 0 | 0
F5_Industrial_Food Products_Existing_Space Heating_Natural Gas_Insulation - Roof/Ceiling_A_Achievable Economic RVT Potential | F5 | Industrial | Food Products | Existing | Space Heating | Natural Gas | Insulation - Roof/Ceiling | A | Incremental Summer Peak Savings (MW) | Achievable Economic RVT Potential | 0 | 0 | 0 | 0 | 0 | 0 | 0 | 0 | 0 | 0 | 0 | 0 | 0 | 0 | 0 | 0 | 0 | 0 | 0 | 0 | 0 | 0 | 0
F6_Industrial_Food Products_Existing_Space Heating_Natural Gas_Insulation - Roof/Ceiling_A_Achievable Economic RVT Potential | F6 | Industrial | Food Products | Existing | Space Heating | Natural Gas | Insulation - Roof/Ceiling | A | Incremental Winter Peak Savings (MW) | Achievable Economic RVT Potential | 0 | 0 | 0 | 0 | 0 | 0 | 0 | 0 | 0 | 0 | 0 | 0 | 0 | 0 | 0 | 0 | 0 | 0 | 0 | 0 | 0 | 0 | 0
F7_Industrial_Food Products_Existing_Space Heating_Natural Gas_Insulation - Roof/Ceiling_A_Achievable Economic RVT Potential | F7 | Industrial | Food Products | Existing | Space Heating | Natural Gas | Insulation - Roof/Ceiling | A | Cumulative Energy Savings (MWh or mTherms) | Achievable Economic RVT Potential | 0 | 0 | 1.2875 | 3.4848 | 6.8174 | 11.361 | 16.9815 | 23.3358 | 29.9389 | 36.2703 | 41.8859 | 46.4928 | 49.9747 | 52.3714 | 53.8323 | 54.5602 | 54.7636 | 54.6488 | 54.3555 | 54.0098 | 53.4928 | 53.0227 | 0
F8_Industrial_Food Products_Existing_Space Heating_Natural Gas_Insulation - Roof/Ceiling_A_Achievable Economic RVT Potential | F8 | Industrial | Food Products | Existing | Space Heating | Natural Gas | Insulation - Roof/Ceiling | A | Cumulative Summer Peak Savings (MW) | Achievable Economic RVT Potential | 0 | 0 | 0 | 0 | 0 | 0 | 0 | 0 | 0 | 0 | 0 | 0 | 0 | 0 | 0 | 0 | 0 | 0 | 0 | 0 | 0 | 0 | 0
F9_Industrial_Food Products_Existing_Space Heating_Natural Gas_Insulation - Roof/Ceiling_A_Achievable Economic RVT Potential | F9 | Industrial | Food Products | Existing | Space Heating | Natural Gas | Insulation - Roof/Ceiling | A | Cumulative Winter Peak Savings (MW) | Achievable Economic RVT Potential | 0 | 0 | 0 | 0 | 0 | 0 | 0 | 0 | 0 | 0 | 0 | 0 | 0 | 0 | 0 | 0 | 0 | 0 | 0 | 0 | 0 | 0 | 0
F10_Industrial_Food Products_Existing_Space Heating_Natural Gas_Insulation - Roof/Ceiling_A_Achievable Economic RVT Potential | F10 | Industrial | Food Products | Existing | Space Heating | Natural Gas | Insulation - Roof/Ceiling | A | Purchases (Incremental) | Achievable Economic RVT Potential | 0 | 0 | 15538.2579 | 26723.1246 | 40852.5927 | 56207.5328 | 70303.4658 | 80606.5599 | 85310.391 | 83839.5221 | 76901.0789 | 66128.2985 | 53519.6574 | 40908.7036 | 29623.544 | 20378.9553 | 13351.7293 | 8350.0627 | 4995.015 | 3323.7322 | 0 | 0 | 0
F11_Industrial_Food Products_Existing_Space Heating_Natural Gas_Insulation - Roof/Ceiling_A_Achievable Economic RVT Potential | F11 | Industrial | Food Products | Existing | Space Heating | Natural Gas | Insulation - Roof/Ceiling | A | Purchases (Cumulative) | Achievable Economic RVT Potential | 0 | 0 | 15538.2579 | 42261.3825 | 83113.9752 | 139321.508 | 209624.9738 | 290231.5336 | 375541.9246 | 459381.4467 | 536282.5257 | 602410.8242 | 655930.4816 | 696839.1852 | 726462.7292 | 746841.6845 | 760193.4138 | 768543.4765 | 773538.4915 | 776862.2237 | 776862.2237 | 776862.2237 | 0
F1_Industrial_Food Products_Existing_Space Heating_Natural Gas_Insulation - Wall Cavity_A_Achievable Economic RVT Potential | F1 | Industrial | Food Products | Existing | Space Heating | Natural Gas | Insulation - Wall Cavity | A | Integrated Unit Energy Savings (kWh or therms) | Achievable Economic RVT Potential | 0 | 0 | 0.018126 | 0.018038 | 0.017942 | 0.017836 | 0.017717 | 0.017583 | 0.017433 | 0.017263 | 0.017076 | 0.016872 | 0.016654 | 0.016427 | 0.016196 | 0.015966 | 0.015743 | 0.015539 | 0.015355 | 0.015192 | 0.015046 | 0.014913 | 0
F2_Industrial_Food Products_Existing_Space Heating_Natural Gas_Insulation - Wall Cavity_A_Achievable Economic RVT Potential | F2 | Industrial | Food Products | Existing | Space Heating | Natural Gas | Insulation - Wall Cavity | A | Integrated Unit Summer Peak Savings (kW) | Achievable Economic RVT Potential | 0 | 0 | 0 | 0 | 0 | 0 | 0 | 0 | 0 | 0 | 0 | 0 | 0 | 0 | 0 | 0 | 0 | 0 | 0 | 0 | 0 | 0 | 0
F3_Industrial_Food Products_Existing_Space Heating_Natural Gas_Insulation - Wall Cavity_A_Achievable Economic RVT Potential | F3 | Industrial | Food Products | Existing | Space Heating | Natural Gas | Insulation - Wall Cavity | A | Integrated Unit Winter Peak Savings (kW) | Achievable Economic RVT Potential | 0 | 0 | 0 | 0 | 0 | 0 | 0 | 0 | 0 | 0 | 0 | 0 | 0 | 0 | 0 | 0 | 0 | 0 | 0 | 0 | 0 | 0 | 0
F4_Industrial_Food Products_Existing_Space Heating_Natural Gas_Insulation - Wall Cavity_A_Achievable Economic RVT Potential | F4 | Industrial | Food Products | Existing | Space Heating | Natural Gas | Insulation - Wall Cavity | A | Incremental Energy Savings (MWh or mTherms) | Achievable Economic RVT Potential | 0 | 0 | 0.28165 | 0.48202 | 0.73296 | 1.0025 | 1.2456 | 1.4173 | 1.4872 | 1.4473 | 1.3131 | 1.1157 | 0.89132 | 0.672 | 0.47977 | 0.32536 | 0.2102 | 0.12975 | 0.076699 | 0.050493 | 0 | 0 | 0
F5_Industrial_Food Products_Existing_Space Heating_Natural Gas_Insulation - Wall Cavity_A_Achievable Economic RVT Potential | F5 | Industrial | Food Products | Existing | Space Heating | Natural Gas | Insulation - Wall Cavity | A | Incremental Summer Peak Savings (MW) | Achievable Economic RVT Potential | 0 | 0 | 0 | 0 | 0 | 0 | 0 | 0 | 0 | 0 | 0 | 0 | 0 | 0 | 0 | 0 | 0 | 0 | 0 | 0 | 0 | 0 | 0
F6_Industrial_Food Products_Existing_Space Heating_Natural Gas_Insulation - Wall Cavity_A_Achievable Economic RVT Potential | F6 | Industrial | Food Products | Existing | Space Heating | Natural Gas | Insulation - Wall Cavity | A | Incremental Winter Peak Savings (MW) | Achievable Economic RVT Potential | 0 | 0 | 0 | 0 | 0 | 0 | 0 | 0 | 0 | 0 | 0 | 0 | 0 | 0 | 0 | 0 | 0 | 0 | 0 | 0 | 0 | 0 | 0
F7_Industrial_Food Products_Existing_Space Heating_Natural Gas_Insulation - Wall Cavity_A_Achievable Economic RVT Potential | F7 | Industrial | Food Products | Existing | Space Heating | Natural Gas | Insulation - Wall Cavity | A | Cumulative Energy Savings (MWh or mTherms) | Achievable Economic RVT Potential | 0 | 0 | 0.28165 | 0.7623 | 1.4912 | 2.4849 | 3.7139 | 5.1032 | 6.5466 | 7.9304 | 9.1574 | 10.1637 | 10.9239 | 11.4469 | 11.7654 | 11.9239 | 11.9678 | 11.9422 | 11.8777 | 11.8019 | 11.6886 | 11.5856 | 0
F8_Industrial_Food Products_Existing_Space Heating_Natural Gas_Insulation - Wall Cavity_A_Achievable Economic RVT Potential | F8 | Industrial | Food Products | Existing | Space Heating | Natural Gas | Insulation - Wall Cavity | A | Cumulative Summer Peak Savings (MW) | Achievable Economic RVT Potential | 0 | 0 | 0 | 0 | 0 | 0 | 0 | 0 | 0 | 0 | 0 | 0 | 0 | 0 | 0 | 0 | 0 | 0 | 0 | 0 | 0 | 0 | 0
F9_Industrial_Food Products_Existing_Space Heating_Natural Gas_Insulation - Wall Cavity_A_Achievable Economic RVT Potential | F9 | Industrial | Food Products | Existing | Space Heating | Natural Gas | Insulation - Wall Cavity | A | Cumulative Winter Peak Savings (MW) | Achievable Economic RVT Potential | 0 | 0 | 0 | 0 | 0 | 0 | 0 | 0 | 0 | 0 | 0 | 0 | 0 | 0 | 0 | 0 | 0 | 0 | 0 | 0 | 0 | 0 | 0
F10_Industrial_Food Products_Existing_Space Heating_Natural Gas_Insulation - Wall Cavity_A_Achievable Economic RVT Potential | F10 | Industrial | Food Products | Existing | Space Heating | Natural Gas | Insulation - Wall Cavity | A | Purchases (Incremental) | Achievable Economic RVT Potential | 0 | 0 | 15538.2579 | 26723.1246 | 40852.5927 | 56207.5328 | 70303.4658 | 80606.5599 | 85310.391 | 83839.5221 | 76901.0789 | 66128.2985 | 53519.6574 | 40908.7036 | 29623.544 | 20378.9553 | 13351.7293 | 8350.0627 | 4995.015 | 3323.7322 | 0 | 0 | 0
F11_Industrial_Food Products_Existing_Space Heating_Natural Gas_Insulation - Wall Cavity_A_Achievable Economic RVT Potential | F11 | Industrial | Food Products | Existing | Space Heating | Natural Gas | Insulation - Wall Cavity | A | Purchases (Cumulative) | Achievable Economic RVT Potential | 0 | 0 | 15538.2579 | 42261.3825 | 83113.9752 | 139321.508 | 209624.9738 | 290231.5336 | 375541.9246 | 459381.4467 | 536282.5257 | 602410.8242 | 655930.4816 | 696839.1852 | 726462.7292 | 746841.6845 | 760193.4138 | 768543.4765 | 773538.4915 | 776862.2237 | 776862.2237 | 776862.2237 | 0
F1_Industrial_Food Products_Existing_Space Heating_Natural Gas_Insulation - Ducting_A_Achievable Economic RVT Potential | F1 | Industrial | Food Products | Existing | Space Heating | Natural Gas | Insulation - Ducting | A | Integrated Unit Energy Savings (kWh or therms) | Achievable Economic RVT Potential | 0 | 0 | 0.0014367 | 0.0014252 | 0.0014131 | 0.0014003 | 0.0013866 | 0.0013719 | 0.001356 | 0.0013389 | 0.0013207 | 0.0013014 | 0.0012815 | 0.001261 | 0.0012405 | 0.0012203 | 0.0012009 | 0.001183 | 0.001167 | 0.0011526 | 0.0011397 | 0.001128 | 0
F2_Industrial_Food Products_Existing_Space Heating_Natural Gas_Insulation - Ducting_A_Achievable Economic RVT Potential | F2 | Industrial | Food Products | Existing | Space Heating | Natural Gas | Insulation - Ducting | A | Integrated Unit Summer Peak Savings (kW) | Achievable Economic RVT Potential | 0 | 0 | 0 | 0 | 0 | 0 | 0 | 0 | 0 | 0 | 0 | 0 | 0 | 0 | 0 | 0 | 0 | 0 | 0 | 0 | 0 | 0 | 0
F3_Industrial_Food Products_Existing_Space Heating_Natural Gas_Insulation - Ducting_A_Achievable Economic RVT Potential | F3 | Industrial | Food Products | Existing | Space Heating | Natural Gas | Insulation - Ducting | A | Integrated Unit Winter Peak Savings (kW) | Achievable Economic RVT Potential | 0 | 0 | 0 | 0 | 0 | 0 | 0 | 0 | 0 | 0 | 0 | 0 | 0 | 0 | 0 | 0 | 0 | 0 | 0 | 0 | 0 | 0 | 0
F4_Industrial_Food Products_Existing_Space Heating_Natural Gas_Insulation - Ducting_A_Achievable Economic RVT Potential | F4 | Industrial | Food Products | Existing | Space Heating | Natural Gas | Insulation - Ducting | A | Incremental Energy Savings (MWh or mTherms) | Achievable Economic RVT Potential | 0 | 0 | 0 | 0 | 0 | 0 | 0 | 0 | 0 | 0 | 0 | 0 | 0 | 0 | 0 | 0 | 0 | 0 | 0 | 0 | 0 | 0 | 0
F5_Industrial_Food Products_Existing_Space Heating_Natural Gas_Insulation - Ducting_A_Achievable Economic RVT Potential | F5 | Industrial | Food Products | Existing | Space Heating | Natural Gas | Insulation - Ducting | A | Incremental Summer Peak Savings (MW) | Achievable Economic RVT Potential | 0 | 0 | 0 | 0 | 0 | 0 | 0 | 0 | 0 | 0 | 0 | 0 | 0 | 0 | 0 | 0 | 0 | 0 | 0 | 0 | 0 | 0 | 0
F6_Industrial_Food Products_Existing_Space Heating_Natural Gas_Insulation - Ducting_A_Achievable Economic RVT Potential | F6 | Industrial | Food Products | Existing | Space Heating | Natural Gas | Insulation - Ducting | A | Incremental Winter Peak Savings (MW) | Achievable Economic RVT Potential | 0 | 0 | 0 | 0 | 0 | 0 | 0 | 0 | 0 | 0 | 0 | 0 | 0 | 0 | 0 | 0 | 0 | 0 | 0 | 0 | 0 | 0 | 0
F7_Industrial_Food Products_Existing_Space Heating_Natural Gas_Insulation - Ducting_A_Achievable Economic RVT Potential | F7 | Industrial | Food Products | Existing | Space Heating | Natural Gas | Insulation - Ducting | A | Cumulative Energy Savings (MWh or mTherms) | Achievable Economic RVT Potential | 0 | 0 | 0 | 0 | 0 | 0 | 0 | 0 | 0 | 0 | 0 | 0 | 0 | 0 | 0 | 0 | 0 | 0 | 0 | 0 | 0 | 0 | 0
F8_Industrial_Food Products_Existing_Space Heating_Natural Gas_Insulation - Ducting_A_Achievable Economic RVT Potential | F8 | Industrial | Food Products | Existing | Space Heating | Natural Gas | Insulation - Ducting | A | Cumulative Summer Peak Savings (MW) | Achievable Economic RVT Potential | 0 | 0 | 0 | 0 | 0 | 0 | 0 | 0 | 0 | 0 | 0 | 0 | 0 | 0 | 0 | 0 | 0 | 0 | 0 | 0 | 0 | 0 | 0
F9_Industrial_Food Products_Existing_Space Heating_Natural Gas_Insulation - Ducting_A_Achievable Economic RVT Potential | F9 | Industrial | Food Products | Existing | Space Heating | Natural Gas | Insulation - Ducting | A | Cumulative Winter Peak Savings (MW) | Achievable Economic RVT Potential | 0 | 0 | 0 | 0 | 0 | 0 | 0 | 0 | 0 | 0 | 0 | 0 | 0 | 0 | 0 | 0 | 0 | 0 | 0 | 0 | 0 | 0 | 0
F10_Industrial_Food Products_Existing_Space Heating_Natural Gas_Insulation - Ducting_A_Achievable Economic RVT Potential | F10 | Industrial | Food Products | Existing | Space Heating | Natural Gas | Insulation - Ducting | A | Purchases (Incremental) | Achievable Economic RVT Potential | 0 | 0 | 0 | 0 | 0 | 0 | 0 | 0 | 0 | 0 | 0 | 0 | 0 | 0 | 0 | 0 | 0 | 0 | 0 | 0 | 0 | 0 | 0
F11_Industrial_Food Products_Existing_Space Heating_Natural Gas_Insulation - Ducting_A_Achievable Economic RVT Potential | F11 | Industrial | Food Products | Existing | Space Heating | Natural Gas | Insulation - Ducting | A | Purchases (Cumulative) | Achievable Economic RVT Potential | 0 | 0 | 0 | 0 | 0 | 0 | 0 | 0 | 0 | 0 | 0 | 0 | 0 | 0 | 0 | 0 | 0 | 0 | 0 | 0 | 0 | 0 | 0
F1_Industrial_Food Products_Existing_Space Heating_Natural Gas_HVAC - Duct Repair and Sealing_A_Achievable Economic RVT Potential | F1 | Industrial | Food Products | Existing | Space Heating | Natural Gas | HVAC - Duct Repair and Sealing | A | Integrated Unit Energy Savings (kWh or therms) | Achievable Economic RVT Potential | 0 | 0 | 0.0040635 | 0.0040309 | 0.0039967 | 0.0039605 | 0.0039219 | 0.0038804 | 0.0038357 | 0.0037876 | 0.0037363 | 0.0036822 | 0.0036259 | 0.0035682 | 0.0035103 | 0.0034533 | 0.0033985 | 0.0033481 | 0.0033027 | 0.0032621 | 0.0032257 | 0.0031924 | 0
F2_Industrial_Food Products_Existing_Space Heating_Natural Gas_HVAC - Duct Repair and Sealing_A_Achievable Economic RVT Potential | F2 | Industrial | Food Products | Existing | Space Heating | Natural Gas | HVAC - Duct Repair and Sealing | A | Integrated Unit Summer Peak Savings (kW) | Achievable Economic RVT Potential | 0 | 0 | 0 | 0 | 0 | 0 | 0 | 0 | 0 | 0 | 0 | 0 | 0 | 0 | 0 | 0 | 0 | 0 | 0 | 0 | 0 | 0 | 0
F3_Industrial_Food Products_Existing_Space Heating_Natural Gas_HVAC - Duct Repair and Sealing_A_Achievable Economic RVT Potential | F3 | Industrial | Food Products | Existing | Space Heating | Natural Gas | HVAC - Duct Repair and Sealing | A | Integrated Unit Winter Peak Savings (kW) | Achievable Economic RVT Potential | 0 | 0 | 0 | 0 | 0 | 0 | 0 | 0 | 0 | 0 | 0 | 0 | 0 | 0 | 0 | 0 | 0 | 0 | 0 | 0 | 0 | 0 | 0
F4_Industrial_Food Products_Existing_Space Heating_Natural Gas_HVAC - Duct Repair and Sealing_A_Achievable Economic RVT Potential | F4 | Industrial | Food Products | Existing | Space Heating | Natural Gas | HVAC - Duct Repair and Sealing | A | Incremental Energy Savings (MWh or mTherms) | Achievable Economic RVT Potential | 0 | 0 | 0 | 0 | 0 | 0 | 0 | 0 | 0 | 0 | 0 | 0 | 0 | 0 | 0 | 0 | 0 | 0 | 0 | 0 | 0 | 0 | 0
F5_Industrial_Food Products_Existing_Space Heating_Natural Gas_HVAC - Duct Repair and Sealing_A_Achievable Economic RVT Potential | F5 | Industrial | Food Products | Existing | Space Heating | Natural Gas | HVAC - Duct Repair and Sealing | A | Incremental Summer Peak Savings (MW) | Achievable Economic RVT Potential | 0 | 0 | 0 | 0 | 0 | 0 | 0 | 0 | 0 | 0 | 0 | 0 | 0 | 0 | 0 | 0 | 0 | 0 | 0 | 0 | 0 | 0 | 0
F6_Industrial_Food Products_Existing_Space Heating_Natural Gas_HVAC - Duct Repair and Sealing_A_Achievable Economic RVT Potential | F6 | Industrial | Food Products | Existing | Space Heating | Natural Gas | HVAC - Duct Repair and Sealing | A | Incremental Winter Peak Savings (MW) | Achievable Economic RVT Potential | 0 | 0 | 0 | 0 | 0 | 0 | 0 | 0 | 0 | 0 | 0 | 0 | 0 | 0 | 0 | 0 | 0 | 0 | 0 | 0 | 0 | 0 | 0
F7_Industrial_Food Products_Existing_Space Heating_Natural Gas_HVAC - Duct Repair and Sealing_A_Achievable Economic RVT Potential | F7 | Industrial | Food Products | Existing | Space Heating | Natural Gas | HVAC - Duct Repair and Sealing | A | Cumulative Energy Savings (MWh or mTherms) | Achievable Economic RVT Potential | 0 | 0 | 0 | 0 | 0 | 0 | 0 | 0 | 0 | 0 | 0 | 0 | 0 | 0 | 0 | 0 | 0 | 0 | 0 | 0 | 0 | 0 | 0
F8_Industrial_Food Products_Existing_Space Heating_Natural Gas_HVAC - Duct Repair and Sealing_A_Achievable Economic RVT Potential | F8 | Industrial | Food Products | Existing | Space Heating | Natural Gas | HVAC - Duct Repair and Sealing | A | Cumulative Summer Peak Savings (MW) | Achievable Economic RVT Potential | 0 | 0 | 0 | 0 | 0 | 0 | 0 | 0 | 0 | 0 | 0 | 0 | 0 | 0 | 0 | 0 | 0 | 0 | 0 | 0 | 0 | 0 | 0
F9_Industrial_Food Products_Existing_Space Heating_Natural Gas_HVAC - Duct Repair and Sealing_A_Achievable Economic RVT Potential | F9 | Industrial | Food Products | Existing | Space Heating | Natural Gas | HVAC - Duct Repair and Sealing | A | Cumulative Winter Peak Savings (MW) | Achievable Economic RVT Potential | 0 | 0 | 0 | 0 | 0 | 0 | 0 | 0 | 0 | 0 | 0 | 0 | 0 | 0 | 0 | 0 | 0 | 0 | 0 | 0 | 0 | 0 | 0
F10_Industrial_Food Products_Existing_Space Heating_Natural Gas_HVAC - Duct Repair and Sealing_A_Achievable Economic RVT Potential | F10 | Industrial | Food Products | Existing | Space Heating | Natural Gas | HVAC - Duct Repair and Sealing | A | Purchases (Incremental) | Achievable Economic RVT Potential | 0 | 0 | 0 | 0 | 0 | 0 | 0 | 0 | 0 | 0 | 0 | 0 | 0 | 0 | 0 | 0 | 0 | 0 | 0 | 0 | 0 | 0 | 0
F11_Industrial_Food Products_Existing_Space Heating_Natural Gas_HVAC - Duct Repair and Sealing_A_Achievable Economic RVT Potential | F11 | Industrial | Food Products | Existing | Space Heating | Natural Gas | HVAC - Duct Repair and Sealing | A | Purchases (Cumulative) | Achievable Economic RVT Potential | 0 | 0 | 0 | 0 | 0 | 0 | 0 | 0 | 0 | 0 | 0 | 0 | 0 | 0 | 0 | 0 | 0 | 0 | 0 | 0 | 0 | 0 | 0
F1_Industrial_Food Products_Existing_Space Heating_Natural Gas_Windows - High Efficiency_A_Achievable Economic RVT Potential | F1 | Industrial | Food Products | Existing | Space Heating | Natural Gas | Windows - High Efficiency | A | Integrated Unit Energy Savings (kWh or therms) | Achievable Economic RVT Potential | 0 | 0 | 0.0077507 | 0.0077129 | 0.0076718 | 0.0076265 | 0.0075758 | 0.0075186 | 0.0074542 | 0.0073818 | 0.0073016 | 0.0072143 | 0.0071213 | 0.0070242 | 0.0069252 | 0.006827 | 0.0067317 | 0.0066444 | 0.0065658 | 0.006496 | 0.0064336 | 0.006377 | 0
F2_Industrial_Food Products_Existing_Space Heating_Natural Gas_Windows - High Efficiency_A_Achievable Economic RVT Potential | F2 | Industrial | Food Products | Existing | Space Heating | Natural Gas | Windows - High Efficiency | A | Integrated Unit Summer Peak Savings (kW) | Achievable Economic RVT Potential | 0 | 0 | 0 | 0 | 0 | 0 | 0 | 0 | 0 | 0 | 0 | 0 | 0 | 0 | 0 | 0 | 0 | 0 | 0 | 0 | 0 | 0 | 0
F3_Industrial_Food Products_Existing_Space Heating_Natural Gas_Windows - High Efficiency_A_Achievable Economic RVT Potential | F3 | Industrial | Food Products | Existing | Space Heating | Natural Gas | Windows - High Efficiency | A | Integrated Unit Winter Peak Savings (kW) | Achievable Economic RVT Potential | 0 | 0 | 0 | 0 | 0 | 0 | 0 | 0 | 0 | 0 | 0 | 0 | 0 | 0 | 0 | 0 | 0 | 0 | 0 | 0 | 0 | 0 | 0
F4_Industrial_Food Products_Existing_Space Heating_Natural Gas_Windows - High Efficiency_A_Achievable Economic RVT Potential | F4 | Industrial | Food Products | Existing | Space Heating | Natural Gas | Windows - High Efficiency | A | Incremental Energy Savings (MWh or mTherms) | Achievable Economic RVT Potential | 0 | 0 | 0 | 0 | 0 | 0 | 0 | 0 | 0 | 0 | 0 | 0 | 0 | 0 | 0 | 0 | 0 | 0 | 0 | 0 | 0 | 0 | 0
F5_Industrial_Food Products_Existing_Space Heating_Natural Gas_Windows - High Efficiency_A_Achievable Economic RVT Potential | F5 | Industrial | Food Products | Existing | Space Heating | Natural Gas | Windows - High Efficiency | A | Incremental Summer Peak Savings (MW) | Achievable Economic RVT Potential | 0 | 0 | 0 | 0 | 0 | 0 | 0 | 0 | 0 | 0 | 0 | 0 | 0 | 0 | 0 | 0 | 0 | 0 | 0 | 0 | 0 | 0 | 0
F6_Industrial_Food Products_Existing_Space Heating_Natural Gas_Windows - High Efficiency_A_Achievable Economic RVT Potential | F6 | Industrial | Food Products | Existing | Space Heating | Natural Gas | Windows - High Efficiency | A | Incremental Winter Peak Savings (MW) | Achievable Economic RVT Potential | 0 | 0 | 0 | 0 | 0 | 0 | 0 | 0 | 0 | 0 | 0 | 0 | 0 | 0 | 0 | 0 | 0 | 0 | 0 | 0 | 0 | 0 | 0
F7_Industrial_Food Products_Existing_Space Heating_Natural Gas_Windows - High Efficiency_A_Achievable Economic RVT Potential | F7 | Industrial | Food Products | Existing | Space Heating | Natural Gas | Windows - High Efficiency | A | Cumulative Energy Savings (MWh or mTherms) | Achievable Economic RVT Potential | 0 | 0 | 0 | 0 | 0 | 0 | 0 | 0 | 0 | 0 | 0 | 0 | 0 | 0 | 0 | 0 | 0 | 0 | 0 | 0 | 0 | 0 | 0
F8_Industrial_Food Products_Existing_Space Heating_Natural Gas_Windows - High Efficiency_A_Achievable Economic RVT Potential | F8 | Industrial | Food Products | Existing | Space Heating | Natural Gas | Windows - High Efficiency | A | Cumulative Summer Peak Savings (MW) | Achievable Economic RVT Potential | 0 | 0 | 0 | 0 | 0 | 0 | 0 | 0 | 0 | 0 | 0 | 0 | 0 | 0 | 0 | 0 | 0 | 0 | 0 | 0 | 0 | 0 | 0
F9_Industrial_Food Products_Existing_Space Heating_Natural Gas_Windows - High Efficiency_A_Achievable Economic RVT Potential | F9 | Industrial | Food Products | Existing | Space Heating | Natural Gas | Windows - High Efficiency | A | Cumulative Winter Peak Savings (MW) | Achievable Economic RVT Potential | 0 | 0 | 0 | 0 | 0 | 0 | 0 | 0 | 0 | 0 | 0 | 0 | 0 | 0 | 0 | 0 | 0 | 0 | 0 | 0 | 0 | 0 | 0
F10_Industrial_Food Products_Existing_Space Heating_Natural Gas_Windows - High Efficiency_A_Achievable Economic RVT Potential | F10 | Industrial | Food Products | Existing | Space Heating | Natural Gas | Windows - High Efficiency | A | Purchases (Incremental) | Achievable Economic RVT Potential | 0 | 0 | 0 | 0 | 0 | 0 | 0 | 0 | 0 | 0 | 0 | 0 | 0 | 0 | 0 | 0 | 0 | 0 | 0 | 0 | 0 | 0 | 0
F11_Industrial_Food Products_Existing_Space Heating_Natural Gas_Windows - High Efficiency_A_Achievable Economic RVT Potential | F11 | Industrial | Food Products | Existing | Space Heating | Natural Gas | Windows - High Efficiency | A | Purchases (Cumulative) | Achievable Economic RVT Potential | 0 | 0 | 0 | 0 | 0 | 0 | 0 | 0 | 0 | 0 | 0 | 0 | 0 | 0 | 0 | 0 | 0 | 0 | 0 | 0 | 0 | 0 | 0
F1_Industrial_Food Products_Existing_Space Heating_Natural Gas_Gas Boiler - Maintenance_A_Achievable Economic RVT Potential | F1 | Industrial | Food Products | Existing | Space Heating | Natural Gas | Gas Boiler - Maintenance | A | Integrated Unit Energy Savings (kWh or therms) | Achievable Economic RVT Potential | 0 | 0 | 0.95218 | 0.94941 | 0.94652 | 0.94347 | 0.9402 | 0.93668 | 0.93286 | 0.9287 | 0.92423 | 0.91945 | 0.9144 | 0.90907 | 0.90349 | 0.89769 | 0.89171 | 0.88606 | 0.8808 | 0.87594 | 0.87149 | 0.86745 | 0
F2_Industrial_Food Products_Existing_Space Heating_Natural Gas_Gas Boiler - Maintenance_A_Achievable Economic RVT Potential | F2 | Industrial | Food Products | Existing | Space Heating | Natural Gas | Gas Boiler - Maintenance | A | Integrated Unit Summer Peak Savings (kW) | Achievable Economic RVT Potential | 0 | 0 | 0 | 0 | 0 | 0 | 0 | 0 | 0 | 0 | 0 | 0 | 0 | 0 | 0 | 0 | 0 | 0 | 0 | 0 | 0 | 0 | 0
F3_Industrial_Food Products_Existing_Space Heating_Natural Gas_Gas Boiler - Maintenance_A_Achievable Economic RVT Potential | F3 | Industrial | Food Products | Existing | Space Heating | Natural Gas | Gas Boiler - Maintenance | A | Integrated Unit Winter Peak Savings (kW) | Achievable Economic RVT Potential | 0 | 0 | 0 | 0 | 0 | 0 | 0 | 0 | 0 | 0 | 0 | 0 | 0 | 0 | 0 | 0 | 0 | 0 | 0 | 0 | 0 | 0 | 0
F4_Industrial_Food Products_Existing_Space Heating_Natural Gas_Gas Boiler - Maintenance_A_Achievable Economic RVT Potential | F4 | Industrial | Food Products | Existing | Space Heating | Natural Gas | Gas Boiler - Maintenance | A | Incremental Energy Savings (MWh or mTherms) | Achievable Economic RVT Potential | 0 | 0 | 0.017193 | 0.011809 | 0.0080093 | 0.0061104 | 0.0052431 | 0.0044421 | 0.0037246 | 0.003096 | 0.0025547 | 0.0020948 | 0.0017084 | 0.0012999 | 0.00098883 | 0.00075196 | 0.0005717 | 0.00051262 | 0.00039193 | 0.00032984 | 0.00027049 | 0.00021371 | 0
F5_Industrial_Food Products_Existing_Space Heating_Natural Gas_Gas Boiler - Maintenance_A_Achievable Economic RVT Potential | F5 | Industrial | Food Products | Existing | Space Heating | Natural Gas | Gas Boiler - Maintenance | A | Incremental Summer Peak Savings (MW) | Achievable Economic RVT Potential | 0 | 0 | 0 | 0 | 0 | 0 | 0 | 0 | 0 | 0 | 0 | 0 | 0 | 0 | 0 | 0 | 0 | 0 | 0 | 0 | 0 | 0 | 0
F6_Industrial_Food Products_Existing_Space Heating_Natural Gas_Gas Boiler - Maintenance_A_Achievable Economic RVT Potential | F6 | Industrial | Food Products | Existing | Space Heating | Natural Gas | Gas Boiler - Maintenance | A | Incremental Winter Peak Savings (MW) | Achievable Economic RVT Potential | 0 | 0 | 0 | 0 | 0 | 0 | 0 | 0 | 0 | 0 | 0 | 0 | 0 | 0 | 0 | 0 | 0 | 0 | 0 | 0 | 0 | 0 | 0
F7_Industrial_Food Products_Existing_Space Heating_Natural Gas_Gas Boiler - Maintenance_A_Achievable Economic RVT Potential | F7 | Industrial | Food Products | Existing | Space Heating | Natural Gas | Gas Boiler - Maintenance | A | Cumulative Energy Savings (MWh or mTherms) | Achievable Economic RVT Potential | 0 | 0 | 0.017193 | 0.028952 | 0.036873 | 0.042864 | 0.047959 | 0.052221 | 0.055733 | 0.05858 | 0.060853 | 0.062633 | 0.063997 | 0.064924 | 0.065515 | 0.065846 | 0.065979 | 0.066074 | 0.066073 | 0.066039 | 0.065974 | 0.065882 | 0
F8_Industrial_Food Products_Existing_Space Heating_Natural Gas_Gas Boiler - Maintenance_A_Achievable Economic RVT Potential | F8 | Industrial | Food Products | Existing | Space Heating | Natural Gas | Gas Boiler - Maintenance | A | Cumulative Summer Peak Savings (MW) | Achievable Economic RVT Potential | 0 | 0 | 0 | 0 | 0 | 0 | 0 | 0 | 0 | 0 | 0 | 0 | 0 | 0 | 0 | 0 | 0 | 0 | 0 | 0 | 0 | 0 | 0
F9_Industrial_Food Products_Existing_Space Heating_Natural Gas_Gas Boiler - Maintenance_A_Achievable Economic RVT Potential | F9 | Industrial | Food Products | Existing | Space Heating | Natural Gas | Gas Boiler - Maintenance | A | Cumulative Winter Peak Savings (MW) | Achievable Economic RVT Potential | 0 | 0 | 0 | 0 | 0 | 0 | 0 | 0 | 0 | 0 | 0 | 0 | 0 | 0 | 0 | 0 | 0 | 0 | 0 | 0 | 0 | 0 | 0
F10_Industrial_Food Products_Existing_Space Heating_Natural Gas_Gas Boiler - Maintenance_A_Achievable Economic RVT Potential | F10 | Industrial | Food Products | Existing | Space Heating | Natural Gas | Gas Boiler - Maintenance | A | Purchases (Incremental) | Achievable Economic RVT Potential | 0 | 0 | 18.0563 | 12.4378 | 8.4619 | 6.4765 | 5.5765 | 4.7424 | 3.9927 | 3.3337 | 2.7641 | 2.2783 | 1.8683 | 1.43 | 1.0945 | 0.83767 | 0.64113 | 0.57854 | 0.44497 | 0.37656 | 0.31038 | 0.24637 | 0
F11_Industrial_Food Products_Existing_Space Heating_Natural Gas_Gas Boiler - Maintenance_A_Achievable Economic RVT Potential | F11 | Industrial | Food Products | Existing | Space Heating | Natural Gas | Gas Boiler - Maintenance | A | Purchases (Cumulative) | Achievable Economic RVT Potential | 0 | 0 | 18.0563 | 30.4942 | 38.956 | 45.4325 | 51.0091 | 55.7514 | 59.7441 | 63.0778 | 65.8419 | 68.1202 | 69.9886 | 71.4185 | 72.513 | 73.3507 | 73.9918 | 74.5703 | 75.0153 | 75.3919 | 75.7022 | 75.9486 | 0
F1_Industrial_Food Products_Existing_Process_Natural Gas_Gas Boiler - Maintenance_A_Achievable Economic RVT Potential | F1 | Industrial | Food Products | Existing | Process | Natural Gas | Gas Boiler - Maintenance | A | Integrated Unit Energy Savings (kWh or therms) | Achievable Economic RVT Potential | 0 | 0 | 34.75 | 34.75 | 34.75 | 34.75 | 34.75 | 34.75 | 34.75 | 34.75 | 34.75 | 34.75 | 34.75 | 34.75 | 34.75 | 34.75 | 34.75 | 34.75 | 34.75 | 34.75 | 34.75 | 34.75 | 0
F2_Industrial_Food Products_Existing_Process_Natural Gas_Gas Boiler - Maintenance_A_Achievable Economic RVT Potential | F2 | Industrial | Food Products | Existing | Process | Natural Gas | Gas Boiler - Maintenance | A | Integrated Unit Summer Peak Savings (kW) | Achievable Economic RVT Potential | 0 | 0 | 0 | 0 | 0 | 0 | 0 | 0 | 0 | 0 | 0 | 0 | 0 | 0 | 0 | 0 | 0 | 0 | 0 | 0 | 0 | 0 | 0
F3_Industrial_Food Products_Existing_Process_Natural Gas_Gas Boiler - Maintenance_A_Achievable Economic RVT Potential | F3 | Industrial | Food Products | Existing | Process | Natural Gas | Gas Boiler - Maintenance | A | Integrated Unit Winter Peak Savings (kW) | Achievable Economic RVT Potential | 0 | 0 | 0 | 0 | 0 | 0 | 0 | 0 | 0 | 0 | 0 | 0 | 0 | 0 | 0 | 0 | 0 | 0 | 0 | 0 | 0 | 0 | 0
F4_Industrial_Food Products_Existing_Process_Natural Gas_Gas Boiler - Maintenance_A_Achievable Economic RVT Potential | F4 | Industrial | Food Products | Existing | Process | Natural Gas | Gas Boiler - Maintenance | A | Incremental Energy Savings (MWh or mTherms) | Achievable Economic RVT Potential | 0 | 0 | 1.4961 | 1.0306 | 0.70115 | 0.53664 | 0.46207 | 0.39295 | 0.33083 | 0.27623 | 0.22903 | 0.18878 | 0.15481 | 0.11849 | 0.090686 | 0.069409 | 0.053124 | 0.047938 | 0.03687 | 0.031202 | 0.025718 | 0.020414 | 0
F5_Industrial_Food Products_Existing_Process_Natural Gas_Gas Boiler - Maintenance_A_Achievable Economic RVT Potential | F5 | Industrial | Food Products | Existing | Process | Natural Gas | Gas Boiler - Maintenance | A | Incremental Summer Peak Savings (MW) | Achievable Economic RVT Potential | 0 | 0 | 0 | 0 | 0 | 0 | 0 | 0 | 0 | 0 | 0 | 0 | 0 | 0 | 0 | 0 | 0 | 0 | 0 | 0 | 0 | 0 | 0
F6_Industrial_Food Products_Existing_Process_Natural Gas_Gas Boiler - Maintenance_A_Achievable Economic RVT Potential | F6 | Industrial | Food Products | Existing | Process | Natural Gas | Gas Boiler - Maintenance | A | Incremental Winter Peak Savings (MW) | Achievable Economic RVT Potential | 0 | 0 | 0 | 0 | 0 | 0 | 0 | 0 | 0 | 0 | 0 | 0 | 0 | 0 | 0 | 0 | 0 | 0 | 0 | 0 | 0 | 0 | 0
F7_Industrial_Food Products_Existing_Process_Natural Gas_Gas Boiler - Maintenance_A_Achievable Economic RVT Potential | F7 | Industrial | Food Products | Existing | Process | Natural Gas | Gas Boiler - Maintenance | A | Cumulative Energy Savings (MWh or mTherms) | Achievable Economic RVT Potential | 0 | 0 | 1.4961 | 2.5267 | 3.2279 | 3.7645 | 4.2266 | 4.6195 | 4.9504 | 5.2266 | 5.4556 | 5.6444 | 5.7992 | 5.9177 | 6.0084 | 6.0778 | 6.1309 | 6.1789 | 6.2157 | 6.2469 | 6.2726 | 6.2931 | 0
F8_Industrial_Food Products_Existing_Process_Natural Gas_Gas Boiler - Maintenance_A_Achievable Economic RVT Potential | F8 | Industrial | Food Products | Existing | Process | Natural Gas | Gas Boiler - Maintenance | A | Cumulative Summer Peak Savings (MW) | Achievable Economic RVT Potential | 0 | 0 | 0 | 0 | 0 | 0 | 0 | 0 | 0 | 0 | 0 | 0 | 0 | 0 | 0 | 0 | 0 | 0 | 0 | 0 | 0 | 0 | 0
F9_Industrial_Food Products_Existing_Process_Natural Gas_Gas Boiler - Maintenance_A_Achievable Economic RVT Potential | F9 | Industrial | Food Products | Existing | Process | Natural Gas | Gas Boiler - Maintenance | A | Cumulative Winter Peak Savings (MW) | Achievable Economic RVT Potential | 0 | 0 | 0 | 0 | 0 | 0 | 0 | 0 | 0 | 0 | 0 | 0 | 0 | 0 | 0 | 0 | 0 | 0 | 0 | 0 | 0 | 0 | 0
F10_Industrial_Food Products_Existing_Process_Natural Gas_Gas Boiler - Maintenance_A_Achievable Economic RVT Potential | F10 | Industrial | Food Products | Existing | Process | Natural Gas | Gas Boiler - Maintenance | A | Purchases (Incremental) | Achievable Economic RVT Potential | 0 | 0 | 43.0544 | 29.6574 | 20.1769 | 15.4428 | 13.297 | 11.3079 | 9.5203 | 7.949 | 6.5909 | 5.4326 | 4.4549 | 3.4097 | 2.6097 | 1.9974 | 1.5287 | 1.3795 | 1.061 | 0.89789 | 0.74008 | 0.58745 | 0
F11_Industrial_Food Products_Existing_Process_Natural Gas_Gas Boiler - Maintenance_A_Achievable Economic RVT Potential | F11 | Industrial | Food Products | Existing | Process | Natural Gas | Gas Boiler - Maintenance | A | Purchases (Cumulative) | Achievable Economic RVT Potential | 0 | 0 | 43.0544 | 72.7117 | 92.8886 | 108.3314 | 121.6284 | 132.9363 | 142.4566 | 150.4056 | 156.9965 | 162.4291 | 166.884 | 170.2937 | 172.9033 | 174.9007 | 176.4295 | 177.809 | 178.87 | 179.7679 | 180.5079 | 181.0954 | 0
F1_Industrial_Food Products_Existing_Space Heating_Natural Gas_Gas Furnace - Maintenance_A_Achievable Economic RVT Potential | F1 | Industrial | Food Products | Existing | Space Heating | Natural Gas | Gas Furnace - Maintenance | A | Integrated Unit Energy Savings (kWh or therms) | Achievable Economic RVT Potential | 0 | 0 | 0.0093936 | 0.0093362 | 0.0092772 | 0.0092164 | 0.0091538 | 0.009089 | 0.0090221 | 0.0089529 | 0.008882 | 0.0088097 | 0.0087361 | 0.0086614 | 0.0085857 | 0.0085094 | 0.0084328 | 0.0083608 | 0.0082937 | 0.0082316 | 0.0081743 | 0.0081217 | 0
F2_Industrial_Food Products_Existing_Space Heating_Natural Gas_Gas Furnace - Maintenance_A_Achievable Economic RVT Potential | F2 | Industrial | Food Products | Existing | Space Heating | Natural Gas | Gas Furnace - Maintenance | A | Integrated Unit Summer Peak Savings (kW) | Achievable Economic RVT Potential | 0 | 0 | 0 | 0 | 0 | 0 | 0 | 0 | 0 | 0 | 0 | 0 | 0 | 0 | 0 | 0 | 0 | 0 | 0 | 0 | 0 | 0 | 0
F3_Industrial_Food Products_Existing_Space Heating_Natural Gas_Gas Furnace - Maintenance_A_Achievable Economic RVT Potential | F3 | Industrial | Food Products | Existing | Space Heating | Natural Gas | Gas Furnace - Maintenance | A | Integrated Unit Winter Peak Savings (kW) | Achievable Economic RVT Potential | 0 | 0 | 0 | 0 | 0 | 0 | 0 | 0 | 0 | 0 | 0 | 0 | 0 | 0 | 0 | 0 | 0 | 0 | 0 | 0 | 0 | 0 | 0
F4_Industrial_Food Products_Existing_Space Heating_Natural Gas_Gas Furnace - Maintenance_A_Achievable Economic RVT Potential | F4 | Industrial | Food Products | Existing | Space Heating | Natural Gas | Gas Furnace - Maintenance | A | Incremental Energy Savings (MWh or mTherms) | Achievable Economic RVT Potential | 0 | 0 | 0 | 0 | 0 | 0 | 0 | 0 | 0 | 0 | 0 | 0 | 0 | 0 | 0 | 0 | 0 | 0 | 0 | 0 | 0 | 0 | 0
F5_Industrial_Food Products_Existing_Space Heating_Natural Gas_Gas Furnace - Maintenance_A_Achievable Economic RVT Potential | F5 | Industrial | Food Products | Existing | Space Heating | Natural Gas | Gas Furnace - Maintenance | A | Incremental Summer Peak Savings (MW) | Achievable Economic RVT Potential | 0 | 0 | 0 | 0 | 0 | 0 | 0 | 0 | 0 | 0 | 0 | 0 | 0 | 0 | 0 | 0 | 0 | 0 | 0 | 0 | 0 | 0 | 0
F6_Industrial_Food Products_Existing_Space Heating_Natural Gas_Gas Furnace - Maintenance_A_Achievable Economic RVT Potential | F6 | Industrial | Food Products | Existing | Space Heating | Natural Gas | Gas Furnace - Maintenance | A | Incremental Winter Peak Savings (MW) | Achievable Economic RVT Potential | 0 | 0 | 0 | 0 | 0 | 0 | 0 | 0 | 0 | 0 | 0 | 0 | 0 | 0 | 0 | 0 | 0 | 0 | 0 | 0 | 0 | 0 | 0
F7_Industrial_Food Products_Existing_Space Heating_Natural Gas_Gas Furnace - Maintenance_A_Achievable Economic RVT Potential | F7 | Industrial | Food Products | Existing | Space Heating | Natural Gas | Gas Furnace - Maintenance | A | Cumulative Energy Savings (MWh or mTherms) | Achievable Economic RVT Potential | 0 | 0 | 0 | 0 | 0 | 0 | 0 | 0 | 0 | 0 | 0 | 0 | 0 | 0 | 0 | 0 | 0 | 0 | 0 | 0 | 0 | 0 | 0
F8_Industrial_Food Products_Existing_Space Heating_Natural Gas_Gas Furnace - Maintenance_A_Achievable Economic RVT Potential | F8 | Industrial | Food Products | Existing | Space Heating | Natural Gas | Gas Furnace - Maintenance | A | Cumulative Summer Peak Savings (MW) | Achievable Economic RVT Potential | 0 | 0 | 0 | 0 | 0 | 0 | 0 | 0 | 0 | 0 | 0 | 0 | 0 | 0 | 0 | 0 | 0 | 0 | 0 | 0 | 0 | 0 | 0
F9_Industrial_Food Products_Existing_Space Heating_Natural Gas_Gas Furnace - Maintenance_A_Achievable Economic RVT Potential | F9 | Industrial | Food Products | Existing | Space Heating | Natural Gas | Gas Furnace - Maintenance | A | Cumulative Winter Peak Savings (MW) | Achievable Economic RVT Potential | 0 | 0 | 0 | 0 | 0 | 0 | 0 | 0 | 0 | 0 | 0 | 0 | 0 | 0 | 0 | 0 | 0 | 0 | 0 | 0 | 0 | 0 | 0
F10_Industrial_Food Products_Existing_Space Heating_Natural Gas_Gas Furnace - Maintenance_A_Achievable Economic RVT Potential | F10 | Industrial | Food Products | Existing | Space Heating | Natural Gas | Gas Furnace - Maintenance | A | Purchases (Incremental) | Achievable Economic RVT Potential | 0 | 0 | 0 | 0 | 0 | 0 | 0 | 0 | 0 | 0 | 0 | 0 | 0 | 0 | 0 | 0 | 0 | 0 | 0 | 0 | 0 | 0 | 0
F11_Industrial_Food Products_Existing_Space Heating_Natural Gas_Gas Furnace - Maintenance_A_Achievable Economic RVT Potential | F11 | Industrial | Food Products | Existing | Space Heating | Natural Gas | Gas Furnace - Maintenance | A | Purchases (Cumulative) | Achievable Economic RVT Potential | 0 | 0 | 0 | 0 | 0 | 0 | 0 | 0 | 0 | 0 | 0 | 0 | 0 | 0 | 0 | 0 | 0 | 0 | 0 | 0 | 0 | 0 | 0
F1_Industrial_Food Products_Existing_Space Heating_Natural Gas_Gas Boiler - Hot Water Reset_A_Achievable Economic RVT Potential | F1 | Industrial | Food Products | Existing | Space Heating | Natural Gas | Gas Boiler - Hot Water Reset | A | Integrated Unit Energy Savings (kWh or therms) | Achievable Economic RVT Potential | 0 | 0 | 3.4575 | 3.4424 | 3.4269 | 3.4106 | 3.3935 | 3.3753 | 3.3558 | 3.335 | 3.3129 | 3.2895 | 3.265 | 3.2394 | 3.213 | 3.1857 | 3.158 | 3.1315 | 3.1066 | 3.0832 | 3.0613 | 3.0409 | 0
F2_Industrial_Food Products_Existing_Space Heating_Natural Gas_Gas Boiler - Hot Water Reset_A_Achievable Economic RVT Potential | F2 | Industrial | Food Products | Existing | Space Heating | Natural Gas | Gas Boiler - Hot Water Reset | A | Integrated Unit Summer Peak Savings (kW) | Achievable Economic RVT Potential | 0 | 0 | 0 | 0 | 0 | 0 | 0 | 0 | 0 | 0 | 0 | 0 | 0 | 0 | 0 | 0 | 0 | 0 | 0 | 0 | 0 | 0 | 0
F3_Industrial_Food Products_Existing_Space Heating_Natural Gas_Gas Boiler - Hot Water Reset_A_Achievable Economic RVT Potential | F3 | Industrial | Food Products | Existing | Space Heating | Natural Gas | Gas Boiler - Hot Water Reset | A | Integrated Unit Winter Peak Savings (kW) | Achievable Economic RVT Potential | 0 | 0 | 0 | 0 | 0 | 0 | 0 | 0 | 0 | 0 | 0 | 0 | 0 | 0 | 0 | 0 | 0 | 0 | 0 | 0 | 0 | 0 | 0
F4_Industrial_Food Products_Existing_Space Heating_Natural Gas_Gas Boiler - Hot Water Reset_A_Achievable Economic RVT Potential | F4 | Industrial | Food Products | Existing | Space Heating | Natural Gas | Gas Boiler - Hot Water Reset | A | Incremental Energy Savings (MWh or mTherms) | Achievable Economic RVT Potential | 0 | 0 | 0.03034 | 0.036451 | 0.043638 | 0.049547 | 0.055262 | 0.063153 | 0.067693 | 0.067539 | 0.062135 | 0.052119 | 0.039341 | 0.025388 | 0.014369 | 0.0067413 | 0.0027785 | 0.00098463 | 0.00029984 | 6.3742e-05 | 1.0224e-05 | 1.198e-06 | 0
F5_Industrial_Food Products_Existing_Space Heating_Natural Gas_Gas Boiler - Hot Water Reset_A_Achievable Economic RVT Potential | F5 | Industrial | Food Products | Existing | Space Heating | Natural Gas | Gas Boiler - Hot Water Reset | A | Incremental Summer Peak Savings (MW) | Achievable Economic RVT Potential | 0 | 0 | 0 | 0 | 0 | 0 | 0 | 0 | 0 | 0 | 0 | 0 | 0 | 0 | 0 | 0 | 0 | 0 | 0 | 0 | 0 | 0 | 0
F6_Industrial_Food Products_Existing_Space Heating_Natural Gas_Gas Boiler - Hot Water Reset_A_Achievable Economic RVT Potential | F6 | Industrial | Food Products | Existing | Space Heating | Natural Gas | Gas Boiler - Hot Water Reset | A | Incremental Winter Peak Savings (MW) | Achievable Economic RVT Potential | 0 | 0 | 0 | 0 | 0 | 0 | 0 | 0 | 0 | 0 | 0 | 0 | 0 | 0 | 0 | 0 | 0 | 0 | 0 | 0 | 0 | 0 | 0
F7_Industrial_Food Products_Existing_Space Heating_Natural Gas_Gas Boiler - Hot Water Reset_A_Achievable Economic RVT Potential | F7 | Industrial | Food Products | Existing | Space Heating | Natural Gas | Gas Boiler - Hot Water Reset | A | Cumulative Energy Savings (MWh or mTherms) | Achievable Economic RVT Potential | 0 | 0 | 0.03034 | 0.066659 | 0.11 | 0.15902 | 0.21348 | 0.27549 | 0.3416 | 0.40702 | 0.46645 | 0.51528 | 0.55078 | 0.57186 | 0.58155 | 0.58336 | 0.58106 | 0.57717 | 0.57288 | 0.56863 | 0.5646 | 0.56085 | 0
F8_Industrial_Food Products_Existing_Space Heating_Natural Gas_Gas Boiler - Hot Water Reset_A_Achievable Economic RVT Potential | F8 | Industrial | Food Products | Existing | Space Heating | Natural Gas | Gas Boiler - Hot Water Reset | A | Cumulative Summer Peak Savings (MW) | Achievable Economic RVT Potential | 0 | 0 | 0 | 0 | 0 | 0 | 0 | 0 | 0 | 0 | 0 | 0 | 0 | 0 | 0 | 0 | 0 | 0 | 0 | 0 | 0 | 0 | 0
F9_Industrial_Food Products_Existing_Space Heating_Natural Gas_Gas Boiler - Hot Water Reset_A_Achievable Economic RVT Potential | F9 | Industrial | Food Products | Existing | Space Heating | Natural Gas | Gas Boiler - Hot Water Reset | A | Cumulative Winter Peak Savings (MW) | Achievable Economic RVT Potential | 0 | 0 | 0 | 0 | 0 | 0 | 0 | 0 | 0 | 0 | 0 | 0 | 0 | 0 | 0 | 0 | 0 | 0 | 0 | 0 | 0 | 0 | 0
F10_Industrial_Food Products_Existing_Space Heating_Natural Gas_Gas Boiler - Hot Water Reset_A_Achievable Economic RVT Potential | F10 | Industrial | Food Products | Existing | Space Heating | Natural Gas | Gas Boiler - Hot Water Reset | A | Purchases (Incremental) | Achievable Economic RVT Potential | 0 | 0 | 8.7751 | 10.5887 | 12.7341 | 14.5274 | 16.2846 | 18.7104 | 20.1718 | 20.2516 | 18.7556 | 15.8441 | 12.0494 | 7.8371 | 4.4721 | 2.1161 | 0.87984 | 0.31443 | 0.096519 | 0.020674 | 0.0033397 | 0.00039396 | 0
F11_Industrial_Food Products_Existing_Space Heating_Natural Gas_Gas Boiler - Hot Water Reset_A_Achievable Economic RVT Potential | F11 | Industrial | Food Products | Existing | Space Heating | Natural Gas | Gas Boiler - Hot Water Reset | A | Purchases (Cumulative) | Achievable Economic RVT Potential | 0 | 0 | 8.7751 | 19.3639 | 32.0979 | 46.6253 | 62.91 | 81.6204 | 101.7922 | 122.0438 | 140.7994 | 156.6435 | 168.693 | 176.53 | 181.0021 | 183.1182 | 183.9981 | 184.3125 | 184.409 | 184.4297 | 184.433 | 184.4334 | 0
F1_Industrial_Food Products_Existing_Process_Natural Gas_Gas Boiler - Hot Water Reset_A_Achievable Economic RVT Potential | F1 | Industrial | Food Products | Existing | Process | Natural Gas | Gas Boiler - Hot Water Reset | A | Integrated Unit Energy Savings (kWh or therms) | Achievable Economic RVT Potential | 0 | 0 | 63.1099 | 63.0412 | 62.9743 | 62.9077 | 62.8404 | 62.7723 | 62.7033 | 62.6333 | 62.5621 | 62.4898 | 62.4163 | 62.3418 | 62.2663 | 62.1899 | 62.1126 | 62.0345 | 61.9557 | 61.876 | 61.7954 | 61.7137 | 0
F2_Industrial_Food Products_Existing_Process_Natural Gas_Gas Boiler - Hot Water Reset_A_Achievable Economic RVT Potential | F2 | Industrial | Food Products | Existing | Process | Natural Gas | Gas Boiler - Hot Water Reset | A | Integrated Unit Summer Peak Savings (kW) | Achievable Economic RVT Potential | 0 | 0 | 0 | 0 | 0 | 0 | 0 | 0 | 0 | 0 | 0 | 0 | 0 | 0 | 0 | 0 | 0 | 0 | 0 | 0 | 0 | 0 | 0
F3_Industrial_Food Products_Existing_Process_Natural Gas_Gas Boiler - Hot Water Reset_A_Achievable Economic RVT Potential | F3 | Industrial | Food Products | Existing | Process | Natural Gas | Gas Boiler - Hot Water Reset | A | Integrated Unit Winter Peak Savings (kW) | Achievable Economic RVT Potential | 0 | 0 | 0 | 0 | 0 | 0 | 0 | 0 | 0 | 0 | 0 | 0 | 0 | 0 | 0 | 0 | 0 | 0 | 0 | 0 | 0 | 0 | 0
F4_Industrial_Food Products_Existing_Process_Natural Gas_Gas Boiler - Hot Water Reset_A_Achievable Economic RVT Potential | F4 | Industrial | Food Products | Existing | Process | Natural Gas | Gas Boiler - Hot Water Reset | A | Incremental Energy Savings (MWh or mTherms) | Achievable Economic RVT Potential | 0 | 0 | 1.3205 | 1.5917 | 1.9121 | 2.1791 | 2.4401 | 2.8005 | 3.0159 | 3.0245 | 2.7979 | 2.3608 | 1.7933 | 1.165 | 0.66398 | 0.31379 | 0.13031 | 0.046509 | 0.014259 | 0.0030503 | 0.00049209 | 5.7973e-05 | 0
F5_Industrial_Food Products_Existing_Process_Natural Gas_Gas Boiler - Hot Water Reset_A_Achievable Economic RVT Potential | F5 | Industrial | Food Products | Existing | Process | Natural Gas | Gas Boiler - Hot Water Reset | A | Incremental Summer Peak Savings (MW) | Achievable Economic RVT Potential | 0 | 0 | 0 | 0 | 0 | 0 | 0 | 0 | 0 | 0 | 0 | 0 | 0 | 0 | 0 | 0 | 0 | 0 | 0 | 0 | 0 | 0 | 0
F6_Industrial_Food Products_Existing_Process_Natural Gas_Gas Boiler - Hot Water Reset_A_Achievable Economic RVT Potential | F6 | Industrial | Food Products | Existing | Process | Natural Gas | Gas Boiler - Hot Water Reset | A | Incremental Winter Peak Savings (MW) | Achievable Economic RVT Potential | 0 | 0 | 0 | 0 | 0 | 0 | 0 | 0 | 0 | 0 | 0 | 0 | 0 | 0 | 0 | 0 | 0 | 0 | 0 | 0 | 0 | 0 | 0
F7_Industrial_Food Products_Existing_Process_Natural Gas_Gas Boiler - Hot Water Reset_A_Achievable Economic RVT Potential | F7 | Industrial | Food Products | Existing | Process | Natural Gas | Gas Boiler - Hot Water Reset | A | Cumulative Energy Savings (MWh or mTherms) | Achievable Economic RVT Potential | 0 | 0 | 1.3205 | 2.9107 | 4.8198 | 6.9938 | 9.4264 | 12.2167 | 15.2192 | 18.2267 | 21.0039 | 23.3405 | 25.1063 | 26.2413 | 26.8735 | 27.1543 | 27.2509 | 27.2631 | 27.2428 | 27.2108 | 27.1758 | 27.1399 | 0
F8_Industrial_Food Products_Existing_Process_Natural Gas_Gas Boiler - Hot Water Reset_A_Achievable Economic RVT Potential | F8 | Industrial | Food Products | Existing | Process | Natural Gas | Gas Boiler - Hot Water Reset | A | Cumulative Summer Peak Savings (MW) | Achievable Economic RVT Potential | 0 | 0 | 0 | 0 | 0 | 0 | 0 | 0 | 0 | 0 | 0 | 0 | 0 | 0 | 0 | 0 | 0 | 0 | 0 | 0 | 0 | 0 | 0
F9_Industrial_Food Products_Existing_Process_Natural Gas_Gas Boiler - Hot Water Reset_A_Achievable Economic RVT Potential | F9 | Industrial | Food Products | Existing | Process | Natural Gas | Gas Boiler - Hot Water Reset | A | Cumulative Winter Peak Savings (MW) | Achievable Economic RVT Potential | 0 | 0 | 0 | 0 | 0 | 0 | 0 | 0 | 0 | 0 | 0 | 0 | 0 | 0 | 0 | 0 | 0 | 0 | 0 | 0 | 0 | 0 | 0
F10_Industrial_Food Products_Existing_Process_Natural Gas_Gas Boiler - Hot Water Reset_A_Achievable Economic RVT Potential | F10 | Industrial | Food Products | Existing | Process | Natural Gas | Gas Boiler - Hot Water Reset | A | Purchases (Incremental) | Achievable Economic RVT Potential | 0 | 0 | 20.9239 | 25.2482 | 30.3637 | 34.6398 | 38.8299 | 44.6141 | 48.0985 | 48.2888 | 44.7218 | 37.7794 | 28.7312 | 18.6871 | 10.6635 | 5.0458 | 2.0979 | 0.74973 | 0.23015 | 0.049296 | 0.0079632 | 0.00093938 | 0
F11_Industrial_Food Products_Existing_Process_Natural Gas_Gas Boiler - Hot Water Reset_A_Achievable Economic RVT Potential | F11 | Industrial | Food Products | Existing | Process | Natural Gas | Gas Boiler - Hot Water Reset | A | Purchases (Cumulative) | Achievable Economic RVT Potential | 0 | 0 | 20.9239 | 46.1721 | 76.5358 | 111.1756 | 150.0055 | 194.6195 | 242.718 | 291.0069 | 335.7287 | 373.5081 | 402.2393 | 420.9265 | 431.5899 | 436.6357 | 438.7336 | 439.4834 | 439.7135 | 439.7628 | 439.7708 | 439.7717 | 0
F1_Industrial_Food Products_Existing_Space Heating_Natural Gas_Steam Trap Maintenance_A_Achievable Economic RVT Potential | F1 | Industrial | Food Products | Existing | Space Heating | Natural Gas | Steam Trap Maintenance | A | Integrated Unit Energy Savings (kWh or therms) | Achievable Economic RVT Potential | 0 | 0 | 1.223 | 1.2192 | 1.2153 | 1.2112 | 1.2067 | 1.2019 | 1.1966 | 1.1909 | 1.1847 | 1.178 | 1.171 | 1.1636 | 1.1558 | 1.1479 | 1.1397 | 1.132 | 1.1248 | 1.1182 | 1.1122 | 1.1067 | 0
F2_Industrial_Food Products_Existing_Space Heating_Natural Gas_Steam Trap Maintenance_A_Achievable Economic RVT Potential | F2 | Industrial | Food Products | Existing | Space Heating | Natural Gas | Steam Trap Maintenance | A | Integrated Unit Summer Peak Savings (kW) | Achievable Economic RVT Potential | 0 | 0 | 0 | 0 | 0 | 0 | 0 | 0 | 0 | 0 | 0 | 0 | 0 | 0 | 0 | 0 | 0 | 0 | 0 | 0 | 0 | 0 | 0
F3_Industrial_Food Products_Existing_Space Heating_Natural Gas_Steam Trap Maintenance_A_Achievable Economic RVT Potential | F3 | Industrial | Food Products | Existing | Space Heating | Natural Gas | Steam Trap Maintenance | A | Integrated Unit Winter Peak Savings (kW) | Achievable Economic RVT Potential | 0 | 0 | 0 | 0 | 0 | 0 | 0 | 0 | 0 | 0 | 0 | 0 | 0 | 0 | 0 | 0 | 0 | 0 | 0 | 0 | 0 | 0 | 0
F4_Industrial_Food Products_Existing_Space Heating_Natural Gas_Steam Trap Maintenance_A_Achievable Economic RVT Potential | F4 | Industrial | Food Products | Existing | Space Heating | Natural Gas | Steam Trap Maintenance | A | Incremental Energy Savings (MWh or mTherms) | Achievable Economic RVT Potential | 0 | 0 | 0.00599 | 0.0058686 | 0.0057488 | 0.0056304 | 0.0055129 | 0.0053962 | 0.0052799 | 0.005164 | 0.0050485 | 0.0049337 | 0.0048197 | 0.0047066 | 0.0045947 | 0.0044843 | 0.0043755 | 0.004271 | 0.0041708 | 0.0040749 | 0.003983 | 0.0038951 | 0
F5_Industrial_Food Products_Existing_Space Heating_Natural Gas_Steam Trap Maintenance_A_Achievable Economic RVT Potential | F5 | Industrial | Food Products | Existing | Space Heating | Natural Gas | Steam Trap Maintenance | A | Incremental Summer Peak Savings (MW) | Achievable Economic RVT Potential | 0 | 0 | 0 | 0 | 0 | 0 | 0 | 0 | 0 | 0 | 0 | 0 | 0 | 0 | 0 | 0 | 0 | 0 | 0 | 0 | 0 | 0 | 0
F6_Industrial_Food Products_Existing_Space Heating_Natural Gas_Steam Trap Maintenance_A_Achievable Economic RVT Potential | F6 | Industrial | Food Products | Existing | Space Heating | Natural Gas | Steam Trap Maintenance | A | Incremental Winter Peak Savings (MW) | Achievable Economic RVT Potential | 0 | 0 | 0 | 0 | 0 | 0 | 0 | 0 | 0 | 0 | 0 | 0 | 0 | 0 | 0 | 0 | 0 | 0 | 0 | 0 | 0 | 0 | 0
F7_Industrial_Food Products_Existing_Space Heating_Natural Gas_Steam Trap Maintenance_A_Achievable Economic RVT Potential | F7 | Industrial | Food Products | Existing | Space Heating | Natural Gas | Steam Trap Maintenance | A | Cumulative Energy Savings (MWh or mTherms) | Achievable Economic RVT Potential | 0 | 0 | 0.00599 | 0.01184 | 0.017551 | 0.023121 | 0.028549 | 0.033831 | 0.038963 | 0.04394 | 0.048759 | 0.05342 | 0.057921 | 0.062261 | 0.066442 | 0.070466 | 0.074339 | 0.078107 | 0.081784 | 0.08538 | 0.088902 | 0.09236 | 0
F8_Industrial_Food Products_Existing_Space Heating_Natural Gas_Steam Trap Maintenance_A_Achievable Economic RVT Potential | F8 | Industrial | Food Products | Existing | Space Heating | Natural Gas | Steam Trap Maintenance | A | Cumulative Summer Peak Savings (MW) | Achievable Economic RVT Potential | 0 | 0 | 0 | 0 | 0 | 0 | 0 | 0 | 0 | 0 | 0 | 0 | 0 | 0 | 0 | 0 | 0 | 0 | 0 | 0 | 0 | 0 | 0
F9_Industrial_Food Products_Existing_Space Heating_Natural Gas_Steam Trap Maintenance_A_Achievable Economic RVT Potential | F9 | Industrial | Food Products | Existing | Space Heating | Natural Gas | Steam Trap Maintenance | A | Cumulative Winter Peak Savings (MW) | Achievable Economic RVT Potential | 0 | 0 | 0 | 0 | 0 | 0 | 0 | 0 | 0 | 0 | 0 | 0 | 0 | 0 | 0 | 0 | 0 | 0 | 0 | 0 | 0 | 0 | 0
F10_Industrial_Food Products_Existing_Space Heating_Natural Gas_Steam Trap Maintenance_A_Achievable Economic RVT Potential | F10 | Industrial | Food Products | Existing | Space Heating | Natural Gas | Steam Trap Maintenance | A | Purchases (Incremental) | Achievable Economic RVT Potential | 0 | 0 | 4.8978 | 4.8133 | 4.7303 | 4.6488 | 4.5686 | 4.4898 | 4.4124 | 4.3364 | 4.2616 | 4.1881 | 4.1159 | 4.0449 | 3.9752 | 3.9067 | 3.8393 | 3.7731 | 3.7081 | 3.6441 | 3.5813 | 3.5196 | 0
F11_Industrial_Food Products_Existing_Space Heating_Natural Gas_Steam Trap Maintenance_A_Achievable Economic RVT Potential | F11 | Industrial | Food Products | Existing | Space Heating | Natural Gas | Steam Trap Maintenance | A | Purchases (Cumulative) | Achievable Economic RVT Potential | 0 | 0 | 4.8978 | 9.7111 | 14.4414 | 19.0902 | 23.6588 | 28.1486 | 32.5611 | 36.8974 | 41.159 | 45.3471 | 49.463 | 53.508 | 57.4832 | 61.3899 | 65.2292 | 69.0023 | 72.7103 | 76.3545 | 79.9358 | 83.4553 | 0
F1_Industrial_Food Products_Existing_Process_Natural Gas_Steam Trap Maintenance_A_Achievable Economic RVT Potential | F1 | Industrial | Food Products | Existing | Process | Natural Gas | Steam Trap Maintenance | A | Integrated Unit Energy Savings (kWh or therms) | Achievable Economic RVT Potential | 0 | 0 | 44.6311 | 44.6236 | 44.618 | 44.6134 | 44.609 | 44.6048 | 44.6007 | 44.5966 | 44.5926 | 44.5885 | 44.5844 | 44.5803 | 44.5764 | 44.5728 | 44.5694 | 44.5663 | 44.5636 | 44.5612 | 44.559 | 44.5571 | 0
F2_Industrial_Food Products_Existing_Process_Natural Gas_Steam Trap Maintenance_A_Achievable Economic RVT Potential | F2 | Industrial | Food Products | Existing | Process | Natural Gas | Steam Trap Maintenance | A | Integrated Unit Summer Peak Savings (kW) | Achievable Economic RVT Potential | 0 | 0 | 0 | 0 | 0 | 0 | 0 | 0 | 0 | 0 | 0 | 0 | 0 | 0 | 0 | 0 | 0 | 0 | 0 | 0 | 0 | 0 | 0
F3_Industrial_Food Products_Existing_Process_Natural Gas_Steam Trap Maintenance_A_Achievable Economic RVT Potential | F3 | Industrial | Food Products | Existing | Process | Natural Gas | Steam Trap Maintenance | A | Integrated Unit Winter Peak Savings (kW) | Achievable Economic RVT Potential | 0 | 0 | 0 | 0 | 0 | 0 | 0 | 0 | 0 | 0 | 0 | 0 | 0 | 0 | 0 | 0 | 0 | 0 | 0 | 0 | 0 | 0 | 0
F4_Industrial_Food Products_Existing_Process_Natural Gas_Steam Trap Maintenance_A_Achievable Economic RVT Potential | F4 | Industrial | Food Products | Existing | Process | Natural Gas | Steam Trap Maintenance | A | Incremental Energy Savings (MWh or mTherms) | Achievable Economic RVT Potential | 0 | 0 | 0.52122 | 0.51215 | 0.50326 | 0.49453 | 0.48595 | 0.47753 | 0.46925 | 0.46112 | 0.45313 | 0.44528 | 0.43756 | 0.42998 | 0.42253 | 0.41521 | 0.40802 | 0.40095 | 0.39402 | 0.3872 | 0.38051 | 0.37393 | 0
F5_Industrial_Food Products_Existing_Process_Natural Gas_Steam Trap Maintenance_A_Achievable Economic RVT Potential | F5 | Industrial | Food Products | Existing | Process | Natural Gas | Steam Trap Maintenance | A | Incremental Summer Peak Savings (MW) | Achievable Economic RVT Potential | 0 | 0 | 0 | 0 | 0 | 0 | 0 | 0 | 0 | 0 | 0 | 0 | 0 | 0 | 0 | 0 | 0 | 0 | 0 | 0 | 0 | 0 | 0
F6_Industrial_Food Products_Existing_Process_Natural Gas_Steam Trap Maintenance_A_Achievable Economic RVT Potential | F6 | Industrial | Food Products | Existing | Process | Natural Gas | Steam Trap Maintenance | A | Incremental Winter Peak Savings (MW) | Achievable Economic RVT Potential | 0 | 0 | 0 | 0 | 0 | 0 | 0 | 0 | 0 | 0 | 0 | 0 | 0 | 0 | 0 | 0 | 0 | 0 | 0 | 0 | 0 | 0 | 0
F7_Industrial_Food Products_Existing_Process_Natural Gas_Steam Trap Maintenance_A_Achievable Economic RVT Potential | F7 | Industrial | Food Products | Existing | Process | Natural Gas | Steam Trap Maintenance | A | Cumulative Energy Savings (MWh or mTherms) | Achievable Economic RVT Potential | 0 | 0 | 0.52122 | 1.0333 | 1.5364 | 2.0308 | 2.5165 | 2.9938 | 3.4628 | 3.9236 | 4.3764 | 4.8213 | 5.2584 | 5.6879 | 6.1099 | 6.5246 | 6.9321 | 7.3326 | 7.7262 | 8.1129 | 8.4931 | 8.8666 | 0
F8_Industrial_Food Products_Existing_Process_Natural Gas_Steam Trap Maintenance_A_Achievable Economic RVT Potential | F8 | Industrial | Food Products | Existing | Process | Natural Gas | Steam Trap Maintenance | A | Cumulative Summer Peak Savings (MW) | Achievable Economic RVT Potential | 0 | 0 | 0 | 0 | 0 | 0 | 0 | 0 | 0 | 0 | 0 | 0 | 0 | 0 | 0 | 0 | 0 | 0 | 0 | 0 | 0 | 0 | 0
F9_Industrial_Food Products_Existing_Process_Natural Gas_Steam Trap Maintenance_A_Achievable Economic RVT Potential | F9 | Industrial | Food Products | Existing | Process | Natural Gas | Steam Trap Maintenance | A | Cumulative Winter Peak Savings (MW) | Achievable Economic RVT Potential | 0 | 0 | 0 | 0 | 0 | 0 | 0 | 0 | 0 | 0 | 0 | 0 | 0 | 0 | 0 | 0 | 0 | 0 | 0 | 0 | 0 | 0 | 0
F10_Industrial_Food Products_Existing_Process_Natural Gas_Steam Trap Maintenance_A_Achievable Economic RVT Potential | F10 | Industrial | Food Products | Existing | Process | Natural Gas | Steam Trap Maintenance | A | Purchases (Incremental) | Achievable Economic RVT Potential | 0 | 0 | 11.6784 | 11.4771 | 11.2792 | 11.0847 | 10.8936 | 10.7058 | 10.5212 | 10.3398 | 10.1615 | 9.9863 | 9.8142 | 9.645 | 9.4787 | 9.3152 | 9.1546 | 8.9968 | 8.8417 | 8.6892 | 8.5394 | 8.3922 | 0
F11_Industrial_Food Products_Existing_Process_Natural Gas_Steam Trap Maintenance_A_Achievable Economic RVT Potential | F11 | Industrial | Food Products | Existing | Process | Natural Gas | Steam Trap Maintenance | A | Purchases (Cumulative) | Achievable Economic RVT Potential | 0 | 0 | 11.6784 | 23.1555 | 34.4347 | 45.5195 | 56.4131 | 67.1189 | 77.6401 | 87.9799 | 98.1415 | 108.1278 | 117.942 | 127.5869 | 137.0656 | 146.3808 | 155.5355 | 164.5323 | 173.3739 | 182.0632 | 190.6026 | 198.9948 | 0
F1_Industrial_Food Products_Existing_Space Heating_Natural Gas_Gas Boiler - High Turndown_A_Achievable Economic RVT Potential | F1 | Industrial | Food Products | Existing | Space Heating | Natural Gas | Gas Boiler - High Turndown | A | Integrated Unit Energy Savings (kWh or therms) | Achievable Economic RVT Potential | 0 | 0 | 1.296 | 1.2895 | 1.2826 | 1.2751 | 1.2666 | 1.2571 | 1.2464 | 1.2344 | 1.221 | 1.2064 | 1.1908 | 1.1745 | 1.1578 | 1.1413 | 1.1253 | 1.1106 | 1.0974 | 1.0857 | 1.0752 | 1.0658 | 0
F2_Industrial_Food Products_Existing_Space Heating_Natural Gas_Gas Boiler - High Turndown_A_Achievable Economic RVT Potential | F2 | Industrial | Food Products | Existing | Space Heating | Natural Gas | Gas Boiler - High Turndown | A | Integrated Unit Summer Peak Savings (kW) | Achievable Economic RVT Potential | 0 | 0 | 0 | 0 | 0 | 0 | 0 | 0 | 0 | 0 | 0 | 0 | 0 | 0 | 0 | 0 | 0 | 0 | 0 | 0 | 0 | 0 | 0
F3_Industrial_Food Products_Existing_Space Heating_Natural Gas_Gas Boiler - High Turndown_A_Achievable Economic RVT Potential | F3 | Industrial | Food Products | Existing | Space Heating | Natural Gas | Gas Boiler - High Turndown | A | Integrated Unit Winter Peak Savings (kW) | Achievable Economic RVT Potential | 0 | 0 | 0 | 0 | 0 | 0 | 0 | 0 | 0 | 0 | 0 | 0 | 0 | 0 | 0 | 0 | 0 | 0 | 0 | 0 | 0 | 0 | 0
F4_Industrial_Food Products_Existing_Space Heating_Natural Gas_Gas Boiler - High Turndown_A_Achievable Economic RVT Potential | F4 | Industrial | Food Products | Existing | Space Heating | Natural Gas | Gas Boiler - High Turndown | A | Incremental Energy Savings (MWh or mTherms) | Achievable Economic RVT Potential | 0 | 0 | 0 | 0 | 0 | 0 | 0 | 0 | 0 | 0 | 0 | 0 | 0 | 0 | 0 | 0 | 0 | 0 | 0 | 0 | 0 | 0 | 0
F5_Industrial_Food Products_Existing_Space Heating_Natural Gas_Gas Boiler - High Turndown_A_Achievable Economic RVT Potential | F5 | Industrial | Food Products | Existing | Space Heating | Natural Gas | Gas Boiler - High Turndown | A | Incremental Summer Peak Savings (MW) | Achievable Economic RVT Potential | 0 | 0 | 0 | 0 | 0 | 0 | 0 | 0 | 0 | 0 | 0 | 0 | 0 | 0 | 0 | 0 | 0 | 0 | 0 | 0 | 0 | 0 | 0
F6_Industrial_Food Products_Existing_Space Heating_Natural Gas_Gas Boiler - High Turndown_A_Achievable Economic RVT Potential | F6 | Industrial | Food Products | Existing | Space Heating | Natural Gas | Gas Boiler - High Turndown | A | Incremental Winter Peak Savings (MW) | Achievable Economic RVT Potential | 0 | 0 | 0 | 0 | 0 | 0 | 0 | 0 | 0 | 0 | 0 | 0 | 0 | 0 | 0 | 0 | 0 | 0 | 0 | 0 | 0 | 0 | 0
F7_Industrial_Food Products_Existing_Space Heating_Natural Gas_Gas Boiler - High Turndown_A_Achievable Economic RVT Potential | F7 | Industrial | Food Products | Existing | Space Heating | Natural Gas | Gas Boiler - High Turndown | A | Cumulative Energy Savings (MWh or mTherms) | Achievable Economic RVT Potential | 0 | 0 | 0 | 0 | 0 | 0 | 0 | 0 | 0 | 0 | 0 | 0 | 0 | 0 | 0 | 0 | 0 | 0 | 0 | 0 | 0 | 0 | 0
F8_Industrial_Food Products_Existing_Space Heating_Natural Gas_Gas Boiler - High Turndown_A_Achievable Economic RVT Potential | F8 | Industrial | Food Products | Existing | Space Heating | Natural Gas | Gas Boiler - High Turndown | A | Cumulative Summer Peak Savings (MW) | Achievable Economic RVT Potential | 0 | 0 | 0 | 0 | 0 | 0 | 0 | 0 | 0 | 0 | 0 | 0 | 0 | 0 | 0 | 0 | 0 | 0 | 0 | 0 | 0 | 0 | 0
F9_Industrial_Food Products_Existing_Space Heating_Natural Gas_Gas Boiler - High Turndown_A_Achievable Economic RVT Potential | F9 | Industrial | Food Products | Existing | Space Heating | Natural Gas | Gas Boiler - High Turndown | A | Cumulative Winter Peak Savings (MW) | Achievable Economic RVT Potential | 0 | 0 | 0 | 0 | 0 | 0 | 0 | 0 | 0 | 0 | 0 | 0 | 0 | 0 | 0 | 0 | 0 | 0 | 0 | 0 | 0 | 0 | 0
F10_Industrial_Food Products_Existing_Space Heating_Natural Gas_Gas Boiler - High Turndown_A_Achievable Economic RVT Potential | F10 | Industrial | Food Products | Existing | Space Heating | Natural Gas | Gas Boiler - High Turndown | A | Purchases (Incremental) | Achievable Economic RVT Potential | 0 | 0 | 0 | 0 | 0 | 0 | 0 | 0 | 0 | 0 | 0 | 0 | 0 | 0 | 0 | 0 | 0 | 0 | 0 | 0 | 0 | 0 | 0
F11_Industrial_Food Products_Existing_Space Heating_Natural Gas_Gas Boiler - High Turndown_A_Achievable Economic RVT Potential | F11 | Industrial | Food Products | Existing | Space Heating | Natural Gas | Gas Boiler - High Turndown | A | Purchases (Cumulative) | Achievable Economic RVT Potential | 0 | 0 | 0 | 0 | 0 | 0 | 0 | 0 | 0 | 0 | 0 | 0 | 0 | 0 | 0 | 0 | 0 | 0 | 0 | 0 | 0 | 0 | 0
F1_Industrial_Food Products_Existing_Process_Natural Gas_Gas Boiler - High Turndown_A_Achievable Economic RVT Potential | F1 | Industrial | Food Products | Existing | Process | Natural Gas | Gas Boiler - High Turndown | A | Integrated Unit Energy Savings (kWh or therms) | Achievable Economic RVT Potential | 0 | 0 | 47.2288 | 47.07 | 46.9085 | 46.7433 | 46.5738 | 46.4037 | 46.2381 | 46.0768 | 45.9202 | 45.7691 | 45.6238 | 45.4846 | 45.35 | 45.2186 | 45.0886 | 44.9588 | 44.8324 | 44.7045 | 44.5749 | 44.4436 | 0
F2_Industrial_Food Products_Existing_Process_Natural Gas_Gas Boiler - High Turndown_A_Achievable Economic RVT Potential | F2 | Industrial | Food Products | Existing | Process | Natural Gas | Gas Boiler - High Turndown | A | Integrated Unit Summer Peak Savings (kW) | Achievable Economic RVT Potential | 0 | 0 | 0 | 0 | 0 | 0 | 0 | 0 | 0 | 0 | 0 | 0 | 0 | 0 | 0 | 0 | 0 | 0 | 0 | 0 | 0 | 0 | 0
F3_Industrial_Food Products_Existing_Process_Natural Gas_Gas Boiler - High Turndown_A_Achievable Economic RVT Potential | F3 | Industrial | Food Products | Existing | Process | Natural Gas | Gas Boiler - High Turndown | A | Integrated Unit Winter Peak Savings (kW) | Achievable Economic RVT Potential | 0 | 0 | 0 | 0 | 0 | 0 | 0 | 0 | 0 | 0 | 0 | 0 | 0 | 0 | 0 | 0 | 0 | 0 | 0 | 0 | 0 | 0 | 0
F4_Industrial_Food Products_Existing_Process_Natural Gas_Gas Boiler - High Turndown_A_Achievable Economic RVT Potential | F4 | Industrial | Food Products | Existing | Process | Natural Gas | Gas Boiler - High Turndown | A | Incremental Energy Savings (MWh or mTherms) | Achievable Economic RVT Potential | 0 | 0 | 0 | 0 | 0 | 0 | 0 | 0 | 0 | 0 | 0 | 0 | 0 | 0 | 0 | 0 | 0 | 0 | 0 | 0 | 0 | 0 | 0
F5_Industrial_Food Products_Existing_Process_Natural Gas_Gas Boiler - High Turndown_A_Achievable Economic RVT Potential | F5 | Industrial | Food Products | Existing | Process | Natural Gas | Gas Boiler - High Turndown | A | Incremental Summer Peak Savings (MW) | Achievable Economic RVT Potential | 0 | 0 | 0 | 0 | 0 | 0 | 0 | 0 | 0 | 0 | 0 | 0 | 0 | 0 | 0 | 0 | 0 | 0 | 0 | 0 | 0 | 0 | 0
F6_Industrial_Food Products_Existing_Process_Natural Gas_Gas Boiler - High Turndown_A_Achievable Economic RVT Potential | F6 | Industrial | Food Products | Existing | Process | Natural Gas | Gas Boiler - High Turndown | A | Incremental Winter Peak Savings (MW) | Achievable Economic RVT Potential | 0 | 0 | 0 | 0 | 0 | 0 | 0 | 0 | 0 | 0 | 0 | 0 | 0 | 0 | 0 | 0 | 0 | 0 | 0 | 0 | 0 | 0 | 0
F7_Industrial_Food Products_Existing_Process_Natural Gas_Gas Boiler - High Turndown_A_Achievable Economic RVT Potential | F7 | Industrial | Food Products | Existing | Process | Natural Gas | Gas Boiler - High Turndown | A | Cumulative Energy Savings (MWh or mTherms) | Achievable Economic RVT Potential | 0 | 0 | 0 | 0 | 0 | 0 | 0 | 0 | 0 | 0 | 0 | 0 | 0 | 0 | 0 | 0 | 0 | 0 | 0 | 0 | 0 | 0 | 0
F8_Industrial_Food Products_Existing_Process_Natural Gas_Gas Boiler - High Turndown_A_Achievable Economic RVT Potential | F8 | Industrial | Food Products | Existing | Process | Natural Gas | Gas Boiler - High Turndown | A | Cumulative Summer Peak Savings (MW) | Achievable Economic RVT Potential | 0 | 0 | 0 | 0 | 0 | 0 | 0 | 0 | 0 | 0 | 0 | 0 | 0 | 0 | 0 | 0 | 0 | 0 | 0 | 0 | 0 | 0 | 0
F9_Industrial_Food Products_Existing_Process_Natural Gas_Gas Boiler - High Turndown_A_Achievable Economic RVT Potential | F9 | Industrial | Food Products | Existing | Process | Natural Gas | Gas Boiler - High Turndown | A | Cumulative Winter Peak Savings (MW) | Achievable Economic RVT Potential | 0 | 0 | 0 | 0 | 0 | 0 | 0 | 0 | 0 | 0 | 0 | 0 | 0 | 0 | 0 | 0 | 0 | 0 | 0 | 0 | 0 | 0 | 0
F10_Industrial_Food Products_Existing_Process_Natural Gas_Gas Boiler - High Turndown_A_Achievable Economic RVT Potential | F10 | Industrial | Food Products | Existing | Process | Natural Gas | Gas Boiler - High Turndown | A | Purchases (Incremental) | Achievable Economic RVT Potential | 0 | 0 | 0 | 0 | 0 | 0 | 0 | 0 | 0 | 0 | 0 | 0 | 0 | 0 | 0 | 0 | 0 | 0 | 0 | 0 | 0 | 0 | 0
F11_Industrial_Food Products_Existing_Process_Natural Gas_Gas Boiler - High Turndown_A_Achievable Economic RVT Potential | F11 | Industrial | Food Products | Existing | Process | Natural Gas | Gas Boiler - High Turndown | A | Purchases (Cumulative) | Achievable Economic RVT Potential | 0 | 0 | 0 | 0 | 0 | 0 | 0 | 0 | 0 | 0 | 0 | 0 | 0 | 0 | 0 | 0 | 0 | 0 | 0 | 0 | 0 | 0 | 0
F1_Industrial_Food Products_Existing_Space Heating_Natural Gas_Gas Boiler - Burner Control Optimization_A_Achievable Economic RVT Potential | F1 | Industrial | Food Products | Existing | Space Heating | Natural Gas | Gas Boiler - Burner Control Optimization | A | Integrated Unit Energy Savings (kWh or therms) | Achievable Economic RVT Potential | 0 | 0 | 0.37582 | 0.37393 | 0.37191 | 0.3697 | 0.36724 | 0.36447 | 0.36135 | 0.35785 | 0.35396 | 0.34972 | 0.34519 | 0.34045 | 0.33563 | 0.33083 | 0.32619 | 0.32192 | 0.31809 | 0.31469 | 0.31166 | 0.30892 | 0
F2_Industrial_Food Products_Existing_Space Heating_Natural Gas_Gas Boiler - Burner Control Optimization_A_Achievable Economic RVT Potential | F2 | Industrial | Food Products | Existing | Space Heating | Natural Gas | Gas Boiler - Burner Control Optimization | A | Integrated Unit Summer Peak Savings (kW) | Achievable Economic RVT Potential | 0 | 0 | 0 | 0 | 0 | 0 | 0 | 0 | 0 | 0 | 0 | 0 | 0 | 0 | 0 | 0 | 0 | 0 | 0 | 0 | 0 | 0 | 0
F3_Industrial_Food Products_Existing_Space Heating_Natural Gas_Gas Boiler - Burner Control Optimization_A_Achievable Economic RVT Potential | F3 | Industrial | Food Products | Existing | Space Heating | Natural Gas | Gas Boiler - Burner Control Optimization | A | Integrated Unit Winter Peak Savings (kW) | Achievable Economic RVT Potential | 0 | 0 | 0 | 0 | 0 | 0 | 0 | 0 | 0 | 0 | 0 | 0 | 0 | 0 | 0 | 0 | 0 | 0 | 0 | 0 | 0 | 0 | 0
F4_Industrial_Food Products_Existing_Space Heating_Natural Gas_Gas Boiler - Burner Control Optimization_A_Achievable Economic RVT Potential | F4 | Industrial | Food Products | Existing | Space Heating | Natural Gas | Gas Boiler - Burner Control Optimization | A | Incremental Energy Savings (MWh or mTherms) | Achievable Economic RVT Potential | 0 | 0 | 0 | 0 | 0 | 0 | 0 | 0 | 0 | 0 | 0 | 0 | 0 | 0 | 0 | 0 | 0 | 0 | 0 | 0 | 0 | 0 | 0
F5_Industrial_Food Products_Existing_Space Heating_Natural Gas_Gas Boiler - Burner Control Optimization_A_Achievable Economic RVT Potential | F5 | Industrial | Food Products | Existing | Space Heating | Natural Gas | Gas Boiler - Burner Control Optimization | A | Incremental Summer Peak Savings (MW) | Achievable Economic RVT Potential | 0 | 0 | 0 | 0 | 0 | 0 | 0 | 0 | 0 | 0 | 0 | 0 | 0 | 0 | 0 | 0 | 0 | 0 | 0 | 0 | 0 | 0 | 0
F6_Industrial_Food Products_Existing_Space Heating_Natural Gas_Gas Boiler - Burner Control Optimization_A_Achievable Economic RVT Potential | F6 | Industrial | Food Products | Existing | Space Heating | Natural Gas | Gas Boiler - Burner Control Optimization | A | Incremental Winter Peak Savings (MW) | Achievable Economic RVT Potential | 0 | 0 | 0 | 0 | 0 | 0 | 0 | 0 | 0 | 0 | 0 | 0 | 0 | 0 | 0 | 0 | 0 | 0 | 0 | 0 | 0 | 0 | 0
F7_Industrial_Food Products_Existing_Space Heating_Natural Gas_Gas Boiler - Burner Control Optimization_A_Achievable Economic RVT Potential | F7 | Industrial | Food Products | Existing | Space Heating | Natural Gas | Gas Boiler - Burner Control Optimization | A | Cumulative Energy Savings (MWh or mTherms) | Achievable Economic RVT Potential | 0 | 0 | 0 | 0 | 0 | 0 | 0 | 0 | 0 | 0 | 0 | 0 | 0 | 0 | 0 | 0 | 0 | 0 | 0 | 0 | 0 | 0 | 0
F8_Industrial_Food Products_Existing_Space Heating_Natural Gas_Gas Boiler - Burner Control Optimization_A_Achievable Economic RVT Potential | F8 | Industrial | Food Products | Existing | Space Heating | Natural Gas | Gas Boiler - Burner Control Optimization | A | Cumulative Summer Peak Savings (MW) | Achievable Economic RVT Potential | 0 | 0 | 0 | 0 | 0 | 0 | 0 | 0 | 0 | 0 | 0 | 0 | 0 | 0 | 0 | 0 | 0 | 0 | 0 | 0 | 0 | 0 | 0
F9_Industrial_Food Products_Existing_Space Heating_Natural Gas_Gas Boiler - Burner Control Optimization_A_Achievable Economic RVT Potential | F9 | Industrial | Food Products | Existing | Space Heating | Natural Gas | Gas Boiler - Burner Control Optimization | A | Cumulative Winter Peak Savings (MW) | Achievable Economic RVT Potential | 0 | 0 | 0 | 0 | 0 | 0 | 0 | 0 | 0 | 0 | 0 | 0 | 0 | 0 | 0 | 0 | 0 | 0 | 0 | 0 | 0 | 0 | 0
F10_Industrial_Food Products_Existing_Space Heating_Natural Gas_Gas Boiler - Burner Control Optimization_A_Achievable Economic RVT Potential | F10 | Industrial | Food Products | Existing | Space Heating | Natural Gas | Gas Boiler - Burner Control Optimization | A | Purchases (Incremental) | Achievable Economic RVT Potential | 0 | 0 | 0 | 0 | 0 | 0 | 0 | 0 | 0 | 0 | 0 | 0 | 0 | 0 | 0 | 0 | 0 | 0 | 0 | 0 | 0 | 0 | 0
F11_Industrial_Food Products_Existing_Space Heating_Natural Gas_Gas Boiler - Burner Control Optimization_A_Achievable Economic RVT Potential | F11 | Industrial | Food Products | Existing | Space Heating | Natural Gas | Gas Boiler - Burner Control Optimization | A | Purchases (Cumulative) | Achievable Economic RVT Potential | 0 | 0 | 0 | 0 | 0 | 0 | 0 | 0 | 0 | 0 | 0 | 0 | 0 | 0 | 0 | 0 | 0 | 0 | 0 | 0 | 0 | 0 | 0
F1_Industrial_Food Products_Existing_Process_Natural Gas_Gas Boiler - Burner Control Optimization_A_Achievable Economic RVT Potential | F1 | Industrial | Food Products | Existing | Process | Natural Gas | Gas Boiler - Burner Control Optimization | A | Integrated Unit Energy Savings (kWh or therms) | Achievable Economic RVT Potential | 0 | 0 | 13.6931 | 13.6438 | 13.5937 | 13.5425 | 13.4899 | 13.4376 | 13.387 | 13.3381 | 13.2909 | 13.2455 | 13.2021 | 13.1606 | 13.1205 | 13.0815 | 13.043 | 13.0046 | 12.9674 | 12.9298 | 12.8917 | 12.8532 | 0
F2_Industrial_Food Products_Existing_Process_Natural Gas_Gas Boiler - Burner Control Optimization_A_Achievable Economic RVT Potential | F2 | Industrial | Food Products | Existing | Process | Natural Gas | Gas Boiler - Burner Control Optimization | A | Integrated Unit Summer Peak Savings (kW) | Achievable Economic RVT Potential | 0 | 0 | 0 | 0 | 0 | 0 | 0 | 0 | 0 | 0 | 0 | 0 | 0 | 0 | 0 | 0 | 0 | 0 | 0 | 0 | 0 | 0 | 0
F3_Industrial_Food Products_Existing_Process_Natural Gas_Gas Boiler - Burner Control Optimization_A_Achievable Economic RVT Potential | F3 | Industrial | Food Products | Existing | Process | Natural Gas | Gas Boiler - Burner Control Optimization | A | Integrated Unit Winter Peak Savings (kW) | Achievable Economic RVT Potential | 0 | 0 | 0 | 0 | 0 | 0 | 0 | 0 | 0 | 0 | 0 | 0 | 0 | 0 | 0 | 0 | 0 | 0 | 0 | 0 | 0 | 0 | 0
F4_Industrial_Food Products_Existing_Process_Natural Gas_Gas Boiler - Burner Control Optimization_A_Achievable Economic RVT Potential | F4 | Industrial | Food Products | Existing | Process | Natural Gas | Gas Boiler - Burner Control Optimization | A | Incremental Energy Savings (MWh or mTherms) | Achievable Economic RVT Potential | 0 | 0 | 0 | 0 | 0 | 0 | 0 | 0 | 0 | 0 | 0 | 0 | 0 | 0 | 0 | 0 | 0 | 0 | 0 | 0 | 0 | 0 | 0
F5_Industrial_Food Products_Existing_Process_Natural Gas_Gas Boiler - Burner Control Optimization_A_Achievable Economic RVT Potential | F5 | Industrial | Food Products | Existing | Process | Natural Gas | Gas Boiler - Burner Control Optimization | A | Incremental Summer Peak Savings (MW) | Achievable Economic RVT Potential | 0 | 0 | 0 | 0 | 0 | 0 | 0 | 0 | 0 | 0 | 0 | 0 | 0 | 0 | 0 | 0 | 0 | 0 | 0 | 0 | 0 | 0 | 0
F6_Industrial_Food Products_Existing_Process_Natural Gas_Gas Boiler - Burner Control Optimization_A_Achievable Economic RVT Potential | F6 | Industrial | Food Products | Existing | Process | Natural Gas | Gas Boiler - Burner Control Optimization | A | Incremental Winter Peak Savings (MW) | Achievable Economic RVT Potential | 0 | 0 | 0 | 0 | 0 | 0 | 0 | 0 | 0 | 0 | 0 | 0 | 0 | 0 | 0 | 0 | 0 | 0 | 0 | 0 | 0 | 0 | 0
F7_Industrial_Food Products_Existing_Process_Natural Gas_Gas Boiler - Burner Control Optimization_A_Achievable Economic RVT Potential | F7 | Industrial | Food Products | Existing | Process | Natural Gas | Gas Boiler - Burner Control Optimization | A | Cumulative Energy Savings (MWh or mTherms) | Achievable Economic RVT Potential | 0 | 0 | 0 | 0 | 0 | 0 | 0 | 0 | 0 | 0 | 0 | 0 | 0 | 0 | 0 | 0 | 0 | 0 | 0 | 0 | 0 | 0 | 0
F8_Industrial_Food Products_Existing_Process_Natural Gas_Gas Boiler - Burner Control Optimization_A_Achievable Economic RVT Potential | F8 | Industrial | Food Products | Existing | Process | Natural Gas | Gas Boiler - Burner Control Optimization | A | Cumulative Summer Peak Savings (MW) | Achievable Economic RVT Potential | 0 | 0 | 0 | 0 | 0 | 0 | 0 | 0 | 0 | 0 | 0 | 0 | 0 | 0 | 0 | 0 | 0 | 0 | 0 | 0 | 0 | 0 | 0
F9_Industrial_Food Products_Existing_Process_Natural Gas_Gas Boiler - Burner Control Optimization_A_Achievable Economic RVT Potential | F9 | Industrial | Food Products | Existing | Process | Natural Gas | Gas Boiler - Burner Control Optimization | A | Cumulative Winter Peak Savings (MW) | Achievable Economic RVT Potential | 0 | 0 | 0 | 0 | 0 | 0 | 0 | 0 | 0 | 0 | 0 | 0 | 0 | 0 | 0 | 0 | 0 | 0 | 0 | 0 | 0 | 0 | 0
F10_Industrial_Food Products_Existing_Process_Natural Gas_Gas Boiler - Burner Control Optimization_A_Achievable Economic RVT Potential | F10 | Industrial | Food Products | Existing | Process | Natural Gas | Gas Boiler - Burner Control Optimization | A | Purchases (Incremental) | Achievable Economic RVT Potential | 0 | 0 | 0 | 0 | 0 | 0 | 0 | 0 | 0 | 0 | 0 | 0 | 0 | 0 | 0 | 0 | 0 | 0 | 0 | 0 | 0 | 0 | 0
F11_Industrial_Food Products_Existing_Process_Natural Gas_Gas Boiler - Burner Control Optimization_A_Achievable Economic RVT Potential | F11 | Industrial | Food Products | Existing | Process | Natural Gas | Gas Boiler - Burner Control Optimization | A | Purchases (Cumulative) | Achievable Economic RVT Potential | 0 | 0 | 0 | 0 | 0 | 0 | 0 | 0 | 0 | 0 | 0 | 0 | 0 | 0 | 0 | 0 | 0 | 0 | 0 | 0 | 0 | 0 | 0
F1_Industrial_Food Products_Existing_Space Heating_Natural Gas_HVAC - Demand Controlled Ventilation_A_Achievable Economic RVT Potential | F1 | Industrial | Food Products | Existing | Space Heating | Natural Gas | HVAC - Demand Controlled Ventilation | A | Integrated Unit Energy Savings (kWh or therms) | Achievable Economic RVT Potential | 0 | 0 | 0.0766 | 0.076131 | 0.07565 | 0.075155 | 0.074644 | 0.074116 | 0.07357 | 0.073006 | 0.072427 | 0.071838 | 0.071238 | 0.070629 | 0.070012 | 0.069389 | 0.068765 | 0.068177 | 0.067631 | 0.067124 | 0.066657 | 0.066228 | 0
F2_Industrial_Food Products_Existing_Space Heating_Natural Gas_HVAC - Demand Controlled Ventilation_A_Achievable Economic RVT Potential | F2 | Industrial | Food Products | Existing | Space Heating | Natural Gas | HVAC - Demand Controlled Ventilation | A | Integrated Unit Summer Peak Savings (kW) | Achievable Economic RVT Potential | 0 | 0 | 0 | 0 | 0 | 0 | 0 | 0 | 0 | 0 | 0 | 0 | 0 | 0 | 0 | 0 | 0 | 0 | 0 | 0 | 0 | 0 | 0
F3_Industrial_Food Products_Existing_Space Heating_Natural Gas_HVAC - Demand Controlled Ventilation_A_Achievable Economic RVT Potential | F3 | Industrial | Food Products | Existing | Space Heating | Natural Gas | HVAC - Demand Controlled Ventilation | A | Integrated Unit Winter Peak Savings (kW) | Achievable Economic RVT Potential | 0 | 0 | 0 | 0 | 0 | 0 | 0 | 0 | 0 | 0 | 0 | 0 | 0 | 0 | 0 | 0 | 0 | 0 | 0 | 0 | 0 | 0 | 0
F4_Industrial_Food Products_Existing_Space Heating_Natural Gas_HVAC - Demand Controlled Ventilation_A_Achievable Economic RVT Potential | F4 | Industrial | Food Products | Existing | Space Heating | Natural Gas | HVAC - Demand Controlled Ventilation | A | Incremental Energy Savings (MWh or mTherms) | Achievable Economic RVT Potential | 0 | 0 | 0.17474 | 0.17068 | 0.16668 | 0.16273 | 0.15884 | 0.155 | 0.1512 | 0.14746 | 0.14377 | 0.14014 | 0.13657 | 0.13307 | 0.12963 | 0.12626 | 0.12297 | 0.11982 | 0.11681 | 0.11393 | 0.11119 | 0.10857 | 0
F5_Industrial_Food Products_Existing_Space Heating_Natural Gas_HVAC - Demand Controlled Ventilation_A_Achievable Economic RVT Potential | F5 | Industrial | Food Products | Existing | Space Heating | Natural Gas | HVAC - Demand Controlled Ventilation | A | Incremental Summer Peak Savings (MW) | Achievable Economic RVT Potential | 0 | 0 | 0 | 0 | 0 | 0 | 0 | 0 | 0 | 0 | 0 | 0 | 0 | 0 | 0 | 0 | 0 | 0 | 0 | 0 | 0 | 0 | 0
F6_Industrial_Food Products_Existing_Space Heating_Natural Gas_HVAC - Demand Controlled Ventilation_A_Achievable Economic RVT Potential | F6 | Industrial | Food Products | Existing | Space Heating | Natural Gas | HVAC - Demand Controlled Ventilation | A | Incremental Winter Peak Savings (MW) | Achievable Economic RVT Potential | 0 | 0 | 0 | 0 | 0 | 0 | 0 | 0 | 0 | 0 | 0 | 0 | 0 | 0 | 0 | 0 | 0 | 0 | 0 | 0 | 0 | 0 | 0
F7_Industrial_Food Products_Existing_Space Heating_Natural Gas_HVAC - Demand Controlled Ventilation_A_Achievable Economic RVT Potential | F7 | Industrial | Food Products | Existing | Space Heating | Natural Gas | HVAC - Demand Controlled Ventilation | A | Cumulative Energy Savings (MWh or mTherms) | Achievable Economic RVT Potential | 0 | 0 | 0.17474 | 0.34436 | 0.50886 | 0.66826 | 0.82255 | 0.97173 | 1.1158 | 1.2547 | 1.3885 | 1.5173 | 1.6412 | 1.7603 | 1.8745 | 1.9841 | 2.0892 | 2.1912 | 2.2904 | 2.3872 | 2.4818 | 2.5744 | 0
F8_Industrial_Food Products_Existing_Space Heating_Natural Gas_HVAC - Demand Controlled Ventilation_A_Achievable Economic RVT Potential | F8 | Industrial | Food Products | Existing | Space Heating | Natural Gas | HVAC - Demand Controlled Ventilation | A | Cumulative Summer Peak Savings (MW) | Achievable Economic RVT Potential | 0 | 0 | 0 | 0 | 0 | 0 | 0 | 0 | 0 | 0 | 0 | 0 | 0 | 0 | 0 | 0 | 0 | 0 | 0 | 0 | 0 | 0 | 0
F9_Industrial_Food Products_Existing_Space Heating_Natural Gas_HVAC - Demand Controlled Ventilation_A_Achievable Economic RVT Potential | F9 | Industrial | Food Products | Existing | Space Heating | Natural Gas | HVAC - Demand Controlled Ventilation | A | Cumulative Winter Peak Savings (MW) | Achievable Economic RVT Potential | 0 | 0 | 0 | 0 | 0 | 0 | 0 | 0 | 0 | 0 | 0 | 0 | 0 | 0 | 0 | 0 | 0 | 0 | 0 | 0 | 0 | 0 | 0
F10_Industrial_Food Products_Existing_Space Heating_Natural Gas_HVAC - Demand Controlled Ventilation_A_Achievable Economic RVT Potential | F10 | Industrial | Food Products | Existing | Space Heating | Natural Gas | HVAC - Demand Controlled Ventilation | A | Purchases (Incremental) | Achievable Economic RVT Potential | 0 | 0 | 2281.2689 | 2241.9367 | 2203.2826 | 2165.295 | 2127.9623 | 2091.2733 | 2055.2168 | 2019.7821 | 1984.9582 | 1950.7348 | 1917.1015 | 1884.048 | 1851.5644 | 1819.6409 | 1788.2678 | 1757.4356 | 1727.1349 | 1697.3568 | 1668.092 | 1639.3318 | 0
F11_Industrial_Food Products_Existing_Space Heating_Natural Gas_HVAC - Demand Controlled Ventilation_A_Achievable Economic RVT Potential | F11 | Industrial | Food Products | Existing | Space Heating | Natural Gas | HVAC - Demand Controlled Ventilation | A | Purchases (Cumulative) | Achievable Economic RVT Potential | 0 | 0 | 2281.2689 | 4523.2055 | 6726.4881 | 8891.7831 | 11019.7454 | 13111.0186 | 15166.2355 | 17186.0175 | 19170.9758 | 21121.7106 | 23038.8121 | 24922.86 | 26774.4244 | 28594.0653 | 30382.3331 | 32139.7686 | 33866.9036 | 35564.2603 | 37232.3523 | 38871.6841 | 0
F1_Industrial_Food Products_Existing_Space Heating_Natural Gas_Gas Boiler - Stack Economizer_A_Achievable Economic RVT Potential | F1 | Industrial | Food Products | Existing | Space Heating | Natural Gas | Gas Boiler - Stack Economizer | A | Integrated Unit Energy Savings (kWh or therms) | Achievable Economic RVT Potential | 0 | 0 | 0.94614 | 0.94152 | 0.93655 | 0.9311 | 0.92503 | 0.91817 | 0.9104 | 0.90165 | 0.89192 | 0.88129 | 0.86993 | 0.85804 | 0.84591 | 0.83386 | 0.82218 | 0.81146 | 0.80183 | 0.79327 | 0.78566 | 0.77876 | 0
F2_Industrial_Food Products_Existing_Space Heating_Natural Gas_Gas Boiler - Stack Economizer_A_Achievable Economic RVT Potential | F2 | Industrial | Food Products | Existing | Space Heating | Natural Gas | Gas Boiler - Stack Economizer | A | Integrated Unit Summer Peak Savings (kW) | Achievable Economic RVT Potential | 0 | 0 | 0 | 0 | 0 | 0 | 0 | 0 | 0 | 0 | 0 | 0 | 0 | 0 | 0 | 0 | 0 | 0 | 0 | 0 | 0 | 0 | 0
F3_Industrial_Food Products_Existing_Space Heating_Natural Gas_Gas Boiler - Stack Economizer_A_Achievable Economic RVT Potential | F3 | Industrial | Food Products | Existing | Space Heating | Natural Gas | Gas Boiler - Stack Economizer | A | Integrated Unit Winter Peak Savings (kW) | Achievable Economic RVT Potential | 0 | 0 | 0 | 0 | 0 | 0 | 0 | 0 | 0 | 0 | 0 | 0 | 0 | 0 | 0 | 0 | 0 | 0 | 0 | 0 | 0 | 0 | 0
F4_Industrial_Food Products_Existing_Space Heating_Natural Gas_Gas Boiler - Stack Economizer_A_Achievable Economic RVT Potential | F4 | Industrial | Food Products | Existing | Space Heating | Natural Gas | Gas Boiler - Stack Economizer | A | Incremental Energy Savings (MWh or mTherms) | Achievable Economic RVT Potential | 0 | 0 | 0.033789 | 0.033045 | 0.032303 | 0.031562 | 0.030815 | 0.027053 | 0.02109 | 0.016421 | 0.012771 | 0.0099213 | 0.0076996 | 0.0059707 | 0.0046279 | 0.0035866 | 0.0027803 | 0.0021574 | 1.429e-05 | 4.962e-06 | 1.6465e-06 | 5.2301e-07 | 0
F5_Industrial_Food Products_Existing_Space Heating_Natural Gas_Gas Boiler - Stack Economizer_A_Achievable Economic RVT Potential | F5 | Industrial | Food Products | Existing | Space Heating | Natural Gas | Gas Boiler - Stack Economizer | A | Incremental Summer Peak Savings (MW) | Achievable Economic RVT Potential | 0 | 0 | 0 | 0 | 0 | 0 | 0 | 0 | 0 | 0 | 0 | 0 | 0 | 0 | 0 | 0 | 0 | 0 | 0 | 0 | 0 | 0 | 0
F6_Industrial_Food Products_Existing_Space Heating_Natural Gas_Gas Boiler - Stack Economizer_A_Achievable Economic RVT Potential | F6 | Industrial | Food Products | Existing | Space Heating | Natural Gas | Gas Boiler - Stack Economizer | A | Incremental Winter Peak Savings (MW) | Achievable Economic RVT Potential | 0 | 0 | 0 | 0 | 0 | 0 | 0 | 0 | 0 | 0 | 0 | 0 | 0 | 0 | 0 | 0 | 0 | 0 | 0 | 0 | 0 | 0 | 0
F7_Industrial_Food Products_Existing_Space Heating_Natural Gas_Gas Boiler - Stack Economizer_A_Achievable Economic RVT Potential | F7 | Industrial | Food Products | Existing | Space Heating | Natural Gas | Gas Boiler - Stack Economizer | A | Cumulative Energy Savings (MWh or mTherms) | Achievable Economic RVT Potential | 0 | 0 | 0.033789 | 0.066669 | 0.09862 | 0.12961 | 0.15958 | 0.18545 | 0.20497 | 0.21942 | 0.22982 | 0.23701 | 0.24165 | 0.24432 | 0.24549 | 0.24558 | 0.24492 | 0.24389 | 0.24101 | 0.23844 | 0.23615 | 0.23408 | 0
F8_Industrial_Food Products_Existing_Space Heating_Natural Gas_Gas Boiler - Stack Economizer_A_Achievable Economic RVT Potential | F8 | Industrial | Food Products | Existing | Space Heating | Natural Gas | Gas Boiler - Stack Economizer | A | Cumulative Summer Peak Savings (MW) | Achievable Economic RVT Potential | 0 | 0 | 0 | 0 | 0 | 0 | 0 | 0 | 0 | 0 | 0 | 0 | 0 | 0 | 0 | 0 | 0 | 0 | 0 | 0 | 0 | 0 | 0
F9_Industrial_Food Products_Existing_Space Heating_Natural Gas_Gas Boiler - Stack Economizer_A_Achievable Economic RVT Potential | F9 | Industrial | Food Products | Existing | Space Heating | Natural Gas | Gas Boiler - Stack Economizer | A | Cumulative Winter Peak Savings (MW) | Achievable Economic RVT Potential | 0 | 0 | 0 | 0 | 0 | 0 | 0 | 0 | 0 | 0 | 0 | 0 | 0 | 0 | 0 | 0 | 0 | 0 | 0 | 0 | 0 | 0 | 0
F10_Industrial_Food Products_Existing_Space Heating_Natural Gas_Gas Boiler - Stack Economizer_A_Achievable Economic RVT Potential | F10 | Industrial | Food Products | Existing | Space Heating | Natural Gas | Gas Boiler - Stack Economizer | A | Purchases (Incremental) | Achievable Economic RVT Potential | 0 | 0 | 35.7127 | 35.0969 | 34.4918 | 33.8971 | 33.3127 | 29.4645 | 23.1652 | 18.2126 | 14.3189 | 11.2576 | 8.8508 | 6.9586 | 5.4709 | 4.3012 | 3.3817 | 2.6587 | 0.017822 | 0.0062551 | 0.0020957 | 0.00067159 | 0
F11_Industrial_Food Products_Existing_Space Heating_Natural Gas_Gas Boiler - Stack Economizer_A_Achievable Economic RVT Potential | F11 | Industrial | Food Products | Existing | Space Heating | Natural Gas | Gas Boiler - Stack Economizer | A | Purchases (Cumulative) | Achievable Economic RVT Potential | 0 | 0 | 35.7127 | 70.8096 | 105.3014 | 139.1986 | 172.5113 | 201.9758 | 225.141 | 243.3536 | 257.6725 | 268.9301 | 277.7809 | 284.7395 | 290.2104 | 294.5116 | 297.8933 | 300.552 | 300.5698 | 300.5761 | 300.5782 | 300.5788 | 0
F1_Industrial_Food Products_Existing_Process_Natural Gas_Gas Boiler - Stack Economizer_A_Achievable Economic RVT Potential | F1 | Industrial | Food Products | Existing | Process | Natural Gas | Gas Boiler - Stack Economizer | A | Integrated Unit Energy Savings (kWh or therms) | Achievable Economic RVT Potential | 0 | 0 | 45.367 | 45.2422 | 45.1151 | 44.9848 | 44.8506 | 44.7137 | 44.5764 | 44.4396 | 44.3045 | 44.1725 | 44.0443 | 43.9205 | 43.8001 | 43.6817 | 43.5641 | 43.4462 | 43.329 | 43.2105 | 43.0905 | 42.9689 | 0
F2_Industrial_Food Products_Existing_Process_Natural Gas_Gas Boiler - Stack Economizer_A_Achievable Economic RVT Potential | F2 | Industrial | Food Products | Existing | Process | Natural Gas | Gas Boiler - Stack Economizer | A | Integrated Unit Summer Peak Savings (kW) | Achievable Economic RVT Potential | 0 | 0 | 0 | 0 | 0 | 0 | 0 | 0 | 0 | 0 | 0 | 0 | 0 | 0 | 0 | 0 | 0 | 0 | 0 | 0 | 0 | 0 | 0
F3_Industrial_Food Products_Existing_Process_Natural Gas_Gas Boiler - Stack Economizer_A_Achievable Economic RVT Potential | F3 | Industrial | Food Products | Existing | Process | Natural Gas | Gas Boiler - Stack Economizer | A | Integrated Unit Winter Peak Savings (kW) | Achievable Economic RVT Potential | 0 | 0 | 0 | 0 | 0 | 0 | 0 | 0 | 0 | 0 | 0 | 0 | 0 | 0 | 0 | 0 | 0 | 0 | 0 | 0 | 0 | 0 | 0
F4_Industrial_Food Products_Existing_Process_Natural Gas_Gas Boiler - Stack Economizer_A_Achievable Economic RVT Potential | F4 | Industrial | Food Products | Existing | Process | Natural Gas | Gas Boiler - Stack Economizer | A | Incremental Energy Savings (MWh or mTherms) | Achievable Economic RVT Potential | 0 | 0 | 3.8632 | 3.7862 | 3.7104 | 3.6359 | 3.5626 | 3.1414 | 2.4622 | 1.9299 | 1.5127 | 1.1857 | 0.92952 | 0.72874 | 0.57137 | 0.448 | 0.35128 | 0.27543 | 0.0018413 | 0.00064449 | 0.00021532 | 6.8809e-05 | 0
F5_Industrial_Food Products_Existing_Process_Natural Gas_Gas Boiler - Stack Economizer_A_Achievable Economic RVT Potential | F5 | Industrial | Food Products | Existing | Process | Natural Gas | Gas Boiler - Stack Economizer | A | Incremental Summer Peak Savings (MW) | Achievable Economic RVT Potential | 0 | 0 | 0 | 0 | 0 | 0 | 0 | 0 | 0 | 0 | 0 | 0 | 0 | 0 | 0 | 0 | 0 | 0 | 0 | 0 | 0 | 0 | 0
F6_Industrial_Food Products_Existing_Process_Natural Gas_Gas Boiler - Stack Economizer_A_Achievable Economic RVT Potential | F6 | Industrial | Food Products | Existing | Process | Natural Gas | Gas Boiler - Stack Economizer | A | Incremental Winter Peak Savings (MW) | Achievable Economic RVT Potential | 0 | 0 | 0 | 0 | 0 | 0 | 0 | 0 | 0 | 0 | 0 | 0 | 0 | 0 | 0 | 0 | 0 | 0 | 0 | 0 | 0 | 0 | 0
F7_Industrial_Food Products_Existing_Process_Natural Gas_Gas Boiler - Stack Economizer_A_Achievable Economic RVT Potential | F7 | Industrial | Food Products | Existing | Process | Natural Gas | Gas Boiler - Stack Economizer | A | Cumulative Energy Savings (MWh or mTherms) | Achievable Economic RVT Potential | 0 | 0 | 3.8632 | 7.6388 | 11.3277 | 14.931 | 18.449 | 21.5341 | 23.9302 | 25.7867 | 27.221 | 28.3256 | 29.1729 | 29.8196 | 30.3093 | 30.6754 | 30.9441 | 31.1357 | 31.0536 | 30.9693 | 30.8835 | 30.7964 | 0
F8_Industrial_Food Products_Existing_Process_Natural Gas_Gas Boiler - Stack Economizer_A_Achievable Economic RVT Potential | F8 | Industrial | Food Products | Existing | Process | Natural Gas | Gas Boiler - Stack Economizer | A | Cumulative Summer Peak Savings (MW) | Achievable Economic RVT Potential | 0 | 0 | 0 | 0 | 0 | 0 | 0 | 0 | 0 | 0 | 0 | 0 | 0 | 0 | 0 | 0 | 0 | 0 | 0 | 0 | 0 | 0 | 0
F9_Industrial_Food Products_Existing_Process_Natural Gas_Gas Boiler - Stack Economizer_A_Achievable Economic RVT Potential | F9 | Industrial | Food Products | Existing | Process | Natural Gas | Gas Boiler - Stack Economizer | A | Cumulative Winter Peak Savings (MW) | Achievable Economic RVT Potential | 0 | 0 | 0 | 0 | 0 | 0 | 0 | 0 | 0 | 0 | 0 | 0 | 0 | 0 | 0 | 0 | 0 | 0 | 0 | 0 | 0 | 0 | 0
F10_Industrial_Food Products_Existing_Process_Natural Gas_Gas Boiler - Stack Economizer_A_Achievable Economic RVT Potential | F10 | Industrial | Food Products | Existing | Process | Natural Gas | Gas Boiler - Stack Economizer | A | Purchases (Incremental) | Achievable Economic RVT Potential | 0 | 0 | 85.155 | 83.6868 | 82.2439 | 80.8259 | 79.4324 | 70.2565 | 55.2362 | 43.4271 | 34.1427 | 26.8432 | 21.1043 | 16.5923 | 13.045 | 10.2561 | 8.0634 | 6.3395 | 0.042495 | 0.014915 | 0.004997 | 0.0016014 | 0
F11_Industrial_Food Products_Existing_Process_Natural Gas_Gas Boiler - Stack Economizer_A_Achievable Economic RVT Potential | F11 | Industrial | Food Products | Existing | Process | Natural Gas | Gas Boiler - Stack Economizer | A | Purchases (Cumulative) | Achievable Economic RVT Potential | 0 | 0 | 85.155 | 168.8417 | 251.0856 | 331.9115 | 411.3439 | 481.6004 | 536.8366 | 580.2637 | 614.4063 | 641.2495 | 662.3538 | 678.9462 | 691.9912 | 702.2473 | 710.3107 | 716.6502 | 716.6927 | 716.7076 | 716.7126 | 716.7142 | 0
F1_Industrial_Food Products_Existing_Space Heating_Natural Gas_Gas Furnace Tube Inserts_A_Achievable Economic RVT Potential | F1 | Industrial | Food Products | Existing | Space Heating | Natural Gas | Gas Furnace Tube Inserts | A | Integrated Unit Energy Savings (kWh or therms) | Achievable Economic RVT Potential | 0 | 0 | 0.088078 | 0.087554 | 0.087015 | 0.086462 | 0.085893 | 0.085308 | 0.084705 | 0.084085 | 0.083452 | 0.082809 | 0.082158 | 0.081497 | 0.080827 | 0.080149 | 0.079467 | 0.078823 | 0.078223 | 0.077665 | 0.07715 | 0.076676 | 0
F2_Industrial_Food Products_Existing_Space Heating_Natural Gas_Gas Furnace Tube Inserts_A_Achievable Economic RVT Potential | F2 | Industrial | Food Products | Existing | Space Heating | Natural Gas | Gas Furnace Tube Inserts | A | Integrated Unit Summer Peak Savings (kW) | Achievable Economic RVT Potential | 0 | 0 | 0 | 0 | 0 | 0 | 0 | 0 | 0 | 0 | 0 | 0 | 0 | 0 | 0 | 0 | 0 | 0 | 0 | 0 | 0 | 0 | 0
F3_Industrial_Food Products_Existing_Space Heating_Natural Gas_Gas Furnace Tube Inserts_A_Achievable Economic RVT Potential | F3 | Industrial | Food Products | Existing | Space Heating | Natural Gas | Gas Furnace Tube Inserts | A | Integrated Unit Winter Peak Savings (kW) | Achievable Economic RVT Potential | 0 | 0 | 0 | 0 | 0 | 0 | 0 | 0 | 0 | 0 | 0 | 0 | 0 | 0 | 0 | 0 | 0 | 0 | 0 | 0 | 0 | 0 | 0
F4_Industrial_Food Products_Existing_Space Heating_Natural Gas_Gas Furnace Tube Inserts_A_Achievable Economic RVT Potential | F4 | Industrial | Food Products | Existing | Space Heating | Natural Gas | Gas Furnace Tube Inserts | A | Incremental Energy Savings (MWh or mTherms) | Achievable Economic RVT Potential | 0 | 0 | 0 | 0 | 0 | 0 | 0 | 0 | 0 | 0 | 0 | 0 | 0 | 0 | 0 | 0 | 0 | 0 | 0 | 0 | 0 | 0 | 0
F5_Industrial_Food Products_Existing_Space Heating_Natural Gas_Gas Furnace Tube Inserts_A_Achievable Economic RVT Potential | F5 | Industrial | Food Products | Existing | Space Heating | Natural Gas | Gas Furnace Tube Inserts | A | Incremental Summer Peak Savings (MW) | Achievable Economic RVT Potential | 0 | 0 | 0 | 0 | 0 | 0 | 0 | 0 | 0 | 0 | 0 | 0 | 0 | 0 | 0 | 0 | 0 | 0 | 0 | 0 | 0 | 0 | 0
F6_Industrial_Food Products_Existing_Space Heating_Natural Gas_Gas Furnace Tube Inserts_A_Achievable Economic RVT Potential | F6 | Industrial | Food Products | Existing | Space Heating | Natural Gas | Gas Furnace Tube Inserts | A | Incremental Winter Peak Savings (MW) | Achievable Economic RVT Potential | 0 | 0 | 0 | 0 | 0 | 0 | 0 | 0 | 0 | 0 | 0 | 0 | 0 | 0 | 0 | 0 | 0 | 0 | 0 | 0 | 0 | 0 | 0
F7_Industrial_Food Products_Existing_Space Heating_Natural Gas_Gas Furnace Tube Inserts_A_Achievable Economic RVT Potential | F7 | Industrial | Food Products | Existing | Space Heating | Natural Gas | Gas Furnace Tube Inserts | A | Cumulative Energy Savings (MWh or mTherms) | Achievable Economic RVT Potential | 0 | 0 | 0 | 0 | 0 | 0 | 0 | 0 | 0 | 0 | 0 | 0 | 0 | 0 | 0 | 0 | 0 | 0 | 0 | 0 | 0 | 0 | 0
F8_Industrial_Food Products_Existing_Space Heating_Natural Gas_Gas Furnace Tube Inserts_A_Achievable Economic RVT Potential | F8 | Industrial | Food Products | Existing | Space Heating | Natural Gas | Gas Furnace Tube Inserts | A | Cumulative Summer Peak Savings (MW) | Achievable Economic RVT Potential | 0 | 0 | 0 | 0 | 0 | 0 | 0 | 0 | 0 | 0 | 0 | 0 | 0 | 0 | 0 | 0 | 0 | 0 | 0 | 0 | 0 | 0 | 0
F9_Industrial_Food Products_Existing_Space Heating_Natural Gas_Gas Furnace Tube Inserts_A_Achievable Economic RVT Potential | F9 | Industrial | Food Products | Existing | Space Heating | Natural Gas | Gas Furnace Tube Inserts | A | Cumulative Winter Peak Savings (MW) | Achievable Economic RVT Potential | 0 | 0 | 0 | 0 | 0 | 0 | 0 | 0 | 0 | 0 | 0 | 0 | 0 | 0 | 0 | 0 | 0 | 0 | 0 | 0 | 0 | 0 | 0
F10_Industrial_Food Products_Existing_Space Heating_Natural Gas_Gas Furnace Tube Inserts_A_Achievable Economic RVT Potential | F10 | Industrial | Food Products | Existing | Space Heating | Natural Gas | Gas Furnace Tube Inserts | A | Purchases (Incremental) | Achievable Economic RVT Potential | 0 | 0 | 0 | 0 | 0 | 0 | 0 | 0 | 0 | 0 | 0 | 0 | 0 | 0 | 0 | 0 | 0 | 0 | 0 | 0 | 0 | 0 | 0
F11_Industrial_Food Products_Existing_Space Heating_Natural Gas_Gas Furnace Tube Inserts_A_Achievable Economic RVT Potential | F11 | Industrial | Food Products | Existing | Space Heating | Natural Gas | Gas Furnace Tube Inserts | A | Purchases (Cumulative) | Achievable Economic RVT Potential | 0 | 0 | 0 | 0 | 0 | 0 | 0 | 0 | 0 | 0 | 0 | 0 | 0 | 0 | 0 | 0 | 0 | 0 | 0 | 0 | 0 | 0 | 0
F1_Industrial_Food Products_Existing_Space Heating_Natural Gas_Space Heating - Heat Recovery Ventilator_A_Achievable Economic RVT Potential | F1 | Industrial | Food Products | Existing | Space Heating | Natural Gas | Space Heating - Heat Recovery Ventilator | A | Integrated Unit Energy Savings (kWh or therms) | Achievable Economic RVT Potential | 0 | 0 | 0.013332 | 0.013267 | 0.013196 | 0.013118 | 0.013031 | 0.012932 | 0.012821 | 0.012697 | 0.012559 | 0.012409 | 0.012249 | 0.012082 | 0.011912 | 0.011743 | 0.011579 | 0.011429 | 0.011293 | 0.011173 | 0.011066 | 0.010969 | 0
F2_Industrial_Food Products_Existing_Space Heating_Natural Gas_Space Heating - Heat Recovery Ventilator_A_Achievable Economic RVT Potential | F2 | Industrial | Food Products | Existing | Space Heating | Natural Gas | Space Heating - Heat Recovery Ventilator | A | Integrated Unit Summer Peak Savings (kW) | Achievable Economic RVT Potential | 0 | 0 | 0 | 0 | 0 | 0 | 0 | 0 | 0 | 0 | 0 | 0 | 0 | 0 | 0 | 0 | 0 | 0 | 0 | 0 | 0 | 0 | 0
F3_Industrial_Food Products_Existing_Space Heating_Natural Gas_Space Heating - Heat Recovery Ventilator_A_Achievable Economic RVT Potential | F3 | Industrial | Food Products | Existing | Space Heating | Natural Gas | Space Heating - Heat Recovery Ventilator | A | Integrated Unit Winter Peak Savings (kW) | Achievable Economic RVT Potential | 0 | 0 | 0 | 0 | 0 | 0 | 0 | 0 | 0 | 0 | 0 | 0 | 0 | 0 | 0 | 0 | 0 | 0 | 0 | 0 | 0 | 0 | 0
F4_Industrial_Food Products_Existing_Space Heating_Natural Gas_Space Heating - Heat Recovery Ventilator_A_Achievable Economic RVT Potential | F4 | Industrial | Food Products | Existing | Space Heating | Natural Gas | Space Heating - Heat Recovery Ventilator | A | Incremental Energy Savings (MWh or mTherms) | Achievable Economic RVT Potential | 0 | 0 | 0 | 0 | 0 | 0 | 0 | 0 | 0 | 0 | 0 | 0 | 0 | 0 | 0 | 0 | 0 | 0 | 0 | 0 | 0 | 0 | 0
F5_Industrial_Food Products_Existing_Space Heating_Natural Gas_Space Heating - Heat Recovery Ventilator_A_Achievable Economic RVT Potential | F5 | Industrial | Food Products | Existing | Space Heating | Natural Gas | Space Heating - Heat Recovery Ventilator | A | Incremental Summer Peak Savings (MW) | Achievable Economic RVT Potential | 0 | 0 | 0 | 0 | 0 | 0 | 0 | 0 | 0 | 0 | 0 | 0 | 0 | 0 | 0 | 0 | 0 | 0 | 0 | 0 | 0 | 0 | 0
F6_Industrial_Food Products_Existing_Space Heating_Natural Gas_Space Heating - Heat Recovery Ventilator_A_Achievable Economic RVT Potential | F6 | Industrial | Food Products | Existing | Space Heating | Natural Gas | Space Heating - Heat Recovery Ventilator | A | Incremental Winter Peak Savings (MW) | Achievable Economic RVT Potential | 0 | 0 | 0 | 0 | 0 | 0 | 0 | 0 | 0 | 0 | 0 | 0 | 0 | 0 | 0 | 0 | 0 | 0 | 0 | 0 | 0 | 0 | 0
F7_Industrial_Food Products_Existing_Space Heating_Natural Gas_Space Heating - Heat Recovery Ventilator_A_Achievable Economic RVT Potential | F7 | Industrial | Food Products | Existing | Space Heating | Natural Gas | Space Heating - Heat Recovery Ventilator | A | Cumulative Energy Savings (MWh or mTherms) | Achievable Economic RVT Potential | 0 | 0 | 0 | 0 | 0 | 0 | 0 | 0 | 0 | 0 | 0 | 0 | 0 | 0 | 0 | 0 | 0 | 0 | 0 | 0 | 0 | 0 | 0
F8_Industrial_Food Products_Existing_Space Heating_Natural Gas_Space Heating - Heat Recovery Ventilator_A_Achievable Economic RVT Potential | F8 | Industrial | Food Products | Existing | Space Heating | Natural Gas | Space Heating - Heat Recovery Ventilator | A | Cumulative Summer Peak Savings (MW) | Achievable Economic RVT Potential | 0 | 0 | 0 | 0 | 0 | 0 | 0 | 0 | 0 | 0 | 0 | 0 | 0 | 0 | 0 | 0 | 0 | 0 | 0 | 0 | 0 | 0 | 0
F9_Industrial_Food Products_Existing_Space Heating_Natural Gas_Space Heating - Heat Recovery Ventilator_A_Achievable Economic RVT Potential | F9 | Industrial | Food Products | Existing | Space Heating | Natural Gas | Space Heating - Heat Recovery Ventilator | A | Cumulative Winter Peak Savings (MW) | Achievable Economic RVT Potential | 0 | 0 | 0 | 0 | 0 | 0 | 0 | 0 | 0 | 0 | 0 | 0 | 0 | 0 | 0 | 0 | 0 | 0 | 0 | 0 | 0 | 0 | 0
F10_Industrial_Food Products_Existing_Space Heating_Natural Gas_Space Heating - Heat Recovery Ventilator_A_Achievable Economic RVT Potential | F10 | Industrial | Food Products | Existing | Space Heating | Natural Gas | Space Heating - Heat Recovery Ventilator | A | Purchases (Incremental) | Achievable Economic RVT Potential | 0 | 0 | 0 | 0 | 0 | 0 | 0 | 0 | 0 | 0 | 0 | 0 | 0 | 0 | 0 | 0 | 0 | 0 | 0 | 0 | 0 | 0 | 0
F11_Industrial_Food Products_Existing_Space Heating_Natural Gas_Space Heating - Heat Recovery Ventilator_A_Achievable Economic RVT Potential | F11 | Industrial | Food Products | Existing | Space Heating | Natural Gas | Space Heating - Heat Recovery Ventilator | A | Purchases (Cumulative) | Achievable Economic RVT Potential | 0 | 0 | 0 | 0 | 0 | 0 | 0 | 0 | 0 | 0 | 0 | 0 | 0 | 0 | 0 | 0 | 0 | 0 | 0 | 0 | 0 | 0 | 0
F1_Industrial_Food Products_Existing_Space Heating_Natural Gas_Thermostat - Programmable_A_Achievable Economic RVT Potential | F1 | Industrial | Food Products | Existing | Space Heating | Natural Gas | Thermostat - Programmable | A | Integrated Unit Energy Savings (kWh or therms) | Achievable Economic RVT Potential | 0 | 0 | 0.0064494 | 0.0064179 | 0.0063837 | 0.006346 | 0.0063039 | 0.0062563 | 0.0062026 | 0.0061424 | 0.0060757 | 0.0060031 | 0.0059256 | 0.0058448 | 0.0057625 | 0.0056807 | 0.0056015 | 0.0055288 | 0.0054635 | 0.0054053 | 0.0053535 | 0.0053063 | 0
F2_Industrial_Food Products_Existing_Space Heating_Natural Gas_Thermostat - Programmable_A_Achievable Economic RVT Potential | F2 | Industrial | Food Products | Existing | Space Heating | Natural Gas | Thermostat - Programmable | A | Integrated Unit Summer Peak Savings (kW) | Achievable Economic RVT Potential | 0 | 0 | 0 | 0 | 0 | 0 | 0 | 0 | 0 | 0 | 0 | 0 | 0 | 0 | 0 | 0 | 0 | 0 | 0 | 0 | 0 | 0 | 0
F3_Industrial_Food Products_Existing_Space Heating_Natural Gas_Thermostat - Programmable_A_Achievable Economic RVT Potential | F3 | Industrial | Food Products | Existing | Space Heating | Natural Gas | Thermostat - Programmable | A | Integrated Unit Winter Peak Savings (kW) | Achievable Economic RVT Potential | 0 | 0 | 0 | 0 | 0 | 0 | 0 | 0 | 0 | 0 | 0 | 0 | 0 | 0 | 0 | 0 | 0 | 0 | 0 | 0 | 0 | 0 | 0
F4_Industrial_Food Products_Existing_Space Heating_Natural Gas_Thermostat - Programmable_A_Achievable Economic RVT Potential | F4 | Industrial | Food Products | Existing | Space Heating | Natural Gas | Thermostat - Programmable | A | Incremental Energy Savings (MWh or mTherms) | Achievable Economic RVT Potential | 0 | 0 | 0 | 0 | 0 | 0 | 0 | 0 | 0 | 0 | 0 | 0 | 0 | 0 | 0 | 0 | 0 | 0 | 0 | 0 | 0 | 0 | 0
F5_Industrial_Food Products_Existing_Space Heating_Natural Gas_Thermostat - Programmable_A_Achievable Economic RVT Potential | F5 | Industrial | Food Products | Existing | Space Heating | Natural Gas | Thermostat - Programmable | A | Incremental Summer Peak Savings (MW) | Achievable Economic RVT Potential | 0 | 0 | 0 | 0 | 0 | 0 | 0 | 0 | 0 | 0 | 0 | 0 | 0 | 0 | 0 | 0 | 0 | 0 | 0 | 0 | 0 | 0 | 0
F6_Industrial_Food Products_Existing_Space Heating_Natural Gas_Thermostat - Programmable_A_Achievable Economic RVT Potential | F6 | Industrial | Food Products | Existing | Space Heating | Natural Gas | Thermostat - Programmable | A | Incremental Winter Peak Savings (MW) | Achievable Economic RVT Potential | 0 | 0 | 0 | 0 | 0 | 0 | 0 | 0 | 0 | 0 | 0 | 0 | 0 | 0 | 0 | 0 | 0 | 0 | 0 | 0 | 0 | 0 | 0
F7_Industrial_Food Products_Existing_Space Heating_Natural Gas_Thermostat - Programmable_A_Achievable Economic RVT Potential | F7 | Industrial | Food Products | Existing | Space Heating | Natural Gas | Thermostat - Programmable | A | Cumulative Energy Savings (MWh or mTherms) | Achievable Economic RVT Potential | 0 | 0 | 0 | 0 | 0 | 0 | 0 | 0 | 0 | 0 | 0 | 0 | 0 | 0 | 0 | 0 | 0 | 0 | 0 | 0 | 0 | 0 | 0
F8_Industrial_Food Products_Existing_Space Heating_Natural Gas_Thermostat - Programmable_A_Achievable Economic RVT Potential | F8 | Industrial | Food Products | Existing | Space Heating | Natural Gas | Thermostat - Programmable | A | Cumulative Summer Peak Savings (MW) | Achievable Economic RVT Potential | 0 | 0 | 0 | 0 | 0 | 0 | 0 | 0 | 0 | 0 | 0 | 0 | 0 | 0 | 0 | 0 | 0 | 0 | 0 | 0 | 0 | 0 | 0
F9_Industrial_Food Products_Existing_Space Heating_Natural Gas_Thermostat - Programmable_A_Achievable Economic RVT Potential | F9 | Industrial | Food Products | Existing | Space Heating | Natural Gas | Thermostat - Programmable | A | Cumulative Winter Peak Savings (MW) | Achievable Economic RVT Potential | 0 | 0 | 0 | 0 | 0 | 0 | 0 | 0 | 0 | 0 | 0 | 0 | 0 | 0 | 0 | 0 | 0 | 0 | 0 | 0 | 0 | 0 | 0
F10_Industrial_Food Products_Existing_Space Heating_Natural Gas_Thermostat - Programmable_A_Achievable Economic RVT Potential | F10 | Industrial | Food Products | Existing | Space Heating | Natural Gas | Thermostat - Programmable | A | Purchases (Incremental) | Achievable Economic RVT Potential | 0 | 0 | 0 | 0 | 0 | 0 | 0 | 0 | 0 | 0 | 0 | 0 | 0 | 0 | 0 | 0 | 0 | 0 | 0 | 0 | 0 | 0 | 0
F11_Industrial_Food Products_Existing_Space Heating_Natural Gas_Thermostat - Programmable_A_Achievable Economic RVT Potential | F11 | Industrial | Food Products | Existing | Space Heating | Natural Gas | Thermostat - Programmable | A | Purchases (Cumulative) | Achievable Economic RVT Potential | 0 | 0 | 0 | 0 | 0 | 0 | 0 | 0 | 0 | 0 | 0 | 0 | 0 | 0 | 0 | 0 | 0 | 0 | 0 | 0 | 0 | 0 | 0
F1_Industrial_Food Products_Existing_Space Heating_Natural Gas_ENERGY STAR Connected Thermostat_A_Achievable Economic RVT Potential | F1 | Industrial | Food Products | Existing | Space Heating | Natural Gas | ENERGY STAR Connected Thermostat | A | Integrated Unit Energy Savings (kWh or therms) | Achievable Economic RVT Potential | 0 | 0 | 0.01559 | 0.015514 | 0.015432 | 0.015341 | 0.015239 | 0.015124 | 0.014994 | 0.014848 | 0.014687 | 0.014512 | 0.014324 | 0.014129 | 0.01393 | 0.013732 | 0.013541 | 0.013365 | 0.013207 | 0.013067 | 0.012941 | 0.012827 | 0
F2_Industrial_Food Products_Existing_Space Heating_Natural Gas_ENERGY STAR Connected Thermostat_A_Achievable Economic RVT Potential | F2 | Industrial | Food Products | Existing | Space Heating | Natural Gas | ENERGY STAR Connected Thermostat | A | Integrated Unit Summer Peak Savings (kW) | Achievable Economic RVT Potential | 0 | 0 | 0 | 0 | 0 | 0 | 0 | 0 | 0 | 0 | 0 | 0 | 0 | 0 | 0 | 0 | 0 | 0 | 0 | 0 | 0 | 0 | 0
F3_Industrial_Food Products_Existing_Space Heating_Natural Gas_ENERGY STAR Connected Thermostat_A_Achievable Economic RVT Potential | F3 | Industrial | Food Products | Existing | Space Heating | Natural Gas | ENERGY STAR Connected Thermostat | A | Integrated Unit Winter Peak Savings (kW) | Achievable Economic RVT Potential | 0 | 0 | 0 | 0 | 0 | 0 | 0 | 0 | 0 | 0 | 0 | 0 | 0 | 0 | 0 | 0 | 0 | 0 | 0 | 0 | 0 | 0 | 0
F4_Industrial_Food Products_Existing_Space Heating_Natural Gas_ENERGY STAR Connected Thermostat_A_Achievable Economic RVT Potential | F4 | Industrial | Food Products | Existing | Space Heating | Natural Gas | ENERGY STAR Connected Thermostat | A | Incremental Energy Savings (MWh or mTherms) | Achievable Economic RVT Potential | 0 | 0 | 0 | 0 | 0 | 0 | 0 | 0 | 0 | 0 | 0 | 0 | 0 | 0 | 0 | 0 | 0 | 0 | 0 | 0 | 0 | 0 | 0
F5_Industrial_Food Products_Existing_Space Heating_Natural Gas_ENERGY STAR Connected Thermostat_A_Achievable Economic RVT Potential | F5 | Industrial | Food Products | Existing | Space Heating | Natural Gas | ENERGY STAR Connected Thermostat | A | Incremental Summer Peak Savings (MW) | Achievable Economic RVT Potential | 0 | 0 | 0 | 0 | 0 | 0 | 0 | 0 | 0 | 0 | 0 | 0 | 0 | 0 | 0 | 0 | 0 | 0 | 0 | 0 | 0 | 0 | 0
F6_Industrial_Food Products_Existing_Space Heating_Natural Gas_ENERGY STAR Connected Thermostat_A_Achievable Economic RVT Potential | F6 | Industrial | Food Products | Existing | Space Heating | Natural Gas | ENERGY STAR Connected Thermostat | A | Incremental Winter Peak Savings (MW) | Achievable Economic RVT Potential | 0 | 0 | 0 | 0 | 0 | 0 | 0 | 0 | 0 | 0 | 0 | 0 | 0 | 0 | 0 | 0 | 0 | 0 | 0 | 0 | 0 | 0 | 0
F7_Industrial_Food Products_Existing_Space Heating_Natural Gas_ENERGY STAR Connected Thermostat_A_Achievable Economic RVT Potential | F7 | Industrial | Food Products | Existing | Space Heating | Natural Gas | ENERGY STAR Connected Thermostat | A | Cumulative Energy Savings (MWh or mTherms) | Achievable Economic RVT Potential | 0 | 0 | 0 | 0 | 0 | 0 | 0 | 0 | 0 | 0 | 0 | 0 | 0 | 0 | 0 | 0 | 0 | 0 | 0 | 0 | 0 | 0 | 0
F8_Industrial_Food Products_Existing_Space Heating_Natural Gas_ENERGY STAR Connected Thermostat_A_Achievable Economic RVT Potential | F8 | Industrial | Food Products | Existing | Space Heating | Natural Gas | ENERGY STAR Connected Thermostat | A | Cumulative Summer Peak Savings (MW) | Achievable Economic RVT Potential | 0 | 0 | 0 | 0 | 0 | 0 | 0 | 0 | 0 | 0 | 0 | 0 | 0 | 0 | 0 | 0 | 0 | 0 | 0 | 0 | 0 | 0 | 0
F9_Industrial_Food Products_Existing_Space Heating_Natural Gas_ENERGY STAR Connected Thermostat_A_Achievable Economic RVT Potential | F9 | Industrial | Food Products | Existing | Space Heating | Natural Gas | ENERGY STAR Connected Thermostat | A | Cumulative Winter Peak Savings (MW) | Achievable Economic RVT Potential | 0 | 0 | 0 | 0 | 0 | 0 | 0 | 0 | 0 | 0 | 0 | 0 | 0 | 0 | 0 | 0 | 0 | 0 | 0 | 0 | 0 | 0 | 0
F10_Industrial_Food Products_Existing_Space Heating_Natural Gas_ENERGY STAR Connected Thermostat_A_Achievable Economic RVT Potential | F10 | Industrial | Food Products | Existing | Space Heating | Natural Gas | ENERGY STAR Connected Thermostat | A | Purchases (Incremental) | Achievable Economic RVT Potential | 0 | 0 | 0 | 0 | 0 | 0 | 0 | 0 | 0 | 0 | 0 | 0 | 0 | 0 | 0 | 0 | 0 | 0 | 0 | 0 | 0 | 0 | 0
F11_Industrial_Food Products_Existing_Space Heating_Natural Gas_ENERGY STAR Connected Thermostat_A_Achievable Economic RVT Potential | F11 | Industrial | Food Products | Existing | Space Heating | Natural Gas | ENERGY STAR Connected Thermostat | A | Purchases (Cumulative) | Achievable Economic RVT Potential | 0 | 0 | 0 | 0 | 0 | 0 | 0 | 0 | 0 | 0 | 0 | 0 | 0 | 0 | 0 | 0 | 0 | 0 | 0 | 0 | 0 | 0 | 0
F1_Industrial_Food Products_Existing_Space Heating_Natural Gas_Destratification Fans (HVLS)_A_Achievable Economic RVT Potential | F1 | Industrial | Food Products | Existing | Space Heating | Natural Gas | Destratification Fans (HVLS) | A | Integrated Unit Energy Savings (kWh or therms) | Achievable Economic RVT Potential | 0 | 0 | 0.01559 | 0.015514 | 0.015432 | 0.015341 | 0.015239 | 0.015124 | 0.014994 | 0.014848 | 0.014687 | 0.014512 | 0.014324 | 0.014129 | 0.01393 | 0.013732 | 0.013541 | 0.013365 | 0.013207 | 0.013067 | 0.012941 | 0.012827 | 0
F2_Industrial_Food Products_Existing_Space Heating_Natural Gas_Destratification Fans (HVLS)_A_Achievable Economic RVT Potential | F2 | Industrial | Food Products | Existing | Space Heating | Natural Gas | Destratification Fans (HVLS) | A | Integrated Unit Summer Peak Savings (kW) | Achievable Economic RVT Potential | 0 | 0 | 0 | 0 | 0 | 0 | 0 | 0 | 0 | 0 | 0 | 0 | 0 | 0 | 0 | 0 | 0 | 0 | 0 | 0 | 0 | 0 | 0
F3_Industrial_Food Products_Existing_Space Heating_Natural Gas_Destratification Fans (HVLS)_A_Achievable Economic RVT Potential | F3 | Industrial | Food Products | Existing | Space Heating | Natural Gas | Destratification Fans (HVLS) | A | Integrated Unit Winter Peak Savings (kW) | Achievable Economic RVT Potential | 0 | 0 | 0 | 0 | 0 | 0 | 0 | 0 | 0 | 0 | 0 | 0 | 0 | 0 | 0 | 0 | 0 | 0 | 0 | 0 | 0 | 0 | 0
F4_Industrial_Food Products_Existing_Space Heating_Natural Gas_Destratification Fans (HVLS)_A_Achievable Economic RVT Potential | F4 | Industrial | Food Products | Existing | Space Heating | Natural Gas | Destratification Fans (HVLS) | A | Incremental Energy Savings (MWh or mTherms) | Achievable Economic RVT Potential | 0 | 0 | 0 | 0 | 0 | 0 | 0 | 0 | 0 | 0 | 0 | 0 | 0 | 0 | 0 | 0 | 0 | 0 | 0 | 0 | 0 | 0 | 0
F5_Industrial_Food Products_Existing_Space Heating_Natural Gas_Destratification Fans (HVLS)_A_Achievable Economic RVT Potential | F5 | Industrial | Food Products | Existing | Space Heating | Natural Gas | Destratification Fans (HVLS) | A | Incremental Summer Peak Savings (MW) | Achievable Economic RVT Potential | 0 | 0 | 0 | 0 | 0 | 0 | 0 | 0 | 0 | 0 | 0 | 0 | 0 | 0 | 0 | 0 | 0 | 0 | 0 | 0 | 0 | 0 | 0
F6_Industrial_Food Products_Existing_Space Heating_Natural Gas_Destratification Fans (HVLS)_A_Achievable Economic RVT Potential | F6 | Industrial | Food Products | Existing | Space Heating | Natural Gas | Destratification Fans (HVLS) | A | Incremental Winter Peak Savings (MW) | Achievable Economic RVT Potential | 0 | 0 | 0 | 0 | 0 | 0 | 0 | 0 | 0 | 0 | 0 | 0 | 0 | 0 | 0 | 0 | 0 | 0 | 0 | 0 | 0 | 0 | 0
F7_Industrial_Food Products_Existing_Space Heating_Natural Gas_Destratification Fans (HVLS)_A_Achievable Economic RVT Potential | F7 | Industrial | Food Products | Existing | Space Heating | Natural Gas | Destratification Fans (HVLS) | A | Cumulative Energy Savings (MWh or mTherms) | Achievable Economic RVT Potential | 0 | 0 | 0 | 0 | 0 | 0 | 0 | 0 | 0 | 0 | 0 | 0 | 0 | 0 | 0 | 0 | 0 | 0 | 0 | 0 | 0 | 0 | 0
F8_Industrial_Food Products_Existing_Space Heating_Natural Gas_Destratification Fans (HVLS)_A_Achievable Economic RVT Potential | F8 | Industrial | Food Products | Existing | Space Heating | Natural Gas | Destratification Fans (HVLS) | A | Cumulative Summer Peak Savings (MW) | Achievable Economic RVT Potential | 0 | 0 | 0 | 0 | 0 | 0 | 0 | 0 | 0 | 0 | 0 | 0 | 0 | 0 | 0 | 0 | 0 | 0 | 0 | 0 | 0 | 0 | 0
F9_Industrial_Food Products_Existing_Space Heating_Natural Gas_Destratification Fans (HVLS)_A_Achievable Economic RVT Potential | F9 | Industrial | Food Products | Existing | Space Heating | Natural Gas | Destratification Fans (HVLS) | A | Cumulative Winter Peak Savings (MW) | Achievable Economic RVT Potential | 0 | 0 | 0 | 0 | 0 | 0 | 0 | 0 | 0 | 0 | 0 | 0 | 0 | 0 | 0 | 0 | 0 | 0 | 0 | 0 | 0 | 0 | 0
F10_Industrial_Food Products_Existing_Space Heating_Natural Gas_Destratification Fans (HVLS)_A_Achievable Economic RVT Potential | F10 | Industrial | Food Products | Existing | Space Heating | Natural Gas | Destratification Fans (HVLS) | A | Purchases (Incremental) | Achievable Economic RVT Potential | 0 | 0 | 0 | 0 | 0 | 0 | 0 | 0 | 0 | 0 | 0 | 0 | 0 | 0 | 0 | 0 | 0 | 0 | 0 | 0 | 0 | 0 | 0
F11_Industrial_Food Products_Existing_Space Heating_Natural Gas_Destratification Fans (HVLS)_A_Achievable Economic RVT Potential | F11 | Industrial | Food Products | Existing | Space Heating | Natural Gas | Destratification Fans (HVLS) | A | Purchases (Cumulative) | Achievable Economic RVT Potential | 0 | 0 | 0 | 0 | 0 | 0 | 0 | 0 | 0 | 0 | 0 | 0 | 0 | 0 | 0 | 0 | 0 | 0 | 0 | 0 | 0 | 0 | 0
F1_Industrial_Food Products_Existing_Space Heating_Natural Gas_Gas Boiler - Insulate Steam Lines/Condensate Tank_A_Achievable Economic RVT Potential | F1 | Industrial | Food Products | Existing | Space Heating | Natural Gas | Gas Boiler - Insulate Steam Lines/Condensate Tank | A | Integrated Unit Energy Savings (kWh or therms) | Achievable Economic RVT Potential | 0 | 0 | 10.2939 | 10.2442 | 10.1906 | 10.1319 | 10.0663 | 9.9922 | 9.9083 | 9.8136 | 9.7083 | 9.5932 | 9.47 | 9.3412 | 9.2098 | 9.0791 | 8.9525 | 8.8364 | 8.7321 | 8.6395 | 8.5572 | 8.4827 | 0
F2_Industrial_Food Products_Existing_Space Heating_Natural Gas_Gas Boiler - Insulate Steam Lines/Condensate Tank_A_Achievable Economic RVT Potential | F2 | Industrial | Food Products | Existing | Space Heating | Natural Gas | Gas Boiler - Insulate Steam Lines/Condensate Tank | A | Integrated Unit Summer Peak Savings (kW) | Achievable Economic RVT Potential | 0 | 0 | 0 | 0 | 0 | 0 | 0 | 0 | 0 | 0 | 0 | 0 | 0 | 0 | 0 | 0 | 0 | 0 | 0 | 0 | 0 | 0 | 0
F3_Industrial_Food Products_Existing_Space Heating_Natural Gas_Gas Boiler - Insulate Steam Lines/Condensate Tank_A_Achievable Economic RVT Potential | F3 | Industrial | Food Products | Existing | Space Heating | Natural Gas | Gas Boiler - Insulate Steam Lines/Condensate Tank | A | Integrated Unit Winter Peak Savings (kW) | Achievable Economic RVT Potential | 0 | 0 | 0 | 0 | 0 | 0 | 0 | 0 | 0 | 0 | 0 | 0 | 0 | 0 | 0 | 0 | 0 | 0 | 0 | 0 | 0 | 0 | 0
F4_Industrial_Food Products_Existing_Space Heating_Natural Gas_Gas Boiler - Insulate Steam Lines/Condensate Tank_A_Achievable Economic RVT Potential | F4 | Industrial | Food Products | Existing | Space Heating | Natural Gas | Gas Boiler - Insulate Steam Lines/Condensate Tank | A | Incremental Energy Savings (MWh or mTherms) | Achievable Economic RVT Potential | 0 | 0 | 0.021007 | 0.020545 | 0.020085 | 0.019625 | 0.019162 | 0.018693 | 0.018217 | 0.017731 | 0.017239 | 0.016741 | 0.016241 | 0.015744 | 0.015254 | 0.014779 | 0.014321 | 0.013892 | 0.013491 | 0.013118 | 0.012769 | 0.01244 | 0
F5_Industrial_Food Products_Existing_Space Heating_Natural Gas_Gas Boiler - Insulate Steam Lines/Condensate Tank_A_Achievable Economic RVT Potential | F5 | Industrial | Food Products | Existing | Space Heating | Natural Gas | Gas Boiler - Insulate Steam Lines/Condensate Tank | A | Incremental Summer Peak Savings (MW) | Achievable Economic RVT Potential | 0 | 0 | 0 | 0 | 0 | 0 | 0 | 0 | 0 | 0 | 0 | 0 | 0 | 0 | 0 | 0 | 0 | 0 | 0 | 0 | 0 | 0 | 0
F6_Industrial_Food Products_Existing_Space Heating_Natural Gas_Gas Boiler - Insulate Steam Lines/Condensate Tank_A_Achievable Economic RVT Potential | F6 | Industrial | Food Products | Existing | Space Heating | Natural Gas | Gas Boiler - Insulate Steam Lines/Condensate Tank | A | Incremental Winter Peak Savings (MW) | Achievable Economic RVT Potential | 0 | 0 | 0 | 0 | 0 | 0 | 0 | 0 | 0 | 0 | 0 | 0 | 0 | 0 | 0 | 0 | 0 | 0 | 0 | 0 | 0 | 0 | 0
F7_Industrial_Food Products_Existing_Space Heating_Natural Gas_Gas Boiler - Insulate Steam Lines/Condensate Tank_A_Achievable Economic RVT Potential | F7 | Industrial | Food Products | Existing | Space Heating | Natural Gas | Gas Boiler - Insulate Steam Lines/Condensate Tank | A | Cumulative Energy Savings (MWh or mTherms) | Achievable Economic RVT Potential | 0 | 0 | 0.021007 | 0.041451 | 0.061319 | 0.080591 | 0.099232 | 0.11719 | 0.13443 | 0.15087 | 0.16649 | 0.18126 | 0.19517 | 0.20826 | 0.22059 | 0.23224 | 0.24332 | 0.25406 | 0.26455 | 0.27486 | 0.28501 | 0.29497 | 0
F8_Industrial_Food Products_Existing_Space Heating_Natural Gas_Gas Boiler - Insulate Steam Lines/Condensate Tank_A_Achievable Economic RVT Potential | F8 | Industrial | Food Products | Existing | Space Heating | Natural Gas | Gas Boiler - Insulate Steam Lines/Condensate Tank | A | Cumulative Summer Peak Savings (MW) | Achievable Economic RVT Potential | 0 | 0 | 0 | 0 | 0 | 0 | 0 | 0 | 0 | 0 | 0 | 0 | 0 | 0 | 0 | 0 | 0 | 0 | 0 | 0 | 0 | 0 | 0
F9_Industrial_Food Products_Existing_Space Heating_Natural Gas_Gas Boiler - Insulate Steam Lines/Condensate Tank_A_Achievable Economic RVT Potential | F9 | Industrial | Food Products | Existing | Space Heating | Natural Gas | Gas Boiler - Insulate Steam Lines/Condensate Tank | A | Cumulative Winter Peak Savings (MW) | Achievable Economic RVT Potential | 0 | 0 | 0 | 0 | 0 | 0 | 0 | 0 | 0 | 0 | 0 | 0 | 0 | 0 | 0 | 0 | 0 | 0 | 0 | 0 | 0 | 0 | 0
F10_Industrial_Food Products_Existing_Space Heating_Natural Gas_Gas Boiler - Insulate Steam Lines/Condensate Tank_A_Achievable Economic RVT Potential | F10 | Industrial | Food Products | Existing | Space Heating | Natural Gas | Gas Boiler - Insulate Steam Lines/Condensate Tank | A | Purchases (Incremental) | Achievable Economic RVT Potential | 0 | 0 | 2.0407 | 2.0055 | 1.971 | 1.937 | 1.9036 | 1.8708 | 1.8385 | 1.8068 | 1.7757 | 1.745 | 1.715 | 1.6854 | 1.6563 | 1.6278 | 1.5997 | 1.5721 | 1.545 | 1.5184 | 1.4922 | 1.4665 | 0
F11_Industrial_Food Products_Existing_Space Heating_Natural Gas_Gas Boiler - Insulate Steam Lines/Condensate Tank_A_Achievable Economic RVT Potential | F11 | Industrial | Food Products | Existing | Space Heating | Natural Gas | Gas Boiler - Insulate Steam Lines/Condensate Tank | A | Purchases (Cumulative) | Achievable Economic RVT Potential | 0 | 0 | 2.0407 | 4.0463 | 6.0172 | 7.9542 | 9.8578 | 11.7286 | 13.5671 | 15.3739 | 17.1496 | 18.8946 | 20.6096 | 22.295 | 23.9513 | 25.5791 | 27.1788 | 28.7509 | 30.296 | 31.8144 | 33.3066 | 34.7731 | 0
F1_Industrial_Food Products_Existing_Process_Natural Gas_Gas Boiler - Insulate Steam Lines/Condensate Tank_A_Achievable Economic RVT Potential | F1 | Industrial | Food Products | Existing | Process | Natural Gas | Gas Boiler - Insulate Steam Lines/Condensate Tank | A | Integrated Unit Energy Savings (kWh or therms) | Achievable Economic RVT Potential | 0 | 0 | 375.419 | 374.4946 | 373.5528 | 372.5861 | 371.5883 | 370.5686 | 369.548 | 368.5328 | 367.5332 | 366.5599 | 365.6203 | 364.7188 | 363.8467 | 362.9939 | 362.1485 | 361.3024 | 360.4644 | 359.6169 | 358.7586 | 357.8883 | 0
F2_Industrial_Food Products_Existing_Process_Natural Gas_Gas Boiler - Insulate Steam Lines/Condensate Tank_A_Achievable Economic RVT Potential | F2 | Industrial | Food Products | Existing | Process | Natural Gas | Gas Boiler - Insulate Steam Lines/Condensate Tank | A | Integrated Unit Summer Peak Savings (kW) | Achievable Economic RVT Potential | 0 | 0 | 0 | 0 | 0 | 0 | 0 | 0 | 0 | 0 | 0 | 0 | 0 | 0 | 0 | 0 | 0 | 0 | 0 | 0 | 0 | 0 | 0
F3_Industrial_Food Products_Existing_Process_Natural Gas_Gas Boiler - Insulate Steam Lines/Condensate Tank_A_Achievable Economic RVT Potential | F3 | Industrial | Food Products | Existing | Process | Natural Gas | Gas Boiler - Insulate Steam Lines/Condensate Tank | A | Integrated Unit Winter Peak Savings (kW) | Achievable Economic RVT Potential | 0 | 0 | 0 | 0 | 0 | 0 | 0 | 0 | 0 | 0 | 0 | 0 | 0 | 0 | 0 | 0 | 0 | 0 | 0 | 0 | 0 | 0 | 0
F4_Industrial_Food Products_Existing_Process_Natural Gas_Gas Boiler - Insulate Steam Lines/Condensate Tank_A_Achievable Economic RVT Potential | F4 | Industrial | Food Products | Existing | Process | Natural Gas | Gas Boiler - Insulate Steam Lines/Condensate Tank | A | Incremental Energy Savings (MWh or mTherms) | Achievable Economic RVT Potential | 0 | 0 | 1.8268 | 1.7909 | 1.7556 | 1.7208 | 1.6866 | 1.653 | 1.62 | 1.5877 | 1.5561 | 1.5252 | 1.4951 | 1.4657 | 1.437 | 1.4089 | 1.3814 | 1.3544 | 1.328 | 1.302 | 1.2765 | 1.2514 | 0
F5_Industrial_Food Products_Existing_Process_Natural Gas_Gas Boiler - Insulate Steam Lines/Condensate Tank_A_Achievable Economic RVT Potential | F5 | Industrial | Food Products | Existing | Process | Natural Gas | Gas Boiler - Insulate Steam Lines/Condensate Tank | A | Incremental Summer Peak Savings (MW) | Achievable Economic RVT Potential | 0 | 0 | 0 | 0 | 0 | 0 | 0 | 0 | 0 | 0 | 0 | 0 | 0 | 0 | 0 | 0 | 0 | 0 | 0 | 0 | 0 | 0 | 0
F6_Industrial_Food Products_Existing_Process_Natural Gas_Gas Boiler - Insulate Steam Lines/Condensate Tank_A_Achievable Economic RVT Potential | F6 | Industrial | Food Products | Existing | Process | Natural Gas | Gas Boiler - Insulate Steam Lines/Condensate Tank | A | Incremental Winter Peak Savings (MW) | Achievable Economic RVT Potential | 0 | 0 | 0 | 0 | 0 | 0 | 0 | 0 | 0 | 0 | 0 | 0 | 0 | 0 | 0 | 0 | 0 | 0 | 0 | 0 | 0 | 0 | 0
F7_Industrial_Food Products_Existing_Process_Natural Gas_Gas Boiler - Insulate Steam Lines/Condensate Tank_A_Achievable Economic RVT Potential | F7 | Industrial | Food Products | Existing | Process | Natural Gas | Gas Boiler - Insulate Steam Lines/Condensate Tank | A | Cumulative Energy Savings (MWh or mTherms) | Achievable Economic RVT Potential | 0 | 0 | 1.8268 | 3.6132 | 5.3597 | 7.0666 | 8.7344 | 10.3634 | 11.9549 | 13.5098 | 15.0293 | 16.5147 | 17.9675 | 19.3889 | 20.7795 | 22.1397 | 23.4696 | 24.7691 | 26.0396 | 27.2804 | 28.4918 | 29.6741 | 0
F8_Industrial_Food Products_Existing_Process_Natural Gas_Gas Boiler - Insulate Steam Lines/Condensate Tank_A_Achievable Economic RVT Potential | F8 | Industrial | Food Products | Existing | Process | Natural Gas | Gas Boiler - Insulate Steam Lines/Condensate Tank | A | Cumulative Summer Peak Savings (MW) | Achievable Economic RVT Potential | 0 | 0 | 0 | 0 | 0 | 0 | 0 | 0 | 0 | 0 | 0 | 0 | 0 | 0 | 0 | 0 | 0 | 0 | 0 | 0 | 0 | 0 | 0
F9_Industrial_Food Products_Existing_Process_Natural Gas_Gas Boiler - Insulate Steam Lines/Condensate Tank_A_Achievable Economic RVT Potential | F9 | Industrial | Food Products | Existing | Process | Natural Gas | Gas Boiler - Insulate Steam Lines/Condensate Tank | A | Cumulative Winter Peak Savings (MW) | Achievable Economic RVT Potential | 0 | 0 | 0 | 0 | 0 | 0 | 0 | 0 | 0 | 0 | 0 | 0 | 0 | 0 | 0 | 0 | 0 | 0 | 0 | 0 | 0 | 0 | 0
F10_Industrial_Food Products_Existing_Process_Natural Gas_Gas Boiler - Insulate Steam Lines/Condensate Tank_A_Achievable Economic RVT Potential | F10 | Industrial | Food Products | Existing | Process | Natural Gas | Gas Boiler - Insulate Steam Lines/Condensate Tank | A | Purchases (Incremental) | Achievable Economic RVT Potential | 0 | 0 | 4.866 | 4.7821 | 4.6997 | 4.6186 | 4.539 | 4.4607 | 4.3838 | 4.3083 | 4.234 | 4.161 | 4.0892 | 4.0187 | 3.9494 | 3.8813 | 3.8144 | 3.7487 | 3.684 | 3.6205 | 3.5581 | 3.4967 | 0
F11_Industrial_Food Products_Existing_Process_Natural Gas_Gas Boiler - Insulate Steam Lines/Condensate Tank_A_Achievable Economic RVT Potential | F11 | Industrial | Food Products | Existing | Process | Natural Gas | Gas Boiler - Insulate Steam Lines/Condensate Tank | A | Purchases (Cumulative) | Achievable Economic RVT Potential | 0 | 0 | 4.866 | 9.6481 | 14.3478 | 18.9664 | 23.5055 | 27.9662 | 32.35 | 36.6583 | 40.8923 | 45.0533 | 49.1425 | 53.1612 | 57.1107 | 60.992 | 64.8064 | 68.5551 | 72.2391 | 75.8597 | 79.4177 | 82.9145 | 0
F1_Industrial_Food Products_Existing_Space Heating_Natural Gas_Gas Boiler - Insulate Hot Water Lines_A_Achievable Economic RVT Potential | F1 | Industrial | Food Products | Existing | Space Heating | Natural Gas | Gas Boiler - Insulate Hot Water Lines | A | Integrated Unit Energy Savings (kWh or therms) | Achievable Economic RVT Potential | 0 | 0 | 11.6382 | 11.5864 | 11.5327 | 11.4764 | 11.417 | 11.3537 | 11.286 | 11.2136 | 11.137 | 11.0564 | 10.9724 | 10.8853 | 10.7955 | 10.7034 | 10.6097 | 10.5204 | 10.4362 | 10.3572 | 10.2834 | 10.2146 | 0
F2_Industrial_Food Products_Existing_Space Heating_Natural Gas_Gas Boiler - Insulate Hot Water Lines_A_Achievable Economic RVT Potential | F2 | Industrial | Food Products | Existing | Space Heating | Natural Gas | Gas Boiler - Insulate Hot Water Lines | A | Integrated Unit Summer Peak Savings (kW) | Achievable Economic RVT Potential | 0 | 0 | 0 | 0 | 0 | 0 | 0 | 0 | 0 | 0 | 0 | 0 | 0 | 0 | 0 | 0 | 0 | 0 | 0 | 0 | 0 | 0 | 0
F3_Industrial_Food Products_Existing_Space Heating_Natural Gas_Gas Boiler - Insulate Hot Water Lines_A_Achievable Economic RVT Potential | F3 | Industrial | Food Products | Existing | Space Heating | Natural Gas | Gas Boiler - Insulate Hot Water Lines | A | Integrated Unit Winter Peak Savings (kW) | Achievable Economic RVT Potential | 0 | 0 | 0 | 0 | 0 | 0 | 0 | 0 | 0 | 0 | 0 | 0 | 0 | 0 | 0 | 0 | 0 | 0 | 0 | 0 | 0 | 0 | 0
F4_Industrial_Food Products_Existing_Space Heating_Natural Gas_Gas Boiler - Insulate Hot Water Lines_A_Achievable Economic RVT Potential | F4 | Industrial | Food Products | Existing | Space Heating | Natural Gas | Gas Boiler - Insulate Hot Water Lines | A | Incremental Energy Savings (MWh or mTherms) | Achievable Economic RVT Potential | 0 | 0 | 0.047501 | 0.046474 | 0.045461 | 0.044459 | 0.043467 | 0.04248 | 0.041499 | 0.040522 | 0.039551 | 0.038588 | 0.037635 | 0.036692 | 0.035762 | 0.034845 | 0.033945 | 0.033079 | 0.032248 | 0.031453 | 0.03069 | 0.029959 | 0
F5_Industrial_Food Products_Existing_Space Heating_Natural Gas_Gas Boiler - Insulate Hot Water Lines_A_Achievable Economic RVT Potential | F5 | Industrial | Food Products | Existing | Space Heating | Natural Gas | Gas Boiler - Insulate Hot Water Lines | A | Incremental Summer Peak Savings (MW) | Achievable Economic RVT Potential | 0 | 0 | 0 | 0 | 0 | 0 | 0 | 0 | 0 | 0 | 0 | 0 | 0 | 0 | 0 | 0 | 0 | 0 | 0 | 0 | 0 | 0 | 0
F6_Industrial_Food Products_Existing_Space Heating_Natural Gas_Gas Boiler - Insulate Hot Water Lines_A_Achievable Economic RVT Potential | F6 | Industrial | Food Products | Existing | Space Heating | Natural Gas | Gas Boiler - Insulate Hot Water Lines | A | Incremental Winter Peak Savings (MW) | Achievable Economic RVT Potential | 0 | 0 | 0 | 0 | 0 | 0 | 0 | 0 | 0 | 0 | 0 | 0 | 0 | 0 | 0 | 0 | 0 | 0 | 0 | 0 | 0 | 0 | 0
F7_Industrial_Food Products_Existing_Space Heating_Natural Gas_Gas Boiler - Insulate Hot Water Lines_A_Achievable Economic RVT Potential | F7 | Industrial | Food Products | Existing | Space Heating | Natural Gas | Gas Boiler - Insulate Hot Water Lines | A | Cumulative Energy Savings (MWh or mTherms) | Achievable Economic RVT Potential | 0 | 0 | 0.047501 | 0.093764 | 0.13879 | 0.18257 | 0.22509 | 0.26633 | 0.30624 | 0.3448 | 0.38199 | 0.41781 | 0.45227 | 0.48538 | 0.51713 | 0.54757 | 0.57672 | 0.60494 | 0.63235 | 0.65902 | 0.68501 | 0.71038 | 0
F8_Industrial_Food Products_Existing_Space Heating_Natural Gas_Gas Boiler - Insulate Hot Water Lines_A_Achievable Economic RVT Potential | F8 | Industrial | Food Products | Existing | Space Heating | Natural Gas | Gas Boiler - Insulate Hot Water Lines | A | Cumulative Summer Peak Savings (MW) | Achievable Economic RVT Potential | 0 | 0 | 0 | 0 | 0 | 0 | 0 | 0 | 0 | 0 | 0 | 0 | 0 | 0 | 0 | 0 | 0 | 0 | 0 | 0 | 0 | 0 | 0
F9_Industrial_Food Products_Existing_Space Heating_Natural Gas_Gas Boiler - Insulate Hot Water Lines_A_Achievable Economic RVT Potential | F9 | Industrial | Food Products | Existing | Space Heating | Natural Gas | Gas Boiler - Insulate Hot Water Lines | A | Cumulative Winter Peak Savings (MW) | Achievable Economic RVT Potential | 0 | 0 | 0 | 0 | 0 | 0 | 0 | 0 | 0 | 0 | 0 | 0 | 0 | 0 | 0 | 0 | 0 | 0 | 0 | 0 | 0 | 0 | 0
F10_Industrial_Food Products_Existing_Space Heating_Natural Gas_Gas Boiler - Insulate Hot Water Lines_A_Achievable Economic RVT Potential | F10 | Industrial | Food Products | Existing | Space Heating | Natural Gas | Gas Boiler - Insulate Hot Water Lines | A | Purchases (Incremental) | Achievable Economic RVT Potential | 0 | 0 | 4.0815 | 4.0111 | 3.9419 | 3.874 | 3.8072 | 3.7415 | 3.677 | 3.6136 | 3.5513 | 3.4901 | 3.4299 | 3.3708 | 3.3127 | 3.2556 | 3.1994 | 3.1443 | 3.0901 | 3.0368 | 2.9844 | 2.933 | 0
F11_Industrial_Food Products_Existing_Space Heating_Natural Gas_Gas Boiler - Insulate Hot Water Lines_A_Achievable Economic RVT Potential | F11 | Industrial | Food Products | Existing | Space Heating | Natural Gas | Gas Boiler - Insulate Hot Water Lines | A | Purchases (Cumulative) | Achievable Economic RVT Potential | 0 | 0 | 4.0815 | 8.0926 | 12.0345 | 15.9085 | 19.7156 | 23.4572 | 27.1342 | 30.7478 | 34.2992 | 37.7893 | 41.2192 | 44.59 | 47.9027 | 51.1582 | 54.3576 | 57.5019 | 60.5919 | 63.6287 | 66.6131 | 69.5461 | 0
F1_Industrial_Food Products_Existing_Process_Natural Gas_Gas Boiler - Insulate Hot Water Lines_A_Achievable Economic RVT Potential | F1 | Industrial | Food Products | Existing | Process | Natural Gas | Gas Boiler - Insulate Hot Water Lines | A | Integrated Unit Energy Savings (kWh or therms) | Achievable Economic RVT Potential | 0 | 0 | 424.8084 | 424.2371 | 423.6528 | 423.0471 | 422.413 | 421.7416 | 421.0413 | 420.3258 | 419.6119 | 418.9164 | 418.251 | 417.6237 | 417.0269 | 416.4507 | 415.8832 | 415.316 | 414.7459 | 414.1705 | 413.5885 | 412.9985 | 0
F2_Industrial_Food Products_Existing_Process_Natural Gas_Gas Boiler - Insulate Hot Water Lines_A_Achievable Economic RVT Potential | F2 | Industrial | Food Products | Existing | Process | Natural Gas | Gas Boiler - Insulate Hot Water Lines | A | Integrated Unit Summer Peak Savings (kW) | Achievable Economic RVT Potential | 0 | 0 | 0 | 0 | 0 | 0 | 0 | 0 | 0 | 0 | 0 | 0 | 0 | 0 | 0 | 0 | 0 | 0 | 0 | 0 | 0 | 0 | 0
F3_Industrial_Food Products_Existing_Process_Natural Gas_Gas Boiler - Insulate Hot Water Lines_A_Achievable Economic RVT Potential | F3 | Industrial | Food Products | Existing | Process | Natural Gas | Gas Boiler - Insulate Hot Water Lines | A | Integrated Unit Winter Peak Savings (kW) | Achievable Economic RVT Potential | 0 | 0 | 0 | 0 | 0 | 0 | 0 | 0 | 0 | 0 | 0 | 0 | 0 | 0 | 0 | 0 | 0 | 0 | 0 | 0 | 0 | 0 | 0
F4_Industrial_Food Products_Existing_Process_Natural Gas_Gas Boiler - Insulate Hot Water Lines_A_Achievable Economic RVT Potential | F4 | Industrial | Food Products | Existing | Process | Natural Gas | Gas Boiler - Insulate Hot Water Lines | A | Incremental Energy Savings (MWh or mTherms) | Achievable Economic RVT Potential | 0 | 0 | 4.1342 | 4.0575 | 3.9821 | 3.9078 | 3.8347 | 3.7626 | 3.6916 | 3.6217 | 3.5533 | 3.4862 | 3.4207 | 3.3566 | 3.294 | 3.2328 | 3.1727 | 3.1138 | 3.0559 | 2.999 | 2.9432 | 2.8883 | 0
F5_Industrial_Food Products_Existing_Process_Natural Gas_Gas Boiler - Insulate Hot Water Lines_A_Achievable Economic RVT Potential | F5 | Industrial | Food Products | Existing | Process | Natural Gas | Gas Boiler - Insulate Hot Water Lines | A | Incremental Summer Peak Savings (MW) | Achievable Economic RVT Potential | 0 | 0 | 0 | 0 | 0 | 0 | 0 | 0 | 0 | 0 | 0 | 0 | 0 | 0 | 0 | 0 | 0 | 0 | 0 | 0 | 0 | 0 | 0
F6_Industrial_Food Products_Existing_Process_Natural Gas_Gas Boiler - Insulate Hot Water Lines_A_Achievable Economic RVT Potential | F6 | Industrial | Food Products | Existing | Process | Natural Gas | Gas Boiler - Insulate Hot Water Lines | A | Incremental Winter Peak Savings (MW) | Achievable Economic RVT Potential | 0 | 0 | 0 | 0 | 0 | 0 | 0 | 0 | 0 | 0 | 0 | 0 | 0 | 0 | 0 | 0 | 0 | 0 | 0 | 0 | 0 | 0 | 0
F7_Industrial_Food Products_Existing_Process_Natural Gas_Gas Boiler - Insulate Hot Water Lines_A_Achievable Economic RVT Potential | F7 | Industrial | Food Products | Existing | Process | Natural Gas | Gas Boiler - Insulate Hot Water Lines | A | Cumulative Energy Savings (MWh or mTherms) | Achievable Economic RVT Potential | 0 | 0 | 4.1342 | 8.1862 | 12.157 | 16.0474 | 19.858 | 23.589 | 27.2414 | 30.8169 | 34.3178 | 37.7471 | 41.1078 | 44.4028 | 47.6334 | 50.8003 | 53.9038 | 56.9441 | 59.9218 | 62.8377 | 65.6925 | 68.4871 | 0
F8_Industrial_Food Products_Existing_Process_Natural Gas_Gas Boiler - Insulate Hot Water Lines_A_Achievable Economic RVT Potential | F8 | Industrial | Food Products | Existing | Process | Natural Gas | Gas Boiler - Insulate Hot Water Lines | A | Cumulative Summer Peak Savings (MW) | Achievable Economic RVT Potential | 0 | 0 | 0 | 0 | 0 | 0 | 0 | 0 | 0 | 0 | 0 | 0 | 0 | 0 | 0 | 0 | 0 | 0 | 0 | 0 | 0 | 0 | 0
F9_Industrial_Food Products_Existing_Process_Natural Gas_Gas Boiler - Insulate Hot Water Lines_A_Achievable Economic RVT Potential | F9 | Industrial | Food Products | Existing | Process | Natural Gas | Gas Boiler - Insulate Hot Water Lines | A | Cumulative Winter Peak Savings (MW) | Achievable Economic RVT Potential | 0 | 0 | 0 | 0 | 0 | 0 | 0 | 0 | 0 | 0 | 0 | 0 | 0 | 0 | 0 | 0 | 0 | 0 | 0 | 0 | 0 | 0 | 0
F10_Industrial_Food Products_Existing_Process_Natural Gas_Gas Boiler - Insulate Hot Water Lines_A_Achievable Economic RVT Potential | F10 | Industrial | Food Products | Existing | Process | Natural Gas | Gas Boiler - Insulate Hot Water Lines | A | Purchases (Incremental) | Achievable Economic RVT Potential | 0 | 0 | 9.732 | 9.5642 | 9.3993 | 9.2373 | 9.078 | 8.9215 | 8.7677 | 8.6165 | 8.468 | 8.322 | 8.1785 | 8.0375 | 7.8989 | 7.7627 | 7.6289 | 7.4973 | 7.3681 | 7.241 | 7.1162 | 6.9935 | 0
F11_Industrial_Food Products_Existing_Process_Natural Gas_Gas Boiler - Insulate Hot Water Lines_A_Achievable Economic RVT Potential | F11 | Industrial | Food Products | Existing | Process | Natural Gas | Gas Boiler - Insulate Hot Water Lines | A | Purchases (Cumulative) | Achievable Economic RVT Potential | 0 | 0 | 9.732 | 19.2963 | 28.6956 | 37.9329 | 47.0109 | 55.9324 | 64.7001 | 73.3166 | 81.7846 | 90.1065 | 98.285 | 106.3224 | 114.2213 | 121.984 | 129.6129 | 137.1102 | 144.4783 | 151.7193 | 158.8355 | 165.829 | 0
F1_Industrial_Food Products_Existing_Process_Natural Gas_Process - Insulate Heated Process Fluids_A_Achievable Economic RVT Potential | F1 | Industrial | Food Products | Existing | Process | Natural Gas | Process - Insulate Heated Process Fluids | A | Integrated Unit Energy Savings (kWh or therms) | Achievable Economic RVT Potential | 0 | 0 | 275.06 | 274.5102 | 273.9492 | 273.3717 | 272.7733 | 272.148 | 271.5013 | 270.8419 | 270.1809 | 269.5289 | 268.8933 | 268.2792 | 267.6817 | 267.0942 | 266.5091 | 265.9209 | 265.3275 | 264.7274 | 264.1196 | 263.5033 | 0
F2_Industrial_Food Products_Existing_Process_Natural Gas_Process - Insulate Heated Process Fluids_A_Achievable Economic RVT Potential | F2 | Industrial | Food Products | Existing | Process | Natural Gas | Process - Insulate Heated Process Fluids | A | Integrated Unit Summer Peak Savings (kW) | Achievable Economic RVT Potential | 0 | 0 | 0 | 0 | 0 | 0 | 0 | 0 | 0 | 0 | 0 | 0 | 0 | 0 | 0 | 0 | 0 | 0 | 0 | 0 | 0 | 0 | 0
F3_Industrial_Food Products_Existing_Process_Natural Gas_Process - Insulate Heated Process Fluids_A_Achievable Economic RVT Potential | F3 | Industrial | Food Products | Existing | Process | Natural Gas | Process - Insulate Heated Process Fluids | A | Integrated Unit Winter Peak Savings (kW) | Achievable Economic RVT Potential | 0 | 0 | 0 | 0 | 0 | 0 | 0 | 0 | 0 | 0 | 0 | 0 | 0 | 0 | 0 | 0 | 0 | 0 | 0 | 0 | 0 | 0 | 0
F4_Industrial_Food Products_Existing_Process_Natural Gas_Process - Insulate Heated Process Fluids_A_Achievable Economic RVT Potential | F4 | Industrial | Food Products | Existing | Process | Natural Gas | Process - Insulate Heated Process Fluids | A | Incremental Energy Savings (MWh or mTherms) | Achievable Economic RVT Potential | 0 | 0 | 2.9278 | 2.8716 | 2.8163 | 2.7619 | 2.7084 | 2.39 | 1.8746 | 1.4702 | 1.1531 | 0.90438 | 0.70935 | 0.55642 | 0.43649 | 0.34242 | 0.26862 | 0.21073 | 0.0014094 | 0.00049355 | 0.00016498 | 5.2746e-05 | 0
F5_Industrial_Food Products_Existing_Process_Natural Gas_Process - Insulate Heated Process Fluids_A_Achievable Economic RVT Potential | F5 | Industrial | Food Products | Existing | Process | Natural Gas | Process - Insulate Heated Process Fluids | A | Incremental Summer Peak Savings (MW) | Achievable Economic RVT Potential | 0 | 0 | 0 | 0 | 0 | 0 | 0 | 0 | 0 | 0 | 0 | 0 | 0 | 0 | 0 | 0 | 0 | 0 | 0 | 0 | 0 | 0 | 0
F6_Industrial_Food Products_Existing_Process_Natural Gas_Process - Insulate Heated Process Fluids_A_Achievable Economic RVT Potential | F6 | Industrial | Food Products | Existing | Process | Natural Gas | Process - Insulate Heated Process Fluids | A | Incremental Winter Peak Savings (MW) | Achievable Economic RVT Potential | 0 | 0 | 0 | 0 | 0 | 0 | 0 | 0 | 0 | 0 | 0 | 0 | 0 | 0 | 0 | 0 | 0 | 0 | 0 | 0 | 0 | 0 | 0
F7_Industrial_Food Products_Existing_Process_Natural Gas_Process - Insulate Heated Process Fluids_A_Achievable Economic RVT Potential | F7 | Industrial | Food Products | Existing | Process | Natural Gas | Process - Insulate Heated Process Fluids | A | Cumulative Energy Savings (MWh or mTherms) | Achievable Economic RVT Potential | 0 | 0 | 2.9278 | 5.7936 | 8.5981 | 11.3419 | 14.0255 | 16.3833 | 18.219 | 19.645 | 20.7501 | 21.6044 | 22.2628 | 22.7684 | 23.1542 | 23.4458 | 23.663 | 23.8215 | 23.7698 | 23.7165 | 23.6622 | 23.6071 | 0
F8_Industrial_Food Products_Existing_Process_Natural Gas_Process - Insulate Heated Process Fluids_A_Achievable Economic RVT Potential | F8 | Industrial | Food Products | Existing | Process | Natural Gas | Process - Insulate Heated Process Fluids | A | Cumulative Summer Peak Savings (MW) | Achievable Economic RVT Potential | 0 | 0 | 0 | 0 | 0 | 0 | 0 | 0 | 0 | 0 | 0 | 0 | 0 | 0 | 0 | 0 | 0 | 0 | 0 | 0 | 0 | 0 | 0
F9_Industrial_Food Products_Existing_Process_Natural Gas_Process - Insulate Heated Process Fluids_A_Achievable Economic RVT Potential | F9 | Industrial | Food Products | Existing | Process | Natural Gas | Process - Insulate Heated Process Fluids | A | Cumulative Winter Peak Savings (MW) | Achievable Economic RVT Potential | 0 | 0 | 0 | 0 | 0 | 0 | 0 | 0 | 0 | 0 | 0 | 0 | 0 | 0 | 0 | 0 | 0 | 0 | 0 | 0 | 0 | 0 | 0
F10_Industrial_Food Products_Existing_Process_Natural Gas_Process - Insulate Heated Process Fluids_A_Achievable Economic RVT Potential | F10 | Industrial | Food Products | Existing | Process | Natural Gas | Process - Insulate Heated Process Fluids | A | Purchases (Incremental) | Achievable Economic RVT Potential | 0 | 0 | 10.6444 | 10.4608 | 10.2805 | 10.1032 | 9.929 | 8.7821 | 6.9045 | 5.4284 | 4.2678 | 3.3554 | 2.638 | 2.074 | 1.6306 | 1.282 | 1.0079 | 0.79244 | 0.0053118 | 0.0018644 | 0.00062463 | 0.00020017 | 0
F11_Industrial_Food Products_Existing_Process_Natural Gas_Process - Insulate Heated Process Fluids_A_Achievable Economic RVT Potential | F11 | Industrial | Food Products | Existing | Process | Natural Gas | Process - Insulate Heated Process Fluids | A | Purchases (Cumulative) | Achievable Economic RVT Potential | 0 | 0 | 10.6444 | 21.1052 | 31.3857 | 41.4889 | 51.418 | 60.2001 | 67.1046 | 72.533 | 76.8008 | 80.1562 | 82.7942 | 84.8683 | 86.4989 | 87.7809 | 88.7888 | 89.5813 | 89.5866 | 89.5885 | 89.5891 | 89.5893 | 0
F1_Industrial_Food Products_Existing_Process_Natural Gas_Process Heat Recovery_A_Achievable Economic RVT Potential | F1 | Industrial | Food Products | Existing | Process | Natural Gas | Process Heat Recovery | A | Integrated Unit Energy Savings (kWh or therms) | Achievable Economic RVT Potential | 0 | 0 | 3.2242 | 3.2125 | 3.2005 | 3.1881 | 3.1752 | 3.1622 | 3.1494 | 3.1368 | 3.1245 | 3.1127 | 3.1013 | 3.0906 | 3.0803 | 3.0704 | 3.0608 | 3.0513 | 3.0422 | 3.033 | 3.0238 | 3.0145 | 0
F2_Industrial_Food Products_Existing_Process_Natural Gas_Process Heat Recovery_A_Achievable Economic RVT Potential | F2 | Industrial | Food Products | Existing | Process | Natural Gas | Process Heat Recovery | A | Integrated Unit Summer Peak Savings (kW) | Achievable Economic RVT Potential | 0 | 0 | 0 | 0 | 0 | 0 | 0 | 0 | 0 | 0 | 0 | 0 | 0 | 0 | 0 | 0 | 0 | 0 | 0 | 0 | 0 | 0 | 0
F3_Industrial_Food Products_Existing_Process_Natural Gas_Process Heat Recovery_A_Achievable Economic RVT Potential | F3 | Industrial | Food Products | Existing | Process | Natural Gas | Process Heat Recovery | A | Integrated Unit Winter Peak Savings (kW) | Achievable Economic RVT Potential | 0 | 0 | 0 | 0 | 0 | 0 | 0 | 0 | 0 | 0 | 0 | 0 | 0 | 0 | 0 | 0 | 0 | 0 | 0 | 0 | 0 | 0 | 0
F4_Industrial_Food Products_Existing_Process_Natural Gas_Process Heat Recovery_A_Achievable Economic RVT Potential | F4 | Industrial | Food Products | Existing | Process | Natural Gas | Process Heat Recovery | A | Incremental Energy Savings (MWh or mTherms) | Achievable Economic RVT Potential | 0 | 0 | 0 | 0 | 0 | 0 | 0 | 0 | 0 | 0 | 0 | 0 | 0 | 0 | 0 | 0 | 0 | 0 | 0 | 0 | 0 | 0 | 0
F5_Industrial_Food Products_Existing_Process_Natural Gas_Process Heat Recovery_A_Achievable Economic RVT Potential | F5 | Industrial | Food Products | Existing | Process | Natural Gas | Process Heat Recovery | A | Incremental Summer Peak Savings (MW) | Achievable Economic RVT Potential | 0 | 0 | 0 | 0 | 0 | 0 | 0 | 0 | 0 | 0 | 0 | 0 | 0 | 0 | 0 | 0 | 0 | 0 | 0 | 0 | 0 | 0 | 0
F6_Industrial_Food Products_Existing_Process_Natural Gas_Process Heat Recovery_A_Achievable Economic RVT Potential | F6 | Industrial | Food Products | Existing | Process | Natural Gas | Process Heat Recovery | A | Incremental Winter Peak Savings (MW) | Achievable Economic RVT Potential | 0 | 0 | 0 | 0 | 0 | 0 | 0 | 0 | 0 | 0 | 0 | 0 | 0 | 0 | 0 | 0 | 0 | 0 | 0 | 0 | 0 | 0 | 0
F7_Industrial_Food Products_Existing_Process_Natural Gas_Process Heat Recovery_A_Achievable Economic RVT Potential | F7 | Industrial | Food Products | Existing | Process | Natural Gas | Process Heat Recovery | A | Cumulative Energy Savings (MWh or mTherms) | Achievable Economic RVT Potential | 0 | 0 | 0 | 0 | 0 | 0 | 0 | 0 | 0 | 0 | 0 | 0 | 0 | 0 | 0 | 0 | 0 | 0 | 0 | 0 | 0 | 0 | 0
F8_Industrial_Food Products_Existing_Process_Natural Gas_Process Heat Recovery_A_Achievable Economic RVT Potential | F8 | Industrial | Food Products | Existing | Process | Natural Gas | Process Heat Recovery | A | Cumulative Summer Peak Savings (MW) | Achievable Economic RVT Potential | 0 | 0 | 0 | 0 | 0 | 0 | 0 | 0 | 0 | 0 | 0 | 0 | 0 | 0 | 0 | 0 | 0 | 0 | 0 | 0 | 0 | 0 | 0
F9_Industrial_Food Products_Existing_Process_Natural Gas_Process Heat Recovery_A_Achievable Economic RVT Potential | F9 | Industrial | Food Products | Existing | Process | Natural Gas | Process Heat Recovery | A | Cumulative Winter Peak Savings (MW) | Achievable Economic RVT Potential | 0 | 0 | 0 | 0 | 0 | 0 | 0 | 0 | 0 | 0 | 0 | 0 | 0 | 0 | 0 | 0 | 0 | 0 | 0 | 0 | 0 | 0 | 0
F10_Industrial_Food Products_Existing_Process_Natural Gas_Process Heat Recovery_A_Achievable Economic RVT Potential | F10 | Industrial | Food Products | Existing | Process | Natural Gas | Process Heat Recovery | A | Purchases (Incremental) | Achievable Economic RVT Potential | 0 | 0 | 0 | 0 | 0 | 0 | 0 | 0 | 0 | 0 | 0 | 0 | 0 | 0 | 0 | 0 | 0 | 0 | 0 | 0 | 0 | 0 | 0
F11_Industrial_Food Products_Existing_Process_Natural Gas_Process Heat Recovery_A_Achievable Economic RVT Potential | F11 | Industrial | Food Products | Existing | Process | Natural Gas | Process Heat Recovery | A | Purchases (Cumulative) | Achievable Economic RVT Potential | 0 | 0 | 0 | 0 | 0 | 0 | 0 | 0 | 0 | 0 | 0 | 0 | 0 | 0 | 0 | 0 | 0 | 0 | 0 | 0 | 0 | 0 | 0
F1_Industrial_Food Products_Existing_Space Heating_Natural Gas_Building Automation System_A_Achievable Economic RVT Potential | F1 | Industrial | Food Products | Existing | Space Heating | Natural Gas | Building Automation System | A | Integrated Unit Energy Savings (kWh or therms) | Achievable Economic RVT Potential | 0 | 0 | 0.015595 | 0.015526 | 0.015454 | 0.015377 | 0.015297 | 0.01521 | 0.015118 | 0.01502 | 0.014916 | 0.014808 | 0.014695 | 0.014578 | 0.014458 | 0.014335 | 0.014209 | 0.014089 | 0.013976 | 0.013869 | 0.013768 | 0.013674 | 0
F2_Industrial_Food Products_Existing_Space Heating_Natural Gas_Building Automation System_A_Achievable Economic RVT Potential | F2 | Industrial | Food Products | Existing | Space Heating | Natural Gas | Building Automation System | A | Integrated Unit Summer Peak Savings (kW) | Achievable Economic RVT Potential | 0 | 0 | 0 | 0 | 0 | 0 | 0 | 0 | 0 | 0 | 0 | 0 | 0 | 0 | 0 | 0 | 0 | 0 | 0 | 0 | 0 | 0 | 0
F3_Industrial_Food Products_Existing_Space Heating_Natural Gas_Building Automation System_A_Achievable Economic RVT Potential | F3 | Industrial | Food Products | Existing | Space Heating | Natural Gas | Building Automation System | A | Integrated Unit Winter Peak Savings (kW) | Achievable Economic RVT Potential | 0 | 0 | 0 | 0 | 0 | 0 | 0 | 0 | 0 | 0 | 0 | 0 | 0 | 0 | 0 | 0 | 0 | 0 | 0 | 0 | 0 | 0 | 0
F4_Industrial_Food Products_Existing_Space Heating_Natural Gas_Building Automation System_A_Achievable Economic RVT Potential | F4 | Industrial | Food Products | Existing | Space Heating | Natural Gas | Building Automation System | A | Incremental Energy Savings (MWh or mTherms) | Achievable Economic RVT Potential | 0 | 0 | 0.053596 | 0.10482 | 0.18205 | 0.28959 | 0.4297 | 0.6014 | 0.7991 | 1.0115 | 1.2209 | 1.4047 | 1.537 | 1.5941 | 1.5602 | 1.433 | 1.2274 | 0.98911 | 0.73735 | 0.49784 | 0.31031 | 0.19753 | 0
F5_Industrial_Food Products_Existing_Space Heating_Natural Gas_Building Automation System_A_Achievable Economic RVT Potential | F5 | Industrial | Food Products | Existing | Space Heating | Natural Gas | Building Automation System | A | Incremental Summer Peak Savings (MW) | Achievable Economic RVT Potential | 0 | 0 | 0 | 0 | 0 | 0 | 0 | 0 | 0 | 0 | 0 | 0 | 0 | 0 | 0 | 0 | 0 | 0 | 0 | 0 | 0 | 0 | 0
F6_Industrial_Food Products_Existing_Space Heating_Natural Gas_Building Automation System_A_Achievable Economic RVT Potential | F6 | Industrial | Food Products | Existing | Space Heating | Natural Gas | Building Automation System | A | Incremental Winter Peak Savings (MW) | Achievable Economic RVT Potential | 0 | 0 | 0 | 0 | 0 | 0 | 0 | 0 | 0 | 0 | 0 | 0 | 0 | 0 | 0 | 0 | 0 | 0 | 0 | 0 | 0 | 0 | 0
F7_Industrial_Food Products_Existing_Space Heating_Natural Gas_Building Automation System_A_Achievable Economic RVT Potential | F7 | Industrial | Food Products | Existing | Space Heating | Natural Gas | Building Automation System | A | Cumulative Energy Savings (MWh or mTherms) | Achievable Economic RVT Potential | 0 | 0 | 0.053596 | 0.15818 | 0.33949 | 0.6274 | 1.0538 | 1.6493 | 2.4384 | 3.434 | 4.6312 | 6.0022 | 7.4935 | 9.0282 | 10.5138 | 11.8572 | 12.9806 | 13.86 | 14.4858 | 14.8728 | 15.0754 | 15.1698 | 0
F8_Industrial_Food Products_Existing_Space Heating_Natural Gas_Building Automation System_A_Achievable Economic RVT Potential | F8 | Industrial | Food Products | Existing | Space Heating | Natural Gas | Building Automation System | A | Cumulative Summer Peak Savings (MW) | Achievable Economic RVT Potential | 0 | 0 | 0 | 0 | 0 | 0 | 0 | 0 | 0 | 0 | 0 | 0 | 0 | 0 | 0 | 0 | 0 | 0 | 0 | 0 | 0 | 0 | 0
F9_Industrial_Food Products_Existing_Space Heating_Natural Gas_Building Automation System_A_Achievable Economic RVT Potential | F9 | Industrial | Food Products | Existing | Space Heating | Natural Gas | Building Automation System | A | Cumulative Winter Peak Savings (MW) | Achievable Economic RVT Potential | 0 | 0 | 0 | 0 | 0 | 0 | 0 | 0 | 0 | 0 | 0 | 0 | 0 | 0 | 0 | 0 | 0 | 0 | 0 | 0 | 0 | 0 | 0
F10_Industrial_Food Products_Existing_Space Heating_Natural Gas_Building Automation System_A_Achievable Economic RVT Potential | F10 | Industrial | Food Products | Existing | Space Heating | Natural Gas | Building Automation System | A | Purchases (Incremental) | Achievable Economic RVT Potential | 0 | 0 | 3436.6546 | 6751.205 | 11780.3966 | 18832.043 | 28091.5763 | 39539.465 | 52857.2113 | 67340.6221 | 81852.7306 | 94859.61 | 104591.3812 | 109347.166 | 107910.5091 | 99969.994 | 86380.5357 | 70204.0977 | 52759.8747 | 35896.3073 | 22538.3424 | 14445.4893 | 0
F11_Industrial_Food Products_Existing_Space Heating_Natural Gas_Building Automation System_A_Achievable Economic RVT Potential | F11 | Industrial | Food Products | Existing | Space Heating | Natural Gas | Building Automation System | A | Purchases (Cumulative) | Achievable Economic RVT Potential | 0 | 0 | 3436.6546 | 10187.8597 | 21968.2563 | 40800.2993 | 68891.8756 | 108431.3405 | 161288.5518 | 228629.1739 | 310481.9045 | 405341.5145 | 509932.8956 | 619280.0616 | 727190.5707 | 827160.5647 | 913541.1004 | 983745.1982 | 1036505.0728 | 1072401.3801 | 1094939.7225 | 1109385.2118 | 0
F1_Industrial_Food Products_Existing_Space Heating_Natural Gas_Steam System Efficiency Improvements_A_Achievable Economic RVT Potential | F1 | Industrial | Food Products | Existing | Space Heating | Natural Gas | Steam System Efficiency Improvements | A | Integrated Unit Energy Savings (kWh or therms) | Achievable Economic RVT Potential | 0 | 0 | 0.13947 | 0.13904 | 0.1386 | 0.13813 | 0.13763 | 0.1371 | 0.13652 | 0.13589 | 0.13521 | 0.13449 | 0.13373 | 0.13293 | 0.1321 | 0.13123 | 0.13033 | 0.12948 | 0.12869 | 0.12796 | 0.12729 | 0.12668 | 0
F2_Industrial_Food Products_Existing_Space Heating_Natural Gas_Steam System Efficiency Improvements_A_Achievable Economic RVT Potential | F2 | Industrial | Food Products | Existing | Space Heating | Natural Gas | Steam System Efficiency Improvements | A | Integrated Unit Summer Peak Savings (kW) | Achievable Economic RVT Potential | 0 | 0 | 0 | 0 | 0 | 0 | 0 | 0 | 0 | 0 | 0 | 0 | 0 | 0 | 0 | 0 | 0 | 0 | 0 | 0 | 0 | 0 | 0
F3_Industrial_Food Products_Existing_Space Heating_Natural Gas_Steam System Efficiency Improvements_A_Achievable Economic RVT Potential | F3 | Industrial | Food Products | Existing | Space Heating | Natural Gas | Steam System Efficiency Improvements | A | Integrated Unit Winter Peak Savings (kW) | Achievable Economic RVT Potential | 0 | 0 | 0 | 0 | 0 | 0 | 0 | 0 | 0 | 0 | 0 | 0 | 0 | 0 | 0 | 0 | 0 | 0 | 0 | 0 | 0 | 0 | 0
F4_Industrial_Food Products_Existing_Space Heating_Natural Gas_Steam System Efficiency Improvements_A_Achievable Economic RVT Potential | F4 | Industrial | Food Products | Existing | Space Heating | Natural Gas | Steam System Efficiency Improvements | A | Incremental Energy Savings (MWh or mTherms) | Achievable Economic RVT Potential | 0 | 0 | 0.0033969 | 0.0066527 | 0.011571 | 0.018436 | 0.027401 | 0.038417 | 0.05114 | 0.064853 | 0.078437 | 0.090417 | 0.09913 | 0.10302 | 0.10102 | 0.092973 | 0.079787 | 0.064424 | 0.04812 | 0.032553 | 0.020332 | 0.012969 | 0
F5_Industrial_Food Products_Existing_Space Heating_Natural Gas_Steam System Efficiency Improvements_A_Achievable Economic RVT Potential | F5 | Industrial | Food Products | Existing | Space Heating | Natural Gas | Steam System Efficiency Improvements | A | Incremental Summer Peak Savings (MW) | Achievable Economic RVT Potential | 0 | 0 | 0 | 0 | 0 | 0 | 0 | 0 | 0 | 0 | 0 | 0 | 0 | 0 | 0 | 0 | 0 | 0 | 0 | 0 | 0 | 0 | 0
F6_Industrial_Food Products_Existing_Space Heating_Natural Gas_Steam System Efficiency Improvements_A_Achievable Economic RVT Potential | F6 | Industrial | Food Products | Existing | Space Heating | Natural Gas | Steam System Efficiency Improvements | A | Incremental Winter Peak Savings (MW) | Achievable Economic RVT Potential | 0 | 0 | 0 | 0 | 0 | 0 | 0 | 0 | 0 | 0 | 0 | 0 | 0 | 0 | 0 | 0 | 0 | 0 | 0 | 0 | 0 | 0 | 0
F7_Industrial_Food Products_Existing_Space Heating_Natural Gas_Steam System Efficiency Improvements_A_Achievable Economic RVT Potential | F7 | Industrial | Food Products | Existing | Space Heating | Natural Gas | Steam System Efficiency Improvements | A | Cumulative Energy Savings (MWh or mTherms) | Achievable Economic RVT Potential | 0 | 0 | 0.0033969 | 0.010039 | 0.021579 | 0.039942 | 0.067199 | 0.10535 | 0.15605 | 0.22018 | 0.29752 | 0.38636 | 0.4833 | 0.58343 | 0.68078 | 0.76927 | 0.84381 | 0.90275 | 0.94536 | 0.97253 | 0.98775 | 0.99597 | 0
F8_Industrial_Food Products_Existing_Space Heating_Natural Gas_Steam System Efficiency Improvements_A_Achievable Economic RVT Potential | F8 | Industrial | Food Products | Existing | Space Heating | Natural Gas | Steam System Efficiency Improvements | A | Cumulative Summer Peak Savings (MW) | Achievable Economic RVT Potential | 0 | 0 | 0 | 0 | 0 | 0 | 0 | 0 | 0 | 0 | 0 | 0 | 0 | 0 | 0 | 0 | 0 | 0 | 0 | 0 | 0 | 0 | 0
F9_Industrial_Food Products_Existing_Space Heating_Natural Gas_Steam System Efficiency Improvements_A_Achievable Economic RVT Potential | F9 | Industrial | Food Products | Existing | Space Heating | Natural Gas | Steam System Efficiency Improvements | A | Cumulative Winter Peak Savings (MW) | Achievable Economic RVT Potential | 0 | 0 | 0 | 0 | 0 | 0 | 0 | 0 | 0 | 0 | 0 | 0 | 0 | 0 | 0 | 0 | 0 | 0 | 0 | 0 | 0 | 0 | 0
F10_Industrial_Food Products_Existing_Space Heating_Natural Gas_Steam System Efficiency Improvements_A_Achievable Economic RVT Potential | F10 | Industrial | Food Products | Existing | Space Heating | Natural Gas | Steam System Efficiency Improvements | A | Purchases (Incremental) | Achievable Economic RVT Potential | 0 | 0 | 24.356 | 47.8466 | 83.4891 | 133.465 | 199.0884 | 280.221 | 374.6055 | 477.2512 | 580.1003 | 672.2817 | 741.2519 | 774.9567 | 764.775 | 708.4996 | 612.1894 | 497.545 | 373.9157 | 254.4015 | 159.732 | 102.3769 | 0
F11_Industrial_Food Products_Existing_Space Heating_Natural Gas_Steam System Efficiency Improvements_A_Achievable Economic RVT Potential | F11 | Industrial | Food Products | Existing | Space Heating | Natural Gas | Steam System Efficiency Improvements | A | Purchases (Cumulative) | Achievable Economic RVT Potential | 0 | 0 | 24.356 | 72.2026 | 155.6917 | 289.1567 | 488.2451 | 768.4662 | 1143.0717 | 1620.3229 | 2200.4232 | 2872.7049 | 3613.9568 | 4388.9135 | 5153.6885 | 5862.1881 | 6474.3775 | 6971.9225 | 7345.8382 | 7600.2398 | 7759.9717 | 7862.3487 | 0
F1_Industrial_Food Products_Existing_Process_Natural Gas_Steam System Efficiency Improvements_A_Achievable Economic RVT Potential | F1 | Industrial | Food Products | Existing | Process | Natural Gas | Steam System Efficiency Improvements | A | Integrated Unit Energy Savings (kWh or therms) | Achievable Economic RVT Potential | 0 | 0 | 5.0896 | 5.0888 | 5.0882 | 5.0877 | 5.0872 | 5.0868 | 5.0865 | 5.0862 | 5.0859 | 5.0856 | 5.0854 | 5.0852 | 5.085 | 5.0848 | 5.0846 | 5.0845 | 5.0843 | 5.0842 | 5.084 | 5.0839 | 0
F2_Industrial_Food Products_Existing_Process_Natural Gas_Steam System Efficiency Improvements_A_Achievable Economic RVT Potential | F2 | Industrial | Food Products | Existing | Process | Natural Gas | Steam System Efficiency Improvements | A | Integrated Unit Summer Peak Savings (kW) | Achievable Economic RVT Potential | 0 | 0 | 0 | 0 | 0 | 0 | 0 | 0 | 0 | 0 | 0 | 0 | 0 | 0 | 0 | 0 | 0 | 0 | 0 | 0 | 0 | 0 | 0
F3_Industrial_Food Products_Existing_Process_Natural Gas_Steam System Efficiency Improvements_A_Achievable Economic RVT Potential | F3 | Industrial | Food Products | Existing | Process | Natural Gas | Steam System Efficiency Improvements | A | Integrated Unit Winter Peak Savings (kW) | Achievable Economic RVT Potential | 0 | 0 | 0 | 0 | 0 | 0 | 0 | 0 | 0 | 0 | 0 | 0 | 0 | 0 | 0 | 0 | 0 | 0 | 0 | 0 | 0 | 0 | 0
F4_Industrial_Food Products_Existing_Process_Natural Gas_Steam System Efficiency Improvements_A_Achievable Economic RVT Potential | F4 | Industrial | Food Products | Existing | Process | Natural Gas | Steam System Efficiency Improvements | A | Incremental Energy Savings (MWh or mTherms) | Achievable Economic RVT Potential | 0 | 0 | 0.0076213 | 0.014969 | 0.026117 | 0.041747 | 0.062268 | 0.087636 | 0.11715 | 0.14924 | 0.18139 | 0.2102 | 0.23175 | 0.24228 | 0.23909 | 0.22149 | 0.19137 | 0.15553 | 0.11688 | 0.07952 | 0.049927 | 0.031999 | 0
F5_Industrial_Food Products_Existing_Process_Natural Gas_Steam System Efficiency Improvements_A_Achievable Economic RVT Potential | F5 | Industrial | Food Products | Existing | Process | Natural Gas | Steam System Efficiency Improvements | A | Incremental Summer Peak Savings (MW) | Achievable Economic RVT Potential | 0 | 0 | 0 | 0 | 0 | 0 | 0 | 0 | 0 | 0 | 0 | 0 | 0 | 0 | 0 | 0 | 0 | 0 | 0 | 0 | 0 | 0 | 0
F6_Industrial_Food Products_Existing_Process_Natural Gas_Steam System Efficiency Improvements_A_Achievable Economic RVT Potential | F6 | Industrial | Food Products | Existing | Process | Natural Gas | Steam System Efficiency Improvements | A | Incremental Winter Peak Savings (MW) | Achievable Economic RVT Potential | 0 | 0 | 0 | 0 | 0 | 0 | 0 | 0 | 0 | 0 | 0 | 0 | 0 | 0 | 0 | 0 | 0 | 0 | 0 | 0 | 0 | 0 | 0
F7_Industrial_Food Products_Existing_Process_Natural Gas_Steam System Efficiency Improvements_A_Achievable Economic RVT Potential | F7 | Industrial | Food Products | Existing | Process | Natural Gas | Steam System Efficiency Improvements | A | Cumulative Energy Savings (MWh or mTherms) | Achievable Economic RVT Potential | 0 | 0 | 0.0076213 | 0.022589 | 0.048704 | 0.090446 | 0.15271 | 0.24033 | 0.35746 | 0.50667 | 0.68803 | 0.89819 | 1.1299 | 1.3721 | 1.6112 | 1.8326 | 2.0239 | 2.1794 | 2.2962 | 2.3757 | 2.4255 | 2.4574 | 0
F8_Industrial_Food Products_Existing_Process_Natural Gas_Steam System Efficiency Improvements_A_Achievable Economic RVT Potential | F8 | Industrial | Food Products | Existing | Process | Natural Gas | Steam System Efficiency Improvements | A | Cumulative Summer Peak Savings (MW) | Achievable Economic RVT Potential | 0 | 0 | 0 | 0 | 0 | 0 | 0 | 0 | 0 | 0 | 0 | 0 | 0 | 0 | 0 | 0 | 0 | 0 | 0 | 0 | 0 | 0 | 0
F9_Industrial_Food Products_Existing_Process_Natural Gas_Steam System Efficiency Improvements_A_Achievable Economic RVT Potential | F9 | Industrial | Food Products | Existing | Process | Natural Gas | Steam System Efficiency Improvements | A | Cumulative Winter Peak Savings (MW) | Achievable Economic RVT Potential | 0 | 0 | 0 | 0 | 0 | 0 | 0 | 0 | 0 | 0 | 0 | 0 | 0 | 0 | 0 | 0 | 0 | 0 | 0 | 0 | 0 | 0 | 0
F10_Industrial_Food Products_Existing_Process_Natural Gas_Steam System Efficiency Improvements_A_Achievable Economic RVT Potential | F10 | Industrial | Food Products | Existing | Process | Natural Gas | Steam System Efficiency Improvements | A | Purchases (Incremental) | Achievable Economic RVT Potential | 0 | 0 | 1.4974 | 2.9416 | 5.1329 | 8.2054 | 12.24 | 17.228 | 23.0308 | 29.3414 | 35.6646 | 41.3319 | 45.5722 | 47.6444 | 47.0184 | 43.5586 | 37.6374 | 30.5891 | 22.9884 | 15.6406 | 9.8203 | 6.2941 | 0
F11_Industrial_Food Products_Existing_Process_Natural Gas_Steam System Efficiency Improvements_A_Achievable Economic RVT Potential | F11 | Industrial | Food Products | Existing | Process | Natural Gas | Steam System Efficiency Improvements | A | Purchases (Cumulative) | Achievable Economic RVT Potential | 0 | 0 | 1.4974 | 4.439 | 9.5719 | 17.7774 | 30.0173 | 47.2453 | 70.2761 | 99.6175 | 135.2821 | 176.614 | 222.1863 | 269.8306 | 316.849 | 360.4076 | 398.0451 | 428.6342 | 451.6225 | 467.2631 | 477.0835 | 483.3776 | 0
F1_Industrial_Food Products_Existing_Space Heating_Natural Gas_Strategic Energy Management_A_Achievable Economic RVT Potential | F1 | Industrial | Food Products | Existing | Space Heating | Natural Gas | Strategic Energy Management | A | Integrated Unit Energy Savings (kWh or therms) | Achievable Economic RVT Potential | 0 | 0 | 7.9224 | 7.8955 | 7.8672 | 7.8372 | 7.8051 | 7.7704 | 7.733 | 7.6926 | 7.6494 | 7.6035 | 7.5553 | 7.5047 | 7.452 | 7.3976 | 7.342 | 7.2892 | 7.2399 | 7.194 | 7.1514 | 7.1122 | 0
F2_Industrial_Food Products_Existing_Space Heating_Natural Gas_Strategic Energy Management_A_Achievable Economic RVT Potential | F2 | Industrial | Food Products | Existing | Space Heating | Natural Gas | Strategic Energy Management | A | Integrated Unit Summer Peak Savings (kW) | Achievable Economic RVT Potential | 0 | 0 | 0 | 0 | 0 | 0 | 0 | 0 | 0 | 0 | 0 | 0 | 0 | 0 | 0 | 0 | 0 | 0 | 0 | 0 | 0 | 0 | 0
F3_Industrial_Food Products_Existing_Space Heating_Natural Gas_Strategic Energy Management_A_Achievable Economic RVT Potential | F3 | Industrial | Food Products | Existing | Space Heating | Natural Gas | Strategic Energy Management | A | Integrated Unit Winter Peak Savings (kW) | Achievable Economic RVT Potential | 0 | 0 | 0 | 0 | 0 | 0 | 0 | 0 | 0 | 0 | 0 | 0 | 0 | 0 | 0 | 0 | 0 | 0 | 0 | 0 | 0 | 0 | 0
F4_Industrial_Food Products_Existing_Space Heating_Natural Gas_Strategic Energy Management_A_Achievable Economic RVT Potential | F4 | Industrial | Food Products | Existing | Space Heating | Natural Gas | Strategic Energy Management | A | Incremental Energy Savings (MWh or mTherms) | Achievable Economic RVT Potential | 0 | 0 | 0.33735 | 0.33041 | 0.32355 | 0.31676 | 0.31002 | 0.30332 | 0.29666 | 0.29002 | 0.28342 | 0.27686 | 0.27036 | 0.26392 | 0.25755 | 0.25126 | 0.24507 | 0.23912 | 0.2334 | 0.22793 | 0.22267 | 0.21763 | 0
F5_Industrial_Food Products_Existing_Space Heating_Natural Gas_Strategic Energy Management_A_Achievable Economic RVT Potential | F5 | Industrial | Food Products | Existing | Space Heating | Natural Gas | Strategic Energy Management | A | Incremental Summer Peak Savings (MW) | Achievable Economic RVT Potential | 0 | 0 | 0 | 0 | 0 | 0 | 0 | 0 | 0 | 0 | 0 | 0 | 0 | 0 | 0 | 0 | 0 | 0 | 0 | 0 | 0 | 0 | 0
F6_Industrial_Food Products_Existing_Space Heating_Natural Gas_Strategic Energy Management_A_Achievable Economic RVT Potential | F6 | Industrial | Food Products | Existing | Space Heating | Natural Gas | Strategic Energy Management | A | Incremental Winter Peak Savings (MW) | Achievable Economic RVT Potential | 0 | 0 | 0 | 0 | 0 | 0 | 0 | 0 | 0 | 0 | 0 | 0 | 0 | 0 | 0 | 0 | 0 | 0 | 0 | 0 | 0 | 0 | 0
F7_Industrial_Food Products_Existing_Space Heating_Natural Gas_Strategic Energy Management_A_Achievable Economic RVT Potential | F7 | Industrial | Food Products | Existing | Space Heating | Natural Gas | Strategic Energy Management | A | Cumulative Energy Savings (MWh or mTherms) | Achievable Economic RVT Potential | 0 | 0 | 0.33735 | 0.66662 | 0.98779 | 1.3008 | 1.6055 | 1.9017 | 2.1892 | 2.4677 | 2.7373 | 2.9978 | 3.2491 | 3.4913 | 3.7243 | 3.9484 | 4.1638 | 4.373 | 4.5768 | 4.7757 | 4.9701 | 5.1605 | 0
F8_Industrial_Food Products_Existing_Space Heating_Natural Gas_Strategic Energy Management_A_Achievable Economic RVT Potential | F8 | Industrial | Food Products | Existing | Space Heating | Natural Gas | Strategic Energy Management | A | Cumulative Summer Peak Savings (MW) | Achievable Economic RVT Potential | 0 | 0 | 0 | 0 | 0 | 0 | 0 | 0 | 0 | 0 | 0 | 0 | 0 | 0 | 0 | 0 | 0 | 0 | 0 | 0 | 0 | 0 | 0
F9_Industrial_Food Products_Existing_Space Heating_Natural Gas_Strategic Energy Management_A_Achievable Economic RVT Potential | F9 | Industrial | Food Products | Existing | Space Heating | Natural Gas | Strategic Energy Management | A | Cumulative Winter Peak Savings (MW) | Achievable Economic RVT Potential | 0 | 0 | 0 | 0 | 0 | 0 | 0 | 0 | 0 | 0 | 0 | 0 | 0 | 0 | 0 | 0 | 0 | 0 | 0 | 0 | 0 | 0 | 0
F10_Industrial_Food Products_Existing_Space Heating_Natural Gas_Strategic Energy Management_A_Achievable Economic RVT Potential | F10 | Industrial | Food Products | Existing | Space Heating | Natural Gas | Strategic Energy Management | A | Purchases (Incremental) | Achievable Economic RVT Potential | 0 | 0 | 42.5822 | 41.848 | 41.1265 | 40.4174 | 39.7206 | 39.0357 | 38.3627 | 37.7013 | 37.0513 | 36.4124 | 35.7846 | 35.1677 | 34.5613 | 33.9654 | 33.3798 | 32.8043 | 32.2387 | 31.6829 | 31.1366 | 30.5998 | 0
F11_Industrial_Food Products_Existing_Space Heating_Natural Gas_Strategic Energy Management_A_Achievable Economic RVT Potential | F11 | Industrial | Food Products | Existing | Space Heating | Natural Gas | Strategic Energy Management | A | Purchases (Cumulative) | Achievable Economic RVT Potential | 0 | 0 | 42.5822 | 84.4302 | 125.5567 | 165.9741 | 205.6947 | 244.7304 | 283.0931 | 320.7944 | 357.8456 | 394.2581 | 430.0427 | 465.2104 | 499.7717 | 533.7371 | 567.117 | 599.9213 | 632.16 | 663.8429 | 694.9795 | 725.5793 | 0
F1_Industrial_Food Products_Existing_Process_Natural Gas_Strategic Energy Management_A_Achievable Economic RVT Potential | F1 | Industrial | Food Products | Existing | Process | Natural Gas | Strategic Energy Management | A | Integrated Unit Energy Savings (kWh or therms) | Achievable Economic RVT Potential | 0 | 0 | 30.1982 | 30.1906 | 30.1843 | 30.1786 | 30.173 | 30.1675 | 30.162 | 30.1565 | 30.151 | 30.1453 | 30.1396 | 30.1339 | 30.1283 | 30.1228 | 30.1174 | 30.1121 | 30.107 | 30.1021 | 30.0973 | 30.0926 | 0
F2_Industrial_Food Products_Existing_Process_Natural Gas_Strategic Energy Management_A_Achievable Economic RVT Potential | F2 | Industrial | Food Products | Existing | Process | Natural Gas | Strategic Energy Management | A | Integrated Unit Summer Peak Savings (kW) | Achievable Economic RVT Potential | 0 | 0 | 0 | 0 | 0 | 0 | 0 | 0 | 0 | 0 | 0 | 0 | 0 | 0 | 0 | 0 | 0 | 0 | 0 | 0 | 0 | 0 | 0
F3_Industrial_Food Products_Existing_Process_Natural Gas_Strategic Energy Management_A_Achievable Economic RVT Potential | F3 | Industrial | Food Products | Existing | Process | Natural Gas | Strategic Energy Management | A | Integrated Unit Winter Peak Savings (kW) | Achievable Economic RVT Potential | 0 | 0 | 0 | 0 | 0 | 0 | 0 | 0 | 0 | 0 | 0 | 0 | 0 | 0 | 0 | 0 | 0 | 0 | 0 | 0 | 0 | 0 | 0
F4_Industrial_Food Products_Existing_Process_Natural Gas_Strategic Energy Management_A_Achievable Economic RVT Potential | F4 | Industrial | Food Products | Existing | Process | Natural Gas | Strategic Energy Management | A | Incremental Energy Savings (MWh or mTherms) | Achievable Economic RVT Potential | 0 | 0 | 5.29 | 5.1975 | 5.1068 | 5.0178 | 4.9304 | 4.8445 | 4.7601 | 4.6772 | 4.5957 | 4.5156 | 4.4369 | 4.3596 | 4.2836 | 4.209 | 4.1357 | 4.0637 | 3.9929 | 3.9235 | 3.8552 | 3.7881 | 0
F5_Industrial_Food Products_Existing_Process_Natural Gas_Strategic Energy Management_A_Achievable Economic RVT Potential | F5 | Industrial | Food Products | Existing | Process | Natural Gas | Strategic Energy Management | A | Incremental Summer Peak Savings (MW) | Achievable Economic RVT Potential | 0 | 0 | 0 | 0 | 0 | 0 | 0 | 0 | 0 | 0 | 0 | 0 | 0 | 0 | 0 | 0 | 0 | 0 | 0 | 0 | 0 | 0 | 0
F6_Industrial_Food Products_Existing_Process_Natural Gas_Strategic Energy Management_A_Achievable Economic RVT Potential | F6 | Industrial | Food Products | Existing | Process | Natural Gas | Strategic Energy Management | A | Incremental Winter Peak Savings (MW) | Achievable Economic RVT Potential | 0 | 0 | 0 | 0 | 0 | 0 | 0 | 0 | 0 | 0 | 0 | 0 | 0 | 0 | 0 | 0 | 0 | 0 | 0 | 0 | 0 | 0 | 0
F7_Industrial_Food Products_Existing_Process_Natural Gas_Strategic Energy Management_A_Achievable Economic RVT Potential | F7 | Industrial | Food Products | Existing | Process | Natural Gas | Strategic Energy Management | A | Cumulative Energy Savings (MWh or mTherms) | Achievable Economic RVT Potential | 0 | 0 | 5.29 | 10.4862 | 15.5908 | 20.6057 | 25.5323 | 30.3721 | 35.1267 | 39.7975 | 44.3859 | 48.8932 | 53.3209 | 57.6705 | 61.9433 | 66.1409 | 70.2648 | 74.3162 | 78.2966 | 82.2073 | 86.0495 | 89.8241 | 0
F8_Industrial_Food Products_Existing_Process_Natural Gas_Strategic Energy Management_A_Achievable Economic RVT Potential | F8 | Industrial | Food Products | Existing | Process | Natural Gas | Strategic Energy Management | A | Cumulative Summer Peak Savings (MW) | Achievable Economic RVT Potential | 0 | 0 | 0 | 0 | 0 | 0 | 0 | 0 | 0 | 0 | 0 | 0 | 0 | 0 | 0 | 0 | 0 | 0 | 0 | 0 | 0 | 0 | 0
F9_Industrial_Food Products_Existing_Process_Natural Gas_Strategic Energy Management_A_Achievable Economic RVT Potential | F9 | Industrial | Food Products | Existing | Process | Natural Gas | Strategic Energy Management | A | Cumulative Winter Peak Savings (MW) | Achievable Economic RVT Potential | 0 | 0 | 0 | 0 | 0 | 0 | 0 | 0 | 0 | 0 | 0 | 0 | 0 | 0 | 0 | 0 | 0 | 0 | 0 | 0 | 0 | 0 | 0
F10_Industrial_Food Products_Existing_Process_Natural Gas_Strategic Energy Management_A_Achievable Economic RVT Potential | F10 | Industrial | Food Products | Existing | Process | Natural Gas | Strategic Energy Management | A | Purchases (Incremental) | Achievable Economic RVT Potential | 0 | 0 | 175.1766 | 172.1563 | 169.1881 | 166.271 | 163.4043 | 160.587 | 157.8182 | 155.0972 | 152.4231 | 149.7952 | 147.2125 | 144.6743 | 142.18 | 139.7286 | 137.3195 | 134.9519 | 132.6251 | 130.3385 | 128.0913 | 125.8828 | 0
F11_Industrial_Food Products_Existing_Process_Natural Gas_Strategic Energy Management_A_Achievable Economic RVT Potential | F11 | Industrial | Food Products | Existing | Process | Natural Gas | Strategic Energy Management | A | Purchases (Cumulative) | Achievable Economic RVT Potential | 0 | 0 | 175.1766 | 347.3329 | 516.5209 | 682.792 | 846.1963 | 1006.7833 | 1164.6015 | 1319.6988 | 1472.1219 | 1621.9171 | 1769.1296 | 1913.8039 | 2055.9839 | 2195.7124 | 2333.0319 | 2467.9838 | 2600.6089 | 2730.9474 | 2859.0387 | 2984.9215 | 0
F1_Industrial_Food Products_Existing_Miscellaneous_Natural Gas_Strategic Energy Management_A_Achievable Economic RVT Potential | F1 | Industrial | Food Products | Existing | Miscellaneous | Natural Gas | Strategic Energy Management | A | Integrated Unit Energy Savings (kWh or therms) | Achievable Economic RVT Potential | 0 | 0 | 2.7925 | 2.7925 | 2.7925 | 2.7925 | 2.7925 | 2.7925 | 2.7925 | 2.7925 | 2.7925 | 2.7925 | 2.7925 | 2.7925 | 2.7925 | 2.7925 | 2.7925 | 2.7925 | 2.7925 | 2.7925 | 2.7925 | 2.7925 | 0
F2_Industrial_Food Products_Existing_Miscellaneous_Natural Gas_Strategic Energy Management_A_Achievable Economic RVT Potential | F2 | Industrial | Food Products | Existing | Miscellaneous | Natural Gas | Strategic Energy Management | A | Integrated Unit Summer Peak Savings (kW) | Achievable Economic RVT Potential | 0 | 0 | 0 | 0 | 0 | 0 | 0 | 0 | 0 | 0 | 0 | 0 | 0 | 0 | 0 | 0 | 0 | 0 | 0 | 0 | 0 | 0 | 0
F3_Industrial_Food Products_Existing_Miscellaneous_Natural Gas_Strategic Energy Management_A_Achievable Economic RVT Potential | F3 | Industrial | Food Products | Existing | Miscellaneous | Natural Gas | Strategic Energy Management | A | Integrated Unit Winter Peak Savings (kW) | Achievable Economic RVT Potential | 0 | 0 | 0 | 0 | 0 | 0 | 0 | 0 | 0 | 0 | 0 | 0 | 0 | 0 | 0 | 0 | 0 | 0 | 0 | 0 | 0 | 0 | 0
F4_Industrial_Food Products_Existing_Miscellaneous_Natural Gas_Strategic Energy Management_A_Achievable Economic RVT Potential | F4 | Industrial | Food Products | Existing | Miscellaneous | Natural Gas | Strategic Energy Management | A | Incremental Energy Savings (MWh or mTherms) | Achievable Economic RVT Potential | 0 | 0 | 0.12229 | 0.12019 | 0.11811 | 0.11608 | 0.11408 | 0.11211 | 0.11018 | 0.10828 | 0.10641 | 0.10458 | 0.10277 | 0.101 | 0.099259 | 0.097548 | 0.095866 | 0.094213 | 0.092589 | 0.090992 | 0.089423 | 0.087882 | 0
F5_Industrial_Food Products_Existing_Miscellaneous_Natural Gas_Strategic Energy Management_A_Achievable Economic RVT Potential | F5 | Industrial | Food Products | Existing | Miscellaneous | Natural Gas | Strategic Energy Management | A | Incremental Summer Peak Savings (MW) | Achievable Economic RVT Potential | 0 | 0 | 0 | 0 | 0 | 0 | 0 | 0 | 0 | 0 | 0 | 0 | 0 | 0 | 0 | 0 | 0 | 0 | 0 | 0 | 0 | 0 | 0
F6_Industrial_Food Products_Existing_Miscellaneous_Natural Gas_Strategic Energy Management_A_Achievable Economic RVT Potential | F6 | Industrial | Food Products | Existing | Miscellaneous | Natural Gas | Strategic Energy Management | A | Incremental Winter Peak Savings (MW) | Achievable Economic RVT Potential | 0 | 0 | 0 | 0 | 0 | 0 | 0 | 0 | 0 | 0 | 0 | 0 | 0 | 0 | 0 | 0 | 0 | 0 | 0 | 0 | 0 | 0 | 0
F7_Industrial_Food Products_Existing_Miscellaneous_Natural Gas_Strategic Energy Management_A_Achievable Economic RVT Potential | F7 | Industrial | Food Products | Existing | Miscellaneous | Natural Gas | Strategic Energy Management | A | Cumulative Energy Savings (MWh or mTherms) | Achievable Economic RVT Potential | 0 | 0 | 0.12229 | 0.24248 | 0.36059 | 0.47667 | 0.59075 | 0.70286 | 0.81303 | 0.92131 | 1.0277 | 1.1323 | 1.2351 | 1.3361 | 1.4353 | 1.5329 | 1.6287 | 1.723 | 1.8155 | 1.9065 | 1.996 | 2.0838 | 0
F8_Industrial_Food Products_Existing_Miscellaneous_Natural Gas_Strategic Energy Management_A_Achievable Economic RVT Potential | F8 | Industrial | Food Products | Existing | Miscellaneous | Natural Gas | Strategic Energy Management | A | Cumulative Summer Peak Savings (MW) | Achievable Economic RVT Potential | 0 | 0 | 0 | 0 | 0 | 0 | 0 | 0 | 0 | 0 | 0 | 0 | 0 | 0 | 0 | 0 | 0 | 0 | 0 | 0 | 0 | 0 | 0
F9_Industrial_Food Products_Existing_Miscellaneous_Natural Gas_Strategic Energy Management_A_Achievable Economic RVT Potential | F9 | Industrial | Food Products | Existing | Miscellaneous | Natural Gas | Strategic Energy Management | A | Cumulative Winter Peak Savings (MW) | Achievable Economic RVT Potential | 0 | 0 | 0 | 0 | 0 | 0 | 0 | 0 | 0 | 0 | 0 | 0 | 0 | 0 | 0 | 0 | 0 | 0 | 0 | 0 | 0 | 0 | 0
F10_Industrial_Food Products_Existing_Miscellaneous_Natural Gas_Strategic Energy Management_A_Achievable Economic RVT Potential | F10 | Industrial | Food Products | Existing | Miscellaneous | Natural Gas | Strategic Energy Management | A | Purchases (Incremental) | Achievable Economic RVT Potential | 0 | 0 | 43.7941 | 43.0391 | 42.297 | 41.5678 | 40.8511 | 40.1467 | 39.4546 | 38.7743 | 38.1058 | 37.4488 | 36.8031 | 36.1686 | 35.545 | 34.9321 | 34.3299 | 33.738 | 33.1563 | 32.5846 | 32.0228 | 31.4707 | 0
F11_Industrial_Food Products_Existing_Miscellaneous_Natural Gas_Strategic Energy Management_A_Achievable Economic RVT Potential | F11 | Industrial | Food Products | Existing | Miscellaneous | Natural Gas | Strategic Energy Management | A | Purchases (Cumulative) | Achievable Economic RVT Potential | 0 | 0 | 43.7941 | 86.8332 | 129.1302 | 170.698 | 211.5491 | 251.6958 | 291.1504 | 329.9247 | 368.0305 | 405.4793 | 442.2824 | 478.451 | 513.996 | 548.9281 | 583.258 | 616.9959 | 650.1522 | 682.7369 | 714.7597 | 746.2304 | 0
F1_Industrial_Food Products_Existing_Space Heating_Natural Gas_Commissioning_A_Achievable Economic RVT Potential | F1 | Industrial | Food Products | Existing | Space Heating | Natural Gas | Commissioning | A | Integrated Unit Energy Savings (kWh or therms) | Achievable Economic RVT Potential | 0 | 0 | 10.7552 | 10.7254 | 10.6937 | 10.6598 | 10.6234 | 10.5839 | 10.5411 | 10.4946 | 10.4448 | 10.3918 | 10.336 | 10.2771 | 10.2155 | 10.1513 | 10.0851 | 10.0224 | 9.9639 | 9.9097 | 9.8598 | 9.8142 | 0
F2_Industrial_Food Products_Existing_Space Heating_Natural Gas_Commissioning_A_Achievable Economic RVT Potential | F2 | Industrial | Food Products | Existing | Space Heating | Natural Gas | Commissioning | A | Integrated Unit Summer Peak Savings (kW) | Achievable Economic RVT Potential | 0 | 0 | 0 | 0 | 0 | 0 | 0 | 0 | 0 | 0 | 0 | 0 | 0 | 0 | 0 | 0 | 0 | 0 | 0 | 0 | 0 | 0 | 0
F3_Industrial_Food Products_Existing_Space Heating_Natural Gas_Commissioning_A_Achievable Economic RVT Potential | F3 | Industrial | Food Products | Existing | Space Heating | Natural Gas | Commissioning | A | Integrated Unit Winter Peak Savings (kW) | Achievable Economic RVT Potential | 0 | 0 | 0 | 0 | 0 | 0 | 0 | 0 | 0 | 0 | 0 | 0 | 0 | 0 | 0 | 0 | 0 | 0 | 0 | 0 | 0 | 0 | 0
F4_Industrial_Food Products_Existing_Space Heating_Natural Gas_Commissioning_A_Achievable Economic RVT Potential | F4 | Industrial | Food Products | Existing | Space Heating | Natural Gas | Commissioning | A | Incremental Energy Savings (MWh or mTherms) | Achievable Economic RVT Potential | 0 | 0 | 0 | 0 | 0 | 0 | 0 | 0 | 0 | 0 | 0 | 0 | 0 | 0 | 0 | 0 | 0 | 0 | 0 | 0 | 0 | 0 | 0
F5_Industrial_Food Products_Existing_Space Heating_Natural Gas_Commissioning_A_Achievable Economic RVT Potential | F5 | Industrial | Food Products | Existing | Space Heating | Natural Gas | Commissioning | A | Incremental Summer Peak Savings (MW) | Achievable Economic RVT Potential | 0 | 0 | 0 | 0 | 0 | 0 | 0 | 0 | 0 | 0 | 0 | 0 | 0 | 0 | 0 | 0 | 0 | 0 | 0 | 0 | 0 | 0 | 0
F6_Industrial_Food Products_Existing_Space Heating_Natural Gas_Commissioning_A_Achievable Economic RVT Potential | F6 | Industrial | Food Products | Existing | Space Heating | Natural Gas | Commissioning | A | Incremental Winter Peak Savings (MW) | Achievable Economic RVT Potential | 0 | 0 | 0 | 0 | 0 | 0 | 0 | 0 | 0 | 0 | 0 | 0 | 0 | 0 | 0 | 0 | 0 | 0 | 0 | 0 | 0 | 0 | 0
F7_Industrial_Food Products_Existing_Space Heating_Natural Gas_Commissioning_A_Achievable Economic RVT Potential | F7 | Industrial | Food Products | Existing | Space Heating | Natural Gas | Commissioning | A | Cumulative Energy Savings (MWh or mTherms) | Achievable Economic RVT Potential | 0 | 0 | 0 | 0 | 0 | 0 | 0 | 0 | 0 | 0 | 0 | 0 | 0 | 0 | 0 | 0 | 0 | 0 | 0 | 0 | 0 | 0 | 0
F8_Industrial_Food Products_Existing_Space Heating_Natural Gas_Commissioning_A_Achievable Economic RVT Potential | F8 | Industrial | Food Products | Existing | Space Heating | Natural Gas | Commissioning | A | Cumulative Summer Peak Savings (MW) | Achievable Economic RVT Potential | 0 | 0 | 0 | 0 | 0 | 0 | 0 | 0 | 0 | 0 | 0 | 0 | 0 | 0 | 0 | 0 | 0 | 0 | 0 | 0 | 0 | 0 | 0
F9_Industrial_Food Products_Existing_Space Heating_Natural Gas_Commissioning_A_Achievable Economic RVT Potential | F9 | Industrial | Food Products | Existing | Space Heating | Natural Gas | Commissioning | A | Cumulative Winter Peak Savings (MW) | Achievable Economic RVT Potential | 0 | 0 | 0 | 0 | 0 | 0 | 0 | 0 | 0 | 0 | 0 | 0 | 0 | 0 | 0 | 0 | 0 | 0 | 0 | 0 | 0 | 0 | 0
F10_Industrial_Food Products_Existing_Space Heating_Natural Gas_Commissioning_A_Achievable Economic RVT Potential | F10 | Industrial | Food Products | Existing | Space Heating | Natural Gas | Commissioning | A | Purchases (Incremental) | Achievable Economic RVT Potential | 0 | 0 | 0 | 0 | 0 | 0 | 0 | 0 | 0 | 0 | 0 | 0 | 0 | 0 | 0 | 0 | 0 | 0 | 0 | 0 | 0 | 0 | 0
F11_Industrial_Food Products_Existing_Space Heating_Natural Gas_Commissioning_A_Achievable Economic RVT Potential | F11 | Industrial | Food Products | Existing | Space Heating | Natural Gas | Commissioning | A | Purchases (Cumulative) | Achievable Economic RVT Potential | 0 | 0 | 0 | 0 | 0 | 0 | 0 | 0 | 0 | 0 | 0 | 0 | 0 | 0 | 0 | 0 | 0 | 0 | 0 | 0 | 0 | 0 | 0
F1_Industrial_Food Products_Existing_Process_Natural Gas_Commissioning_A_Achievable Economic RVT Potential | F1 | Industrial | Food Products | Existing | Process | Natural Gas | Commissioning | A | Integrated Unit Energy Savings (kWh or therms) | Achievable Economic RVT Potential | 0 | 0 | 168.6012 | 168.6012 | 168.6012 | 168.6012 | 168.6012 | 168.6012 | 168.6012 | 168.6012 | 168.6012 | 168.6012 | 168.6012 | 168.6012 | 168.6012 | 168.6012 | 168.6012 | 168.6012 | 168.6012 | 168.6012 | 168.6012 | 168.6012 | 0
F2_Industrial_Food Products_Existing_Process_Natural Gas_Commissioning_A_Achievable Economic RVT Potential | F2 | Industrial | Food Products | Existing | Process | Natural Gas | Commissioning | A | Integrated Unit Summer Peak Savings (kW) | Achievable Economic RVT Potential | 0 | 0 | 0 | 0 | 0 | 0 | 0 | 0 | 0 | 0 | 0 | 0 | 0 | 0 | 0 | 0 | 0 | 0 | 0 | 0 | 0 | 0 | 0
F3_Industrial_Food Products_Existing_Process_Natural Gas_Commissioning_A_Achievable Economic RVT Potential | F3 | Industrial | Food Products | Existing | Process | Natural Gas | Commissioning | A | Integrated Unit Winter Peak Savings (kW) | Achievable Economic RVT Potential | 0 | 0 | 0 | 0 | 0 | 0 | 0 | 0 | 0 | 0 | 0 | 0 | 0 | 0 | 0 | 0 | 0 | 0 | 0 | 0 | 0 | 0 | 0
F4_Industrial_Food Products_Existing_Process_Natural Gas_Commissioning_A_Achievable Economic RVT Potential | F4 | Industrial | Food Products | Existing | Process | Natural Gas | Commissioning | A | Incremental Energy Savings (MWh or mTherms) | Achievable Economic RVT Potential | 0 | 0 | 0 | 0 | 0 | 0 | 0 | 0 | 0 | 0 | 0 | 0 | 0 | 0 | 0 | 0 | 0 | 0 | 0 | 0 | 0 | 0 | 0
F5_Industrial_Food Products_Existing_Process_Natural Gas_Commissioning_A_Achievable Economic RVT Potential | F5 | Industrial | Food Products | Existing | Process | Natural Gas | Commissioning | A | Incremental Summer Peak Savings (MW) | Achievable Economic RVT Potential | 0 | 0 | 0 | 0 | 0 | 0 | 0 | 0 | 0 | 0 | 0 | 0 | 0 | 0 | 0 | 0 | 0 | 0 | 0 | 0 | 0 | 0 | 0
F6_Industrial_Food Products_Existing_Process_Natural Gas_Commissioning_A_Achievable Economic RVT Potential | F6 | Industrial | Food Products | Existing | Process | Natural Gas | Commissioning | A | Incremental Winter Peak Savings (MW) | Achievable Economic RVT Potential | 0 | 0 | 0 | 0 | 0 | 0 | 0 | 0 | 0 | 0 | 0 | 0 | 0 | 0 | 0 | 0 | 0 | 0 | 0 | 0 | 0 | 0 | 0
F7_Industrial_Food Products_Existing_Process_Natural Gas_Commissioning_A_Achievable Economic RVT Potential | F7 | Industrial | Food Products | Existing | Process | Natural Gas | Commissioning | A | Cumulative Energy Savings (MWh or mTherms) | Achievable Economic RVT Potential | 0 | 0 | 0 | 0 | 0 | 0 | 0 | 0 | 0 | 0 | 0 | 0 | 0 | 0 | 0 | 0 | 0 | 0 | 0 | 0 | 0 | 0 | 0
F8_Industrial_Food Products_Existing_Process_Natural Gas_Commissioning_A_Achievable Economic RVT Potential | F8 | Industrial | Food Products | Existing | Process | Natural Gas | Commissioning | A | Cumulative Summer Peak Savings (MW) | Achievable Economic RVT Potential | 0 | 0 | 0 | 0 | 0 | 0 | 0 | 0 | 0 | 0 | 0 | 0 | 0 | 0 | 0 | 0 | 0 | 0 | 0 | 0 | 0 | 0 | 0
F9_Industrial_Food Products_Existing_Process_Natural Gas_Commissioning_A_Achievable Economic RVT Potential | F9 | Industrial | Food Products | Existing | Process | Natural Gas | Commissioning | A | Cumulative Winter Peak Savings (MW) | Achievable Economic RVT Potential | 0 | 0 | 0 | 0 | 0 | 0 | 0 | 0 | 0 | 0 | 0 | 0 | 0 | 0 | 0 | 0 | 0 | 0 | 0 | 0 | 0 | 0 | 0
F10_Industrial_Food Products_Existing_Process_Natural Gas_Commissioning_A_Achievable Economic RVT Potential | F10 | Industrial | Food Products | Existing | Process | Natural Gas | Commissioning | A | Purchases (Incremental) | Achievable Economic RVT Potential | 0 | 0 | 0 | 0 | 0 | 0 | 0 | 0 | 0 | 0 | 0 | 0 | 0 | 0 | 0 | 0 | 0 | 0 | 0 | 0 | 0 | 0 | 0
F11_Industrial_Food Products_Existing_Process_Natural Gas_Commissioning_A_Achievable Economic RVT Potential | F11 | Industrial | Food Products | Existing | Process | Natural Gas | Commissioning | A | Purchases (Cumulative) | Achievable Economic RVT Potential | 0 | 0 | 0 | 0 | 0 | 0 | 0 | 0 | 0 | 0 | 0 | 0 | 0 | 0 | 0 | 0 | 0 | 0 | 0 | 0 | 0 | 0 | 0
F1_Industrial_Food Products_Existing_Space Heating_Natural Gas_Retrocommissioning_A_Achievable Economic RVT Potential | F1 | Industrial | Food Products | Existing | Space Heating | Natural Gas | Retrocommissioning | A | Integrated Unit Energy Savings (kWh or therms) | Achievable Economic RVT Potential | 0 | 0 | 1.4938 | 1.4896 | 1.4851 | 1.4804 | 1.4753 | 1.4698 | 1.4639 | 1.4574 | 1.4504 | 1.4431 | 1.4353 | 1.4271 | 1.4186 | 1.4097 | 1.4004 | 1.3917 | 1.3836 | 1.3761 | 1.3691 | 1.3628 | 0
F2_Industrial_Food Products_Existing_Space Heating_Natural Gas_Retrocommissioning_A_Achievable Economic RVT Potential | F2 | Industrial | Food Products | Existing | Space Heating | Natural Gas | Retrocommissioning | A | Integrated Unit Summer Peak Savings (kW) | Achievable Economic RVT Potential | 0 | 0 | 0 | 0 | 0 | 0 | 0 | 0 | 0 | 0 | 0 | 0 | 0 | 0 | 0 | 0 | 0 | 0 | 0 | 0 | 0 | 0 | 0
F3_Industrial_Food Products_Existing_Space Heating_Natural Gas_Retrocommissioning_A_Achievable Economic RVT Potential | F3 | Industrial | Food Products | Existing | Space Heating | Natural Gas | Retrocommissioning | A | Integrated Unit Winter Peak Savings (kW) | Achievable Economic RVT Potential | 0 | 0 | 0 | 0 | 0 | 0 | 0 | 0 | 0 | 0 | 0 | 0 | 0 | 0 | 0 | 0 | 0 | 0 | 0 | 0 | 0 | 0 | 0
F4_Industrial_Food Products_Existing_Space Heating_Natural Gas_Retrocommissioning_A_Achievable Economic RVT Potential | F4 | Industrial | Food Products | Existing | Space Heating | Natural Gas | Retrocommissioning | A | Incremental Energy Savings (MWh or mTherms) | Achievable Economic RVT Potential | 0 | 0 | 0.050881 | 0.049863 | 0.048858 | 0.047862 | 0.046876 | 0.045895 | 0.044921 | 0.043952 | 0.042988 | 0.042032 | 0.041085 | 0.040147 | 0.039218 | 0.038299 | 0.037393 | 0.03652 | 0.035681 | 0.034874 | 0.0341 | 0.033357 | 0
F5_Industrial_Food Products_Existing_Space Heating_Natural Gas_Retrocommissioning_A_Achievable Economic RVT Potential | F5 | Industrial | Food Products | Existing | Space Heating | Natural Gas | Retrocommissioning | A | Incremental Summer Peak Savings (MW) | Achievable Economic RVT Potential | 0 | 0 | 0 | 0 | 0 | 0 | 0 | 0 | 0 | 0 | 0 | 0 | 0 | 0 | 0 | 0 | 0 | 0 | 0 | 0 | 0 | 0 | 0
F6_Industrial_Food Products_Existing_Space Heating_Natural Gas_Retrocommissioning_A_Achievable Economic RVT Potential | F6 | Industrial | Food Products | Existing | Space Heating | Natural Gas | Retrocommissioning | A | Incremental Winter Peak Savings (MW) | Achievable Economic RVT Potential | 0 | 0 | 0 | 0 | 0 | 0 | 0 | 0 | 0 | 0 | 0 | 0 | 0 | 0 | 0 | 0 | 0 | 0 | 0 | 0 | 0 | 0 | 0
F7_Industrial_Food Products_Existing_Space Heating_Natural Gas_Retrocommissioning_A_Achievable Economic RVT Potential | F7 | Industrial | Food Products | Existing | Space Heating | Natural Gas | Retrocommissioning | A | Cumulative Energy Savings (MWh or mTherms) | Achievable Economic RVT Potential | 0 | 0 | 0.050881 | 0.1006 | 0.14916 | 0.19655 | 0.24275 | 0.28774 | 0.33149 | 0.37398 | 0.41519 | 0.45511 | 0.49374 | 0.53108 | 0.56711 | 0.60184 | 0.6353 | 0.66787 | 0.69965 | 0.73072 | 0.76113 | 0.79096 | 0
F8_Industrial_Food Products_Existing_Space Heating_Natural Gas_Retrocommissioning_A_Achievable Economic RVT Potential | F8 | Industrial | Food Products | Existing | Space Heating | Natural Gas | Retrocommissioning | A | Cumulative Summer Peak Savings (MW) | Achievable Economic RVT Potential | 0 | 0 | 0 | 0 | 0 | 0 | 0 | 0 | 0 | 0 | 0 | 0 | 0 | 0 | 0 | 0 | 0 | 0 | 0 | 0 | 0 | 0 | 0
F9_Industrial_Food Products_Existing_Space Heating_Natural Gas_Retrocommissioning_A_Achievable Economic RVT Potential | F9 | Industrial | Food Products | Existing | Space Heating | Natural Gas | Retrocommissioning | A | Cumulative Winter Peak Savings (MW) | Achievable Economic RVT Potential | 0 | 0 | 0 | 0 | 0 | 0 | 0 | 0 | 0 | 0 | 0 | 0 | 0 | 0 | 0 | 0 | 0 | 0 | 0 | 0 | 0 | 0 | 0
F10_Industrial_Food Products_Existing_Space Heating_Natural Gas_Retrocommissioning_A_Achievable Economic RVT Potential | F10 | Industrial | Food Products | Existing | Space Heating | Natural Gas | Retrocommissioning | A | Purchases (Incremental) | Achievable Economic RVT Potential | 0 | 0 | 34.0621 | 33.4748 | 32.8977 | 32.3305 | 31.7731 | 31.2252 | 30.6869 | 30.1578 | 29.6378 | 29.1268 | 28.6247 | 28.1311 | 27.6461 | 27.1694 | 26.701 | 26.2406 | 25.7882 | 25.3436 | 24.9066 | 24.4772 | 0
F11_Industrial_Food Products_Existing_Space Heating_Natural Gas_Retrocommissioning_A_Achievable Economic RVT Potential | F11 | Industrial | Food Products | Existing | Space Heating | Natural Gas | Retrocommissioning | A | Purchases (Cumulative) | Achievable Economic RVT Potential | 0 | 0 | 34.0621 | 67.5369 | 100.4346 | 132.7651 | 164.5382 | 195.7634 | 226.4503 | 256.6081 | 286.2459 | 315.3728 | 343.9974 | 372.1285 | 399.7746 | 426.9441 | 453.6451 | 479.8857 | 505.674 | 531.0176 | 555.9242 | 580.4014 | 0
F1_Industrial_Food Products_Existing_Process_Natural Gas_Retrocommissioning_A_Achievable Economic RVT Potential | F1 | Industrial | Food Products | Existing | Process | Natural Gas | Retrocommissioning | A | Integrated Unit Energy Savings (kWh or therms) | Achievable Economic RVT Potential | 0 | 0 | 0 | 0 | 0 | 0 | 0 | 0 | 0 | 0 | 0 | 0 | 0 | 0 | 0 | 0 | 0 | 0 | 0 | 0 | 0 | 0 | 0
F2_Industrial_Food Products_Existing_Process_Natural Gas_Retrocommissioning_A_Achievable Economic RVT Potential | F2 | Industrial | Food Products | Existing | Process | Natural Gas | Retrocommissioning | A | Integrated Unit Summer Peak Savings (kW) | Achievable Economic RVT Potential | 0 | 0 | 0 | 0 | 0 | 0 | 0 | 0 | 0 | 0 | 0 | 0 | 0 | 0 | 0 | 0 | 0 | 0 | 0 | 0 | 0 | 0 | 0
F3_Industrial_Food Products_Existing_Process_Natural Gas_Retrocommissioning_A_Achievable Economic RVT Potential | F3 | Industrial | Food Products | Existing | Process | Natural Gas | Retrocommissioning | A | Integrated Unit Winter Peak Savings (kW) | Achievable Economic RVT Potential | 0 | 0 | 0 | 0 | 0 | 0 | 0 | 0 | 0 | 0 | 0 | 0 | 0 | 0 | 0 | 0 | 0 | 0 | 0 | 0 | 0 | 0 | 0
F4_Industrial_Food Products_Existing_Process_Natural Gas_Retrocommissioning_A_Achievable Economic RVT Potential | F4 | Industrial | Food Products | Existing | Process | Natural Gas | Retrocommissioning | A | Incremental Energy Savings (MWh or mTherms) | Achievable Economic RVT Potential | 0 | 0 | 0 | 0 | 0 | 0 | 0 | 0 | 0 | 0 | 0 | 0 | 0 | 0 | 0 | 0 | 0 | 0 | 0 | 0 | 0 | 0 | 0
F5_Industrial_Food Products_Existing_Process_Natural Gas_Retrocommissioning_A_Achievable Economic RVT Potential | F5 | Industrial | Food Products | Existing | Process | Natural Gas | Retrocommissioning | A | Incremental Summer Peak Savings (MW) | Achievable Economic RVT Potential | 0 | 0 | 0 | 0 | 0 | 0 | 0 | 0 | 0 | 0 | 0 | 0 | 0 | 0 | 0 | 0 | 0 | 0 | 0 | 0 | 0 | 0 | 0
F6_Industrial_Food Products_Existing_Process_Natural Gas_Retrocommissioning_A_Achievable Economic RVT Potential | F6 | Industrial | Food Products | Existing | Process | Natural Gas | Retrocommissioning | A | Incremental Winter Peak Savings (MW) | Achievable Economic RVT Potential | 0 | 0 | 0 | 0 | 0 | 0 | 0 | 0 | 0 | 0 | 0 | 0 | 0 | 0 | 0 | 0 | 0 | 0 | 0 | 0 | 0 | 0 | 0
F7_Industrial_Food Products_Existing_Process_Natural Gas_Retrocommissioning_A_Achievable Economic RVT Potential | F7 | Industrial | Food Products | Existing | Process | Natural Gas | Retrocommissioning | A | Cumulative Energy Savings (MWh or mTherms) | Achievable Economic RVT Potential | 0 | 0 | 0 | 0 | 0 | 0 | 0 | 0 | 0 | 0 | 0 | 0 | 0 | 0 | 0 | 0 | 0 | 0 | 0 | 0 | 0 | 0 | 0
F8_Industrial_Food Products_Existing_Process_Natural Gas_Retrocommissioning_A_Achievable Economic RVT Potential | F8 | Industrial | Food Products | Existing | Process | Natural Gas | Retrocommissioning | A | Cumulative Summer Peak Savings (MW) | Achievable Economic RVT Potential | 0 | 0 | 0 | 0 | 0 | 0 | 0 | 0 | 0 | 0 | 0 | 0 | 0 | 0 | 0 | 0 | 0 | 0 | 0 | 0 | 0 | 0 | 0
F9_Industrial_Food Products_Existing_Process_Natural Gas_Retrocommissioning_A_Achievable Economic RVT Potential | F9 | Industrial | Food Products | Existing | Process | Natural Gas | Retrocommissioning | A | Cumulative Winter Peak Savings (MW) | Achievable Economic RVT Potential | 0 | 0 | 0 | 0 | 0 | 0 | 0 | 0 | 0 | 0 | 0 | 0 | 0 | 0 | 0 | 0 | 0 | 0 | 0 | 0 | 0 | 0 | 0
F10_Industrial_Food Products_Existing_Process_Natural Gas_Retrocommissioning_A_Achievable Economic RVT Potential | F10 | Industrial | Food Products | Existing | Process | Natural Gas | Retrocommissioning | A | Purchases (Incremental) | Achievable Economic RVT Potential | 0 | 0 | 34.0621 | 33.4748 | 32.8977 | 32.3305 | 31.7731 | 31.2252 | 30.6869 | 30.1578 | 29.6378 | 29.1268 | 28.6247 | 28.1311 | 27.6461 | 27.1694 | 26.701 | 26.2406 | 25.7882 | 25.3436 | 24.9066 | 24.4772 | 0
F11_Industrial_Food Products_Existing_Process_Natural Gas_Retrocommissioning_A_Achievable Economic RVT Potential | F11 | Industrial | Food Products | Existing | Process | Natural Gas | Retrocommissioning | A | Purchases (Cumulative) | Achievable Economic RVT Potential | 0 | 0 | 34.0621 | 67.5369 | 100.4346 | 132.7651 | 164.5382 | 195.7634 | 226.4503 | 256.6081 | 286.2459 | 315.3728 | 343.9974 | 372.1285 | 399.7746 | 426.9441 | 453.6451 | 479.8857 | 505.674 | 531.0176 | 555.9242 | 580.4014 | 0
F1_Industrial_Food Products_New_Space Heating_Natural Gas_Insulation - Roof/Ceiling_A_Achievable Economic RVT Potential | F1 | Industrial | Food Products | New | Space Heating | Natural Gas | Insulation - Roof/Ceiling | A | Integrated Unit Energy Savings (kWh or therms) | Achievable Economic RVT Potential | 0 | 0 | 0.078819 | 0.07787 | 0.077195 | 0.076566 | 0.076111 | 0.07561 | 0.07511 | 0.074582 | 0.074094 | 0.073577 | 0.072935 | 0.072343 | 0.071732 | 0.071231 | 0.070801 | 0.070401 | 0.070158 | 0.069956 | 0.069841 | 0.069816 | 0
F2_Industrial_Food Products_New_Space Heating_Natural Gas_Insulation - Roof/Ceiling_A_Achievable Economic RVT Potential | F2 | Industrial | Food Products | New | Space Heating | Natural Gas | Insulation - Roof/Ceiling | A | Integrated Unit Summer Peak Savings (kW) | Achievable Economic RVT Potential | 0 | 0 | 0 | 0 | 0 | 0 | 0 | 0 | 0 | 0 | 0 | 0 | 0 | 0 | 0 | 0 | 0 | 0 | 0 | 0 | 0 | 0 | 0
F3_Industrial_Food Products_New_Space Heating_Natural Gas_Insulation - Roof/Ceiling_A_Achievable Economic RVT Potential | F3 | Industrial | Food Products | New | Space Heating | Natural Gas | Insulation - Roof/Ceiling | A | Integrated Unit Winter Peak Savings (kW) | Achievable Economic RVT Potential | 0 | 0 | 0 | 0 | 0 | 0 | 0 | 0 | 0 | 0 | 0 | 0 | 0 | 0 | 0 | 0 | 0 | 0 | 0 | 0 | 0 | 0 | 0
F4_Industrial_Food Products_New_Space Heating_Natural Gas_Insulation - Roof/Ceiling_A_Achievable Economic RVT Potential | F4 | Industrial | Food Products | New | Space Heating | Natural Gas | Insulation - Roof/Ceiling | A | Incremental Energy Savings (MWh or mTherms) | Achievable Economic RVT Potential | 0 | 0 | 0 | 0 | 0 | 0 | 0 | 0 | 0 | 0 | 0 | 0 | 0 | 0 | 0 | 0 | 0 | 0 | 0 | 0 | 0 | 0 | 0
F5_Industrial_Food Products_New_Space Heating_Natural Gas_Insulation - Roof/Ceiling_A_Achievable Economic RVT Potential | F5 | Industrial | Food Products | New | Space Heating | Natural Gas | Insulation - Roof/Ceiling | A | Incremental Summer Peak Savings (MW) | Achievable Economic RVT Potential | 0 | 0 | 0 | 0 | 0 | 0 | 0 | 0 | 0 | 0 | 0 | 0 | 0 | 0 | 0 | 0 | 0 | 0 | 0 | 0 | 0 | 0 | 0
F6_Industrial_Food Products_New_Space Heating_Natural Gas_Insulation - Roof/Ceiling_A_Achievable Economic RVT Potential | F6 | Industrial | Food Products | New | Space Heating | Natural Gas | Insulation - Roof/Ceiling | A | Incremental Winter Peak Savings (MW) | Achievable Economic RVT Potential | 0 | 0 | 0 | 0 | 0 | 0 | 0 | 0 | 0 | 0 | 0 | 0 | 0 | 0 | 0 | 0 | 0 | 0 | 0 | 0 | 0 | 0 | 0
F7_Industrial_Food Products_New_Space Heating_Natural Gas_Insulation - Roof/Ceiling_A_Achievable Economic RVT Potential | F7 | Industrial | Food Products | New | Space Heating | Natural Gas | Insulation - Roof/Ceiling | A | Cumulative Energy Savings (MWh or mTherms) | Achievable Economic RVT Potential | 0 | 0 | 0 | 0 | 0 | 0 | 0 | 0 | 0 | 0 | 0 | 0 | 0 | 0 | 0 | 0 | 0 | 0 | 0 | 0 | 0 | 0 | 0
F8_Industrial_Food Products_New_Space Heating_Natural Gas_Insulation - Roof/Ceiling_A_Achievable Economic RVT Potential | F8 | Industrial | Food Products | New | Space Heating | Natural Gas | Insulation - Roof/Ceiling | A | Cumulative Summer Peak Savings (MW) | Achievable Economic RVT Potential | 0 | 0 | 0 | 0 | 0 | 0 | 0 | 0 | 0 | 0 | 0 | 0 | 0 | 0 | 0 | 0 | 0 | 0 | 0 | 0 | 0 | 0 | 0
F9_Industrial_Food Products_New_Space Heating_Natural Gas_Insulation - Roof/Ceiling_A_Achievable Economic RVT Potential | F9 | Industrial | Food Products | New | Space Heating | Natural Gas | Insulation - Roof/Ceiling | A | Cumulative Winter Peak Savings (MW) | Achievable Economic RVT Potential | 0 | 0 | 0 | 0 | 0 | 0 | 0 | 0 | 0 | 0 | 0 | 0 | 0 | 0 | 0 | 0 | 0 | 0 | 0 | 0 | 0 | 0 | 0
F10_Industrial_Food Products_New_Space Heating_Natural Gas_Insulation - Roof/Ceiling_A_Achievable Economic RVT Potential | F10 | Industrial | Food Products | New | Space Heating | Natural Gas | Insulation - Roof/Ceiling | A | Purchases (Incremental) | Achievable Economic RVT Potential | 0 | 0 | 0 | 0 | 0 | 0 | 0 | 0 | 0 | 0 | 0 | 0 | 0 | 0 | 0 | 0 | 0 | 0 | 0 | 0 | 0 | 0 | 0
F11_Industrial_Food Products_New_Space Heating_Natural Gas_Insulation - Roof/Ceiling_A_Achievable Economic RVT Potential | F11 | Industrial | Food Products | New | Space Heating | Natural Gas | Insulation - Roof/Ceiling | A | Purchases (Cumulative) | Achievable Economic RVT Potential | 0 | 0 | 0 | 0 | 0 | 0 | 0 | 0 | 0 | 0 | 0 | 0 | 0 | 0 | 0 | 0 | 0 | 0 | 0 | 0 | 0 | 0 | 0
F1_Industrial_Food Products_New_Space Heating_Natural Gas_Insulation - Wall Cavity_A_Achievable Economic RVT Potential | F1 | Industrial | Food Products | New | Space Heating | Natural Gas | Insulation - Wall Cavity | A | Integrated Unit Energy Savings (kWh or therms) | Achievable Economic RVT Potential | 0 | 0 | 0.017243 | 0.017035 | 0.016888 | 0.01675 | 0.016651 | 0.016541 | 0.016432 | 0.016316 | 0.016209 | 0.016096 | 0.015956 | 0.015826 | 0.015693 | 0.015583 | 0.015489 | 0.015401 | 0.015348 | 0.015304 | 0.015279 | 0.015273 | 0
F2_Industrial_Food Products_New_Space Heating_Natural Gas_Insulation - Wall Cavity_A_Achievable Economic RVT Potential | F2 | Industrial | Food Products | New | Space Heating | Natural Gas | Insulation - Wall Cavity | A | Integrated Unit Summer Peak Savings (kW) | Achievable Economic RVT Potential | 0 | 0 | 0 | 0 | 0 | 0 | 0 | 0 | 0 | 0 | 0 | 0 | 0 | 0 | 0 | 0 | 0 | 0 | 0 | 0 | 0 | 0 | 0
F3_Industrial_Food Products_New_Space Heating_Natural Gas_Insulation - Wall Cavity_A_Achievable Economic RVT Potential | F3 | Industrial | Food Products | New | Space Heating | Natural Gas | Insulation - Wall Cavity | A | Integrated Unit Winter Peak Savings (kW) | Achievable Economic RVT Potential | 0 | 0 | 0 | 0 | 0 | 0 | 0 | 0 | 0 | 0 | 0 | 0 | 0 | 0 | 0 | 0 | 0 | 0 | 0 | 0 | 0 | 0 | 0
F4_Industrial_Food Products_New_Space Heating_Natural Gas_Insulation - Wall Cavity_A_Achievable Economic RVT Potential | F4 | Industrial | Food Products | New | Space Heating | Natural Gas | Insulation - Wall Cavity | A | Incremental Energy Savings (MWh or mTherms) | Achievable Economic RVT Potential | 0 | 0 | 0 | 0 | 0 | 0 | 0 | 0 | 0 | 0 | 0 | 0 | 0 | 0 | 0 | 0 | 0 | 0 | 0 | 0 | 0 | 0 | 0
F5_Industrial_Food Products_New_Space Heating_Natural Gas_Insulation - Wall Cavity_A_Achievable Economic RVT Potential | F5 | Industrial | Food Products | New | Space Heating | Natural Gas | Insulation - Wall Cavity | A | Incremental Summer Peak Savings (MW) | Achievable Economic RVT Potential | 0 | 0 | 0 | 0 | 0 | 0 | 0 | 0 | 0 | 0 | 0 | 0 | 0 | 0 | 0 | 0 | 0 | 0 | 0 | 0 | 0 | 0 | 0
F6_Industrial_Food Products_New_Space Heating_Natural Gas_Insulation - Wall Cavity_A_Achievable Economic RVT Potential | F6 | Industrial | Food Products | New | Space Heating | Natural Gas | Insulation - Wall Cavity | A | Incremental Winter Peak Savings (MW) | Achievable Economic RVT Potential | 0 | 0 | 0 | 0 | 0 | 0 | 0 | 0 | 0 | 0 | 0 | 0 | 0 | 0 | 0 | 0 | 0 | 0 | 0 | 0 | 0 | 0 | 0
F7_Industrial_Food Products_New_Space Heating_Natural Gas_Insulation - Wall Cavity_A_Achievable Economic RVT Potential | F7 | Industrial | Food Products | New | Space Heating | Natural Gas | Insulation - Wall Cavity | A | Cumulative Energy Savings (MWh or mTherms) | Achievable Economic RVT Potential | 0 | 0 | 0 | 0 | 0 | 0 | 0 | 0 | 0 | 0 | 0 | 0 | 0 | 0 | 0 | 0 | 0 | 0 | 0 | 0 | 0 | 0 | 0
F8_Industrial_Food Products_New_Space Heating_Natural Gas_Insulation - Wall Cavity_A_Achievable Economic RVT Potential | F8 | Industrial | Food Products | New | Space Heating | Natural Gas | Insulation - Wall Cavity | A | Cumulative Summer Peak Savings (MW) | Achievable Economic RVT Potential | 0 | 0 | 0 | 0 | 0 | 0 | 0 | 0 | 0 | 0 | 0 | 0 | 0 | 0 | 0 | 0 | 0 | 0 | 0 | 0 | 0 | 0 | 0
F9_Industrial_Food Products_New_Space Heating_Natural Gas_Insulation - Wall Cavity_A_Achievable Economic RVT Potential | F9 | Industrial | Food Products | New | Space Heating | Natural Gas | Insulation - Wall Cavity | A | Cumulative Winter Peak Savings (MW) | Achievable Economic RVT Potential | 0 | 0 | 0 | 0 | 0 | 0 | 0 | 0 | 0 | 0 | 0 | 0 | 0 | 0 | 0 | 0 | 0 | 0 | 0 | 0 | 0 | 0 | 0
F10_Industrial_Food Products_New_Space Heating_Natural Gas_Insulation - Wall Cavity_A_Achievable Economic RVT Potential | F10 | Industrial | Food Products | New | Space Heating | Natural Gas | Insulation - Wall Cavity | A | Purchases (Incremental) | Achievable Economic RVT Potential | 0 | 0 | 0 | 0 | 0 | 0 | 0 | 0 | 0 | 0 | 0 | 0 | 0 | 0 | 0 | 0 | 0 | 0 | 0 | 0 | 0 | 0 | 0
F11_Industrial_Food Products_New_Space Heating_Natural Gas_Insulation - Wall Cavity_A_Achievable Economic RVT Potential | F11 | Industrial | Food Products | New | Space Heating | Natural Gas | Insulation - Wall Cavity | A | Purchases (Cumulative) | Achievable Economic RVT Potential | 0 | 0 | 0 | 0 | 0 | 0 | 0 | 0 | 0 | 0 | 0 | 0 | 0 | 0 | 0 | 0 | 0 | 0 | 0 | 0 | 0 | 0 | 0
F1_Industrial_Food Products_New_Space Heating_Natural Gas_Insulation - Ducting_A_Achievable Economic RVT Potential | F1 | Industrial | Food Products | New | Space Heating | Natural Gas | Insulation - Ducting | A | Integrated Unit Energy Savings (kWh or therms) | Achievable Economic RVT Potential | 0 | 0 | 0.0012711 | 0.0012557 | 0.0012448 | 0.0012346 | 0.0012272 | 0.0012191 | 0.0012109 | 0.0012024 | 0.0011944 | 0.0011861 | 0.0011757 | 0.0011661 | 0.0011562 | 0.0011481 | 0.0011412 | 0.0011348 | 0.0011309 | 0.0011276 | 0.0011258 | 0.0011254 | 0
F2_Industrial_Food Products_New_Space Heating_Natural Gas_Insulation - Ducting_A_Achievable Economic RVT Potential | F2 | Industrial | Food Products | New | Space Heating | Natural Gas | Insulation - Ducting | A | Integrated Unit Summer Peak Savings (kW) | Achievable Economic RVT Potential | 0 | 0 | 0 | 0 | 0 | 0 | 0 | 0 | 0 | 0 | 0 | 0 | 0 | 0 | 0 | 0 | 0 | 0 | 0 | 0 | 0 | 0 | 0
F3_Industrial_Food Products_New_Space Heating_Natural Gas_Insulation - Ducting_A_Achievable Economic RVT Potential | F3 | Industrial | Food Products | New | Space Heating | Natural Gas | Insulation - Ducting | A | Integrated Unit Winter Peak Savings (kW) | Achievable Economic RVT Potential | 0 | 0 | 0 | 0 | 0 | 0 | 0 | 0 | 0 | 0 | 0 | 0 | 0 | 0 | 0 | 0 | 0 | 0 | 0 | 0 | 0 | 0 | 0
F4_Industrial_Food Products_New_Space Heating_Natural Gas_Insulation - Ducting_A_Achievable Economic RVT Potential | F4 | Industrial | Food Products | New | Space Heating | Natural Gas | Insulation - Ducting | A | Incremental Energy Savings (MWh or mTherms) | Achievable Economic RVT Potential | 0 | 0 | 0 | 0 | 0 | 0 | 0 | 0 | 0 | 0 | 0 | 0 | 0 | 0 | 0 | 0 | 0 | 0 | 0 | 0 | 0 | 0 | 0
F5_Industrial_Food Products_New_Space Heating_Natural Gas_Insulation - Ducting_A_Achievable Economic RVT Potential | F5 | Industrial | Food Products | New | Space Heating | Natural Gas | Insulation - Ducting | A | Incremental Summer Peak Savings (MW) | Achievable Economic RVT Potential | 0 | 0 | 0 | 0 | 0 | 0 | 0 | 0 | 0 | 0 | 0 | 0 | 0 | 0 | 0 | 0 | 0 | 0 | 0 | 0 | 0 | 0 | 0
F6_Industrial_Food Products_New_Space Heating_Natural Gas_Insulation - Ducting_A_Achievable Economic RVT Potential | F6 | Industrial | Food Products | New | Space Heating | Natural Gas | Insulation - Ducting | A | Incremental Winter Peak Savings (MW) | Achievable Economic RVT Potential | 0 | 0 | 0 | 0 | 0 | 0 | 0 | 0 | 0 | 0 | 0 | 0 | 0 | 0 | 0 | 0 | 0 | 0 | 0 | 0 | 0 | 0 | 0
F7_Industrial_Food Products_New_Space Heating_Natural Gas_Insulation - Ducting_A_Achievable Economic RVT Potential | F7 | Industrial | Food Products | New | Space Heating | Natural Gas | Insulation - Ducting | A | Cumulative Energy Savings (MWh or mTherms) | Achievable Economic RVT Potential | 0 | 0 | 0 | 0 | 0 | 0 | 0 | 0 | 0 | 0 | 0 | 0 | 0 | 0 | 0 | 0 | 0 | 0 | 0 | 0 | 0 | 0 | 0
F8_Industrial_Food Products_New_Space Heating_Natural Gas_Insulation - Ducting_A_Achievable Economic RVT Potential | F8 | Industrial | Food Products | New | Space Heating | Natural Gas | Insulation - Ducting | A | Cumulative Summer Peak Savings (MW) | Achievable Economic RVT Potential | 0 | 0 | 0 | 0 | 0 | 0 | 0 | 0 | 0 | 0 | 0 | 0 | 0 | 0 | 0 | 0 | 0 | 0 | 0 | 0 | 0 | 0 | 0
F9_Industrial_Food Products_New_Space Heating_Natural Gas_Insulation - Ducting_A_Achievable Economic RVT Potential | F9 | Industrial | Food Products | New | Space Heating | Natural Gas | Insulation - Ducting | A | Cumulative Winter Peak Savings (MW) | Achievable Economic RVT Potential | 0 | 0 | 0 | 0 | 0 | 0 | 0 | 0 | 0 | 0 | 0 | 0 | 0 | 0 | 0 | 0 | 0 | 0 | 0 | 0 | 0 | 0 | 0
F10_Industrial_Food Products_New_Space Heating_Natural Gas_Insulation - Ducting_A_Achievable Economic RVT Potential | F10 | Industrial | Food Products | New | Space Heating | Natural Gas | Insulation - Ducting | A | Purchases (Incremental) | Achievable Economic RVT Potential | 0 | 0 | 0 | 0 | 0 | 0 | 0 | 0 | 0 | 0 | 0 | 0 | 0 | 0 | 0 | 0 | 0 | 0 | 0 | 0 | 0 | 0 | 0
F11_Industrial_Food Products_New_Space Heating_Natural Gas_Insulation - Ducting_A_Achievable Economic RVT Potential | F11 | Industrial | Food Products | New | Space Heating | Natural Gas | Insulation - Ducting | A | Purchases (Cumulative) | Achievable Economic RVT Potential | 0 | 0 | 0 | 0 | 0 | 0 | 0 | 0 | 0 | 0 | 0 | 0 | 0 | 0 | 0 | 0 | 0 | 0 | 0 | 0 | 0 | 0 | 0
F1_Industrial_Food Products_New_Space Heating_Natural Gas_HVAC - Duct Repair and Sealing_A_Achievable Economic RVT Potential | F1 | Industrial | Food Products | New | Space Heating | Natural Gas | HVAC - Duct Repair and Sealing | A | Integrated Unit Energy Savings (kWh or therms) | Achievable Economic RVT Potential | 0 | 0 | 0.0035949 | 0.0035516 | 0.0035207 | 0.0034919 | 0.0034709 | 0.0034479 | 0.0034249 | 0.0034007 | 0.0033782 | 0.0033545 | 0.0033251 | 0.003298 | 0.0032701 | 0.0032472 | 0.0032277 | 0.0032095 | 0.0031984 | 0.0031893 | 0.0031841 | 0.003183 | 0
F2_Industrial_Food Products_New_Space Heating_Natural Gas_HVAC - Duct Repair and Sealing_A_Achievable Economic RVT Potential | F2 | Industrial | Food Products | New | Space Heating | Natural Gas | HVAC - Duct Repair and Sealing | A | Integrated Unit Summer Peak Savings (kW) | Achievable Economic RVT Potential | 0 | 0 | 0 | 0 | 0 | 0 | 0 | 0 | 0 | 0 | 0 | 0 | 0 | 0 | 0 | 0 | 0 | 0 | 0 | 0 | 0 | 0 | 0
F3_Industrial_Food Products_New_Space Heating_Natural Gas_HVAC - Duct Repair and Sealing_A_Achievable Economic RVT Potential | F3 | Industrial | Food Products | New | Space Heating | Natural Gas | HVAC - Duct Repair and Sealing | A | Integrated Unit Winter Peak Savings (kW) | Achievable Economic RVT Potential | 0 | 0 | 0 | 0 | 0 | 0 | 0 | 0 | 0 | 0 | 0 | 0 | 0 | 0 | 0 | 0 | 0 | 0 | 0 | 0 | 0 | 0 | 0
F4_Industrial_Food Products_New_Space Heating_Natural Gas_HVAC - Duct Repair and Sealing_A_Achievable Economic RVT Potential | F4 | Industrial | Food Products | New | Space Heating | Natural Gas | HVAC - Duct Repair and Sealing | A | Incremental Energy Savings (MWh or mTherms) | Achievable Economic RVT Potential | 0 | 0 | 0 | 0 | 0 | 0 | 0 | 0 | 0 | 0 | 0 | 0 | 0 | 0 | 0 | 0 | 0 | 0 | 0 | 0 | 0 | 0 | 0
F5_Industrial_Food Products_New_Space Heating_Natural Gas_HVAC - Duct Repair and Sealing_A_Achievable Economic RVT Potential | F5 | Industrial | Food Products | New | Space Heating | Natural Gas | HVAC - Duct Repair and Sealing | A | Incremental Summer Peak Savings (MW) | Achievable Economic RVT Potential | 0 | 0 | 0 | 0 | 0 | 0 | 0 | 0 | 0 | 0 | 0 | 0 | 0 | 0 | 0 | 0 | 0 | 0 | 0 | 0 | 0 | 0 | 0
F6_Industrial_Food Products_New_Space Heating_Natural Gas_HVAC - Duct Repair and Sealing_A_Achievable Economic RVT Potential | F6 | Industrial | Food Products | New | Space Heating | Natural Gas | HVAC - Duct Repair and Sealing | A | Incremental Winter Peak Savings (MW) | Achievable Economic RVT Potential | 0 | 0 | 0 | 0 | 0 | 0 | 0 | 0 | 0 | 0 | 0 | 0 | 0 | 0 | 0 | 0 | 0 | 0 | 0 | 0 | 0 | 0 | 0
F7_Industrial_Food Products_New_Space Heating_Natural Gas_HVAC - Duct Repair and Sealing_A_Achievable Economic RVT Potential | F7 | Industrial | Food Products | New | Space Heating | Natural Gas | HVAC - Duct Repair and Sealing | A | Cumulative Energy Savings (MWh or mTherms) | Achievable Economic RVT Potential | 0 | 0 | 0 | 0 | 0 | 0 | 0 | 0 | 0 | 0 | 0 | 0 | 0 | 0 | 0 | 0 | 0 | 0 | 0 | 0 | 0 | 0 | 0
F8_Industrial_Food Products_New_Space Heating_Natural Gas_HVAC - Duct Repair and Sealing_A_Achievable Economic RVT Potential | F8 | Industrial | Food Products | New | Space Heating | Natural Gas | HVAC - Duct Repair and Sealing | A | Cumulative Summer Peak Savings (MW) | Achievable Economic RVT Potential | 0 | 0 | 0 | 0 | 0 | 0 | 0 | 0 | 0 | 0 | 0 | 0 | 0 | 0 | 0 | 0 | 0 | 0 | 0 | 0 | 0 | 0 | 0
F9_Industrial_Food Products_New_Space Heating_Natural Gas_HVAC - Duct Repair and Sealing_A_Achievable Economic RVT Potential | F9 | Industrial | Food Products | New | Space Heating | Natural Gas | HVAC - Duct Repair and Sealing | A | Cumulative Winter Peak Savings (MW) | Achievable Economic RVT Potential | 0 | 0 | 0 | 0 | 0 | 0 | 0 | 0 | 0 | 0 | 0 | 0 | 0 | 0 | 0 | 0 | 0 | 0 | 0 | 0 | 0 | 0 | 0
F10_Industrial_Food Products_New_Space Heating_Natural Gas_HVAC - Duct Repair and Sealing_A_Achievable Economic RVT Potential | F10 | Industrial | Food Products | New | Space Heating | Natural Gas | HVAC - Duct Repair and Sealing | A | Purchases (Incremental) | Achievable Economic RVT Potential | 0 | 0 | 0 | 0 | 0 | 0 | 0 | 0 | 0 | 0 | 0 | 0 | 0 | 0 | 0 | 0 | 0 | 0 | 0 | 0 | 0 | 0 | 0
F11_Industrial_Food Products_New_Space Heating_Natural Gas_HVAC - Duct Repair and Sealing_A_Achievable Economic RVT Potential | F11 | Industrial | Food Products | New | Space Heating | Natural Gas | HVAC - Duct Repair and Sealing | A | Purchases (Cumulative) | Achievable Economic RVT Potential | 0 | 0 | 0 | 0 | 0 | 0 | 0 | 0 | 0 | 0 | 0 | 0 | 0 | 0 | 0 | 0 | 0 | 0 | 0 | 0 | 0 | 0 | 0
F1_Industrial_Food Products_New_Space Heating_Natural Gas_Windows - High Efficiency_A_Achievable Economic RVT Potential | F1 | Industrial | Food Products | New | Space Heating | Natural Gas | Windows - High Efficiency | A | Integrated Unit Energy Savings (kWh or therms) | Achievable Economic RVT Potential | 0 | 0 | 0.0073727 | 0.0072838 | 0.0072204 | 0.0071613 | 0.0071184 | 0.0070712 | 0.007024 | 0.0069743 | 0.0069283 | 0.0068797 | 0.0068194 | 0.0067638 | 0.0067066 | 0.0066596 | 0.0066195 | 0.0065822 | 0.0065595 | 0.0065407 | 0.0065301 | 0.0065279 | 0
F2_Industrial_Food Products_New_Space Heating_Natural Gas_Windows - High Efficiency_A_Achievable Economic RVT Potential | F2 | Industrial | Food Products | New | Space Heating | Natural Gas | Windows - High Efficiency | A | Integrated Unit Summer Peak Savings (kW) | Achievable Economic RVT Potential | 0 | 0 | 0 | 0 | 0 | 0 | 0 | 0 | 0 | 0 | 0 | 0 | 0 | 0 | 0 | 0 | 0 | 0 | 0 | 0 | 0 | 0 | 0
F3_Industrial_Food Products_New_Space Heating_Natural Gas_Windows - High Efficiency_A_Achievable Economic RVT Potential | F3 | Industrial | Food Products | New | Space Heating | Natural Gas | Windows - High Efficiency | A | Integrated Unit Winter Peak Savings (kW) | Achievable Economic RVT Potential | 0 | 0 | 0 | 0 | 0 | 0 | 0 | 0 | 0 | 0 | 0 | 0 | 0 | 0 | 0 | 0 | 0 | 0 | 0 | 0 | 0 | 0 | 0
F4_Industrial_Food Products_New_Space Heating_Natural Gas_Windows - High Efficiency_A_Achievable Economic RVT Potential | F4 | Industrial | Food Products | New | Space Heating | Natural Gas | Windows - High Efficiency | A | Incremental Energy Savings (MWh or mTherms) | Achievable Economic RVT Potential | 0 | 0 | 0 | 0 | 0 | 0 | 0 | 0 | 0 | 0 | 0 | 0 | 0 | 0 | 0 | 0 | 0 | 0 | 0 | 0 | 0 | 0 | 0
F5_Industrial_Food Products_New_Space Heating_Natural Gas_Windows - High Efficiency_A_Achievable Economic RVT Potential | F5 | Industrial | Food Products | New | Space Heating | Natural Gas | Windows - High Efficiency | A | Incremental Summer Peak Savings (MW) | Achievable Economic RVT Potential | 0 | 0 | 0 | 0 | 0 | 0 | 0 | 0 | 0 | 0 | 0 | 0 | 0 | 0 | 0 | 0 | 0 | 0 | 0 | 0 | 0 | 0 | 0
F6_Industrial_Food Products_New_Space Heating_Natural Gas_Windows - High Efficiency_A_Achievable Economic RVT Potential | F6 | Industrial | Food Products | New | Space Heating | Natural Gas | Windows - High Efficiency | A | Incremental Winter Peak Savings (MW) | Achievable Economic RVT Potential | 0 | 0 | 0 | 0 | 0 | 0 | 0 | 0 | 0 | 0 | 0 | 0 | 0 | 0 | 0 | 0 | 0 | 0 | 0 | 0 | 0 | 0 | 0
F7_Industrial_Food Products_New_Space Heating_Natural Gas_Windows - High Efficiency_A_Achievable Economic RVT Potential | F7 | Industrial | Food Products | New | Space Heating | Natural Gas | Windows - High Efficiency | A | Cumulative Energy Savings (MWh or mTherms) | Achievable Economic RVT Potential | 0 | 0 | 0 | 0 | 0 | 0 | 0 | 0 | 0 | 0 | 0 | 0 | 0 | 0 | 0 | 0 | 0 | 0 | 0 | 0 | 0 | 0 | 0
F8_Industrial_Food Products_New_Space Heating_Natural Gas_Windows - High Efficiency_A_Achievable Economic RVT Potential | F8 | Industrial | Food Products | New | Space Heating | Natural Gas | Windows - High Efficiency | A | Cumulative Summer Peak Savings (MW) | Achievable Economic RVT Potential | 0 | 0 | 0 | 0 | 0 | 0 | 0 | 0 | 0 | 0 | 0 | 0 | 0 | 0 | 0 | 0 | 0 | 0 | 0 | 0 | 0 | 0 | 0
F9_Industrial_Food Products_New_Space Heating_Natural Gas_Windows - High Efficiency_A_Achievable Economic RVT Potential | F9 | Industrial | Food Products | New | Space Heating | Natural Gas | Windows - High Efficiency | A | Cumulative Winter Peak Savings (MW) | Achievable Economic RVT Potential | 0 | 0 | 0 | 0 | 0 | 0 | 0 | 0 | 0 | 0 | 0 | 0 | 0 | 0 | 0 | 0 | 0 | 0 | 0 | 0 | 0 | 0 | 0
F10_Industrial_Food Products_New_Space Heating_Natural Gas_Windows - High Efficiency_A_Achievable Economic RVT Potential | F10 | Industrial | Food Products | New | Space Heating | Natural Gas | Windows - High Efficiency | A | Purchases (Incremental) | Achievable Economic RVT Potential | 0 | 0 | 0 | 0 | 0 | 0 | 0 | 0 | 0 | 0 | 0 | 0 | 0 | 0 | 0 | 0 | 0 | 0 | 0 | 0 | 0 | 0 | 0
F11_Industrial_Food Products_New_Space Heating_Natural Gas_Windows - High Efficiency_A_Achievable Economic RVT Potential | F11 | Industrial | Food Products | New | Space Heating | Natural Gas | Windows - High Efficiency | A | Purchases (Cumulative) | Achievable Economic RVT Potential | 0 | 0 | 0 | 0 | 0 | 0 | 0 | 0 | 0 | 0 | 0 | 0 | 0 | 0 | 0 | 0 | 0 | 0 | 0 | 0 | 0 | 0 | 0
F1_Industrial_Food Products_New_Space Heating_Natural Gas_Gas Boiler - Maintenance_A_Achievable Economic RVT Potential | F1 | Industrial | Food Products | New | Space Heating | Natural Gas | Gas Boiler - Maintenance | A | Integrated Unit Energy Savings (kWh or therms) | Achievable Economic RVT Potential | 0 | 0 | 0.90906 | 0.8991 | 0.89238 | 0.88632 | 0.88289 | 0.87898 | 0.8754 | 0.87177 | 0.8693 | 0.86669 | 0.86282 | 0.85931 | 0.85596 | 0.85312 | 0.85046 | 0.84698 | 0.84529 | 0.84295 | 0.84107 | 0.83987 | 0
F2_Industrial_Food Products_New_Space Heating_Natural Gas_Gas Boiler - Maintenance_A_Achievable Economic RVT Potential | F2 | Industrial | Food Products | New | Space Heating | Natural Gas | Gas Boiler - Maintenance | A | Integrated Unit Summer Peak Savings (kW) | Achievable Economic RVT Potential | 0 | 0 | 0 | 0 | 0 | 0 | 0 | 0 | 0 | 0 | 0 | 0 | 0 | 0 | 0 | 0 | 0 | 0 | 0 | 0 | 0 | 0 | 0
F3_Industrial_Food Products_New_Space Heating_Natural Gas_Gas Boiler - Maintenance_A_Achievable Economic RVT Potential | F3 | Industrial | Food Products | New | Space Heating | Natural Gas | Gas Boiler - Maintenance | A | Integrated Unit Winter Peak Savings (kW) | Achievable Economic RVT Potential | 0 | 0 | 0 | 0 | 0 | 0 | 0 | 0 | 0 | 0 | 0 | 0 | 0 | 0 | 0 | 0 | 0 | 0 | 0 | 0 | 0 | 0 | 0
F4_Industrial_Food Products_New_Space Heating_Natural Gas_Gas Boiler - Maintenance_A_Achievable Economic RVT Potential | F4 | Industrial | Food Products | New | Space Heating | Natural Gas | Gas Boiler - Maintenance | A | Incremental Energy Savings (MWh or mTherms) | Achievable Economic RVT Potential | 0 | 0 | 0.00045398 | 0.00054925 | 0.00053813 | 0.00055561 | 0.00055817 | 0.00055412 | 0.00054877 | 0.00055114 | 0.00054802 | 0.00097613 | 0.0010726 | 0.0010599 | 0.0019281 | 0.002121 | 0.002098 | 0.0038157 | 0.0042031 | 0.0041589 | 0.0076854 | 0.0083702 | 0
F5_Industrial_Food Products_New_Space Heating_Natural Gas_Gas Boiler - Maintenance_A_Achievable Economic RVT Potential | F5 | Industrial | Food Products | New | Space Heating | Natural Gas | Gas Boiler - Maintenance | A | Incremental Summer Peak Savings (MW) | Achievable Economic RVT Potential | 0 | 0 | 0 | 0 | 0 | 0 | 0 | 0 | 0 | 0 | 0 | 0 | 0 | 0 | 0 | 0 | 0 | 0 | 0 | 0 | 0 | 0 | 0
F6_Industrial_Food Products_New_Space Heating_Natural Gas_Gas Boiler - Maintenance_A_Achievable Economic RVT Potential | F6 | Industrial | Food Products | New | Space Heating | Natural Gas | Gas Boiler - Maintenance | A | Incremental Winter Peak Savings (MW) | Achievable Economic RVT Potential | 0 | 0 | 0 | 0 | 0 | 0 | 0 | 0 | 0 | 0 | 0 | 0 | 0 | 0 | 0 | 0 | 0 | 0 | 0 | 0 | 0 | 0 | 0
F7_Industrial_Food Products_New_Space Heating_Natural Gas_Gas Boiler - Maintenance_A_Achievable Economic RVT Potential | F7 | Industrial | Food Products | New | Space Heating | Natural Gas | Gas Boiler - Maintenance | A | Cumulative Energy Savings (MWh or mTherms) | Achievable Economic RVT Potential | 0 | 0 | 0.00045398 | 0.00099826 | 0.0015289 | 0.0016315 | 0.001644 | 0.0016608 | 0.0016541 | 0.0016472 | 0.0016425 | 0.0016376 | 0.0016303 | 0.0016237 | 0.0016173 | 0.001612 | 0.0016069 | 0.0016004 | 0.0015972 | 0.0015927 | 0.0015892 | 0.0015869 | 0
F8_Industrial_Food Products_New_Space Heating_Natural Gas_Gas Boiler - Maintenance_A_Achievable Economic RVT Potential | F8 | Industrial | Food Products | New | Space Heating | Natural Gas | Gas Boiler - Maintenance | A | Cumulative Summer Peak Savings (MW) | Achievable Economic RVT Potential | 0 | 0 | 0 | 0 | 0 | 0 | 0 | 0 | 0 | 0 | 0 | 0 | 0 | 0 | 0 | 0 | 0 | 0 | 0 | 0 | 0 | 0 | 0
F9_Industrial_Food Products_New_Space Heating_Natural Gas_Gas Boiler - Maintenance_A_Achievable Economic RVT Potential | F9 | Industrial | Food Products | New | Space Heating | Natural Gas | Gas Boiler - Maintenance | A | Cumulative Winter Peak Savings (MW) | Achievable Economic RVT Potential | 0 | 0 | 0 | 0 | 0 | 0 | 0 | 0 | 0 | 0 | 0 | 0 | 0 | 0 | 0 | 0 | 0 | 0 | 0 | 0 | 0 | 0 | 0
F10_Industrial_Food Products_New_Space Heating_Natural Gas_Gas Boiler - Maintenance_A_Achievable Economic RVT Potential | F10 | Industrial | Food Products | New | Space Heating | Natural Gas | Gas Boiler - Maintenance | A | Purchases (Incremental) | Achievable Economic RVT Potential | 0 | 0 | 0.4994 | 0.61089 | 0.60303 | 0.62688 | 0.63221 | 0.63042 | 0.62688 | 0.63221 | 0.63042 | 1.1263 | 1.2431 | 1.2334 | 2.2526 | 2.4862 | 2.4669 | 4.5051 | 4.9724 | 4.9338 | 9.1377 | 9.9661 | 0
F11_Industrial_Food Products_New_Space Heating_Natural Gas_Gas Boiler - Maintenance_A_Achievable Economic RVT Potential | F11 | Industrial | Food Products | New | Space Heating | Natural Gas | Gas Boiler - Maintenance | A | Purchases (Cumulative) | Achievable Economic RVT Potential | 0 | 0 | 0.4994 | 1.1103 | 1.7133 | 1.8408 | 1.8621 | 1.8895 | 1.8895 | 1.8895 | 1.8895 | 1.8895 | 1.8895 | 1.8895 | 1.8895 | 1.8895 | 1.8895 | 1.8895 | 1.8895 | 1.8895 | 1.8895 | 1.8895 | 0
F1_Industrial_Food Products_New_Process_Natural Gas_Gas Boiler - Maintenance_A_Achievable Economic RVT Potential | F1 | Industrial | Food Products | New | Process | Natural Gas | Gas Boiler - Maintenance | A | Integrated Unit Energy Savings (kWh or therms) | Achievable Economic RVT Potential | 0 | 0 | 34.75 | 34.75 | 34.75 | 34.75 | 34.75 | 34.75 | 34.75 | 34.75 | 34.75 | 34.75 | 34.75 | 34.75 | 34.75 | 34.75 | 34.75 | 34.75 | 34.75 | 34.75 | 34.75 | 34.75 | 0
F2_Industrial_Food Products_New_Process_Natural Gas_Gas Boiler - Maintenance_A_Achievable Economic RVT Potential | F2 | Industrial | Food Products | New | Process | Natural Gas | Gas Boiler - Maintenance | A | Integrated Unit Summer Peak Savings (kW) | Achievable Economic RVT Potential | 0 | 0 | 0 | 0 | 0 | 0 | 0 | 0 | 0 | 0 | 0 | 0 | 0 | 0 | 0 | 0 | 0 | 0 | 0 | 0 | 0 | 0 | 0
F3_Industrial_Food Products_New_Process_Natural Gas_Gas Boiler - Maintenance_A_Achievable Economic RVT Potential | F3 | Industrial | Food Products | New | Process | Natural Gas | Gas Boiler - Maintenance | A | Integrated Unit Winter Peak Savings (kW) | Achievable Economic RVT Potential | 0 | 0 | 0 | 0 | 0 | 0 | 0 | 0 | 0 | 0 | 0 | 0 | 0 | 0 | 0 | 0 | 0 | 0 | 0 | 0 | 0 | 0 | 0
F4_Industrial_Food Products_New_Process_Natural Gas_Gas Boiler - Maintenance_A_Achievable Economic RVT Potential | F4 | Industrial | Food Products | New | Process | Natural Gas | Gas Boiler - Maintenance | A | Incremental Energy Savings (MWh or mTherms) | Achievable Economic RVT Potential | 0 | 0 | 0.04138 | 0.050618 | 0.049967 | 0.051943 | 0.052384 | 0.052236 | 0.051943 | 0.052384 | 0.052236 | 0.093323 | 0.103 | 0.1022 | 0.18665 | 0.206 | 0.2044 | 0.37329 | 0.41201 | 0.40881 | 0.75714 | 0.82578 | 0
F5_Industrial_Food Products_New_Process_Natural Gas_Gas Boiler - Maintenance_A_Achievable Economic RVT Potential | F5 | Industrial | Food Products | New | Process | Natural Gas | Gas Boiler - Maintenance | A | Incremental Summer Peak Savings (MW) | Achievable Economic RVT Potential | 0 | 0 | 0 | 0 | 0 | 0 | 0 | 0 | 0 | 0 | 0 | 0 | 0 | 0 | 0 | 0 | 0 | 0 | 0 | 0 | 0 | 0 | 0
F6_Industrial_Food Products_New_Process_Natural Gas_Gas Boiler - Maintenance_A_Achievable Economic RVT Potential | F6 | Industrial | Food Products | New | Process | Natural Gas | Gas Boiler - Maintenance | A | Incremental Winter Peak Savings (MW) | Achievable Economic RVT Potential | 0 | 0 | 0 | 0 | 0 | 0 | 0 | 0 | 0 | 0 | 0 | 0 | 0 | 0 | 0 | 0 | 0 | 0 | 0 | 0 | 0 | 0 | 0
F7_Industrial_Food Products_New_Process_Natural Gas_Gas Boiler - Maintenance_A_Achievable Economic RVT Potential | F7 | Industrial | Food Products | New | Process | Natural Gas | Gas Boiler - Maintenance | A | Cumulative Energy Savings (MWh or mTherms) | Achievable Economic RVT Potential | 0 | 0 | 0.04138 | 0.091998 | 0.14196 | 0.15253 | 0.15429 | 0.15656 | 0.15656 | 0.15656 | 0.15656 | 0.15656 | 0.15656 | 0.15656 | 0.15656 | 0.15656 | 0.15656 | 0.15656 | 0.15656 | 0.15656 | 0.15656 | 0.15656 | 0
F8_Industrial_Food Products_New_Process_Natural Gas_Gas Boiler - Maintenance_A_Achievable Economic RVT Potential | F8 | Industrial | Food Products | New | Process | Natural Gas | Gas Boiler - Maintenance | A | Cumulative Summer Peak Savings (MW) | Achievable Economic RVT Potential | 0 | 0 | 0 | 0 | 0 | 0 | 0 | 0 | 0 | 0 | 0 | 0 | 0 | 0 | 0 | 0 | 0 | 0 | 0 | 0 | 0 | 0 | 0
F9_Industrial_Food Products_New_Process_Natural Gas_Gas Boiler - Maintenance_A_Achievable Economic RVT Potential | F9 | Industrial | Food Products | New | Process | Natural Gas | Gas Boiler - Maintenance | A | Cumulative Winter Peak Savings (MW) | Achievable Economic RVT Potential | 0 | 0 | 0 | 0 | 0 | 0 | 0 | 0 | 0 | 0 | 0 | 0 | 0 | 0 | 0 | 0 | 0 | 0 | 0 | 0 | 0 | 0 | 0
F10_Industrial_Food Products_New_Process_Natural Gas_Gas Boiler - Maintenance_A_Achievable Economic RVT Potential | F10 | Industrial | Food Products | New | Process | Natural Gas | Gas Boiler - Maintenance | A | Purchases (Incremental) | Achievable Economic RVT Potential | 0 | 0 | 1.1908 | 1.4566 | 1.4379 | 1.4948 | 1.5075 | 1.5032 | 1.4948 | 1.5075 | 1.5032 | 2.6855 | 2.9641 | 2.9411 | 5.3711 | 5.9282 | 5.8822 | 10.7422 | 11.8564 | 11.7643 | 21.7884 | 23.7636 | 0
F11_Industrial_Food Products_New_Process_Natural Gas_Gas Boiler - Maintenance_A_Achievable Economic RVT Potential | F11 | Industrial | Food Products | New | Process | Natural Gas | Gas Boiler - Maintenance | A | Purchases (Cumulative) | Achievable Economic RVT Potential | 0 | 0 | 1.1908 | 2.6474 | 4.0853 | 4.3893 | 4.4401 | 4.5054 | 4.5054 | 4.5054 | 4.5054 | 4.5054 | 4.5054 | 4.5054 | 4.5054 | 4.5054 | 4.5054 | 4.5054 | 4.5054 | 4.5054 | 4.5054 | 4.5054 | 0
F1_Industrial_Food Products_New_Space Heating_Natural Gas_Gas Furnace - Maintenance_A_Achievable Economic RVT Potential | F1 | Industrial | Food Products | New | Space Heating | Natural Gas | Gas Furnace - Maintenance | A | Integrated Unit Energy Savings (kWh or therms) | Achievable Economic RVT Potential | 0 | 0 | 0.0083065 | 0.0082134 | 0.0081502 | 0.008093 | 0.0080591 | 0.008021 | 0.0079857 | 0.0079499 | 0.0079242 | 0.0078973 | 0.0078589 | 0.0078243 | 0.0077908 | 0.0077628 | 0.0077369 | 0.0077047 | 0.0076883 | 0.0076664 | 0.0076488 | 0.0076375 | 0
F2_Industrial_Food Products_New_Space Heating_Natural Gas_Gas Furnace - Maintenance_A_Achievable Economic RVT Potential | F2 | Industrial | Food Products | New | Space Heating | Natural Gas | Gas Furnace - Maintenance | A | Integrated Unit Summer Peak Savings (kW) | Achievable Economic RVT Potential | 0 | 0 | 0 | 0 | 0 | 0 | 0 | 0 | 0 | 0 | 0 | 0 | 0 | 0 | 0 | 0 | 0 | 0 | 0 | 0 | 0 | 0 | 0
F3_Industrial_Food Products_New_Space Heating_Natural Gas_Gas Furnace - Maintenance_A_Achievable Economic RVT Potential | F3 | Industrial | Food Products | New | Space Heating | Natural Gas | Gas Furnace - Maintenance | A | Integrated Unit Winter Peak Savings (kW) | Achievable Economic RVT Potential | 0 | 0 | 0 | 0 | 0 | 0 | 0 | 0 | 0 | 0 | 0 | 0 | 0 | 0 | 0 | 0 | 0 | 0 | 0 | 0 | 0 | 0 | 0
F4_Industrial_Food Products_New_Space Heating_Natural Gas_Gas Furnace - Maintenance_A_Achievable Economic RVT Potential | F4 | Industrial | Food Products | New | Space Heating | Natural Gas | Gas Furnace - Maintenance | A | Incremental Energy Savings (MWh or mTherms) | Achievable Economic RVT Potential | 0 | 0 | 0 | 0 | 0 | 0 | 0 | 0 | 0 | 0 | 0 | 0 | 0 | 0 | 0 | 0 | 0 | 0 | 0 | 0 | 0 | 0 | 0
F5_Industrial_Food Products_New_Space Heating_Natural Gas_Gas Furnace - Maintenance_A_Achievable Economic RVT Potential | F5 | Industrial | Food Products | New | Space Heating | Natural Gas | Gas Furnace - Maintenance | A | Incremental Summer Peak Savings (MW) | Achievable Economic RVT Potential | 0 | 0 | 0 | 0 | 0 | 0 | 0 | 0 | 0 | 0 | 0 | 0 | 0 | 0 | 0 | 0 | 0 | 0 | 0 | 0 | 0 | 0 | 0
F6_Industrial_Food Products_New_Space Heating_Natural Gas_Gas Furnace - Maintenance_A_Achievable Economic RVT Potential | F6 | Industrial | Food Products | New | Space Heating | Natural Gas | Gas Furnace - Maintenance | A | Incremental Winter Peak Savings (MW) | Achievable Economic RVT Potential | 0 | 0 | 0 | 0 | 0 | 0 | 0 | 0 | 0 | 0 | 0 | 0 | 0 | 0 | 0 | 0 | 0 | 0 | 0 | 0 | 0 | 0 | 0
F7_Industrial_Food Products_New_Space Heating_Natural Gas_Gas Furnace - Maintenance_A_Achievable Economic RVT Potential | F7 | Industrial | Food Products | New | Space Heating | Natural Gas | Gas Furnace - Maintenance | A | Cumulative Energy Savings (MWh or mTherms) | Achievable Economic RVT Potential | 0 | 0 | 0 | 0 | 0 | 0 | 0 | 0 | 0 | 0 | 0 | 0 | 0 | 0 | 0 | 0 | 0 | 0 | 0 | 0 | 0 | 0 | 0
F8_Industrial_Food Products_New_Space Heating_Natural Gas_Gas Furnace - Maintenance_A_Achievable Economic RVT Potential | F8 | Industrial | Food Products | New | Space Heating | Natural Gas | Gas Furnace - Maintenance | A | Cumulative Summer Peak Savings (MW) | Achievable Economic RVT Potential | 0 | 0 | 0 | 0 | 0 | 0 | 0 | 0 | 0 | 0 | 0 | 0 | 0 | 0 | 0 | 0 | 0 | 0 | 0 | 0 | 0 | 0 | 0
F9_Industrial_Food Products_New_Space Heating_Natural Gas_Gas Furnace - Maintenance_A_Achievable Economic RVT Potential | F9 | Industrial | Food Products | New | Space Heating | Natural Gas | Gas Furnace - Maintenance | A | Cumulative Winter Peak Savings (MW) | Achievable Economic RVT Potential | 0 | 0 | 0 | 0 | 0 | 0 | 0 | 0 | 0 | 0 | 0 | 0 | 0 | 0 | 0 | 0 | 0 | 0 | 0 | 0 | 0 | 0 | 0
F10_Industrial_Food Products_New_Space Heating_Natural Gas_Gas Furnace - Maintenance_A_Achievable Economic RVT Potential | F10 | Industrial | Food Products | New | Space Heating | Natural Gas | Gas Furnace - Maintenance | A | Purchases (Incremental) | Achievable Economic RVT Potential | 0 | 0 | 0 | 0 | 0 | 0 | 0 | 0 | 0 | 0 | 0 | 0 | 0 | 0 | 0 | 0 | 0 | 0 | 0 | 0 | 0 | 0 | 0
F11_Industrial_Food Products_New_Space Heating_Natural Gas_Gas Furnace - Maintenance_A_Achievable Economic RVT Potential | F11 | Industrial | Food Products | New | Space Heating | Natural Gas | Gas Furnace - Maintenance | A | Purchases (Cumulative) | Achievable Economic RVT Potential | 0 | 0 | 0 | 0 | 0 | 0 | 0 | 0 | 0 | 0 | 0 | 0 | 0 | 0 | 0 | 0 | 0 | 0 | 0 | 0 | 0 | 0 | 0
F1_Industrial_Food Products_New_Space Heating_Natural Gas_Gas Boiler - Hot Water Reset_A_Achievable Economic RVT Potential | F1 | Industrial | Food Products | New | Space Heating | Natural Gas | Gas Boiler - Hot Water Reset | A | Integrated Unit Energy Savings (kWh or therms) | Achievable Economic RVT Potential | 0 | 0 | 3.3016 | 3.263 | 3.2365 | 3.2125 | 3.1973 | 3.1813 | 3.1667 | 3.1522 | 3.1416 | 3.1307 | 3.1153 | 3.1016 | 3.088 | 3.0768 | 3.0665 | 3.0539 | 3.0477 | 3.0395 | 3.0329 | 3.0288 | 0
F2_Industrial_Food Products_New_Space Heating_Natural Gas_Gas Boiler - Hot Water Reset_A_Achievable Economic RVT Potential | F2 | Industrial | Food Products | New | Space Heating | Natural Gas | Gas Boiler - Hot Water Reset | A | Integrated Unit Summer Peak Savings (kW) | Achievable Economic RVT Potential | 0 | 0 | 0 | 0 | 0 | 0 | 0 | 0 | 0 | 0 | 0 | 0 | 0 | 0 | 0 | 0 | 0 | 0 | 0 | 0 | 0 | 0 | 0
F3_Industrial_Food Products_New_Space Heating_Natural Gas_Gas Boiler - Hot Water Reset_A_Achievable Economic RVT Potential | F3 | Industrial | Food Products | New | Space Heating | Natural Gas | Gas Boiler - Hot Water Reset | A | Integrated Unit Winter Peak Savings (kW) | Achievable Economic RVT Potential | 0 | 0 | 0 | 0 | 0 | 0 | 0 | 0 | 0 | 0 | 0 | 0 | 0 | 0 | 0 | 0 | 0 | 0 | 0 | 0 | 0 | 0 | 0
F4_Industrial_Food Products_New_Space Heating_Natural Gas_Gas Boiler - Hot Water Reset_A_Achievable Economic RVT Potential | F4 | Industrial | Food Products | New | Space Heating | Natural Gas | Gas Boiler - Hot Water Reset | A | Incremental Energy Savings (MWh or mTherms) | Achievable Economic RVT Potential | 0 | 0 | 0.0016026 | 0.003394 | 0.0058741 | 0.0090346 | 0.011806 | 0.015825 | 0.019537 | 0.022447 | 0.022888 | 0.021384 | 0.017818 | 0.012773 | 0.0077893 | 0.003973 | 0.0017748 | 0.00068471 | 0.0014794 | 0.0031615 | 0.0055047 | 0.008518 | 0
F5_Industrial_Food Products_New_Space Heating_Natural Gas_Gas Boiler - Hot Water Reset_A_Achievable Economic RVT Potential | F5 | Industrial | Food Products | New | Space Heating | Natural Gas | Gas Boiler - Hot Water Reset | A | Incremental Summer Peak Savings (MW) | Achievable Economic RVT Potential | 0 | 0 | 0 | 0 | 0 | 0 | 0 | 0 | 0 | 0 | 0 | 0 | 0 | 0 | 0 | 0 | 0 | 0 | 0 | 0 | 0 | 0 | 0
F6_Industrial_Food Products_New_Space Heating_Natural Gas_Gas Boiler - Hot Water Reset_A_Achievable Economic RVT Potential | F6 | Industrial | Food Products | New | Space Heating | Natural Gas | Gas Boiler - Hot Water Reset | A | Incremental Winter Peak Savings (MW) | Achievable Economic RVT Potential | 0 | 0 | 0 | 0 | 0 | 0 | 0 | 0 | 0 | 0 | 0 | 0 | 0 | 0 | 0 | 0 | 0 | 0 | 0 | 0 | 0 | 0 | 0
F7_Industrial_Food Products_New_Space Heating_Natural Gas_Gas Boiler - Hot Water Reset_A_Achievable Economic RVT Potential | F7 | Industrial | Food Products | New | Space Heating | Natural Gas | Gas Boiler - Hot Water Reset | A | Cumulative Energy Savings (MWh or mTherms) | Achievable Economic RVT Potential | 0 | 0 | 0.0016026 | 0.0049779 | 0.010811 | 0.019766 | 0.031478 | 0.047145 | 0.066465 | 0.088608 | 0.1112 | 0.1322 | 0.14936 | 0.16148 | 0.16856 | 0.17192 | 0.17312 | 0.1731 | 0.17274 | 0.17228 | 0.17191 | 0.17167 | 0
F8_Industrial_Food Products_New_Space Heating_Natural Gas_Gas Boiler - Hot Water Reset_A_Achievable Economic RVT Potential | F8 | Industrial | Food Products | New | Space Heating | Natural Gas | Gas Boiler - Hot Water Reset | A | Cumulative Summer Peak Savings (MW) | Achievable Economic RVT Potential | 0 | 0 | 0 | 0 | 0 | 0 | 0 | 0 | 0 | 0 | 0 | 0 | 0 | 0 | 0 | 0 | 0 | 0 | 0 | 0 | 0 | 0 | 0
F9_Industrial_Food Products_New_Space Heating_Natural Gas_Gas Boiler - Hot Water Reset_A_Achievable Economic RVT Potential | F9 | Industrial | Food Products | New | Space Heating | Natural Gas | Gas Boiler - Hot Water Reset | A | Cumulative Winter Peak Savings (MW) | Achievable Economic RVT Potential | 0 | 0 | 0 | 0 | 0 | 0 | 0 | 0 | 0 | 0 | 0 | 0 | 0 | 0 | 0 | 0 | 0 | 0 | 0 | 0 | 0 | 0 | 0
F10_Industrial_Food Products_New_Space Heating_Natural Gas_Gas Boiler - Hot Water Reset_A_Achievable Economic RVT Potential | F10 | Industrial | Food Products | New | Space Heating | Natural Gas | Gas Boiler - Hot Water Reset | A | Purchases (Incremental) | Achievable Economic RVT Potential | 0 | 0 | 0.4854 | 1.0401 | 1.815 | 2.8123 | 3.6924 | 4.9745 | 6.1694 | 7.1211 | 7.2853 | 6.8303 | 5.7193 | 4.1182 | 2.5224 | 1.2913 | 0.57878 | 0.22421 | 0.4854 | 1.0401 | 1.815 | 2.8123 | 0
F11_Industrial_Food Products_New_Space Heating_Natural Gas_Gas Boiler - Hot Water Reset_A_Achievable Economic RVT Potential | F11 | Industrial | Food Products | New | Space Heating | Natural Gas | Gas Boiler - Hot Water Reset | A | Purchases (Cumulative) | Achievable Economic RVT Potential | 0 | 0 | 0.4854 | 1.5255 | 3.3405 | 6.1528 | 9.8452 | 14.8196 | 20.989 | 28.1101 | 35.3954 | 42.2257 | 47.9451 | 52.0632 | 54.5856 | 55.8769 | 56.4557 | 56.6799 | 56.6799 | 56.6799 | 56.6799 | 56.6799 | 0
F1_Industrial_Food Products_New_Process_Natural Gas_Gas Boiler - Hot Water Reset_A_Achievable Economic RVT Potential | F1 | Industrial | Food Products | New | Process | Natural Gas | Gas Boiler - Hot Water Reset | A | Integrated Unit Energy Savings (kWh or therms) | Achievable Economic RVT Potential | 0 | 0 | 63.1224 | 63.0905 | 63.062 | 63.0391 | 63.0051 | 62.9873 | 62.9747 | 62.968 | 62.9594 | 62.9537 | 62.9486 | 62.9464 | 62.9403 | 62.9375 | 62.9357 | 62.9418 | 62.9474 | 62.9578 | 62.9673 | 62.9761 | 0
F2_Industrial_Food Products_New_Process_Natural Gas_Gas Boiler - Hot Water Reset_A_Achievable Economic RVT Potential | F2 | Industrial | Food Products | New | Process | Natural Gas | Gas Boiler - Hot Water Reset | A | Integrated Unit Summer Peak Savings (kW) | Achievable Economic RVT Potential | 0 | 0 | 0 | 0 | 0 | 0 | 0 | 0 | 0 | 0 | 0 | 0 | 0 | 0 | 0 | 0 | 0 | 0 | 0 | 0 | 0 | 0 | 0
F3_Industrial_Food Products_New_Process_Natural Gas_Gas Boiler - Hot Water Reset_A_Achievable Economic RVT Potential | F3 | Industrial | Food Products | New | Process | Natural Gas | Gas Boiler - Hot Water Reset | A | Integrated Unit Winter Peak Savings (kW) | Achievable Economic RVT Potential | 0 | 0 | 0 | 0 | 0 | 0 | 0 | 0 | 0 | 0 | 0 | 0 | 0 | 0 | 0 | 0 | 0 | 0 | 0 | 0 | 0 | 0 | 0
F4_Industrial_Food Products_New_Process_Natural Gas_Gas Boiler - Hot Water Reset_A_Achievable Economic RVT Potential | F4 | Industrial | Food Products | New | Process | Natural Gas | Gas Boiler - Hot Water Reset | A | Incremental Energy Savings (MWh or mTherms) | Achievable Economic RVT Potential | 0 | 0 | 0.073059 | 0.15647 | 0.27291 | 0.42273 | 0.55471 | 0.74711 | 0.9264 | 1.0692 | 1.0937 | 1.0253 | 0.85846 | 0.61811 | 0.37856 | 0.19378 | 0.086855 | 0.033649 | 0.072857 | 0.15614 | 0.2725 | 0.4223 | 0
F5_Industrial_Food Products_New_Process_Natural Gas_Gas Boiler - Hot Water Reset_A_Achievable Economic RVT Potential | F5 | Industrial | Food Products | New | Process | Natural Gas | Gas Boiler - Hot Water Reset | A | Incremental Summer Peak Savings (MW) | Achievable Economic RVT Potential | 0 | 0 | 0 | 0 | 0 | 0 | 0 | 0 | 0 | 0 | 0 | 0 | 0 | 0 | 0 | 0 | 0 | 0 | 0 | 0 | 0 | 0 | 0
F6_Industrial_Food Products_New_Process_Natural Gas_Gas Boiler - Hot Water Reset_A_Achievable Economic RVT Potential | F6 | Industrial | Food Products | New | Process | Natural Gas | Gas Boiler - Hot Water Reset | A | Incremental Winter Peak Savings (MW) | Achievable Economic RVT Potential | 0 | 0 | 0 | 0 | 0 | 0 | 0 | 0 | 0 | 0 | 0 | 0 | 0 | 0 | 0 | 0 | 0 | 0 | 0 | 0 | 0 | 0 | 0
F7_Industrial_Food Products_New_Process_Natural Gas_Gas Boiler - Hot Water Reset_A_Achievable Economic RVT Potential | F7 | Industrial | Food Products | New | Process | Natural Gas | Gas Boiler - Hot Water Reset | A | Cumulative Energy Savings (MWh or mTherms) | Achievable Economic RVT Potential | 0 | 0 | 0.073059 | 0.2295 | 0.5023 | 0.92485 | 1.4791 | 2.2258 | 3.1517 | 4.2206 | 5.3137 | 6.3385 | 7.1964 | 7.8143 | 8.1921 | 8.3855 | 8.4721 | 8.5066 | 8.5074 | 8.5088 | 8.51 | 8.5112 | 0
F8_Industrial_Food Products_New_Process_Natural Gas_Gas Boiler - Hot Water Reset_A_Achievable Economic RVT Potential | F8 | Industrial | Food Products | New | Process | Natural Gas | Gas Boiler - Hot Water Reset | A | Cumulative Summer Peak Savings (MW) | Achievable Economic RVT Potential | 0 | 0 | 0 | 0 | 0 | 0 | 0 | 0 | 0 | 0 | 0 | 0 | 0 | 0 | 0 | 0 | 0 | 0 | 0 | 0 | 0 | 0 | 0
F9_Industrial_Food Products_New_Process_Natural Gas_Gas Boiler - Hot Water Reset_A_Achievable Economic RVT Potential | F9 | Industrial | Food Products | New | Process | Natural Gas | Gas Boiler - Hot Water Reset | A | Cumulative Winter Peak Savings (MW) | Achievable Economic RVT Potential | 0 | 0 | 0 | 0 | 0 | 0 | 0 | 0 | 0 | 0 | 0 | 0 | 0 | 0 | 0 | 0 | 0 | 0 | 0 | 0 | 0 | 0 | 0
F10_Industrial_Food Products_New_Process_Natural Gas_Gas Boiler - Hot Water Reset_A_Achievable Economic RVT Potential | F10 | Industrial | Food Products | New | Process | Natural Gas | Gas Boiler - Hot Water Reset | A | Purchases (Incremental) | Achievable Economic RVT Potential | 0 | 0 | 1.1574 | 2.4801 | 4.3277 | 6.7058 | 8.8042 | 11.8613 | 14.7106 | 16.9798 | 17.3714 | 16.2866 | 13.6375 | 9.8195 | 6.0146 | 3.079 | 1.3801 | 0.53461 | 1.1574 | 2.4801 | 4.3277 | 6.7058 | 0
F11_Industrial_Food Products_New_Process_Natural Gas_Gas Boiler - Hot Water Reset_A_Achievable Economic RVT Potential | F11 | Industrial | Food Products | New | Process | Natural Gas | Gas Boiler - Hot Water Reset | A | Purchases (Cumulative) | Achievable Economic RVT Potential | 0 | 0 | 1.1574 | 3.6376 | 7.9653 | 14.671 | 23.4752 | 35.3366 | 50.0472 | 67.027 | 84.3984 | 100.685 | 114.3224 | 124.142 | 130.1566 | 133.2356 | 134.6156 | 135.1502 | 135.1502 | 135.1502 | 135.1502 | 135.1502 | 0
F1_Industrial_Food Products_New_Space Heating_Natural Gas_Steam Trap Maintenance_A_Achievable Economic RVT Potential | F1 | Industrial | Food Products | New | Space Heating | Natural Gas | Steam Trap Maintenance | A | Integrated Unit Energy Savings (kWh or therms) | Achievable Economic RVT Potential | 0 | 0 | 1.1678 | 1.155 | 1.1463 | 1.1385 | 1.134 | 1.1289 | 1.1242 | 1.1194 | 1.116 | 1.1125 | 1.1073 | 1.1026 | 1.0982 | 1.0945 | 1.0911 | 1.0867 | 1.0846 | 1.0816 | 1.0793 | 1.0778 | 0
F2_Industrial_Food Products_New_Space Heating_Natural Gas_Steam Trap Maintenance_A_Achievable Economic RVT Potential | F2 | Industrial | Food Products | New | Space Heating | Natural Gas | Steam Trap Maintenance | A | Integrated Unit Summer Peak Savings (kW) | Achievable Economic RVT Potential | 0 | 0 | 0 | 0 | 0 | 0 | 0 | 0 | 0 | 0 | 0 | 0 | 0 | 0 | 0 | 0 | 0 | 0 | 0 | 0 | 0 | 0 | 0
F3_Industrial_Food Products_New_Space Heating_Natural Gas_Steam Trap Maintenance_A_Achievable Economic RVT Potential | F3 | Industrial | Food Products | New | Space Heating | Natural Gas | Steam Trap Maintenance | A | Integrated Unit Winter Peak Savings (kW) | Achievable Economic RVT Potential | 0 | 0 | 0 | 0 | 0 | 0 | 0 | 0 | 0 | 0 | 0 | 0 | 0 | 0 | 0 | 0 | 0 | 0 | 0 | 0 | 0 | 0 | 0
F4_Industrial_Food Products_New_Space Heating_Natural Gas_Steam Trap Maintenance_A_Achievable Economic RVT Potential | F4 | Industrial | Food Products | New | Space Heating | Natural Gas | Steam Trap Maintenance | A | Incremental Energy Savings (MWh or mTherms) | Achievable Economic RVT Potential | 0 | 0 | 0 | 0 | 0 | 0 | 0 | 0 | 0 | 0 | 0 | 0 | 0 | 0 | 0 | 0 | 0 | 0 | 0 | 0 | 0 | 0 | 0
F5_Industrial_Food Products_New_Space Heating_Natural Gas_Steam Trap Maintenance_A_Achievable Economic RVT Potential | F5 | Industrial | Food Products | New | Space Heating | Natural Gas | Steam Trap Maintenance | A | Incremental Summer Peak Savings (MW) | Achievable Economic RVT Potential | 0 | 0 | 0 | 0 | 0 | 0 | 0 | 0 | 0 | 0 | 0 | 0 | 0 | 0 | 0 | 0 | 0 | 0 | 0 | 0 | 0 | 0 | 0
F6_Industrial_Food Products_New_Space Heating_Natural Gas_Steam Trap Maintenance_A_Achievable Economic RVT Potential | F6 | Industrial | Food Products | New | Space Heating | Natural Gas | Steam Trap Maintenance | A | Incremental Winter Peak Savings (MW) | Achievable Economic RVT Potential | 0 | 0 | 0 | 0 | 0 | 0 | 0 | 0 | 0 | 0 | 0 | 0 | 0 | 0 | 0 | 0 | 0 | 0 | 0 | 0 | 0 | 0 | 0
F7_Industrial_Food Products_New_Space Heating_Natural Gas_Steam Trap Maintenance_A_Achievable Economic RVT Potential | F7 | Industrial | Food Products | New | Space Heating | Natural Gas | Steam Trap Maintenance | A | Cumulative Energy Savings (MWh or mTherms) | Achievable Economic RVT Potential | 0 | 0 | 0 | 0 | 0 | 0 | 0 | 0 | 0 | 0 | 0 | 0 | 0 | 0 | 0 | 0 | 0 | 0 | 0 | 0 | 0 | 0 | 0
F8_Industrial_Food Products_New_Space Heating_Natural Gas_Steam Trap Maintenance_A_Achievable Economic RVT Potential | F8 | Industrial | Food Products | New | Space Heating | Natural Gas | Steam Trap Maintenance | A | Cumulative Summer Peak Savings (MW) | Achievable Economic RVT Potential | 0 | 0 | 0 | 0 | 0 | 0 | 0 | 0 | 0 | 0 | 0 | 0 | 0 | 0 | 0 | 0 | 0 | 0 | 0 | 0 | 0 | 0 | 0
F9_Industrial_Food Products_New_Space Heating_Natural Gas_Steam Trap Maintenance_A_Achievable Economic RVT Potential | F9 | Industrial | Food Products | New | Space Heating | Natural Gas | Steam Trap Maintenance | A | Cumulative Winter Peak Savings (MW) | Achievable Economic RVT Potential | 0 | 0 | 0 | 0 | 0 | 0 | 0 | 0 | 0 | 0 | 0 | 0 | 0 | 0 | 0 | 0 | 0 | 0 | 0 | 0 | 0 | 0 | 0
F10_Industrial_Food Products_New_Space Heating_Natural Gas_Steam Trap Maintenance_A_Achievable Economic RVT Potential | F10 | Industrial | Food Products | New | Space Heating | Natural Gas | Steam Trap Maintenance | A | Purchases (Incremental) | Achievable Economic RVT Potential | 0 | 0 | 0 | 0 | 0 | 0 | 0 | 0 | 0 | 0 | 0 | 0 | 0 | 0 | 0 | 0 | 0 | 0 | 0 | 0 | 0 | 0 | 0
F11_Industrial_Food Products_New_Space Heating_Natural Gas_Steam Trap Maintenance_A_Achievable Economic RVT Potential | F11 | Industrial | Food Products | New | Space Heating | Natural Gas | Steam Trap Maintenance | A | Purchases (Cumulative) | Achievable Economic RVT Potential | 0 | 0 | 0 | 0 | 0 | 0 | 0 | 0 | 0 | 0 | 0 | 0 | 0 | 0 | 0 | 0 | 0 | 0 | 0 | 0 | 0 | 0 | 0
F1_Industrial_Food Products_New_Process_Natural Gas_Steam Trap Maintenance_A_Achievable Economic RVT Potential | F1 | Industrial | Food Products | New | Process | Natural Gas | Steam Trap Maintenance | A | Integrated Unit Energy Savings (kWh or therms) | Achievable Economic RVT Potential | 0 | 0 | 44.6363 | 44.6348 | 44.6341 | 44.6353 | 44.6356 | 44.6357 | 44.6355 | 44.6351 | 44.6343 | 44.6335 | 44.6326 | 44.6318 | 44.6311 | 44.6308 | 44.6309 | 44.6316 | 44.632 | 44.6324 | 44.6328 | 44.6332 | 0
F2_Industrial_Food Products_New_Process_Natural Gas_Steam Trap Maintenance_A_Achievable Economic RVT Potential | F2 | Industrial | Food Products | New | Process | Natural Gas | Steam Trap Maintenance | A | Integrated Unit Summer Peak Savings (kW) | Achievable Economic RVT Potential | 0 | 0 | 0 | 0 | 0 | 0 | 0 | 0 | 0 | 0 | 0 | 0 | 0 | 0 | 0 | 0 | 0 | 0 | 0 | 0 | 0 | 0 | 0
F3_Industrial_Food Products_New_Process_Natural Gas_Steam Trap Maintenance_A_Achievable Economic RVT Potential | F3 | Industrial | Food Products | New | Process | Natural Gas | Steam Trap Maintenance | A | Integrated Unit Winter Peak Savings (kW) | Achievable Economic RVT Potential | 0 | 0 | 0 | 0 | 0 | 0 | 0 | 0 | 0 | 0 | 0 | 0 | 0 | 0 | 0 | 0 | 0 | 0 | 0 | 0 | 0 | 0 | 0
F4_Industrial_Food Products_New_Process_Natural Gas_Steam Trap Maintenance_A_Achievable Economic RVT Potential | F4 | Industrial | Food Products | New | Process | Natural Gas | Steam Trap Maintenance | A | Incremental Energy Savings (MWh or mTherms) | Achievable Economic RVT Potential | 0 | 0 | 0 | 0 | 0 | 0 | 0 | 0 | 0 | 0 | 0 | 0 | 0 | 0 | 0 | 0 | 0 | 0 | 0 | 0 | 0 | 0 | 0
F5_Industrial_Food Products_New_Process_Natural Gas_Steam Trap Maintenance_A_Achievable Economic RVT Potential | F5 | Industrial | Food Products | New | Process | Natural Gas | Steam Trap Maintenance | A | Incremental Summer Peak Savings (MW) | Achievable Economic RVT Potential | 0 | 0 | 0 | 0 | 0 | 0 | 0 | 0 | 0 | 0 | 0 | 0 | 0 | 0 | 0 | 0 | 0 | 0 | 0 | 0 | 0 | 0 | 0
F6_Industrial_Food Products_New_Process_Natural Gas_Steam Trap Maintenance_A_Achievable Economic RVT Potential | F6 | Industrial | Food Products | New | Process | Natural Gas | Steam Trap Maintenance | A | Incremental Winter Peak Savings (MW) | Achievable Economic RVT Potential | 0 | 0 | 0 | 0 | 0 | 0 | 0 | 0 | 0 | 0 | 0 | 0 | 0 | 0 | 0 | 0 | 0 | 0 | 0 | 0 | 0 | 0 | 0
F7_Industrial_Food Products_New_Process_Natural Gas_Steam Trap Maintenance_A_Achievable Economic RVT Potential | F7 | Industrial | Food Products | New | Process | Natural Gas | Steam Trap Maintenance | A | Cumulative Energy Savings (MWh or mTherms) | Achievable Economic RVT Potential | 0 | 0 | 0 | 0 | 0 | 0 | 0 | 0 | 0 | 0 | 0 | 0 | 0 | 0 | 0 | 0 | 0 | 0 | 0 | 0 | 0 | 0 | 0
F8_Industrial_Food Products_New_Process_Natural Gas_Steam Trap Maintenance_A_Achievable Economic RVT Potential | F8 | Industrial | Food Products | New | Process | Natural Gas | Steam Trap Maintenance | A | Cumulative Summer Peak Savings (MW) | Achievable Economic RVT Potential | 0 | 0 | 0 | 0 | 0 | 0 | 0 | 0 | 0 | 0 | 0 | 0 | 0 | 0 | 0 | 0 | 0 | 0 | 0 | 0 | 0 | 0 | 0
F9_Industrial_Food Products_New_Process_Natural Gas_Steam Trap Maintenance_A_Achievable Economic RVT Potential | F9 | Industrial | Food Products | New | Process | Natural Gas | Steam Trap Maintenance | A | Cumulative Winter Peak Savings (MW) | Achievable Economic RVT Potential | 0 | 0 | 0 | 0 | 0 | 0 | 0 | 0 | 0 | 0 | 0 | 0 | 0 | 0 | 0 | 0 | 0 | 0 | 0 | 0 | 0 | 0 | 0
F10_Industrial_Food Products_New_Process_Natural Gas_Steam Trap Maintenance_A_Achievable Economic RVT Potential | F10 | Industrial | Food Products | New | Process | Natural Gas | Steam Trap Maintenance | A | Purchases (Incremental) | Achievable Economic RVT Potential | 0 | 0 | 0 | 0 | 0 | 0 | 0 | 0 | 0 | 0 | 0 | 0 | 0 | 0 | 0 | 0 | 0 | 0 | 0 | 0 | 0 | 0 | 0
F11_Industrial_Food Products_New_Process_Natural Gas_Steam Trap Maintenance_A_Achievable Economic RVT Potential | F11 | Industrial | Food Products | New | Process | Natural Gas | Steam Trap Maintenance | A | Purchases (Cumulative) | Achievable Economic RVT Potential | 0 | 0 | 0 | 0 | 0 | 0 | 0 | 0 | 0 | 0 | 0 | 0 | 0 | 0 | 0 | 0 | 0 | 0 | 0 | 0 | 0 | 0 | 0
F1_Industrial_Food Products_New_Space Heating_Natural Gas_Gas Boiler - High Turndown_A_Achievable Economic RVT Potential | F1 | Industrial | Food Products | New | Space Heating | Natural Gas | Gas Boiler - High Turndown | A | Integrated Unit Energy Savings (kWh or therms) | Achievable Economic RVT Potential | 0 | 0 | 1.2376 | 1.2227 | 1.2121 | 1.2022 | 1.1951 | 1.1872 | 1.1794 | 1.1711 | 1.1634 | 1.1553 | 1.1452 | 1.1359 | 1.1263 | 1.1184 | 1.1117 | 1.1054 | 1.1016 | 1.0984 | 1.0966 | 1.0962 | 0
F2_Industrial_Food Products_New_Space Heating_Natural Gas_Gas Boiler - High Turndown_A_Achievable Economic RVT Potential | F2 | Industrial | Food Products | New | Space Heating | Natural Gas | Gas Boiler - High Turndown | A | Integrated Unit Summer Peak Savings (kW) | Achievable Economic RVT Potential | 0 | 0 | 0 | 0 | 0 | 0 | 0 | 0 | 0 | 0 | 0 | 0 | 0 | 0 | 0 | 0 | 0 | 0 | 0 | 0 | 0 | 0 | 0
F3_Industrial_Food Products_New_Space Heating_Natural Gas_Gas Boiler - High Turndown_A_Achievable Economic RVT Potential | F3 | Industrial | Food Products | New | Space Heating | Natural Gas | Gas Boiler - High Turndown | A | Integrated Unit Winter Peak Savings (kW) | Achievable Economic RVT Potential | 0 | 0 | 0 | 0 | 0 | 0 | 0 | 0 | 0 | 0 | 0 | 0 | 0 | 0 | 0 | 0 | 0 | 0 | 0 | 0 | 0 | 0 | 0
F4_Industrial_Food Products_New_Space Heating_Natural Gas_Gas Boiler - High Turndown_A_Achievable Economic RVT Potential | F4 | Industrial | Food Products | New | Space Heating | Natural Gas | Gas Boiler - High Turndown | A | Incremental Energy Savings (MWh or mTherms) | Achievable Economic RVT Potential | 0 | 0 | 0 | 0 | 0 | 0 | 0 | 0 | 0 | 0 | 0 | 0 | 0 | 0 | 0 | 0 | 0 | 0 | 0 | 0 | 0 | 0 | 0
F5_Industrial_Food Products_New_Space Heating_Natural Gas_Gas Boiler - High Turndown_A_Achievable Economic RVT Potential | F5 | Industrial | Food Products | New | Space Heating | Natural Gas | Gas Boiler - High Turndown | A | Incremental Summer Peak Savings (MW) | Achievable Economic RVT Potential | 0 | 0 | 0 | 0 | 0 | 0 | 0 | 0 | 0 | 0 | 0 | 0 | 0 | 0 | 0 | 0 | 0 | 0 | 0 | 0 | 0 | 0 | 0
F6_Industrial_Food Products_New_Space Heating_Natural Gas_Gas Boiler - High Turndown_A_Achievable Economic RVT Potential | F6 | Industrial | Food Products | New | Space Heating | Natural Gas | Gas Boiler - High Turndown | A | Incremental Winter Peak Savings (MW) | Achievable Economic RVT Potential | 0 | 0 | 0 | 0 | 0 | 0 | 0 | 0 | 0 | 0 | 0 | 0 | 0 | 0 | 0 | 0 | 0 | 0 | 0 | 0 | 0 | 0 | 0
F7_Industrial_Food Products_New_Space Heating_Natural Gas_Gas Boiler - High Turndown_A_Achievable Economic RVT Potential | F7 | Industrial | Food Products | New | Space Heating | Natural Gas | Gas Boiler - High Turndown | A | Cumulative Energy Savings (MWh or mTherms) | Achievable Economic RVT Potential | 0 | 0 | 0 | 0 | 0 | 0 | 0 | 0 | 0 | 0 | 0 | 0 | 0 | 0 | 0 | 0 | 0 | 0 | 0 | 0 | 0 | 0 | 0
F8_Industrial_Food Products_New_Space Heating_Natural Gas_Gas Boiler - High Turndown_A_Achievable Economic RVT Potential | F8 | Industrial | Food Products | New | Space Heating | Natural Gas | Gas Boiler - High Turndown | A | Cumulative Summer Peak Savings (MW) | Achievable Economic RVT Potential | 0 | 0 | 0 | 0 | 0 | 0 | 0 | 0 | 0 | 0 | 0 | 0 | 0 | 0 | 0 | 0 | 0 | 0 | 0 | 0 | 0 | 0 | 0
F9_Industrial_Food Products_New_Space Heating_Natural Gas_Gas Boiler - High Turndown_A_Achievable Economic RVT Potential | F9 | Industrial | Food Products | New | Space Heating | Natural Gas | Gas Boiler - High Turndown | A | Cumulative Winter Peak Savings (MW) | Achievable Economic RVT Potential | 0 | 0 | 0 | 0 | 0 | 0 | 0 | 0 | 0 | 0 | 0 | 0 | 0 | 0 | 0 | 0 | 0 | 0 | 0 | 0 | 0 | 0 | 0
F10_Industrial_Food Products_New_Space Heating_Natural Gas_Gas Boiler - High Turndown_A_Achievable Economic RVT Potential | F10 | Industrial | Food Products | New | Space Heating | Natural Gas | Gas Boiler - High Turndown | A | Purchases (Incremental) | Achievable Economic RVT Potential | 0 | 0 | 0 | 0 | 0 | 0 | 0 | 0 | 0 | 0 | 0 | 0 | 0 | 0 | 0 | 0 | 0 | 0 | 0 | 0 | 0 | 0 | 0
F11_Industrial_Food Products_New_Space Heating_Natural Gas_Gas Boiler - High Turndown_A_Achievable Economic RVT Potential | F11 | Industrial | Food Products | New | Space Heating | Natural Gas | Gas Boiler - High Turndown | A | Purchases (Cumulative) | Achievable Economic RVT Potential | 0 | 0 | 0 | 0 | 0 | 0 | 0 | 0 | 0 | 0 | 0 | 0 | 0 | 0 | 0 | 0 | 0 | 0 | 0 | 0 | 0 | 0 | 0
F1_Industrial_Food Products_New_Process_Natural Gas_Gas Boiler - High Turndown_A_Achievable Economic RVT Potential | F1 | Industrial | Food Products | New | Process | Natural Gas | Gas Boiler - High Turndown | A | Integrated Unit Energy Savings (kWh or therms) | Achievable Economic RVT Potential | 0 | 0 | 47.2533 | 47.1766 | 47.1044 | 47.04 | 46.9485 | 46.8798 | 46.8232 | 46.7828 | 46.7363 | 46.7051 | 46.6812 | 46.6718 | 46.6514 | 46.6433 | 46.6377 | 46.6458 | 46.6433 | 46.6484 | 46.6513 | 46.6527 | 0
F2_Industrial_Food Products_New_Process_Natural Gas_Gas Boiler - High Turndown_A_Achievable Economic RVT Potential | F2 | Industrial | Food Products | New | Process | Natural Gas | Gas Boiler - High Turndown | A | Integrated Unit Summer Peak Savings (kW) | Achievable Economic RVT Potential | 0 | 0 | 0 | 0 | 0 | 0 | 0 | 0 | 0 | 0 | 0 | 0 | 0 | 0 | 0 | 0 | 0 | 0 | 0 | 0 | 0 | 0 | 0
F3_Industrial_Food Products_New_Process_Natural Gas_Gas Boiler - High Turndown_A_Achievable Economic RVT Potential | F3 | Industrial | Food Products | New | Process | Natural Gas | Gas Boiler - High Turndown | A | Integrated Unit Winter Peak Savings (kW) | Achievable Economic RVT Potential | 0 | 0 | 0 | 0 | 0 | 0 | 0 | 0 | 0 | 0 | 0 | 0 | 0 | 0 | 0 | 0 | 0 | 0 | 0 | 0 | 0 | 0 | 0
F4_Industrial_Food Products_New_Process_Natural Gas_Gas Boiler - High Turndown_A_Achievable Economic RVT Potential | F4 | Industrial | Food Products | New | Process | Natural Gas | Gas Boiler - High Turndown | A | Incremental Energy Savings (MWh or mTherms) | Achievable Economic RVT Potential | 0 | 0 | 0 | 0 | 0 | 0 | 0 | 0 | 0 | 0 | 0 | 0 | 0 | 0 | 0 | 0 | 0 | 0 | 0 | 0 | 0 | 0 | 0
F5_Industrial_Food Products_New_Process_Natural Gas_Gas Boiler - High Turndown_A_Achievable Economic RVT Potential | F5 | Industrial | Food Products | New | Process | Natural Gas | Gas Boiler - High Turndown | A | Incremental Summer Peak Savings (MW) | Achievable Economic RVT Potential | 0 | 0 | 0 | 0 | 0 | 0 | 0 | 0 | 0 | 0 | 0 | 0 | 0 | 0 | 0 | 0 | 0 | 0 | 0 | 0 | 0 | 0 | 0
F6_Industrial_Food Products_New_Process_Natural Gas_Gas Boiler - High Turndown_A_Achievable Economic RVT Potential | F6 | Industrial | Food Products | New | Process | Natural Gas | Gas Boiler - High Turndown | A | Incremental Winter Peak Savings (MW) | Achievable Economic RVT Potential | 0 | 0 | 0 | 0 | 0 | 0 | 0 | 0 | 0 | 0 | 0 | 0 | 0 | 0 | 0 | 0 | 0 | 0 | 0 | 0 | 0 | 0 | 0
F7_Industrial_Food Products_New_Process_Natural Gas_Gas Boiler - High Turndown_A_Achievable Economic RVT Potential | F7 | Industrial | Food Products | New | Process | Natural Gas | Gas Boiler - High Turndown | A | Cumulative Energy Savings (MWh or mTherms) | Achievable Economic RVT Potential | 0 | 0 | 0 | 0 | 0 | 0 | 0 | 0 | 0 | 0 | 0 | 0 | 0 | 0 | 0 | 0 | 0 | 0 | 0 | 0 | 0 | 0 | 0
F8_Industrial_Food Products_New_Process_Natural Gas_Gas Boiler - High Turndown_A_Achievable Economic RVT Potential | F8 | Industrial | Food Products | New | Process | Natural Gas | Gas Boiler - High Turndown | A | Cumulative Summer Peak Savings (MW) | Achievable Economic RVT Potential | 0 | 0 | 0 | 0 | 0 | 0 | 0 | 0 | 0 | 0 | 0 | 0 | 0 | 0 | 0 | 0 | 0 | 0 | 0 | 0 | 0 | 0 | 0
F9_Industrial_Food Products_New_Process_Natural Gas_Gas Boiler - High Turndown_A_Achievable Economic RVT Potential | F9 | Industrial | Food Products | New | Process | Natural Gas | Gas Boiler - High Turndown | A | Cumulative Winter Peak Savings (MW) | Achievable Economic RVT Potential | 0 | 0 | 0 | 0 | 0 | 0 | 0 | 0 | 0 | 0 | 0 | 0 | 0 | 0 | 0 | 0 | 0 | 0 | 0 | 0 | 0 | 0 | 0
F10_Industrial_Food Products_New_Process_Natural Gas_Gas Boiler - High Turndown_A_Achievable Economic RVT Potential | F10 | Industrial | Food Products | New | Process | Natural Gas | Gas Boiler - High Turndown | A | Purchases (Incremental) | Achievable Economic RVT Potential | 0 | 0 | 0 | 0 | 0 | 0 | 0 | 0 | 0 | 0 | 0 | 0 | 0 | 0 | 0 | 0 | 0 | 0 | 0 | 0 | 0 | 0 | 0
F11_Industrial_Food Products_New_Process_Natural Gas_Gas Boiler - High Turndown_A_Achievable Economic RVT Potential | F11 | Industrial | Food Products | New | Process | Natural Gas | Gas Boiler - High Turndown | A | Purchases (Cumulative) | Achievable Economic RVT Potential | 0 | 0 | 0 | 0 | 0 | 0 | 0 | 0 | 0 | 0 | 0 | 0 | 0 | 0 | 0 | 0 | 0 | 0 | 0 | 0 | 0 | 0 | 0
F1_Industrial_Food Products_New_Space Heating_Natural Gas_Gas Boiler - Burner Control Optimization_A_Achievable Economic RVT Potential | F1 | Industrial | Food Products | New | Space Heating | Natural Gas | Gas Boiler - Burner Control Optimization | A | Integrated Unit Energy Savings (kWh or therms) | Achievable Economic RVT Potential | 0 | 0 | 0.35889 | 0.35456 | 0.35147 | 0.3486 | 0.34652 | 0.34424 | 0.34195 | 0.33955 | 0.33732 | 0.33497 | 0.33205 | 0.32936 | 0.32657 | 0.32429 | 0.32234 | 0.32052 | 0.31942 | 0.3185 | 0.31798 | 0.31786 | 0
F2_Industrial_Food Products_New_Space Heating_Natural Gas_Gas Boiler - Burner Control Optimization_A_Achievable Economic RVT Potential | F2 | Industrial | Food Products | New | Space Heating | Natural Gas | Gas Boiler - Burner Control Optimization | A | Integrated Unit Summer Peak Savings (kW) | Achievable Economic RVT Potential | 0 | 0 | 0 | 0 | 0 | 0 | 0 | 0 | 0 | 0 | 0 | 0 | 0 | 0 | 0 | 0 | 0 | 0 | 0 | 0 | 0 | 0 | 0
F3_Industrial_Food Products_New_Space Heating_Natural Gas_Gas Boiler - Burner Control Optimization_A_Achievable Economic RVT Potential | F3 | Industrial | Food Products | New | Space Heating | Natural Gas | Gas Boiler - Burner Control Optimization | A | Integrated Unit Winter Peak Savings (kW) | Achievable Economic RVT Potential | 0 | 0 | 0 | 0 | 0 | 0 | 0 | 0 | 0 | 0 | 0 | 0 | 0 | 0 | 0 | 0 | 0 | 0 | 0 | 0 | 0 | 0 | 0
F4_Industrial_Food Products_New_Space Heating_Natural Gas_Gas Boiler - Burner Control Optimization_A_Achievable Economic RVT Potential | F4 | Industrial | Food Products | New | Space Heating | Natural Gas | Gas Boiler - Burner Control Optimization | A | Incremental Energy Savings (MWh or mTherms) | Achievable Economic RVT Potential | 0 | 0 | 0 | 0 | 0 | 0 | 0 | 0 | 0 | 0 | 0 | 0 | 0 | 0 | 0 | 0 | 0 | 0 | 0 | 0 | 0 | 0 | 0
F5_Industrial_Food Products_New_Space Heating_Natural Gas_Gas Boiler - Burner Control Optimization_A_Achievable Economic RVT Potential | F5 | Industrial | Food Products | New | Space Heating | Natural Gas | Gas Boiler - Burner Control Optimization | A | Incremental Summer Peak Savings (MW) | Achievable Economic RVT Potential | 0 | 0 | 0 | 0 | 0 | 0 | 0 | 0 | 0 | 0 | 0 | 0 | 0 | 0 | 0 | 0 | 0 | 0 | 0 | 0 | 0 | 0 | 0
F6_Industrial_Food Products_New_Space Heating_Natural Gas_Gas Boiler - Burner Control Optimization_A_Achievable Economic RVT Potential | F6 | Industrial | Food Products | New | Space Heating | Natural Gas | Gas Boiler - Burner Control Optimization | A | Incremental Winter Peak Savings (MW) | Achievable Economic RVT Potential | 0 | 0 | 0 | 0 | 0 | 0 | 0 | 0 | 0 | 0 | 0 | 0 | 0 | 0 | 0 | 0 | 0 | 0 | 0 | 0 | 0 | 0 | 0
F7_Industrial_Food Products_New_Space Heating_Natural Gas_Gas Boiler - Burner Control Optimization_A_Achievable Economic RVT Potential | F7 | Industrial | Food Products | New | Space Heating | Natural Gas | Gas Boiler - Burner Control Optimization | A | Cumulative Energy Savings (MWh or mTherms) | Achievable Economic RVT Potential | 0 | 0 | 0 | 0 | 0 | 0 | 0 | 0 | 0 | 0 | 0 | 0 | 0 | 0 | 0 | 0 | 0 | 0 | 0 | 0 | 0 | 0 | 0
F8_Industrial_Food Products_New_Space Heating_Natural Gas_Gas Boiler - Burner Control Optimization_A_Achievable Economic RVT Potential | F8 | Industrial | Food Products | New | Space Heating | Natural Gas | Gas Boiler - Burner Control Optimization | A | Cumulative Summer Peak Savings (MW) | Achievable Economic RVT Potential | 0 | 0 | 0 | 0 | 0 | 0 | 0 | 0 | 0 | 0 | 0 | 0 | 0 | 0 | 0 | 0 | 0 | 0 | 0 | 0 | 0 | 0 | 0
F9_Industrial_Food Products_New_Space Heating_Natural Gas_Gas Boiler - Burner Control Optimization_A_Achievable Economic RVT Potential | F9 | Industrial | Food Products | New | Space Heating | Natural Gas | Gas Boiler - Burner Control Optimization | A | Cumulative Winter Peak Savings (MW) | Achievable Economic RVT Potential | 0 | 0 | 0 | 0 | 0 | 0 | 0 | 0 | 0 | 0 | 0 | 0 | 0 | 0 | 0 | 0 | 0 | 0 | 0 | 0 | 0 | 0 | 0
F10_Industrial_Food Products_New_Space Heating_Natural Gas_Gas Boiler - Burner Control Optimization_A_Achievable Economic RVT Potential | F10 | Industrial | Food Products | New | Space Heating | Natural Gas | Gas Boiler - Burner Control Optimization | A | Purchases (Incremental) | Achievable Economic RVT Potential | 0 | 0 | 0 | 0 | 0 | 0 | 0 | 0 | 0 | 0 | 0 | 0 | 0 | 0 | 0 | 0 | 0 | 0 | 0 | 0 | 0 | 0 | 0
F11_Industrial_Food Products_New_Space Heating_Natural Gas_Gas Boiler - Burner Control Optimization_A_Achievable Economic RVT Potential | F11 | Industrial | Food Products | New | Space Heating | Natural Gas | Gas Boiler - Burner Control Optimization | A | Purchases (Cumulative) | Achievable Economic RVT Potential | 0 | 0 | 0 | 0 | 0 | 0 | 0 | 0 | 0 | 0 | 0 | 0 | 0 | 0 | 0 | 0 | 0 | 0 | 0 | 0 | 0 | 0 | 0
F1_Industrial_Food Products_New_Process_Natural Gas_Gas Boiler - Burner Control Optimization_A_Achievable Economic RVT Potential | F1 | Industrial | Food Products | New | Process | Natural Gas | Gas Boiler - Burner Control Optimization | A | Integrated Unit Energy Savings (kWh or therms) | Achievable Economic RVT Potential | 0 | 0 | 13.7002 | 13.6762 | 13.6535 | 13.6333 | 13.6047 | 13.5833 | 13.5659 | 13.5539 | 13.54 | 13.5309 | 13.524 | 13.5217 | 13.5158 | 13.5138 | 13.5125 | 13.5156 | 13.5153 | 13.5173 | 13.5186 | 13.5194 | 0
F2_Industrial_Food Products_New_Process_Natural Gas_Gas Boiler - Burner Control Optimization_A_Achievable Economic RVT Potential | F2 | Industrial | Food Products | New | Process | Natural Gas | Gas Boiler - Burner Control Optimization | A | Integrated Unit Summer Peak Savings (kW) | Achievable Economic RVT Potential | 0 | 0 | 0 | 0 | 0 | 0 | 0 | 0 | 0 | 0 | 0 | 0 | 0 | 0 | 0 | 0 | 0 | 0 | 0 | 0 | 0 | 0 | 0
F3_Industrial_Food Products_New_Process_Natural Gas_Gas Boiler - Burner Control Optimization_A_Achievable Economic RVT Potential | F3 | Industrial | Food Products | New | Process | Natural Gas | Gas Boiler - Burner Control Optimization | A | Integrated Unit Winter Peak Savings (kW) | Achievable Economic RVT Potential | 0 | 0 | 0 | 0 | 0 | 0 | 0 | 0 | 0 | 0 | 0 | 0 | 0 | 0 | 0 | 0 | 0 | 0 | 0 | 0 | 0 | 0 | 0
F4_Industrial_Food Products_New_Process_Natural Gas_Gas Boiler - Burner Control Optimization_A_Achievable Economic RVT Potential | F4 | Industrial | Food Products | New | Process | Natural Gas | Gas Boiler - Burner Control Optimization | A | Incremental Energy Savings (MWh or mTherms) | Achievable Economic RVT Potential | 0 | 0 | 0 | 0 | 0 | 0 | 0 | 0 | 0 | 0 | 0 | 0 | 0 | 0 | 0 | 0 | 0 | 0 | 0 | 0 | 0 | 0 | 0
F5_Industrial_Food Products_New_Process_Natural Gas_Gas Boiler - Burner Control Optimization_A_Achievable Economic RVT Potential | F5 | Industrial | Food Products | New | Process | Natural Gas | Gas Boiler - Burner Control Optimization | A | Incremental Summer Peak Savings (MW) | Achievable Economic RVT Potential | 0 | 0 | 0 | 0 | 0 | 0 | 0 | 0 | 0 | 0 | 0 | 0 | 0 | 0 | 0 | 0 | 0 | 0 | 0 | 0 | 0 | 0 | 0
F6_Industrial_Food Products_New_Process_Natural Gas_Gas Boiler - Burner Control Optimization_A_Achievable Economic RVT Potential | F6 | Industrial | Food Products | New | Process | Natural Gas | Gas Boiler - Burner Control Optimization | A | Incremental Winter Peak Savings (MW) | Achievable Economic RVT Potential | 0 | 0 | 0 | 0 | 0 | 0 | 0 | 0 | 0 | 0 | 0 | 0 | 0 | 0 | 0 | 0 | 0 | 0 | 0 | 0 | 0 | 0 | 0
F7_Industrial_Food Products_New_Process_Natural Gas_Gas Boiler - Burner Control Optimization_A_Achievable Economic RVT Potential | F7 | Industrial | Food Products | New | Process | Natural Gas | Gas Boiler - Burner Control Optimization | A | Cumulative Energy Savings (MWh or mTherms) | Achievable Economic RVT Potential | 0 | 0 | 0 | 0 | 0 | 0 | 0 | 0 | 0 | 0 | 0 | 0 | 0 | 0 | 0 | 0 | 0 | 0 | 0 | 0 | 0 | 0 | 0
F8_Industrial_Food Products_New_Process_Natural Gas_Gas Boiler - Burner Control Optimization_A_Achievable Economic RVT Potential | F8 | Industrial | Food Products | New | Process | Natural Gas | Gas Boiler - Burner Control Optimization | A | Cumulative Summer Peak Savings (MW) | Achievable Economic RVT Potential | 0 | 0 | 0 | 0 | 0 | 0 | 0 | 0 | 0 | 0 | 0 | 0 | 0 | 0 | 0 | 0 | 0 | 0 | 0 | 0 | 0 | 0 | 0
F9_Industrial_Food Products_New_Process_Natural Gas_Gas Boiler - Burner Control Optimization_A_Achievable Economic RVT Potential | F9 | Industrial | Food Products | New | Process | Natural Gas | Gas Boiler - Burner Control Optimization | A | Cumulative Winter Peak Savings (MW) | Achievable Economic RVT Potential | 0 | 0 | 0 | 0 | 0 | 0 | 0 | 0 | 0 | 0 | 0 | 0 | 0 | 0 | 0 | 0 | 0 | 0 | 0 | 0 | 0 | 0 | 0
F10_Industrial_Food Products_New_Process_Natural Gas_Gas Boiler - Burner Control Optimization_A_Achievable Economic RVT Potential | F10 | Industrial | Food Products | New | Process | Natural Gas | Gas Boiler - Burner Control Optimization | A | Purchases (Incremental) | Achievable Economic RVT Potential | 0 | 0 | 0 | 0 | 0 | 0 | 0 | 0 | 0 | 0 | 0 | 0 | 0 | 0 | 0 | 0 | 0 | 0 | 0 | 0 | 0 | 0 | 0
F11_Industrial_Food Products_New_Process_Natural Gas_Gas Boiler - Burner Control Optimization_A_Achievable Economic RVT Potential | F11 | Industrial | Food Products | New | Process | Natural Gas | Gas Boiler - Burner Control Optimization | A | Purchases (Cumulative) | Achievable Economic RVT Potential | 0 | 0 | 0 | 0 | 0 | 0 | 0 | 0 | 0 | 0 | 0 | 0 | 0 | 0 | 0 | 0 | 0 | 0 | 0 | 0 | 0 | 0 | 0
F1_Industrial_Food Products_New_Space Heating_Natural Gas_HVAC - Demand Controlled Ventilation_A_Achievable Economic RVT Potential | F1 | Industrial | Food Products | New | Space Heating | Natural Gas | HVAC - Demand Controlled Ventilation | A | Integrated Unit Energy Savings (kWh or therms) | Achievable Economic RVT Potential | 0 | 0 | 0.067761 | 0.067018 | 0.066515 | 0.066061 | 0.065802 | 0.065505 | 0.065231 | 0.064952 | 0.064758 | 0.064552 | 0.064252 | 0.063981 | 0.063723 | 0.063508 | 0.06331 | 0.063056 | 0.062933 | 0.062762 | 0.062625 | 0.062539 | 0
F2_Industrial_Food Products_New_Space Heating_Natural Gas_HVAC - Demand Controlled Ventilation_A_Achievable Economic RVT Potential | F2 | Industrial | Food Products | New | Space Heating | Natural Gas | HVAC - Demand Controlled Ventilation | A | Integrated Unit Summer Peak Savings (kW) | Achievable Economic RVT Potential | 0 | 0 | 0 | 0 | 0 | 0 | 0 | 0 | 0 | 0 | 0 | 0 | 0 | 0 | 0 | 0 | 0 | 0 | 0 | 0 | 0 | 0 | 0
F3_Industrial_Food Products_New_Space Heating_Natural Gas_HVAC - Demand Controlled Ventilation_A_Achievable Economic RVT Potential | F3 | Industrial | Food Products | New | Space Heating | Natural Gas | HVAC - Demand Controlled Ventilation | A | Integrated Unit Winter Peak Savings (kW) | Achievable Economic RVT Potential | 0 | 0 | 0 | 0 | 0 | 0 | 0 | 0 | 0 | 0 | 0 | 0 | 0 | 0 | 0 | 0 | 0 | 0 | 0 | 0 | 0 | 0 | 0
F4_Industrial_Food Products_New_Space Heating_Natural Gas_HVAC - Demand Controlled Ventilation_A_Achievable Economic RVT Potential | F4 | Industrial | Food Products | New | Space Heating | Natural Gas | HVAC - Demand Controlled Ventilation | A | Incremental Energy Savings (MWh or mTherms) | Achievable Economic RVT Potential | 0 | 0 | 0.0085508 | 0.014759 | 0.020888 | 0.027691 | 0.031749 | 0.036421 | 0.041003 | 0.04613 | 0.04993 | 0.054285 | 0.058467 | 0.063342 | 0.066549 | 0.070518 | 0.074475 | 0.079019 | 0.082059 | 0.08576 | 0.089381 | 0.09305 | 0
F5_Industrial_Food Products_New_Space Heating_Natural Gas_HVAC - Demand Controlled Ventilation_A_Achievable Economic RVT Potential | F5 | Industrial | Food Products | New | Space Heating | Natural Gas | HVAC - Demand Controlled Ventilation | A | Incremental Summer Peak Savings (MW) | Achievable Economic RVT Potential | 0 | 0 | 0 | 0 | 0 | 0 | 0 | 0 | 0 | 0 | 0 | 0 | 0 | 0 | 0 | 0 | 0 | 0 | 0 | 0 | 0 | 0 | 0
F6_Industrial_Food Products_New_Space Heating_Natural Gas_HVAC - Demand Controlled Ventilation_A_Achievable Economic RVT Potential | F6 | Industrial | Food Products | New | Space Heating | Natural Gas | HVAC - Demand Controlled Ventilation | A | Incremental Winter Peak Savings (MW) | Achievable Economic RVT Potential | 0 | 0 | 0 | 0 | 0 | 0 | 0 | 0 | 0 | 0 | 0 | 0 | 0 | 0 | 0 | 0 | 0 | 0 | 0 | 0 | 0 | 0 | 0
F7_Industrial_Food Products_New_Space Heating_Natural Gas_HVAC - Demand Controlled Ventilation_A_Achievable Economic RVT Potential | F7 | Industrial | Food Products | New | Space Heating | Natural Gas | HVAC - Demand Controlled Ventilation | A | Cumulative Energy Savings (MWh or mTherms) | Achievable Economic RVT Potential | 0 | 0 | 0.0085508 | 0.023216 | 0.04393 | 0.071321 | 0.10279 | 0.13875 | 0.17917 | 0.22453 | 0.27379 | 0.32721 | 0.38415 | 0.44588 | 0.51063 | 0.57942 | 0.65209 | 0.72053 | 0.78733 | 0.85124 | 0.91251 | 0.97413 | 0
F8_Industrial_Food Products_New_Space Heating_Natural Gas_HVAC - Demand Controlled Ventilation_A_Achievable Economic RVT Potential | F8 | Industrial | Food Products | New | Space Heating | Natural Gas | HVAC - Demand Controlled Ventilation | A | Cumulative Summer Peak Savings (MW) | Achievable Economic RVT Potential | 0 | 0 | 0 | 0 | 0 | 0 | 0 | 0 | 0 | 0 | 0 | 0 | 0 | 0 | 0 | 0 | 0 | 0 | 0 | 0 | 0 | 0 | 0
F9_Industrial_Food Products_New_Space Heating_Natural Gas_HVAC - Demand Controlled Ventilation_A_Achievable Economic RVT Potential | F9 | Industrial | Food Products | New | Space Heating | Natural Gas | HVAC - Demand Controlled Ventilation | A | Cumulative Winter Peak Savings (MW) | Achievable Economic RVT Potential | 0 | 0 | 0 | 0 | 0 | 0 | 0 | 0 | 0 | 0 | 0 | 0 | 0 | 0 | 0 | 0 | 0 | 0 | 0 | 0 | 0 | 0 | 0
F10_Industrial_Food Products_New_Space Heating_Natural Gas_HVAC - Demand Controlled Ventilation_A_Achievable Economic RVT Potential | F10 | Industrial | Food Products | New | Space Heating | Natural Gas | HVAC - Demand Controlled Ventilation | A | Purchases (Incremental) | Achievable Economic RVT Potential | 0 | 0 | 126.1902 | 220.2257 | 314.0303 | 419.1706 | 482.4904 | 555.9962 | 628.5756 | 710.2163 | 771.0218 | 840.9564 | 909.9636 | 990.0138 | 1044.3441 | 1110.3751 | 1176.3562 | 1253.167 | 1303.9028 | 1366.4213 | 1427.2371 | 1487.8733 | 0
F11_Industrial_Food Products_New_Space Heating_Natural Gas_HVAC - Demand Controlled Ventilation_A_Achievable Economic RVT Potential | F11 | Industrial | Food Products | New | Space Heating | Natural Gas | HVAC - Demand Controlled Ventilation | A | Purchases (Cumulative) | Achievable Economic RVT Potential | 0 | 0 | 126.1902 | 346.4159 | 660.4462 | 1079.6169 | 1562.1072 | 2118.1034 | 2746.679 | 3456.8953 | 4227.9171 | 5068.8735 | 5978.8371 | 6968.8508 | 8013.195 | 9123.5701 | 10299.9262 | 11426.9031 | 12510.5801 | 13562.9711 | 14571.0376 | 15576.4205 | 0
F1_Industrial_Food Products_New_Space Heating_Natural Gas_Gas Boiler - Stack Economizer_A_Achievable Economic RVT Potential | F1 | Industrial | Food Products | New | Space Heating | Natural Gas | Gas Boiler - Stack Economizer | A | Integrated Unit Energy Savings (kWh or therms) | Achievable Economic RVT Potential | 0 | 0 | 0.90352 | 0.89268 | 0.88498 | 0.87781 | 0.87264 | 0.86693 | 0.86121 | 0.85517 | 0.84958 | 0.84366 | 0.83629 | 0.8295 | 0.82249 | 0.81674 | 0.8118 | 0.8072 | 0.8044 | 0.80208 | 0.80074 | 0.80045 | 0
F2_Industrial_Food Products_New_Space Heating_Natural Gas_Gas Boiler - Stack Economizer_A_Achievable Economic RVT Potential | F2 | Industrial | Food Products | New | Space Heating | Natural Gas | Gas Boiler - Stack Economizer | A | Integrated Unit Summer Peak Savings (kW) | Achievable Economic RVT Potential | 0 | 0 | 0 | 0 | 0 | 0 | 0 | 0 | 0 | 0 | 0 | 0 | 0 | 0 | 0 | 0 | 0 | 0 | 0 | 0 | 0 | 0 | 0
F3_Industrial_Food Products_New_Space Heating_Natural Gas_Gas Boiler - Stack Economizer_A_Achievable Economic RVT Potential | F3 | Industrial | Food Products | New | Space Heating | Natural Gas | Gas Boiler - Stack Economizer | A | Integrated Unit Winter Peak Savings (kW) | Achievable Economic RVT Potential | 0 | 0 | 0 | 0 | 0 | 0 | 0 | 0 | 0 | 0 | 0 | 0 | 0 | 0 | 0 | 0 | 0 | 0 | 0 | 0 | 0 | 0 | 0
F4_Industrial_Food Products_New_Space Heating_Natural Gas_Gas Boiler - Stack Economizer_A_Achievable Economic RVT Potential | F4 | Industrial | Food Products | New | Space Heating | Natural Gas | Gas Boiler - Stack Economizer | A | Incremental Energy Savings (MWh or mTherms) | Achievable Economic RVT Potential | 0 | 0 | 0.0017849 | 0.0030776 | 0.0043506 | 0.0057602 | 0.0065913 | 0.0067912 | 0.0061016 | 0.0054766 | 0.0047253 | 0.0040944 | 0.0035133 | 0.0030331 | 0.002538 | 0.0021437 | 0.0018059 | 0.0015946 | 0.0027732 | 0.0039431 | 0.0052545 | 0.006046 | 0
F5_Industrial_Food Products_New_Space Heating_Natural Gas_Gas Boiler - Stack Economizer_A_Achievable Economic RVT Potential | F5 | Industrial | Food Products | New | Space Heating | Natural Gas | Gas Boiler - Stack Economizer | A | Incremental Summer Peak Savings (MW) | Achievable Economic RVT Potential | 0 | 0 | 0 | 0 | 0 | 0 | 0 | 0 | 0 | 0 | 0 | 0 | 0 | 0 | 0 | 0 | 0 | 0 | 0 | 0 | 0 | 0 | 0
F6_Industrial_Food Products_New_Space Heating_Natural Gas_Gas Boiler - Stack Economizer_A_Achievable Economic RVT Potential | F6 | Industrial | Food Products | New | Space Heating | Natural Gas | Gas Boiler - Stack Economizer | A | Incremental Winter Peak Savings (MW) | Achievable Economic RVT Potential | 0 | 0 | 0 | 0 | 0 | 0 | 0 | 0 | 0 | 0 | 0 | 0 | 0 | 0 | 0 | 0 | 0 | 0 | 0 | 0 | 0 | 0 | 0
F7_Industrial_Food Products_New_Space Heating_Natural Gas_Gas Boiler - Stack Economizer_A_Achievable Economic RVT Potential | F7 | Industrial | Food Products | New | Space Heating | Natural Gas | Gas Boiler - Stack Economizer | A | Cumulative Energy Savings (MWh or mTherms) | Achievable Economic RVT Potential | 0 | 0 | 0.0017849 | 0.004841 | 0.0091499 | 0.014836 | 0.02134 | 0.027991 | 0.033908 | 0.039147 | 0.043617 | 0.047407 | 0.050506 | 0.053129 | 0.055218 | 0.056976 | 0.058437 | 0.058106 | 0.057905 | 0.057737 | 0.057641 | 0.05762 | 0
F8_Industrial_Food Products_New_Space Heating_Natural Gas_Gas Boiler - Stack Economizer_A_Achievable Economic RVT Potential | F8 | Industrial | Food Products | New | Space Heating | Natural Gas | Gas Boiler - Stack Economizer | A | Cumulative Summer Peak Savings (MW) | Achievable Economic RVT Potential | 0 | 0 | 0 | 0 | 0 | 0 | 0 | 0 | 0 | 0 | 0 | 0 | 0 | 0 | 0 | 0 | 0 | 0 | 0 | 0 | 0 | 0 | 0
F9_Industrial_Food Products_New_Space Heating_Natural Gas_Gas Boiler - Stack Economizer_A_Achievable Economic RVT Potential | F9 | Industrial | Food Products | New | Space Heating | Natural Gas | Gas Boiler - Stack Economizer | A | Cumulative Winter Peak Savings (MW) | Achievable Economic RVT Potential | 0 | 0 | 0 | 0 | 0 | 0 | 0 | 0 | 0 | 0 | 0 | 0 | 0 | 0 | 0 | 0 | 0 | 0 | 0 | 0 | 0 | 0 | 0
F10_Industrial_Food Products_New_Space Heating_Natural Gas_Gas Boiler - Stack Economizer_A_Achievable Economic RVT Potential | F10 | Industrial | Food Products | New | Space Heating | Natural Gas | Gas Boiler - Stack Economizer | A | Purchases (Incremental) | Achievable Economic RVT Potential | 0 | 0 | 1.9755 | 3.4476 | 4.9161 | 6.562 | 7.5533 | 7.8336 | 7.0849 | 6.4041 | 5.5619 | 4.8531 | 4.2011 | 3.6565 | 3.0858 | 2.6247 | 2.2245 | 1.9755 | 3.4476 | 4.9161 | 6.562 | 7.5533 | 0
F11_Industrial_Food Products_New_Space Heating_Natural Gas_Gas Boiler - Stack Economizer_A_Achievable Economic RVT Potential | F11 | Industrial | Food Products | New | Space Heating | Natural Gas | Gas Boiler - Stack Economizer | A | Purchases (Cumulative) | Achievable Economic RVT Potential | 0 | 0 | 1.9755 | 5.4231 | 10.3391 | 16.9011 | 24.4544 | 32.288 | 39.3729 | 45.777 | 51.3389 | 56.1921 | 60.3932 | 64.0497 | 67.1354 | 69.7601 | 71.9847 | 71.9847 | 71.9847 | 71.9847 | 71.9847 | 71.9847 | 0
F1_Industrial_Food Products_New_Process_Natural Gas_Gas Boiler - Stack Economizer_A_Achievable Economic RVT Potential | F1 | Industrial | Food Products | New | Process | Natural Gas | Gas Boiler - Stack Economizer | A | Integrated Unit Energy Savings (kWh or therms) | Achievable Economic RVT Potential | 0 | 0 | 45.3905 | 45.3325 | 45.2775 | 45.2286 | 45.1586 | 45.1053 | 45.0588 | 45.0231 | 44.982 | 44.9524 | 44.9286 | 44.9167 | 44.8963 | 44.8861 | 44.8778 | 44.8791 | 44.8728 | 44.8734 | 44.8723 | 44.87 | 0
F2_Industrial_Food Products_New_Process_Natural Gas_Gas Boiler - Stack Economizer_A_Achievable Economic RVT Potential | F2 | Industrial | Food Products | New | Process | Natural Gas | Gas Boiler - Stack Economizer | A | Integrated Unit Summer Peak Savings (kW) | Achievable Economic RVT Potential | 0 | 0 | 0 | 0 | 0 | 0 | 0 | 0 | 0 | 0 | 0 | 0 | 0 | 0 | 0 | 0 | 0 | 0 | 0 | 0 | 0 | 0 | 0
F3_Industrial_Food Products_New_Process_Natural Gas_Gas Boiler - Stack Economizer_A_Achievable Economic RVT Potential | F3 | Industrial | Food Products | New | Process | Natural Gas | Gas Boiler - Stack Economizer | A | Integrated Unit Winter Peak Savings (kW) | Achievable Economic RVT Potential | 0 | 0 | 0 | 0 | 0 | 0 | 0 | 0 | 0 | 0 | 0 | 0 | 0 | 0 | 0 | 0 | 0 | 0 | 0 | 0 | 0 | 0 | 0
F4_Industrial_Food Products_New_Process_Natural Gas_Gas Boiler - Stack Economizer_A_Achievable Economic RVT Potential | F4 | Industrial | Food Products | New | Process | Natural Gas | Gas Boiler - Stack Economizer | A | Incremental Energy Savings (MWh or mTherms) | Achievable Economic RVT Potential | 0 | 0 | 0.21381 | 0.37266 | 0.53075 | 0.70768 | 0.81332 | 0.84251 | 0.76121 | 0.68751 | 0.59656 | 0.52019 | 0.45006 | 0.39162 | 0.33034 | 0.28092 | 0.23804 | 0.2114 | 0.36888 | 0.52601 | 0.70211 | 0.80813 | 0
F5_Industrial_Food Products_New_Process_Natural Gas_Gas Boiler - Stack Economizer_A_Achievable Economic RVT Potential | F5 | Industrial | Food Products | New | Process | Natural Gas | Gas Boiler - Stack Economizer | A | Incremental Summer Peak Savings (MW) | Achievable Economic RVT Potential | 0 | 0 | 0 | 0 | 0 | 0 | 0 | 0 | 0 | 0 | 0 | 0 | 0 | 0 | 0 | 0 | 0 | 0 | 0 | 0 | 0 | 0 | 0
F6_Industrial_Food Products_New_Process_Natural Gas_Gas Boiler - Stack Economizer_A_Achievable Economic RVT Potential | F6 | Industrial | Food Products | New | Process | Natural Gas | Gas Boiler - Stack Economizer | A | Incremental Winter Peak Savings (MW) | Achievable Economic RVT Potential | 0 | 0 | 0 | 0 | 0 | 0 | 0 | 0 | 0 | 0 | 0 | 0 | 0 | 0 | 0 | 0 | 0 | 0 | 0 | 0 | 0 | 0 | 0
F7_Industrial_Food Products_New_Process_Natural Gas_Gas Boiler - Stack Economizer_A_Achievable Economic RVT Potential | F7 | Industrial | Food Products | New | Process | Natural Gas | Gas Boiler - Stack Economizer | A | Cumulative Energy Savings (MWh or mTherms) | Achievable Economic RVT Potential | 0 | 0 | 0.21381 | 0.58619 | 1.1162 | 1.8227 | 2.6332 | 3.4726 | 4.2302 | 4.9144 | 5.5065 | 6.023 | 6.4699 | 6.8598 | 7.187 | 7.4663 | 7.703 | 7.7032 | 7.7021 | 7.7022 | 7.702 | 7.7017 | 0
F8_Industrial_Food Products_New_Process_Natural Gas_Gas Boiler - Stack Economizer_A_Achievable Economic RVT Potential | F8 | Industrial | Food Products | New | Process | Natural Gas | Gas Boiler - Stack Economizer | A | Cumulative Summer Peak Savings (MW) | Achievable Economic RVT Potential | 0 | 0 | 0 | 0 | 0 | 0 | 0 | 0 | 0 | 0 | 0 | 0 | 0 | 0 | 0 | 0 | 0 | 0 | 0 | 0 | 0 | 0 | 0
F9_Industrial_Food Products_New_Process_Natural Gas_Gas Boiler - Stack Economizer_A_Achievable Economic RVT Potential | F9 | Industrial | Food Products | New | Process | Natural Gas | Gas Boiler - Stack Economizer | A | Cumulative Winter Peak Savings (MW) | Achievable Economic RVT Potential | 0 | 0 | 0 | 0 | 0 | 0 | 0 | 0 | 0 | 0 | 0 | 0 | 0 | 0 | 0 | 0 | 0 | 0 | 0 | 0 | 0 | 0 | 0
F10_Industrial_Food Products_New_Process_Natural Gas_Gas Boiler - Stack Economizer_A_Achievable Economic RVT Potential | F10 | Industrial | Food Products | New | Process | Natural Gas | Gas Boiler - Stack Economizer | A | Purchases (Incremental) | Achievable Economic RVT Potential | 0 | 0 | 4.7104 | 8.2206 | 11.7221 | 15.6468 | 18.0104 | 18.6788 | 16.8937 | 15.2703 | 13.2621 | 11.572 | 10.0173 | 8.7188 | 7.3578 | 6.2584 | 5.3043 | 4.7104 | 8.2206 | 11.7221 | 15.6468 | 18.0104 | 0
F11_Industrial_Food Products_New_Process_Natural Gas_Gas Boiler - Stack Economizer_A_Achievable Economic RVT Potential | F11 | Industrial | Food Products | New | Process | Natural Gas | Gas Boiler - Stack Economizer | A | Purchases (Cumulative) | Achievable Economic RVT Potential | 0 | 0 | 4.7104 | 12.931 | 24.6531 | 40.2998 | 58.3102 | 76.9889 | 93.8826 | 109.1528 | 122.415 | 133.987 | 144.0043 | 152.7231 | 160.0809 | 166.3393 | 171.6436 | 171.6436 | 171.6436 | 171.6436 | 171.6436 | 171.6436 | 0
F1_Industrial_Food Products_New_Space Heating_Natural Gas_Gas Furnace Tube Inserts_A_Achievable Economic RVT Potential | F1 | Industrial | Food Products | New | Space Heating | Natural Gas | Gas Furnace Tube Inserts | A | Integrated Unit Energy Savings (kWh or therms) | Achievable Economic RVT Potential | 0 | 0 | 0.077905 | 0.077051 | 0.076475 | 0.075955 | 0.075662 | 0.075327 | 0.075021 | 0.074709 | 0.074498 | 0.074274 | 0.073942 | 0.073642 | 0.073355 | 0.073112 | 0.072884 | 0.072585 | 0.072441 | 0.07224 | 0.072079 | 0.071976 | 0
F2_Industrial_Food Products_New_Space Heating_Natural Gas_Gas Furnace Tube Inserts_A_Achievable Economic RVT Potential | F2 | Industrial | Food Products | New | Space Heating | Natural Gas | Gas Furnace Tube Inserts | A | Integrated Unit Summer Peak Savings (kW) | Achievable Economic RVT Potential | 0 | 0 | 0 | 0 | 0 | 0 | 0 | 0 | 0 | 0 | 0 | 0 | 0 | 0 | 0 | 0 | 0 | 0 | 0 | 0 | 0 | 0 | 0
F3_Industrial_Food Products_New_Space Heating_Natural Gas_Gas Furnace Tube Inserts_A_Achievable Economic RVT Potential | F3 | Industrial | Food Products | New | Space Heating | Natural Gas | Gas Furnace Tube Inserts | A | Integrated Unit Winter Peak Savings (kW) | Achievable Economic RVT Potential | 0 | 0 | 0 | 0 | 0 | 0 | 0 | 0 | 0 | 0 | 0 | 0 | 0 | 0 | 0 | 0 | 0 | 0 | 0 | 0 | 0 | 0 | 0
F4_Industrial_Food Products_New_Space Heating_Natural Gas_Gas Furnace Tube Inserts_A_Achievable Economic RVT Potential | F4 | Industrial | Food Products | New | Space Heating | Natural Gas | Gas Furnace Tube Inserts | A | Incremental Energy Savings (MWh or mTherms) | Achievable Economic RVT Potential | 0 | 0 | 0 | 0 | 0 | 0 | 0 | 0 | 0 | 0 | 0 | 0 | 0 | 0 | 0 | 0 | 0 | 0 | 0 | 0 | 0 | 0 | 0
F5_Industrial_Food Products_New_Space Heating_Natural Gas_Gas Furnace Tube Inserts_A_Achievable Economic RVT Potential | F5 | Industrial | Food Products | New | Space Heating | Natural Gas | Gas Furnace Tube Inserts | A | Incremental Summer Peak Savings (MW) | Achievable Economic RVT Potential | 0 | 0 | 0 | 0 | 0 | 0 | 0 | 0 | 0 | 0 | 0 | 0 | 0 | 0 | 0 | 0 | 0 | 0 | 0 | 0 | 0 | 0 | 0
F6_Industrial_Food Products_New_Space Heating_Natural Gas_Gas Furnace Tube Inserts_A_Achievable Economic RVT Potential | F6 | Industrial | Food Products | New | Space Heating | Natural Gas | Gas Furnace Tube Inserts | A | Incremental Winter Peak Savings (MW) | Achievable Economic RVT Potential | 0 | 0 | 0 | 0 | 0 | 0 | 0 | 0 | 0 | 0 | 0 | 0 | 0 | 0 | 0 | 0 | 0 | 0 | 0 | 0 | 0 | 0 | 0
F7_Industrial_Food Products_New_Space Heating_Natural Gas_Gas Furnace Tube Inserts_A_Achievable Economic RVT Potential | F7 | Industrial | Food Products | New | Space Heating | Natural Gas | Gas Furnace Tube Inserts | A | Cumulative Energy Savings (MWh or mTherms) | Achievable Economic RVT Potential | 0 | 0 | 0 | 0 | 0 | 0 | 0 | 0 | 0 | 0 | 0 | 0 | 0 | 0 | 0 | 0 | 0 | 0 | 0 | 0 | 0 | 0 | 0
F8_Industrial_Food Products_New_Space Heating_Natural Gas_Gas Furnace Tube Inserts_A_Achievable Economic RVT Potential | F8 | Industrial | Food Products | New | Space Heating | Natural Gas | Gas Furnace Tube Inserts | A | Cumulative Summer Peak Savings (MW) | Achievable Economic RVT Potential | 0 | 0 | 0 | 0 | 0 | 0 | 0 | 0 | 0 | 0 | 0 | 0 | 0 | 0 | 0 | 0 | 0 | 0 | 0 | 0 | 0 | 0 | 0
F9_Industrial_Food Products_New_Space Heating_Natural Gas_Gas Furnace Tube Inserts_A_Achievable Economic RVT Potential | F9 | Industrial | Food Products | New | Space Heating | Natural Gas | Gas Furnace Tube Inserts | A | Cumulative Winter Peak Savings (MW) | Achievable Economic RVT Potential | 0 | 0 | 0 | 0 | 0 | 0 | 0 | 0 | 0 | 0 | 0 | 0 | 0 | 0 | 0 | 0 | 0 | 0 | 0 | 0 | 0 | 0 | 0
F10_Industrial_Food Products_New_Space Heating_Natural Gas_Gas Furnace Tube Inserts_A_Achievable Economic RVT Potential | F10 | Industrial | Food Products | New | Space Heating | Natural Gas | Gas Furnace Tube Inserts | A | Purchases (Incremental) | Achievable Economic RVT Potential | 0 | 0 | 0 | 0 | 0 | 0 | 0 | 0 | 0 | 0 | 0 | 0 | 0 | 0 | 0 | 0 | 0 | 0 | 0 | 0 | 0 | 0 | 0
F11_Industrial_Food Products_New_Space Heating_Natural Gas_Gas Furnace Tube Inserts_A_Achievable Economic RVT Potential | F11 | Industrial | Food Products | New | Space Heating | Natural Gas | Gas Furnace Tube Inserts | A | Purchases (Cumulative) | Achievable Economic RVT Potential | 0 | 0 | 0 | 0 | 0 | 0 | 0 | 0 | 0 | 0 | 0 | 0 | 0 | 0 | 0 | 0 | 0 | 0 | 0 | 0 | 0 | 0 | 0
F1_Industrial_Food Products_New_Space Heating_Natural Gas_Space Heating - Heat Recovery Ventilator_A_Achievable Economic RVT Potential | F1 | Industrial | Food Products | New | Space Heating | Natural Gas | Space Heating - Heat Recovery Ventilator | A | Integrated Unit Energy Savings (kWh or therms) | Achievable Economic RVT Potential | 0 | 0 | 0.012681 | 0.012528 | 0.012419 | 0.012318 | 0.012244 | 0.012163 | 0.012082 | 0.011996 | 0.011917 | 0.011833 | 0.01173 | 0.011634 | 0.011536 | 0.011455 | 0.011386 | 0.011322 | 0.011283 | 0.01125 | 0.011232 | 0.011228 | 0
F2_Industrial_Food Products_New_Space Heating_Natural Gas_Space Heating - Heat Recovery Ventilator_A_Achievable Economic RVT Potential | F2 | Industrial | Food Products | New | Space Heating | Natural Gas | Space Heating - Heat Recovery Ventilator | A | Integrated Unit Summer Peak Savings (kW) | Achievable Economic RVT Potential | 0 | 0 | 0 | 0 | 0 | 0 | 0 | 0 | 0 | 0 | 0 | 0 | 0 | 0 | 0 | 0 | 0 | 0 | 0 | 0 | 0 | 0 | 0
F3_Industrial_Food Products_New_Space Heating_Natural Gas_Space Heating - Heat Recovery Ventilator_A_Achievable Economic RVT Potential | F3 | Industrial | Food Products | New | Space Heating | Natural Gas | Space Heating - Heat Recovery Ventilator | A | Integrated Unit Winter Peak Savings (kW) | Achievable Economic RVT Potential | 0 | 0 | 0 | 0 | 0 | 0 | 0 | 0 | 0 | 0 | 0 | 0 | 0 | 0 | 0 | 0 | 0 | 0 | 0 | 0 | 0 | 0 | 0
F4_Industrial_Food Products_New_Space Heating_Natural Gas_Space Heating - Heat Recovery Ventilator_A_Achievable Economic RVT Potential | F4 | Industrial | Food Products | New | Space Heating | Natural Gas | Space Heating - Heat Recovery Ventilator | A | Incremental Energy Savings (MWh or mTherms) | Achievable Economic RVT Potential | 0 | 0 | 0 | 0 | 0 | 0 | 0 | 0 | 0 | 0 | 0 | 0 | 0 | 0 | 0 | 0 | 0 | 0 | 0 | 0 | 0 | 0 | 0
F5_Industrial_Food Products_New_Space Heating_Natural Gas_Space Heating - Heat Recovery Ventilator_A_Achievable Economic RVT Potential | F5 | Industrial | Food Products | New | Space Heating | Natural Gas | Space Heating - Heat Recovery Ventilator | A | Incremental Summer Peak Savings (MW) | Achievable Economic RVT Potential | 0 | 0 | 0 | 0 | 0 | 0 | 0 | 0 | 0 | 0 | 0 | 0 | 0 | 0 | 0 | 0 | 0 | 0 | 0 | 0 | 0 | 0 | 0
F6_Industrial_Food Products_New_Space Heating_Natural Gas_Space Heating - Heat Recovery Ventilator_A_Achievable Economic RVT Potential | F6 | Industrial | Food Products | New | Space Heating | Natural Gas | Space Heating - Heat Recovery Ventilator | A | Incremental Winter Peak Savings (MW) | Achievable Economic RVT Potential | 0 | 0 | 0 | 0 | 0 | 0 | 0 | 0 | 0 | 0 | 0 | 0 | 0 | 0 | 0 | 0 | 0 | 0 | 0 | 0 | 0 | 0 | 0
F7_Industrial_Food Products_New_Space Heating_Natural Gas_Space Heating - Heat Recovery Ventilator_A_Achievable Economic RVT Potential | F7 | Industrial | Food Products | New | Space Heating | Natural Gas | Space Heating - Heat Recovery Ventilator | A | Cumulative Energy Savings (MWh or mTherms) | Achievable Economic RVT Potential | 0 | 0 | 0 | 0 | 0 | 0 | 0 | 0 | 0 | 0 | 0 | 0 | 0 | 0 | 0 | 0 | 0 | 0 | 0 | 0 | 0 | 0 | 0
F8_Industrial_Food Products_New_Space Heating_Natural Gas_Space Heating - Heat Recovery Ventilator_A_Achievable Economic RVT Potential | F8 | Industrial | Food Products | New | Space Heating | Natural Gas | Space Heating - Heat Recovery Ventilator | A | Cumulative Summer Peak Savings (MW) | Achievable Economic RVT Potential | 0 | 0 | 0 | 0 | 0 | 0 | 0 | 0 | 0 | 0 | 0 | 0 | 0 | 0 | 0 | 0 | 0 | 0 | 0 | 0 | 0 | 0 | 0
F9_Industrial_Food Products_New_Space Heating_Natural Gas_Space Heating - Heat Recovery Ventilator_A_Achievable Economic RVT Potential | F9 | Industrial | Food Products | New | Space Heating | Natural Gas | Space Heating - Heat Recovery Ventilator | A | Cumulative Winter Peak Savings (MW) | Achievable Economic RVT Potential | 0 | 0 | 0 | 0 | 0 | 0 | 0 | 0 | 0 | 0 | 0 | 0 | 0 | 0 | 0 | 0 | 0 | 0 | 0 | 0 | 0 | 0 | 0
F10_Industrial_Food Products_New_Space Heating_Natural Gas_Space Heating - Heat Recovery Ventilator_A_Achievable Economic RVT Potential | F10 | Industrial | Food Products | New | Space Heating | Natural Gas | Space Heating - Heat Recovery Ventilator | A | Purchases (Incremental) | Achievable Economic RVT Potential | 0 | 0 | 0 | 0 | 0 | 0 | 0 | 0 | 0 | 0 | 0 | 0 | 0 | 0 | 0 | 0 | 0 | 0 | 0 | 0 | 0 | 0 | 0
F11_Industrial_Food Products_New_Space Heating_Natural Gas_Space Heating - Heat Recovery Ventilator_A_Achievable Economic RVT Potential | F11 | Industrial | Food Products | New | Space Heating | Natural Gas | Space Heating - Heat Recovery Ventilator | A | Purchases (Cumulative) | Achievable Economic RVT Potential | 0 | 0 | 0 | 0 | 0 | 0 | 0 | 0 | 0 | 0 | 0 | 0 | 0 | 0 | 0 | 0 | 0 | 0 | 0 | 0 | 0 | 0 | 0
F1_Industrial_Food Products_New_Space Heating_Natural Gas_Thermostat - Programmable_A_Achievable Economic RVT Potential | F1 | Industrial | Food Products | New | Space Heating | Natural Gas | Thermostat - Programmable | A | Integrated Unit Energy Savings (kWh or therms) | Achievable Economic RVT Potential | 0 | 0 | 0.0061349 | 0.0060609 | 0.0060081 | 0.005959 | 0.0059233 | 0.005884 | 0.0058447 | 0.0058033 | 0.0057651 | 0.0057246 | 0.0056744 | 0.0056282 | 0.0055806 | 0.0055415 | 0.0055081 | 0.0054771 | 0.0054582 | 0.0054426 | 0.0054337 | 0.0054319 | 0
F2_Industrial_Food Products_New_Space Heating_Natural Gas_Thermostat - Programmable_A_Achievable Economic RVT Potential | F2 | Industrial | Food Products | New | Space Heating | Natural Gas | Thermostat - Programmable | A | Integrated Unit Summer Peak Savings (kW) | Achievable Economic RVT Potential | 0 | 0 | 0 | 0 | 0 | 0 | 0 | 0 | 0 | 0 | 0 | 0 | 0 | 0 | 0 | 0 | 0 | 0 | 0 | 0 | 0 | 0 | 0
F3_Industrial_Food Products_New_Space Heating_Natural Gas_Thermostat - Programmable_A_Achievable Economic RVT Potential | F3 | Industrial | Food Products | New | Space Heating | Natural Gas | Thermostat - Programmable | A | Integrated Unit Winter Peak Savings (kW) | Achievable Economic RVT Potential | 0 | 0 | 0 | 0 | 0 | 0 | 0 | 0 | 0 | 0 | 0 | 0 | 0 | 0 | 0 | 0 | 0 | 0 | 0 | 0 | 0 | 0 | 0
F4_Industrial_Food Products_New_Space Heating_Natural Gas_Thermostat - Programmable_A_Achievable Economic RVT Potential | F4 | Industrial | Food Products | New | Space Heating | Natural Gas | Thermostat - Programmable | A | Incremental Energy Savings (MWh or mTherms) | Achievable Economic RVT Potential | 0 | 0 | 0 | 0 | 0 | 0 | 0 | 0 | 0 | 0 | 0 | 0 | 0 | 0 | 0 | 0 | 0 | 0 | 0 | 0 | 0 | 0 | 0
F5_Industrial_Food Products_New_Space Heating_Natural Gas_Thermostat - Programmable_A_Achievable Economic RVT Potential | F5 | Industrial | Food Products | New | Space Heating | Natural Gas | Thermostat - Programmable | A | Incremental Summer Peak Savings (MW) | Achievable Economic RVT Potential | 0 | 0 | 0 | 0 | 0 | 0 | 0 | 0 | 0 | 0 | 0 | 0 | 0 | 0 | 0 | 0 | 0 | 0 | 0 | 0 | 0 | 0 | 0
F6_Industrial_Food Products_New_Space Heating_Natural Gas_Thermostat - Programmable_A_Achievable Economic RVT Potential | F6 | Industrial | Food Products | New | Space Heating | Natural Gas | Thermostat - Programmable | A | Incremental Winter Peak Savings (MW) | Achievable Economic RVT Potential | 0 | 0 | 0 | 0 | 0 | 0 | 0 | 0 | 0 | 0 | 0 | 0 | 0 | 0 | 0 | 0 | 0 | 0 | 0 | 0 | 0 | 0 | 0
F7_Industrial_Food Products_New_Space Heating_Natural Gas_Thermostat - Programmable_A_Achievable Economic RVT Potential | F7 | Industrial | Food Products | New | Space Heating | Natural Gas | Thermostat - Programmable | A | Cumulative Energy Savings (MWh or mTherms) | Achievable Economic RVT Potential | 0 | 0 | 0 | 0 | 0 | 0 | 0 | 0 | 0 | 0 | 0 | 0 | 0 | 0 | 0 | 0 | 0 | 0 | 0 | 0 | 0 | 0 | 0
F8_Industrial_Food Products_New_Space Heating_Natural Gas_Thermostat - Programmable_A_Achievable Economic RVT Potential | F8 | Industrial | Food Products | New | Space Heating | Natural Gas | Thermostat - Programmable | A | Cumulative Summer Peak Savings (MW) | Achievable Economic RVT Potential | 0 | 0 | 0 | 0 | 0 | 0 | 0 | 0 | 0 | 0 | 0 | 0 | 0 | 0 | 0 | 0 | 0 | 0 | 0 | 0 | 0 | 0 | 0
F9_Industrial_Food Products_New_Space Heating_Natural Gas_Thermostat - Programmable_A_Achievable Economic RVT Potential | F9 | Industrial | Food Products | New | Space Heating | Natural Gas | Thermostat - Programmable | A | Cumulative Winter Peak Savings (MW) | Achievable Economic RVT Potential | 0 | 0 | 0 | 0 | 0 | 0 | 0 | 0 | 0 | 0 | 0 | 0 | 0 | 0 | 0 | 0 | 0 | 0 | 0 | 0 | 0 | 0 | 0
F10_Industrial_Food Products_New_Space Heating_Natural Gas_Thermostat - Programmable_A_Achievable Economic RVT Potential | F10 | Industrial | Food Products | New | Space Heating | Natural Gas | Thermostat - Programmable | A | Purchases (Incremental) | Achievable Economic RVT Potential | 0 | 0 | 0 | 0 | 0 | 0 | 0 | 0 | 0 | 0 | 0 | 0 | 0 | 0 | 0 | 0 | 0 | 0 | 0 | 0 | 0 | 0 | 0
F11_Industrial_Food Products_New_Space Heating_Natural Gas_Thermostat - Programmable_A_Achievable Economic RVT Potential | F11 | Industrial | Food Products | New | Space Heating | Natural Gas | Thermostat - Programmable | A | Purchases (Cumulative) | Achievable Economic RVT Potential | 0 | 0 | 0 | 0 | 0 | 0 | 0 | 0 | 0 | 0 | 0 | 0 | 0 | 0 | 0 | 0 | 0 | 0 | 0 | 0 | 0 | 0 | 0
F1_Industrial_Food Products_New_Space Heating_Natural Gas_ENERGY STAR Connected Thermostat_A_Achievable Economic RVT Potential | F1 | Industrial | Food Products | New | Space Heating | Natural Gas | ENERGY STAR Connected Thermostat | A | Integrated Unit Energy Savings (kWh or therms) | Achievable Economic RVT Potential | 0 | 0 | 0.01483 | 0.014651 | 0.014524 | 0.014405 | 0.014319 | 0.014224 | 0.014129 | 0.014029 | 0.013936 | 0.013838 | 0.013717 | 0.013605 | 0.01349 | 0.013396 | 0.013315 | 0.01324 | 0.013194 | 0.013157 | 0.013135 | 0.013131 | 0
F2_Industrial_Food Products_New_Space Heating_Natural Gas_ENERGY STAR Connected Thermostat_A_Achievable Economic RVT Potential | F2 | Industrial | Food Products | New | Space Heating | Natural Gas | ENERGY STAR Connected Thermostat | A | Integrated Unit Summer Peak Savings (kW) | Achievable Economic RVT Potential | 0 | 0 | 0 | 0 | 0 | 0 | 0 | 0 | 0 | 0 | 0 | 0 | 0 | 0 | 0 | 0 | 0 | 0 | 0 | 0 | 0 | 0 | 0
F3_Industrial_Food Products_New_Space Heating_Natural Gas_ENERGY STAR Connected Thermostat_A_Achievable Economic RVT Potential | F3 | Industrial | Food Products | New | Space Heating | Natural Gas | ENERGY STAR Connected Thermostat | A | Integrated Unit Winter Peak Savings (kW) | Achievable Economic RVT Potential | 0 | 0 | 0 | 0 | 0 | 0 | 0 | 0 | 0 | 0 | 0 | 0 | 0 | 0 | 0 | 0 | 0 | 0 | 0 | 0 | 0 | 0 | 0
F4_Industrial_Food Products_New_Space Heating_Natural Gas_ENERGY STAR Connected Thermostat_A_Achievable Economic RVT Potential | F4 | Industrial | Food Products | New | Space Heating | Natural Gas | ENERGY STAR Connected Thermostat | A | Incremental Energy Savings (MWh or mTherms) | Achievable Economic RVT Potential | 0 | 0 | 0 | 0 | 0 | 0 | 0 | 0 | 0 | 0 | 0 | 0 | 0 | 0 | 0 | 0 | 0 | 0 | 0 | 0 | 0 | 0 | 0
F5_Industrial_Food Products_New_Space Heating_Natural Gas_ENERGY STAR Connected Thermostat_A_Achievable Economic RVT Potential | F5 | Industrial | Food Products | New | Space Heating | Natural Gas | ENERGY STAR Connected Thermostat | A | Incremental Summer Peak Savings (MW) | Achievable Economic RVT Potential | 0 | 0 | 0 | 0 | 0 | 0 | 0 | 0 | 0 | 0 | 0 | 0 | 0 | 0 | 0 | 0 | 0 | 0 | 0 | 0 | 0 | 0 | 0
F6_Industrial_Food Products_New_Space Heating_Natural Gas_ENERGY STAR Connected Thermostat_A_Achievable Economic RVT Potential | F6 | Industrial | Food Products | New | Space Heating | Natural Gas | ENERGY STAR Connected Thermostat | A | Incremental Winter Peak Savings (MW) | Achievable Economic RVT Potential | 0 | 0 | 0 | 0 | 0 | 0 | 0 | 0 | 0 | 0 | 0 | 0 | 0 | 0 | 0 | 0 | 0 | 0 | 0 | 0 | 0 | 0 | 0
F7_Industrial_Food Products_New_Space Heating_Natural Gas_ENERGY STAR Connected Thermostat_A_Achievable Economic RVT Potential | F7 | Industrial | Food Products | New | Space Heating | Natural Gas | ENERGY STAR Connected Thermostat | A | Cumulative Energy Savings (MWh or mTherms) | Achievable Economic RVT Potential | 0 | 0 | 0 | 0 | 0 | 0 | 0 | 0 | 0 | 0 | 0 | 0 | 0 | 0 | 0 | 0 | 0 | 0 | 0 | 0 | 0 | 0 | 0
F8_Industrial_Food Products_New_Space Heating_Natural Gas_ENERGY STAR Connected Thermostat_A_Achievable Economic RVT Potential | F8 | Industrial | Food Products | New | Space Heating | Natural Gas | ENERGY STAR Connected Thermostat | A | Cumulative Summer Peak Savings (MW) | Achievable Economic RVT Potential | 0 | 0 | 0 | 0 | 0 | 0 | 0 | 0 | 0 | 0 | 0 | 0 | 0 | 0 | 0 | 0 | 0 | 0 | 0 | 0 | 0 | 0 | 0
F9_Industrial_Food Products_New_Space Heating_Natural Gas_ENERGY STAR Connected Thermostat_A_Achievable Economic RVT Potential | F9 | Industrial | Food Products | New | Space Heating | Natural Gas | ENERGY STAR Connected Thermostat | A | Cumulative Winter Peak Savings (MW) | Achievable Economic RVT Potential | 0 | 0 | 0 | 0 | 0 | 0 | 0 | 0 | 0 | 0 | 0 | 0 | 0 | 0 | 0 | 0 | 0 | 0 | 0 | 0 | 0 | 0 | 0
F10_Industrial_Food Products_New_Space Heating_Natural Gas_ENERGY STAR Connected Thermostat_A_Achievable Economic RVT Potential | F10 | Industrial | Food Products | New | Space Heating | Natural Gas | ENERGY STAR Connected Thermostat | A | Purchases (Incremental) | Achievable Economic RVT Potential | 0 | 0 | 0 | 0 | 0 | 0 | 0 | 0 | 0 | 0 | 0 | 0 | 0 | 0 | 0 | 0 | 0 | 0 | 0 | 0 | 0 | 0 | 0
F11_Industrial_Food Products_New_Space Heating_Natural Gas_ENERGY STAR Connected Thermostat_A_Achievable Economic RVT Potential | F11 | Industrial | Food Products | New | Space Heating | Natural Gas | ENERGY STAR Connected Thermostat | A | Purchases (Cumulative) | Achievable Economic RVT Potential | 0 | 0 | 0 | 0 | 0 | 0 | 0 | 0 | 0 | 0 | 0 | 0 | 0 | 0 | 0 | 0 | 0 | 0 | 0 | 0 | 0 | 0 | 0
F1_Industrial_Food Products_New_Space Heating_Natural Gas_Destratification Fans (HVLS)_A_Achievable Economic RVT Potential | F1 | Industrial | Food Products | New | Space Heating | Natural Gas | Destratification Fans (HVLS) | A | Integrated Unit Energy Savings (kWh or therms) | Achievable Economic RVT Potential | 0 | 0 | 0.01483 | 0.014651 | 0.014524 | 0.014405 | 0.014319 | 0.014224 | 0.014129 | 0.014029 | 0.013936 | 0.013838 | 0.013717 | 0.013605 | 0.01349 | 0.013396 | 0.013315 | 0.01324 | 0.013194 | 0.013157 | 0.013135 | 0.013131 | 0
F2_Industrial_Food Products_New_Space Heating_Natural Gas_Destratification Fans (HVLS)_A_Achievable Economic RVT Potential | F2 | Industrial | Food Products | New | Space Heating | Natural Gas | Destratification Fans (HVLS) | A | Integrated Unit Summer Peak Savings (kW) | Achievable Economic RVT Potential | 0 | 0 | 0 | 0 | 0 | 0 | 0 | 0 | 0 | 0 | 0 | 0 | 0 | 0 | 0 | 0 | 0 | 0 | 0 | 0 | 0 | 0 | 0
F3_Industrial_Food Products_New_Space Heating_Natural Gas_Destratification Fans (HVLS)_A_Achievable Economic RVT Potential | F3 | Industrial | Food Products | New | Space Heating | Natural Gas | Destratification Fans (HVLS) | A | Integrated Unit Winter Peak Savings (kW) | Achievable Economic RVT Potential | 0 | 0 | 0 | 0 | 0 | 0 | 0 | 0 | 0 | 0 | 0 | 0 | 0 | 0 | 0 | 0 | 0 | 0 | 0 | 0 | 0 | 0 | 0
F4_Industrial_Food Products_New_Space Heating_Natural Gas_Destratification Fans (HVLS)_A_Achievable Economic RVT Potential | F4 | Industrial | Food Products | New | Space Heating | Natural Gas | Destratification Fans (HVLS) | A | Incremental Energy Savings (MWh or mTherms) | Achievable Economic RVT Potential | 0 | 0 | 0 | 0 | 0 | 0 | 0 | 0 | 0 | 0 | 0 | 0 | 0 | 0 | 0 | 0 | 0 | 0 | 0 | 0 | 0 | 0 | 0
F5_Industrial_Food Products_New_Space Heating_Natural Gas_Destratification Fans (HVLS)_A_Achievable Economic RVT Potential | F5 | Industrial | Food Products | New | Space Heating | Natural Gas | Destratification Fans (HVLS) | A | Incremental Summer Peak Savings (MW) | Achievable Economic RVT Potential | 0 | 0 | 0 | 0 | 0 | 0 | 0 | 0 | 0 | 0 | 0 | 0 | 0 | 0 | 0 | 0 | 0 | 0 | 0 | 0 | 0 | 0 | 0
F6_Industrial_Food Products_New_Space Heating_Natural Gas_Destratification Fans (HVLS)_A_Achievable Economic RVT Potential | F6 | Industrial | Food Products | New | Space Heating | Natural Gas | Destratification Fans (HVLS) | A | Incremental Winter Peak Savings (MW) | Achievable Economic RVT Potential | 0 | 0 | 0 | 0 | 0 | 0 | 0 | 0 | 0 | 0 | 0 | 0 | 0 | 0 | 0 | 0 | 0 | 0 | 0 | 0 | 0 | 0 | 0
F7_Industrial_Food Products_New_Space Heating_Natural Gas_Destratification Fans (HVLS)_A_Achievable Economic RVT Potential | F7 | Industrial | Food Products | New | Space Heating | Natural Gas | Destratification Fans (HVLS) | A | Cumulative Energy Savings (MWh or mTherms) | Achievable Economic RVT Potential | 0 | 0 | 0 | 0 | 0 | 0 | 0 | 0 | 0 | 0 | 0 | 0 | 0 | 0 | 0 | 0 | 0 | 0 | 0 | 0 | 0 | 0 | 0
F8_Industrial_Food Products_New_Space Heating_Natural Gas_Destratification Fans (HVLS)_A_Achievable Economic RVT Potential | F8 | Industrial | Food Products | New | Space Heating | Natural Gas | Destratification Fans (HVLS) | A | Cumulative Summer Peak Savings (MW) | Achievable Economic RVT Potential | 0 | 0 | 0 | 0 | 0 | 0 | 0 | 0 | 0 | 0 | 0 | 0 | 0 | 0 | 0 | 0 | 0 | 0 | 0 | 0 | 0 | 0 | 0
F9_Industrial_Food Products_New_Space Heating_Natural Gas_Destratification Fans (HVLS)_A_Achievable Economic RVT Potential | F9 | Industrial | Food Products | New | Space Heating | Natural Gas | Destratification Fans (HVLS) | A | Cumulative Winter Peak Savings (MW) | Achievable Economic RVT Potential | 0 | 0 | 0 | 0 | 0 | 0 | 0 | 0 | 0 | 0 | 0 | 0 | 0 | 0 | 0 | 0 | 0 | 0 | 0 | 0 | 0 | 0 | 0
F10_Industrial_Food Products_New_Space Heating_Natural Gas_Destratification Fans (HVLS)_A_Achievable Economic RVT Potential | F10 | Industrial | Food Products | New | Space Heating | Natural Gas | Destratification Fans (HVLS) | A | Purchases (Incremental) | Achievable Economic RVT Potential | 0 | 0 | 0 | 0 | 0 | 0 | 0 | 0 | 0 | 0 | 0 | 0 | 0 | 0 | 0 | 0 | 0 | 0 | 0 | 0 | 0 | 0 | 0
F11_Industrial_Food Products_New_Space Heating_Natural Gas_Destratification Fans (HVLS)_A_Achievable Economic RVT Potential | F11 | Industrial | Food Products | New | Space Heating | Natural Gas | Destratification Fans (HVLS) | A | Purchases (Cumulative) | Achievable Economic RVT Potential | 0 | 0 | 0 | 0 | 0 | 0 | 0 | 0 | 0 | 0 | 0 | 0 | 0 | 0 | 0 | 0 | 0 | 0 | 0 | 0 | 0 | 0 | 0
F1_Industrial_Food Products_New_Space Heating_Natural Gas_Gas Boiler - Insulate Steam Lines/Condensate Tank_A_Achievable Economic RVT Potential | F1 | Industrial | Food Products | New | Space Heating | Natural Gas | Gas Boiler - Insulate Steam Lines/Condensate Tank | A | Integrated Unit Energy Savings (kWh or therms) | Achievable Economic RVT Potential | 0 | 0 | 9.8301 | 9.7125 | 9.629 | 9.5512 | 9.4953 | 9.4335 | 9.3715 | 9.3059 | 9.2455 | 9.1813 | 9.1014 | 9.0276 | 8.9517 | 8.8893 | 8.8358 | 8.786 | 8.7558 | 8.7307 | 8.7165 | 8.7135 | 0
F2_Industrial_Food Products_New_Space Heating_Natural Gas_Gas Boiler - Insulate Steam Lines/Condensate Tank_A_Achievable Economic RVT Potential | F2 | Industrial | Food Products | New | Space Heating | Natural Gas | Gas Boiler - Insulate Steam Lines/Condensate Tank | A | Integrated Unit Summer Peak Savings (kW) | Achievable Economic RVT Potential | 0 | 0 | 0 | 0 | 0 | 0 | 0 | 0 | 0 | 0 | 0 | 0 | 0 | 0 | 0 | 0 | 0 | 0 | 0 | 0 | 0 | 0 | 0
F3_Industrial_Food Products_New_Space Heating_Natural Gas_Gas Boiler - Insulate Steam Lines/Condensate Tank_A_Achievable Economic RVT Potential | F3 | Industrial | Food Products | New | Space Heating | Natural Gas | Gas Boiler - Insulate Steam Lines/Condensate Tank | A | Integrated Unit Winter Peak Savings (kW) | Achievable Economic RVT Potential | 0 | 0 | 0 | 0 | 0 | 0 | 0 | 0 | 0 | 0 | 0 | 0 | 0 | 0 | 0 | 0 | 0 | 0 | 0 | 0 | 0 | 0 | 0
F4_Industrial_Food Products_New_Space Heating_Natural Gas_Gas Boiler - Insulate Steam Lines/Condensate Tank_A_Achievable Economic RVT Potential | F4 | Industrial | Food Products | New | Space Heating | Natural Gas | Gas Boiler - Insulate Steam Lines/Condensate Tank | A | Incremental Energy Savings (MWh or mTherms) | Achievable Economic RVT Potential | 0 | 0 | 0.0011097 | 0.0019134 | 0.002705 | 0.0035814 | 0.0040983 | 0.0046919 | 0.0052696 | 0.0059124 | 0.0063768 | 0.0069069 | 0.0074087 | 0.0079951 | 0.0083629 | 0.0088297 | 0.0092981 | 0.0098493 | 0.010213 | 0.010672 | 0.011129 | 0.011598 | 0
F5_Industrial_Food Products_New_Space Heating_Natural Gas_Gas Boiler - Insulate Steam Lines/Condensate Tank_A_Achievable Economic RVT Potential | F5 | Industrial | Food Products | New | Space Heating | Natural Gas | Gas Boiler - Insulate Steam Lines/Condensate Tank | A | Incremental Summer Peak Savings (MW) | Achievable Economic RVT Potential | 0 | 0 | 0 | 0 | 0 | 0 | 0 | 0 | 0 | 0 | 0 | 0 | 0 | 0 | 0 | 0 | 0 | 0 | 0 | 0 | 0 | 0 | 0
F6_Industrial_Food Products_New_Space Heating_Natural Gas_Gas Boiler - Insulate Steam Lines/Condensate Tank_A_Achievable Economic RVT Potential | F6 | Industrial | Food Products | New | Space Heating | Natural Gas | Gas Boiler - Insulate Steam Lines/Condensate Tank | A | Incremental Winter Peak Savings (MW) | Achievable Economic RVT Potential | 0 | 0 | 0 | 0 | 0 | 0 | 0 | 0 | 0 | 0 | 0 | 0 | 0 | 0 | 0 | 0 | 0 | 0 | 0 | 0 | 0 | 0 | 0
F7_Industrial_Food Products_New_Space Heating_Natural Gas_Gas Boiler - Insulate Steam Lines/Condensate Tank_A_Achievable Economic RVT Potential | F7 | Industrial | Food Products | New | Space Heating | Natural Gas | Gas Boiler - Insulate Steam Lines/Condensate Tank | A | Cumulative Energy Savings (MWh or mTherms) | Achievable Economic RVT Potential | 0 | 0 | 0.0011097 | 0.0030098 | 0.0056889 | 0.0092244 | 0.013269 | 0.017874 | 0.023026 | 0.028778 | 0.034967 | 0.041632 | 0.048678 | 0.056279 | 0.064168 | 0.072551 | 0.081412 | 0.090802 | 0.1007 | 0.11109 | 0.12203 | 0.13359 | 0
F8_Industrial_Food Products_New_Space Heating_Natural Gas_Gas Boiler - Insulate Steam Lines/Condensate Tank_A_Achievable Economic RVT Potential | F8 | Industrial | Food Products | New | Space Heating | Natural Gas | Gas Boiler - Insulate Steam Lines/Condensate Tank | A | Cumulative Summer Peak Savings (MW) | Achievable Economic RVT Potential | 0 | 0 | 0 | 0 | 0 | 0 | 0 | 0 | 0 | 0 | 0 | 0 | 0 | 0 | 0 | 0 | 0 | 0 | 0 | 0 | 0 | 0 | 0
F9_Industrial_Food Products_New_Space Heating_Natural Gas_Gas Boiler - Insulate Steam Lines/Condensate Tank_A_Achievable Economic RVT Potential | F9 | Industrial | Food Products | New | Space Heating | Natural Gas | Gas Boiler - Insulate Steam Lines/Condensate Tank | A | Cumulative Winter Peak Savings (MW) | Achievable Economic RVT Potential | 0 | 0 | 0 | 0 | 0 | 0 | 0 | 0 | 0 | 0 | 0 | 0 | 0 | 0 | 0 | 0 | 0 | 0 | 0 | 0 | 0 | 0 | 0
F10_Industrial_Food Products_New_Space Heating_Natural Gas_Gas Boiler - Insulate Steam Lines/Condensate Tank_A_Achievable Economic RVT Potential | F10 | Industrial | Food Products | New | Space Heating | Natural Gas | Gas Boiler - Insulate Steam Lines/Condensate Tank | A | Purchases (Incremental) | Achievable Economic RVT Potential | 0 | 0 | 0.11288 | 0.19701 | 0.28092 | 0.37497 | 0.43162 | 0.49737 | 0.5623 | 0.63533 | 0.68973 | 0.75229 | 0.81402 | 0.88563 | 0.93423 | 0.9933 | 1.0523 | 1.121 | 1.1664 | 1.2223 | 1.2767 | 1.331 | 0
F11_Industrial_Food Products_New_Space Heating_Natural Gas_Gas Boiler - Insulate Steam Lines/Condensate Tank_A_Achievable Economic RVT Potential | F11 | Industrial | Food Products | New | Space Heating | Natural Gas | Gas Boiler - Insulate Steam Lines/Condensate Tank | A | Purchases (Cumulative) | Achievable Economic RVT Potential | 0 | 0 | 0.11288 | 0.30989 | 0.59081 | 0.96578 | 1.3974 | 1.8948 | 2.4571 | 3.0924 | 3.7821 | 4.5344 | 5.3484 | 6.2341 | 7.1683 | 8.1616 | 9.2139 | 10.3349 | 11.5014 | 12.7237 | 14.0004 | 15.3314 | 0
F1_Industrial_Food Products_New_Process_Natural Gas_Gas Boiler - Insulate Steam Lines/Condensate Tank_A_Achievable Economic RVT Potential | F1 | Industrial | Food Products | New | Process | Natural Gas | Gas Boiler - Insulate Steam Lines/Condensate Tank | A | Integrated Unit Energy Savings (kWh or therms) | Achievable Economic RVT Potential | 0 | 0 | 375.6139 | 375.195 | 374.7965 | 374.4417 | 373.9326 | 373.5526 | 373.2267 | 372.9837 | 372.7089 | 372.5215 | 372.382 | 372.3329 | 372.2314 | 372.204 | 372.1929 | 372.2526 | 372.2686 | 372.332 | 372.3818 | 372.4221 | 0
F2_Industrial_Food Products_New_Process_Natural Gas_Gas Boiler - Insulate Steam Lines/Condensate Tank_A_Achievable Economic RVT Potential | F2 | Industrial | Food Products | New | Process | Natural Gas | Gas Boiler - Insulate Steam Lines/Condensate Tank | A | Integrated Unit Summer Peak Savings (kW) | Achievable Economic RVT Potential | 0 | 0 | 0 | 0 | 0 | 0 | 0 | 0 | 0 | 0 | 0 | 0 | 0 | 0 | 0 | 0 | 0 | 0 | 0 | 0 | 0 | 0 | 0
F3_Industrial_Food Products_New_Process_Natural Gas_Gas Boiler - Insulate Steam Lines/Condensate Tank_A_Achievable Economic RVT Potential | F3 | Industrial | Food Products | New | Process | Natural Gas | Gas Boiler - Insulate Steam Lines/Condensate Tank | A | Integrated Unit Winter Peak Savings (kW) | Achievable Economic RVT Potential | 0 | 0 | 0 | 0 | 0 | 0 | 0 | 0 | 0 | 0 | 0 | 0 | 0 | 0 | 0 | 0 | 0 | 0 | 0 | 0 | 0 | 0 | 0
F4_Industrial_Food Products_New_Process_Natural Gas_Gas Boiler - Insulate Steam Lines/Condensate Tank_A_Achievable Economic RVT Potential | F4 | Industrial | Food Products | New | Process | Natural Gas | Gas Boiler - Insulate Steam Lines/Condensate Tank | A | Incremental Energy Savings (MWh or mTherms) | Achievable Economic RVT Potential | 0 | 0 | 0.1011 | 0.17625 | 0.25105 | 0.33479 | 0.38484 | 0.44302 | 0.50041 | 0.56504 | 0.61296 | 0.66822 | 0.72279 | 0.78627 | 0.82919 | 0.88155 | 0.93391 | 0.99505 | 1.0354 | 1.0852 | 1.1337 | 1.1819 | 0
F5_Industrial_Food Products_New_Process_Natural Gas_Gas Boiler - Insulate Steam Lines/Condensate Tank_A_Achievable Economic RVT Potential | F5 | Industrial | Food Products | New | Process | Natural Gas | Gas Boiler - Insulate Steam Lines/Condensate Tank | A | Incremental Summer Peak Savings (MW) | Achievable Economic RVT Potential | 0 | 0 | 0 | 0 | 0 | 0 | 0 | 0 | 0 | 0 | 0 | 0 | 0 | 0 | 0 | 0 | 0 | 0 | 0 | 0 | 0 | 0 | 0
F6_Industrial_Food Products_New_Process_Natural Gas_Gas Boiler - Insulate Steam Lines/Condensate Tank_A_Achievable Economic RVT Potential | F6 | Industrial | Food Products | New | Process | Natural Gas | Gas Boiler - Insulate Steam Lines/Condensate Tank | A | Incremental Winter Peak Savings (MW) | Achievable Economic RVT Potential | 0 | 0 | 0 | 0 | 0 | 0 | 0 | 0 | 0 | 0 | 0 | 0 | 0 | 0 | 0 | 0 | 0 | 0 | 0 | 0 | 0 | 0 | 0
F7_Industrial_Food Products_New_Process_Natural Gas_Gas Boiler - Insulate Steam Lines/Condensate Tank_A_Achievable Economic RVT Potential | F7 | Industrial | Food Products | New | Process | Natural Gas | Gas Boiler - Insulate Steam Lines/Condensate Tank | A | Cumulative Energy Savings (MWh or mTherms) | Achievable Economic RVT Potential | 0 | 0 | 0.1011 | 0.27724 | 0.528 | 0.86229 | 1.246 | 1.6877 | 2.1866 | 2.7503 | 3.3612 | 4.0277 | 4.749 | 5.5346 | 6.3623 | 7.2434 | 8.1771 | 9.1735 | 10.2092 | 11.2962 | 12.4313 | 13.6146 | 0
F8_Industrial_Food Products_New_Process_Natural Gas_Gas Boiler - Insulate Steam Lines/Condensate Tank_A_Achievable Economic RVT Potential | F8 | Industrial | Food Products | New | Process | Natural Gas | Gas Boiler - Insulate Steam Lines/Condensate Tank | A | Cumulative Summer Peak Savings (MW) | Achievable Economic RVT Potential | 0 | 0 | 0 | 0 | 0 | 0 | 0 | 0 | 0 | 0 | 0 | 0 | 0 | 0 | 0 | 0 | 0 | 0 | 0 | 0 | 0 | 0 | 0
F9_Industrial_Food Products_New_Process_Natural Gas_Gas Boiler - Insulate Steam Lines/Condensate Tank_A_Achievable Economic RVT Potential | F9 | Industrial | Food Products | New | Process | Natural Gas | Gas Boiler - Insulate Steam Lines/Condensate Tank | A | Cumulative Winter Peak Savings (MW) | Achievable Economic RVT Potential | 0 | 0 | 0 | 0 | 0 | 0 | 0 | 0 | 0 | 0 | 0 | 0 | 0 | 0 | 0 | 0 | 0 | 0 | 0 | 0 | 0 | 0 | 0
F10_Industrial_Food Products_New_Process_Natural Gas_Gas Boiler - Insulate Steam Lines/Condensate Tank_A_Achievable Economic RVT Potential | F10 | Industrial | Food Products | New | Process | Natural Gas | Gas Boiler - Insulate Steam Lines/Condensate Tank | A | Purchases (Incremental) | Achievable Economic RVT Potential | 0 | 0 | 0.26917 | 0.46975 | 0.66984 | 0.8941 | 1.0292 | 1.186 | 1.3408 | 1.5149 | 1.6446 | 1.7938 | 1.941 | 2.1117 | 2.2276 | 2.3685 | 2.5092 | 2.673 | 2.7813 | 2.9146 | 3.0443 | 3.1737 | 0
F11_Industrial_Food Products_New_Process_Natural Gas_Gas Boiler - Insulate Steam Lines/Condensate Tank_A_Achievable Economic RVT Potential | F11 | Industrial | Food Products | New | Process | Natural Gas | Gas Boiler - Insulate Steam Lines/Condensate Tank | A | Purchases (Cumulative) | Achievable Economic RVT Potential | 0 | 0 | 0.26917 | 0.73892 | 1.4088 | 2.3029 | 3.332 | 4.518 | 5.8588 | 7.3737 | 9.0183 | 10.8121 | 12.753 | 14.8648 | 17.0924 | 19.4609 | 21.9701 | 24.6431 | 27.4244 | 30.339 | 33.3833 | 36.557 | 0
F1_Industrial_Food Products_New_Space Heating_Natural Gas_Gas Boiler - Insulate Hot Water Lines_A_Achievable Economic RVT Potential | F1 | Industrial | Food Products | New | Space Heating | Natural Gas | Gas Boiler - Insulate Hot Water Lines | A | Integrated Unit Energy Savings (kWh or therms) | Achievable Economic RVT Potential | 0 | 0 | 11.1132 | 10.9829 | 10.8928 | 10.8113 | 10.759 | 10.7037 | 10.6531 | 10.6032 | 10.5663 | 10.5288 | 10.4765 | 10.4302 | 10.3848 | 10.3474 | 10.3131 | 10.2716 | 10.2509 | 10.2236 | 10.202 | 10.1885 | 0
F2_Industrial_Food Products_New_Space Heating_Natural Gas_Gas Boiler - Insulate Hot Water Lines_A_Achievable Economic RVT Potential | F2 | Industrial | Food Products | New | Space Heating | Natural Gas | Gas Boiler - Insulate Hot Water Lines | A | Integrated Unit Summer Peak Savings (kW) | Achievable Economic RVT Potential | 0 | 0 | 0 | 0 | 0 | 0 | 0 | 0 | 0 | 0 | 0 | 0 | 0 | 0 | 0 | 0 | 0 | 0 | 0 | 0 | 0 | 0 | 0
F3_Industrial_Food Products_New_Space Heating_Natural Gas_Gas Boiler - Insulate Hot Water Lines_A_Achievable Economic RVT Potential | F3 | Industrial | Food Products | New | Space Heating | Natural Gas | Gas Boiler - Insulate Hot Water Lines | A | Integrated Unit Winter Peak Savings (kW) | Achievable Economic RVT Potential | 0 | 0 | 0 | 0 | 0 | 0 | 0 | 0 | 0 | 0 | 0 | 0 | 0 | 0 | 0 | 0 | 0 | 0 | 0 | 0 | 0 | 0 | 0
F4_Industrial_Food Products_New_Space Heating_Natural Gas_Gas Boiler - Insulate Hot Water Lines_A_Achievable Economic RVT Potential | F4 | Industrial | Food Products | New | Space Heating | Natural Gas | Gas Boiler - Insulate Hot Water Lines | A | Incremental Energy Savings (MWh or mTherms) | Achievable Economic RVT Potential | 0 | 0 | 0.0012545 | 0.0021637 | 0.00306 | 0.0040539 | 0.0046437 | 0.0053237 | 0.0059902 | 0.0067365 | 0.0072878 | 0.0079206 | 0.008528 | 0.0092373 | 0.0097017 | 0.010278 | 0.010853 | 0.011515 | 0.011957 | 0.012497 | 0.013025 | 0.013561 | 0
F5_Industrial_Food Products_New_Space Heating_Natural Gas_Gas Boiler - Insulate Hot Water Lines_A_Achievable Economic RVT Potential | F5 | Industrial | Food Products | New | Space Heating | Natural Gas | Gas Boiler - Insulate Hot Water Lines | A | Incremental Summer Peak Savings (MW) | Achievable Economic RVT Potential | 0 | 0 | 0 | 0 | 0 | 0 | 0 | 0 | 0 | 0 | 0 | 0 | 0 | 0 | 0 | 0 | 0 | 0 | 0 | 0 | 0 | 0 | 0
F6_Industrial_Food Products_New_Space Heating_Natural Gas_Gas Boiler - Insulate Hot Water Lines_A_Achievable Economic RVT Potential | F6 | Industrial | Food Products | New | Space Heating | Natural Gas | Gas Boiler - Insulate Hot Water Lines | A | Incremental Winter Peak Savings (MW) | Achievable Economic RVT Potential | 0 | 0 | 0 | 0 | 0 | 0 | 0 | 0 | 0 | 0 | 0 | 0 | 0 | 0 | 0 | 0 | 0 | 0 | 0 | 0 | 0 | 0 | 0
F7_Industrial_Food Products_New_Space Heating_Natural Gas_Gas Boiler - Insulate Hot Water Lines_A_Achievable Economic RVT Potential | F7 | Industrial | Food Products | New | Space Heating | Natural Gas | Gas Boiler - Insulate Hot Water Lines | A | Cumulative Energy Savings (MWh or mTherms) | Achievable Economic RVT Potential | 0 | 0 | 0.0012545 | 0.0034035 | 0.0064355 | 0.010441 | 0.015035 | 0.020281 | 0.026176 | 0.032789 | 0.039963 | 0.047742 | 0.056033 | 0.065022 | 0.074441 | 0.084451 | 0.095024 | 0.10616 | 0.1179 | 0.13008 | 0.14283 | 0.1562 | 0
F8_Industrial_Food Products_New_Space Heating_Natural Gas_Gas Boiler - Insulate Hot Water Lines_A_Achievable Economic RVT Potential | F8 | Industrial | Food Products | New | Space Heating | Natural Gas | Gas Boiler - Insulate Hot Water Lines | A | Cumulative Summer Peak Savings (MW) | Achievable Economic RVT Potential | 0 | 0 | 0 | 0 | 0 | 0 | 0 | 0 | 0 | 0 | 0 | 0 | 0 | 0 | 0 | 0 | 0 | 0 | 0 | 0 | 0 | 0 | 0
F9_Industrial_Food Products_New_Space Heating_Natural Gas_Gas Boiler - Insulate Hot Water Lines_A_Achievable Economic RVT Potential | F9 | Industrial | Food Products | New | Space Heating | Natural Gas | Gas Boiler - Insulate Hot Water Lines | A | Cumulative Winter Peak Savings (MW) | Achievable Economic RVT Potential | 0 | 0 | 0 | 0 | 0 | 0 | 0 | 0 | 0 | 0 | 0 | 0 | 0 | 0 | 0 | 0 | 0 | 0 | 0 | 0 | 0 | 0 | 0
F10_Industrial_Food Products_New_Space Heating_Natural Gas_Gas Boiler - Insulate Hot Water Lines_A_Achievable Economic RVT Potential | F10 | Industrial | Food Products | New | Space Heating | Natural Gas | Gas Boiler - Insulate Hot Water Lines | A | Purchases (Incremental) | Achievable Economic RVT Potential | 0 | 0 | 0.11288 | 0.19701 | 0.28092 | 0.37497 | 0.43162 | 0.49737 | 0.5623 | 0.63533 | 0.68973 | 0.75229 | 0.81402 | 0.88563 | 0.93423 | 0.9933 | 1.0523 | 1.121 | 1.1664 | 1.2223 | 1.2767 | 1.331 | 0
F11_Industrial_Food Products_New_Space Heating_Natural Gas_Gas Boiler - Insulate Hot Water Lines_A_Achievable Economic RVT Potential | F11 | Industrial | Food Products | New | Space Heating | Natural Gas | Gas Boiler - Insulate Hot Water Lines | A | Purchases (Cumulative) | Achievable Economic RVT Potential | 0 | 0 | 0.11288 | 0.30989 | 0.59081 | 0.96578 | 1.3974 | 1.8948 | 2.4571 | 3.0924 | 3.7821 | 4.5344 | 5.3484 | 6.2341 | 7.1683 | 8.1616 | 9.2139 | 10.3349 | 11.5014 | 12.7237 | 14.0004 | 15.3314 | 0
F1_Industrial_Food Products_New_Process_Natural Gas_Gas Boiler - Insulate Hot Water Lines_A_Achievable Economic RVT Potential | F1 | Industrial | Food Products | New | Process | Natural Gas | Gas Boiler - Insulate Hot Water Lines | A | Integrated Unit Energy Savings (kWh or therms) | Achievable Economic RVT Potential | 0 | 0 | 424.8922 | 424.6076 | 424.3316 | 424.0858 | 423.7276 | 423.4662 | 423.2295 | 423.0442 | 422.8427 | 422.7071 | 422.6171 | 422.6047 | 422.5707 | 422.5958 | 422.6366 | 422.7399 | 422.8173 | 422.9323 | 423.0364 | 423.1318 | 0
F2_Industrial_Food Products_New_Process_Natural Gas_Gas Boiler - Insulate Hot Water Lines_A_Achievable Economic RVT Potential | F2 | Industrial | Food Products | New | Process | Natural Gas | Gas Boiler - Insulate Hot Water Lines | A | Integrated Unit Summer Peak Savings (kW) | Achievable Economic RVT Potential | 0 | 0 | 0 | 0 | 0 | 0 | 0 | 0 | 0 | 0 | 0 | 0 | 0 | 0 | 0 | 0 | 0 | 0 | 0 | 0 | 0 | 0 | 0
F3_Industrial_Food Products_New_Process_Natural Gas_Gas Boiler - Insulate Hot Water Lines_A_Achievable Economic RVT Potential | F3 | Industrial | Food Products | New | Process | Natural Gas | Gas Boiler - Insulate Hot Water Lines | A | Integrated Unit Winter Peak Savings (kW) | Achievable Economic RVT Potential | 0 | 0 | 0 | 0 | 0 | 0 | 0 | 0 | 0 | 0 | 0 | 0 | 0 | 0 | 0 | 0 | 0 | 0 | 0 | 0 | 0 | 0 | 0
F4_Industrial_Food Products_New_Process_Natural Gas_Gas Boiler - Insulate Hot Water Lines_A_Achievable Economic RVT Potential | F4 | Industrial | Food Products | New | Process | Natural Gas | Gas Boiler - Insulate Hot Water Lines | A | Incremental Energy Savings (MWh or mTherms) | Achievable Economic RVT Potential | 0 | 0 | 0.11437 | 0.19946 | 0.28423 | 0.37918 | 0.43609 | 0.50221 | 0.56745 | 0.64088 | 0.69541 | 0.75825 | 0.82029 | 0.89243 | 0.94133 | 1.0009 | 1.0605 | 1.13 | 1.176 | 1.2327 | 1.2879 | 1.3429 | 0
F5_Industrial_Food Products_New_Process_Natural Gas_Gas Boiler - Insulate Hot Water Lines_A_Achievable Economic RVT Potential | F5 | Industrial | Food Products | New | Process | Natural Gas | Gas Boiler - Insulate Hot Water Lines | A | Incremental Summer Peak Savings (MW) | Achievable Economic RVT Potential | 0 | 0 | 0 | 0 | 0 | 0 | 0 | 0 | 0 | 0 | 0 | 0 | 0 | 0 | 0 | 0 | 0 | 0 | 0 | 0 | 0 | 0 | 0
F6_Industrial_Food Products_New_Process_Natural Gas_Gas Boiler - Insulate Hot Water Lines_A_Achievable Economic RVT Potential | F6 | Industrial | Food Products | New | Process | Natural Gas | Gas Boiler - Insulate Hot Water Lines | A | Incremental Winter Peak Savings (MW) | Achievable Economic RVT Potential | 0 | 0 | 0 | 0 | 0 | 0 | 0 | 0 | 0 | 0 | 0 | 0 | 0 | 0 | 0 | 0 | 0 | 0 | 0 | 0 | 0 | 0 | 0
F7_Industrial_Food Products_New_Process_Natural Gas_Gas Boiler - Insulate Hot Water Lines_A_Achievable Economic RVT Potential | F7 | Industrial | Food Products | New | Process | Natural Gas | Gas Boiler - Insulate Hot Water Lines | A | Cumulative Energy Savings (MWh or mTherms) | Achievable Economic RVT Potential | 0 | 0 | 0.11437 | 0.31375 | 0.59778 | 0.97661 | 1.4119 | 1.9132 | 2.4796 | 3.1194 | 3.8133 | 4.5703 | 5.3897 | 6.2819 | 7.2227 | 8.2241 | 9.2853 | 10.4176 | 11.5955 | 12.8313 | 14.1224 | 15.4684 | 0
F8_Industrial_Food Products_New_Process_Natural Gas_Gas Boiler - Insulate Hot Water Lines_A_Achievable Economic RVT Potential | F8 | Industrial | Food Products | New | Process | Natural Gas | Gas Boiler - Insulate Hot Water Lines | A | Cumulative Summer Peak Savings (MW) | Achievable Economic RVT Potential | 0 | 0 | 0 | 0 | 0 | 0 | 0 | 0 | 0 | 0 | 0 | 0 | 0 | 0 | 0 | 0 | 0 | 0 | 0 | 0 | 0 | 0 | 0
F9_Industrial_Food Products_New_Process_Natural Gas_Gas Boiler - Insulate Hot Water Lines_A_Achievable Economic RVT Potential | F9 | Industrial | Food Products | New | Process | Natural Gas | Gas Boiler - Insulate Hot Water Lines | A | Cumulative Winter Peak Savings (MW) | Achievable Economic RVT Potential | 0 | 0 | 0 | 0 | 0 | 0 | 0 | 0 | 0 | 0 | 0 | 0 | 0 | 0 | 0 | 0 | 0 | 0 | 0 | 0 | 0 | 0 | 0
F10_Industrial_Food Products_New_Process_Natural Gas_Gas Boiler - Insulate Hot Water Lines_A_Achievable Economic RVT Potential | F10 | Industrial | Food Products | New | Process | Natural Gas | Gas Boiler - Insulate Hot Water Lines | A | Purchases (Incremental) | Achievable Economic RVT Potential | 0 | 0 | 0.26917 | 0.46975 | 0.66984 | 0.8941 | 1.0292 | 1.186 | 1.3408 | 1.5149 | 1.6446 | 1.7938 | 1.941 | 2.1117 | 2.2276 | 2.3685 | 2.5092 | 2.673 | 2.7813 | 2.9146 | 3.0443 | 3.1737 | 0
F11_Industrial_Food Products_New_Process_Natural Gas_Gas Boiler - Insulate Hot Water Lines_A_Achievable Economic RVT Potential | F11 | Industrial | Food Products | New | Process | Natural Gas | Gas Boiler - Insulate Hot Water Lines | A | Purchases (Cumulative) | Achievable Economic RVT Potential | 0 | 0 | 0.26917 | 0.73892 | 1.4088 | 2.3029 | 3.332 | 4.518 | 5.8588 | 7.3737 | 9.0183 | 10.8121 | 12.753 | 14.8648 | 17.0924 | 19.4609 | 21.9701 | 24.6431 | 27.4244 | 30.339 | 33.3833 | 36.557 | 0
F1_Industrial_Food Products_New_Process_Natural Gas_Process - Insulate Heated Process Fluids_A_Achievable Economic RVT Potential | F1 | Industrial | Food Products | New | Process | Natural Gas | Process - Insulate Heated Process Fluids | A | Integrated Unit Energy Savings (kWh or therms) | Achievable Economic RVT Potential | 0 | 0 | 275.2028 | 274.9678 | 274.7421 | 274.5413 | 274.2509 | 274.0312 | 273.8286 | 273.6649 | 273.4802 | 273.3446 | 273.2386 | 273.1893 | 273.1115 | 273.0798 | 273.0587 | 273.0846 | 273.0781 | 273.104 | 273.1222 | 273.135 | 0
F2_Industrial_Food Products_New_Process_Natural Gas_Process - Insulate Heated Process Fluids_A_Achievable Economic RVT Potential | F2 | Industrial | Food Products | New | Process | Natural Gas | Process - Insulate Heated Process Fluids | A | Integrated Unit Summer Peak Savings (kW) | Achievable Economic RVT Potential | 0 | 0 | 0 | 0 | 0 | 0 | 0 | 0 | 0 | 0 | 0 | 0 | 0 | 0 | 0 | 0 | 0 | 0 | 0 | 0 | 0 | 0 | 0
F3_Industrial_Food Products_New_Process_Natural Gas_Process - Insulate Heated Process Fluids_A_Achievable Economic RVT Potential | F3 | Industrial | Food Products | New | Process | Natural Gas | Process - Insulate Heated Process Fluids | A | Integrated Unit Winter Peak Savings (kW) | Achievable Economic RVT Potential | 0 | 0 | 0 | 0 | 0 | 0 | 0 | 0 | 0 | 0 | 0 | 0 | 0 | 0 | 0 | 0 | 0 | 0 | 0 | 0 | 0 | 0 | 0
F4_Industrial_Food Products_New_Process_Natural Gas_Process - Insulate Heated Process Fluids_A_Achievable Economic RVT Potential | F4 | Industrial | Food Products | New | Process | Natural Gas | Process - Insulate Heated Process Fluids | A | Incremental Energy Savings (MWh or mTherms) | Achievable Economic RVT Potential | 0 | 0 | 0.16204 | 0.28255 | 0.40257 | 0.53696 | 0.61742 | 0.63982 | 0.57825 | 0.52237 | 0.45337 | 0.39539 | 0.34214 | 0.29774 | 0.25119 | 0.21363 | 0.18105 | 0.15431 | 0.0010951 | 0.0004099 | 0.00014597 | 4.9622e-05 | 0
F5_Industrial_Food Products_New_Process_Natural Gas_Process - Insulate Heated Process Fluids_A_Achievable Economic RVT Potential | F5 | Industrial | Food Products | New | Process | Natural Gas | Process - Insulate Heated Process Fluids | A | Incremental Summer Peak Savings (MW) | Achievable Economic RVT Potential | 0 | 0 | 0 | 0 | 0 | 0 | 0 | 0 | 0 | 0 | 0 | 0 | 0 | 0 | 0 | 0 | 0 | 0 | 0 | 0 | 0 | 0 | 0
F6_Industrial_Food Products_New_Process_Natural Gas_Process - Insulate Heated Process Fluids_A_Achievable Economic RVT Potential | F6 | Industrial | Food Products | New | Process | Natural Gas | Process - Insulate Heated Process Fluids | A | Incremental Winter Peak Savings (MW) | Achievable Economic RVT Potential | 0 | 0 | 0 | 0 | 0 | 0 | 0 | 0 | 0 | 0 | 0 | 0 | 0 | 0 | 0 | 0 | 0 | 0 | 0 | 0 | 0 | 0 | 0
F7_Industrial_Food Products_New_Process_Natural Gas_Process - Insulate Heated Process Fluids_A_Achievable Economic RVT Potential | F7 | Industrial | Food Products | New | Process | Natural Gas | Process - Insulate Heated Process Fluids | A | Cumulative Energy Savings (MWh or mTherms) | Achievable Economic RVT Potential | 0 | 0 | 0.16204 | 0.44445 | 0.84665 | 1.383 | 1.999 | 2.6372 | 3.2135 | 3.7339 | 4.1848 | 4.5781 | 4.9184 | 5.2153 | 5.465 | 5.678 | 5.8586 | 6.0135 | 6.0144 | 6.0154 | 6.0159 | 6.0163 | 0
F8_Industrial_Food Products_New_Process_Natural Gas_Process - Insulate Heated Process Fluids_A_Achievable Economic RVT Potential | F8 | Industrial | Food Products | New | Process | Natural Gas | Process - Insulate Heated Process Fluids | A | Cumulative Summer Peak Savings (MW) | Achievable Economic RVT Potential | 0 | 0 | 0 | 0 | 0 | 0 | 0 | 0 | 0 | 0 | 0 | 0 | 0 | 0 | 0 | 0 | 0 | 0 | 0 | 0 | 0 | 0 | 0
F9_Industrial_Food Products_New_Process_Natural Gas_Process - Insulate Heated Process Fluids_A_Achievable Economic RVT Potential | F9 | Industrial | Food Products | New | Process | Natural Gas | Process - Insulate Heated Process Fluids | A | Cumulative Winter Peak Savings (MW) | Achievable Economic RVT Potential | 0 | 0 | 0 | 0 | 0 | 0 | 0 | 0 | 0 | 0 | 0 | 0 | 0 | 0 | 0 | 0 | 0 | 0 | 0 | 0 | 0 | 0 | 0
F10_Industrial_Food Products_New_Process_Natural Gas_Process - Insulate Heated Process Fluids_A_Achievable Economic RVT Potential | F10 | Industrial | Food Products | New | Process | Natural Gas | Process - Insulate Heated Process Fluids | A | Purchases (Incremental) | Achievable Economic RVT Potential | 0 | 0 | 0.5888 | 1.0276 | 1.4653 | 1.9558 | 2.2513 | 2.3348 | 2.1117 | 1.9088 | 1.6578 | 1.4465 | 1.2522 | 1.0899 | 0.91973 | 0.7823 | 0.66303 | 0.56506 | 0.0040102 | 0.0015009 | 0.00053444 | 0.00018168 | 0
F11_Industrial_Food Products_New_Process_Natural Gas_Process - Insulate Heated Process Fluids_A_Achievable Economic RVT Potential | F11 | Industrial | Food Products | New | Process | Natural Gas | Process - Insulate Heated Process Fluids | A | Purchases (Cumulative) | Achievable Economic RVT Potential | 0 | 0 | 0.5888 | 1.6164 | 3.0816 | 5.0375 | 7.2888 | 9.6236 | 11.7353 | 13.6441 | 15.3019 | 16.7484 | 18.0005 | 19.0904 | 20.0101 | 20.7924 | 21.4554 | 22.0205 | 22.0245 | 22.026 | 22.0266 | 22.0267 | 0
F1_Industrial_Food Products_New_Process_Natural Gas_Process Heat Recovery_A_Achievable Economic RVT Potential | F1 | Industrial | Food Products | New | Process | Natural Gas | Process Heat Recovery | A | Integrated Unit Energy Savings (kWh or therms) | Achievable Economic RVT Potential | 0 | 0 | 3.2259 | 3.2201 | 3.2147 | 3.2097 | 3.2025 | 3.1969 | 3.1921 | 3.1884 | 3.1843 | 3.1813 | 3.1791 | 3.178 | 3.1762 | 3.1755 | 3.1751 | 3.176 | 3.176 | 3.1766 | 3.1771 | 3.1775 | 0
F2_Industrial_Food Products_New_Process_Natural Gas_Process Heat Recovery_A_Achievable Economic RVT Potential | F2 | Industrial | Food Products | New | Process | Natural Gas | Process Heat Recovery | A | Integrated Unit Summer Peak Savings (kW) | Achievable Economic RVT Potential | 0 | 0 | 0 | 0 | 0 | 0 | 0 | 0 | 0 | 0 | 0 | 0 | 0 | 0 | 0 | 0 | 0 | 0 | 0 | 0 | 0 | 0 | 0
F3_Industrial_Food Products_New_Process_Natural Gas_Process Heat Recovery_A_Achievable Economic RVT Potential | F3 | Industrial | Food Products | New | Process | Natural Gas | Process Heat Recovery | A | Integrated Unit Winter Peak Savings (kW) | Achievable Economic RVT Potential | 0 | 0 | 0 | 0 | 0 | 0 | 0 | 0 | 0 | 0 | 0 | 0 | 0 | 0 | 0 | 0 | 0 | 0 | 0 | 0 | 0 | 0 | 0
F4_Industrial_Food Products_New_Process_Natural Gas_Process Heat Recovery_A_Achievable Economic RVT Potential | F4 | Industrial | Food Products | New | Process | Natural Gas | Process Heat Recovery | A | Incremental Energy Savings (MWh or mTherms) | Achievable Economic RVT Potential | 0 | 0 | 0 | 0 | 0 | 0 | 0 | 0 | 0 | 0 | 0 | 0 | 0 | 0 | 0 | 0 | 0 | 0 | 0 | 0 | 0 | 0 | 0
F5_Industrial_Food Products_New_Process_Natural Gas_Process Heat Recovery_A_Achievable Economic RVT Potential | F5 | Industrial | Food Products | New | Process | Natural Gas | Process Heat Recovery | A | Incremental Summer Peak Savings (MW) | Achievable Economic RVT Potential | 0 | 0 | 0 | 0 | 0 | 0 | 0 | 0 | 0 | 0 | 0 | 0 | 0 | 0 | 0 | 0 | 0 | 0 | 0 | 0 | 0 | 0 | 0
F6_Industrial_Food Products_New_Process_Natural Gas_Process Heat Recovery_A_Achievable Economic RVT Potential | F6 | Industrial | Food Products | New | Process | Natural Gas | Process Heat Recovery | A | Incremental Winter Peak Savings (MW) | Achievable Economic RVT Potential | 0 | 0 | 0 | 0 | 0 | 0 | 0 | 0 | 0 | 0 | 0 | 0 | 0 | 0 | 0 | 0 | 0 | 0 | 0 | 0 | 0 | 0 | 0
F7_Industrial_Food Products_New_Process_Natural Gas_Process Heat Recovery_A_Achievable Economic RVT Potential | F7 | Industrial | Food Products | New | Process | Natural Gas | Process Heat Recovery | A | Cumulative Energy Savings (MWh or mTherms) | Achievable Economic RVT Potential | 0 | 0 | 0 | 0 | 0 | 0 | 0 | 0 | 0 | 0 | 0 | 0 | 0 | 0 | 0 | 0 | 0 | 0 | 0 | 0 | 0 | 0 | 0
F8_Industrial_Food Products_New_Process_Natural Gas_Process Heat Recovery_A_Achievable Economic RVT Potential | F8 | Industrial | Food Products | New | Process | Natural Gas | Process Heat Recovery | A | Cumulative Summer Peak Savings (MW) | Achievable Economic RVT Potential | 0 | 0 | 0 | 0 | 0 | 0 | 0 | 0 | 0 | 0 | 0 | 0 | 0 | 0 | 0 | 0 | 0 | 0 | 0 | 0 | 0 | 0 | 0
F9_Industrial_Food Products_New_Process_Natural Gas_Process Heat Recovery_A_Achievable Economic RVT Potential | F9 | Industrial | Food Products | New | Process | Natural Gas | Process Heat Recovery | A | Cumulative Winter Peak Savings (MW) | Achievable Economic RVT Potential | 0 | 0 | 0 | 0 | 0 | 0 | 0 | 0 | 0 | 0 | 0 | 0 | 0 | 0 | 0 | 0 | 0 | 0 | 0 | 0 | 0 | 0 | 0
F10_Industrial_Food Products_New_Process_Natural Gas_Process Heat Recovery_A_Achievable Economic RVT Potential | F10 | Industrial | Food Products | New | Process | Natural Gas | Process Heat Recovery | A | Purchases (Incremental) | Achievable Economic RVT Potential | 0 | 0 | 0 | 0 | 0 | 0 | 0 | 0 | 0 | 0 | 0 | 0 | 0 | 0 | 0 | 0 | 0 | 0 | 0 | 0 | 0 | 0 | 0
F11_Industrial_Food Products_New_Process_Natural Gas_Process Heat Recovery_A_Achievable Economic RVT Potential | F11 | Industrial | Food Products | New | Process | Natural Gas | Process Heat Recovery | A | Purchases (Cumulative) | Achievable Economic RVT Potential | 0 | 0 | 0 | 0 | 0 | 0 | 0 | 0 | 0 | 0 | 0 | 0 | 0 | 0 | 0 | 0 | 0 | 0 | 0 | 0 | 0 | 0 | 0
F1_Industrial_Food Products_New_Space Heating_Natural Gas_Building Automation System_A_Achievable Economic RVT Potential | F1 | Industrial | Food Products | New | Space Heating | Natural Gas | Building Automation System | A | Integrated Unit Energy Savings (kWh or therms) | Achievable Economic RVT Potential | 0 | 0 | 0.014835 | 0.01466 | 0.01454 | 0.01443 | 0.01436 | 0.014286 | 0.014218 | 0.014151 | 0.014101 | 0.01405 | 0.01398 | 0.013918 | 0.013857 | 0.013807 | 0.01376 | 0.013705 | 0.013677 | 0.01364 | 0.01361 | 0.013592 | 0
F2_Industrial_Food Products_New_Space Heating_Natural Gas_Building Automation System_A_Achievable Economic RVT Potential | F2 | Industrial | Food Products | New | Space Heating | Natural Gas | Building Automation System | A | Integrated Unit Summer Peak Savings (kW) | Achievable Economic RVT Potential | 0 | 0 | 0 | 0 | 0 | 0 | 0 | 0 | 0 | 0 | 0 | 0 | 0 | 0 | 0 | 0 | 0 | 0 | 0 | 0 | 0 | 0 | 0
F3_Industrial_Food Products_New_Space Heating_Natural Gas_Building Automation System_A_Achievable Economic RVT Potential | F3 | Industrial | Food Products | New | Space Heating | Natural Gas | Building Automation System | A | Integrated Unit Winter Peak Savings (kW) | Achievable Economic RVT Potential | 0 | 0 | 0 | 0 | 0 | 0 | 0 | 0 | 0 | 0 | 0 | 0 | 0 | 0 | 0 | 0 | 0 | 0 | 0 | 0 | 0 | 0 | 0
F4_Industrial_Food Products_New_Space Heating_Natural Gas_Building Automation System_A_Achievable Economic RVT Potential | F4 | Industrial | Food Products | New | Space Heating | Natural Gas | Building Automation System | A | Incremental Energy Savings (MWh or mTherms) | Achievable Economic RVT Potential | 0 | 0 | 0.0028201 | 0.0097223 | 0.024413 | 0.052608 | 0.091465 | 0.15017 | 0.22985 | 0.33507 | 0.44833 | 0.57458 | 0.69405 | 0.79972 | 0.84341 | 0.84226 | 0.78191 | 0.68606 | 0.54475 | 0.39416 | 0.26247 | 0.1782 | 0
F5_Industrial_Food Products_New_Space Heating_Natural Gas_Building Automation System_A_Achievable Economic RVT Potential | F5 | Industrial | Food Products | New | Space Heating | Natural Gas | Building Automation System | A | Incremental Summer Peak Savings (MW) | Achievable Economic RVT Potential | 0 | 0 | 0 | 0 | 0 | 0 | 0 | 0 | 0 | 0 | 0 | 0 | 0 | 0 | 0 | 0 | 0 | 0 | 0 | 0 | 0 | 0 | 0
F6_Industrial_Food Products_New_Space Heating_Natural Gas_Building Automation System_A_Achievable Economic RVT Potential | F6 | Industrial | Food Products | New | Space Heating | Natural Gas | Building Automation System | A | Incremental Winter Peak Savings (MW) | Achievable Economic RVT Potential | 0 | 0 | 0 | 0 | 0 | 0 | 0 | 0 | 0 | 0 | 0 | 0 | 0 | 0 | 0 | 0 | 0 | 0 | 0 | 0 | 0 | 0 | 0
F7_Industrial_Food Products_New_Space Heating_Natural Gas_Building Automation System_A_Achievable Economic RVT Potential | F7 | Industrial | Food Products | New | Space Heating | Natural Gas | Building Automation System | A | Cumulative Energy Savings (MWh or mTherms) | Achievable Economic RVT Potential | 0 | 0 | 0.0028201 | 0.012509 | 0.036819 | 0.08915 | 0.18018 | 0.32942 | 0.5577 | 0.89015 | 1.3353 | 1.9051 | 2.5897 | 3.3779 | 4.2064 | 5.0335 | 5.7985 | 6.4584 | 6.9809 | 7.3334 | 7.5304 | 7.6119 | 0
F8_Industrial_Food Products_New_Space Heating_Natural Gas_Building Automation System_A_Achievable Economic RVT Potential | F8 | Industrial | Food Products | New | Space Heating | Natural Gas | Building Automation System | A | Cumulative Summer Peak Savings (MW) | Achievable Economic RVT Potential | 0 | 0 | 0 | 0 | 0 | 0 | 0 | 0 | 0 | 0 | 0 | 0 | 0 | 0 | 0 | 0 | 0 | 0 | 0 | 0 | 0 | 0 | 0
F9_Industrial_Food Products_New_Space Heating_Natural Gas_Building Automation System_A_Achievable Economic RVT Potential | F9 | Industrial | Food Products | New | Space Heating | Natural Gas | Building Automation System | A | Cumulative Winter Peak Savings (MW) | Achievable Economic RVT Potential | 0 | 0 | 0 | 0 | 0 | 0 | 0 | 0 | 0 | 0 | 0 | 0 | 0 | 0 | 0 | 0 | 0 | 0 | 0 | 0 | 0 | 0 | 0
F10_Industrial_Food Products_New_Space Heating_Natural Gas_Building Automation System_A_Achievable Economic RVT Potential | F10 | Industrial | Food Products | New | Space Heating | Natural Gas | Building Automation System | A | Purchases (Incremental) | Achievable Economic RVT Potential | 0 | 0 | 190.1012 | 663.1717 | 1679.0411 | 3645.6184 | 6369.4341 | 10512.1563 | 16166.0577 | 23678.9927 | 31794.239 | 40893.7178 | 49644.9185 | 57458.833 | 60865.1295 | 61003.3541 | 56822.7404 | 50060.1331 | 39831.1369 | 28897.5664 | 19284.0439 | 13110.865 | 0
F11_Industrial_Food Products_New_Space Heating_Natural Gas_Building Automation System_A_Achievable Economic RVT Potential | F11 | Industrial | Food Products | New | Space Heating | Natural Gas | Building Automation System | A | Purchases (Cumulative) | Achievable Economic RVT Potential | 0 | 0 | 190.1012 | 853.273 | 2532.314 | 6177.9325 | 12547.3666 | 23059.5229 | 39225.5807 | 62904.5734 | 94698.8123 | 135592.5302 | 185237.4486 | 242696.2817 | 303561.4112 | 364564.7653 | 421387.5057 | 471257.5375 | 510425.5027 | 537644.028 | 553282.4535 | 560023.8844 | 0
F1_Industrial_Food Products_New_Space Heating_Natural Gas_Steam System Efficiency Improvements_A_Achievable Economic RVT Potential | F1 | Industrial | Food Products | New | Space Heating | Natural Gas | Steam System Efficiency Improvements | A | Integrated Unit Energy Savings (kWh or therms) | Achievable Economic RVT Potential | 0 | 0 | 0.13317 | 0.13171 | 0.13073 | 0.12984 | 0.12934 | 0.12877 | 0.12824 | 0.12771 | 0.12735 | 0.12697 | 0.1264 | 0.12589 | 0.1254 | 0.12498 | 0.12459 | 0.12408 | 0.12383 | 0.12349 | 0.12321 | 0.12304 | 0
F2_Industrial_Food Products_New_Space Heating_Natural Gas_Steam System Efficiency Improvements_A_Achievable Economic RVT Potential | F2 | Industrial | Food Products | New | Space Heating | Natural Gas | Steam System Efficiency Improvements | A | Integrated Unit Summer Peak Savings (kW) | Achievable Economic RVT Potential | 0 | 0 | 0 | 0 | 0 | 0 | 0 | 0 | 0 | 0 | 0 | 0 | 0 | 0 | 0 | 0 | 0 | 0 | 0 | 0 | 0 | 0 | 0
F3_Industrial_Food Products_New_Space Heating_Natural Gas_Steam System Efficiency Improvements_A_Achievable Economic RVT Potential | F3 | Industrial | Food Products | New | Space Heating | Natural Gas | Steam System Efficiency Improvements | A | Integrated Unit Winter Peak Savings (kW) | Achievable Economic RVT Potential | 0 | 0 | 0 | 0 | 0 | 0 | 0 | 0 | 0 | 0 | 0 | 0 | 0 | 0 | 0 | 0 | 0 | 0 | 0 | 0 | 0 | 0 | 0
F4_Industrial_Food Products_New_Space Heating_Natural Gas_Steam System Efficiency Improvements_A_Achievable Economic RVT Potential | F4 | Industrial | Food Products | New | Space Heating | Natural Gas | Steam System Efficiency Improvements | A | Incremental Energy Savings (MWh or mTherms) | Achievable Economic RVT Potential | 0 | 0 | 0.00017942 | 0.00061905 | 0.0015556 | 0.0033547 | 0.0058385 | 0.0095933 | 0.014693 | 0.021432 | 0.028696 | 0.036797 | 0.044473 | 0.051263 | 0.05409 | 0.054034 | 0.050174 | 0.044021 | 0.051009 | 0.054738 | 0.056454 | 0.055103 | 0
F5_Industrial_Food Products_New_Space Heating_Natural Gas_Steam System Efficiency Improvements_A_Achievable Economic RVT Potential | F5 | Industrial | Food Products | New | Space Heating | Natural Gas | Steam System Efficiency Improvements | A | Incremental Summer Peak Savings (MW) | Achievable Economic RVT Potential | 0 | 0 | 0 | 0 | 0 | 0 | 0 | 0 | 0 | 0 | 0 | 0 | 0 | 0 | 0 | 0 | 0 | 0 | 0 | 0 | 0 | 0 | 0
F6_Industrial_Food Products_New_Space Heating_Natural Gas_Steam System Efficiency Improvements_A_Achievable Economic RVT Potential | F6 | Industrial | Food Products | New | Space Heating | Natural Gas | Steam System Efficiency Improvements | A | Incremental Winter Peak Savings (MW) | Achievable Economic RVT Potential | 0 | 0 | 0 | 0 | 0 | 0 | 0 | 0 | 0 | 0 | 0 | 0 | 0 | 0 | 0 | 0 | 0 | 0 | 0 | 0 | 0 | 0 | 0
F7_Industrial_Food Products_New_Space Heating_Natural Gas_Steam System Efficiency Improvements_A_Achievable Economic RVT Potential | F7 | Industrial | Food Products | New | Space Heating | Natural Gas | Steam System Efficiency Improvements | A | Cumulative Energy Savings (MWh or mTherms) | Achievable Economic RVT Potential | 0 | 0 | 0.00017942 | 0.0007965 | 0.0023462 | 0.0056849 | 0.011501 | 0.02087 | 0.034876 | 0.054643 | 0.079894 | 0.11072 | 0.14528 | 0.18153 | 0.21387 | 0.23903 | 0.25235 | 0.25152 | 0.25102 | 0.25032 | 0.24976 | 0.24941 | 0
F8_Industrial_Food Products_New_Space Heating_Natural Gas_Steam System Efficiency Improvements_A_Achievable Economic RVT Potential | F8 | Industrial | Food Products | New | Space Heating | Natural Gas | Steam System Efficiency Improvements | A | Cumulative Summer Peak Savings (MW) | Achievable Economic RVT Potential | 0 | 0 | 0 | 0 | 0 | 0 | 0 | 0 | 0 | 0 | 0 | 0 | 0 | 0 | 0 | 0 | 0 | 0 | 0 | 0 | 0 | 0 | 0
F9_Industrial_Food Products_New_Space Heating_Natural Gas_Steam System Efficiency Improvements_A_Achievable Economic RVT Potential | F9 | Industrial | Food Products | New | Space Heating | Natural Gas | Steam System Efficiency Improvements | A | Cumulative Winter Peak Savings (MW) | Achievable Economic RVT Potential | 0 | 0 | 0 | 0 | 0 | 0 | 0 | 0 | 0 | 0 | 0 | 0 | 0 | 0 | 0 | 0 | 0 | 0 | 0 | 0 | 0 | 0 | 0
F10_Industrial_Food Products_New_Space Heating_Natural Gas_Steam System Efficiency Improvements_A_Achievable Economic RVT Potential | F10 | Industrial | Food Products | New | Space Heating | Natural Gas | Steam System Efficiency Improvements | A | Purchases (Incremental) | Achievable Economic RVT Potential | 0 | 0 | 1.3473 | 4.7 | 11.8996 | 25.8369 | 45.141 | 74.5009 | 114.5708 | 167.8159 | 225.3297 | 289.8188 | 351.8396 | 407.2178 | 431.3586 | 432.3382 | 402.7097 | 354.7823 | 411.9178 | 443.2582 | 458.1752 | 447.8507 | 0
F11_Industrial_Food Products_New_Space Heating_Natural Gas_Steam System Efficiency Improvements_A_Achievable Economic RVT Potential | F11 | Industrial | Food Products | New | Space Heating | Natural Gas | Steam System Efficiency Improvements | A | Purchases (Cumulative) | Achievable Economic RVT Potential | 0 | 0 | 1.3473 | 6.0472 | 17.9468 | 43.7838 | 88.9247 | 162.0784 | 271.9492 | 427.8656 | 627.3583 | 872.0361 | 1149.3748 | 1442.0217 | 1705.5644 | 1912.573 | 2025.4639 | 2027.0594 | 2027.0594 | 2027.0594 | 2027.0594 | 2027.0594 | 0
F1_Industrial_Food Products_New_Process_Natural Gas_Steam System Efficiency Improvements_A_Achievable Economic RVT Potential | F1 | Industrial | Food Products | New | Process | Natural Gas | Steam System Efficiency Improvements | A | Integrated Unit Energy Savings (kWh or therms) | Achievable Economic RVT Potential | 0 | 0 | 5.0902 | 5.0901 | 5.09 | 5.0902 | 5.0902 | 5.0903 | 5.0904 | 5.0904 | 5.0905 | 5.0905 | 5.0905 | 5.0905 | 5.0906 | 5.0906 | 5.0906 | 5.0906 | 5.0906 | 5.0906 | 5.0906 | 5.0906 | 0
F2_Industrial_Food Products_New_Process_Natural Gas_Steam System Efficiency Improvements_A_Achievable Economic RVT Potential | F2 | Industrial | Food Products | New | Process | Natural Gas | Steam System Efficiency Improvements | A | Integrated Unit Summer Peak Savings (kW) | Achievable Economic RVT Potential | 0 | 0 | 0 | 0 | 0 | 0 | 0 | 0 | 0 | 0 | 0 | 0 | 0 | 0 | 0 | 0 | 0 | 0 | 0 | 0 | 0 | 0 | 0
F3_Industrial_Food Products_New_Process_Natural Gas_Steam System Efficiency Improvements_A_Achievable Economic RVT Potential | F3 | Industrial | Food Products | New | Process | Natural Gas | Steam System Efficiency Improvements | A | Integrated Unit Winter Peak Savings (kW) | Achievable Economic RVT Potential | 0 | 0 | 0 | 0 | 0 | 0 | 0 | 0 | 0 | 0 | 0 | 0 | 0 | 0 | 0 | 0 | 0 | 0 | 0 | 0 | 0 | 0 | 0
F4_Industrial_Food Products_New_Process_Natural Gas_Steam System Efficiency Improvements_A_Achievable Economic RVT Potential | F4 | Industrial | Food Products | New | Process | Natural Gas | Steam System Efficiency Improvements | A | Incremental Energy Savings (MWh or mTherms) | Achievable Economic RVT Potential | 0 | 0 | 0.00042163 | 0.0014708 | 0.0037238 | 0.0080855 | 0.014127 | 0.023315 | 0.035856 | 0.05252 | 0.07052 | 0.090703 | 0.11011 | 0.12745 | 0.135 | 0.13531 | 0.12604 | 0.11104 | 0.12892 | 0.13873 | 0.1434 | 0.14016 | 0
F5_Industrial_Food Products_New_Process_Natural Gas_Steam System Efficiency Improvements_A_Achievable Economic RVT Potential | F5 | Industrial | Food Products | New | Process | Natural Gas | Steam System Efficiency Improvements | A | Incremental Summer Peak Savings (MW) | Achievable Economic RVT Potential | 0 | 0 | 0 | 0 | 0 | 0 | 0 | 0 | 0 | 0 | 0 | 0 | 0 | 0 | 0 | 0 | 0 | 0 | 0 | 0 | 0 | 0 | 0
F6_Industrial_Food Products_New_Process_Natural Gas_Steam System Efficiency Improvements_A_Achievable Economic RVT Potential | F6 | Industrial | Food Products | New | Process | Natural Gas | Steam System Efficiency Improvements | A | Incremental Winter Peak Savings (MW) | Achievable Economic RVT Potential | 0 | 0 | 0 | 0 | 0 | 0 | 0 | 0 | 0 | 0 | 0 | 0 | 0 | 0 | 0 | 0 | 0 | 0 | 0 | 0 | 0 | 0 | 0
F7_Industrial_Food Products_New_Process_Natural Gas_Steam System Efficiency Improvements_A_Achievable Economic RVT Potential | F7 | Industrial | Food Products | New | Process | Natural Gas | Steam System Efficiency Improvements | A | Cumulative Energy Savings (MWh or mTherms) | Achievable Economic RVT Potential | 0 | 0 | 0.00042163 | 0.0018924 | 0.0056162 | 0.013702 | 0.027829 | 0.050723 | 0.085108 | 0.1339 | 0.19634 | 0.27292 | 0.35971 | 0.4513 | 0.53379 | 0.59858 | 0.63391 | 0.63441 | 0.63441 | 0.63441 | 0.63441 | 0.63441 | 0
F8_Industrial_Food Products_New_Process_Natural Gas_Steam System Efficiency Improvements_A_Achievable Economic RVT Potential | F8 | Industrial | Food Products | New | Process | Natural Gas | Steam System Efficiency Improvements | A | Cumulative Summer Peak Savings (MW) | Achievable Economic RVT Potential | 0 | 0 | 0 | 0 | 0 | 0 | 0 | 0 | 0 | 0 | 0 | 0 | 0 | 0 | 0 | 0 | 0 | 0 | 0 | 0 | 0 | 0 | 0
F9_Industrial_Food Products_New_Process_Natural Gas_Steam System Efficiency Improvements_A_Achievable Economic RVT Potential | F9 | Industrial | Food Products | New | Process | Natural Gas | Steam System Efficiency Improvements | A | Cumulative Winter Peak Savings (MW) | Achievable Economic RVT Potential | 0 | 0 | 0 | 0 | 0 | 0 | 0 | 0 | 0 | 0 | 0 | 0 | 0 | 0 | 0 | 0 | 0 | 0 | 0 | 0 | 0 | 0 | 0
F10_Industrial_Food Products_New_Process_Natural Gas_Steam System Efficiency Improvements_A_Achievable Economic RVT Potential | F10 | Industrial | Food Products | New | Process | Natural Gas | Steam System Efficiency Improvements | A | Purchases (Incremental) | Achievable Economic RVT Potential | 0 | 0 | 0.08283 | 0.28895 | 0.73159 | 1.5885 | 2.7753 | 4.5803 | 7.0438 | 10.3173 | 13.8533 | 17.8181 | 21.6311 | 25.0358 | 26.52 | 26.5802 | 24.7586 | 21.812 | 25.3247 | 27.2515 | 28.1686 | 27.5339 | 0
F11_Industrial_Food Products_New_Process_Natural Gas_Steam System Efficiency Improvements_A_Achievable Economic RVT Potential | F11 | Industrial | Food Products | New | Process | Natural Gas | Steam System Efficiency Improvements | A | Purchases (Cumulative) | Achievable Economic RVT Potential | 0 | 0 | 0.08283 | 0.37179 | 1.1034 | 2.6918 | 5.4671 | 9.9646 | 16.7195 | 26.3052 | 38.57 | 53.6128 | 70.6636 | 88.6556 | 104.8582 | 117.5851 | 124.5256 | 124.6237 | 124.6237 | 124.6237 | 124.6237 | 124.6237 | 0
F1_Industrial_Food Products_New_Space Heating_Natural Gas_Strategic Energy Management_A_Achievable Economic RVT Potential | F1 | Industrial | Food Products | New | Space Heating | Natural Gas | Strategic Energy Management | A | Integrated Unit Energy Savings (kWh or therms) | Achievable Economic RVT Potential | 0 | 0 | 7.5356 | 7.4512 | 7.3938 | 7.3419 | 7.3112 | 7.2766 | 7.2446 | 7.2121 | 7.1888 | 7.1644 | 7.1296 | 7.0982 | 7.0678 | 7.0424 | 7.0189 | 6.9897 | 6.9748 | 6.955 | 6.939 | 6.9287 | 0
F2_Industrial_Food Products_New_Space Heating_Natural Gas_Strategic Energy Management_A_Achievable Economic RVT Potential | F2 | Industrial | Food Products | New | Space Heating | Natural Gas | Strategic Energy Management | A | Integrated Unit Summer Peak Savings (kW) | Achievable Economic RVT Potential | 0 | 0 | 0 | 0 | 0 | 0 | 0 | 0 | 0 | 0 | 0 | 0 | 0 | 0 | 0 | 0 | 0 | 0 | 0 | 0 | 0 | 0 | 0
F3_Industrial_Food Products_New_Space Heating_Natural Gas_Strategic Energy Management_A_Achievable Economic RVT Potential | F3 | Industrial | Food Products | New | Space Heating | Natural Gas | Strategic Energy Management | A | Integrated Unit Winter Peak Savings (kW) | Achievable Economic RVT Potential | 0 | 0 | 0 | 0 | 0 | 0 | 0 | 0 | 0 | 0 | 0 | 0 | 0 | 0 | 0 | 0 | 0 | 0 | 0 | 0 | 0 | 0 | 0
F4_Industrial_Food Products_New_Space Heating_Natural Gas_Strategic Energy Management_A_Achievable Economic RVT Potential | F4 | Industrial | Food Products | New | Space Heating | Natural Gas | Strategic Energy Management | A | Incremental Energy Savings (MWh or mTherms) | Achievable Economic RVT Potential | 0 | 0 | 0.01775 | 0.03063 | 0.04334 | 0.057445 | 0.065846 | 0.075518 | 0.085001 | 0.095611 | 0.10346 | 0.11246 | 0.1211 | 0.13117 | 0.13778 | 0.14596 | 0.15412 | 0.1635 | 0.16976 | 0.17739 | 0.19811 | 0.21454 | 0
F5_Industrial_Food Products_New_Space Heating_Natural Gas_Strategic Energy Management_A_Achievable Economic RVT Potential | F5 | Industrial | Food Products | New | Space Heating | Natural Gas | Strategic Energy Management | A | Incremental Summer Peak Savings (MW) | Achievable Economic RVT Potential | 0 | 0 | 0 | 0 | 0 | 0 | 0 | 0 | 0 | 0 | 0 | 0 | 0 | 0 | 0 | 0 | 0 | 0 | 0 | 0 | 0 | 0 | 0
F6_Industrial_Food Products_New_Space Heating_Natural Gas_Strategic Energy Management_A_Achievable Economic RVT Potential | F6 | Industrial | Food Products | New | Space Heating | Natural Gas | Strategic Energy Management | A | Incremental Winter Peak Savings (MW) | Achievable Economic RVT Potential | 0 | 0 | 0 | 0 | 0 | 0 | 0 | 0 | 0 | 0 | 0 | 0 | 0 | 0 | 0 | 0 | 0 | 0 | 0 | 0 | 0 | 0 | 0
F7_Industrial_Food Products_New_Space Heating_Natural Gas_Strategic Energy Management_A_Achievable Economic RVT Potential | F7 | Industrial | Food Products | New | Space Heating | Natural Gas | Strategic Energy Management | A | Cumulative Energy Savings (MWh or mTherms) | Achievable Economic RVT Potential | 0 | 0 | 0.01775 | 0.048181 | 0.09115 | 0.14796 | 0.21318 | 0.27055 | 0.32458 | 0.37646 | 0.42246 | 0.46896 | 0.51379 | 0.55942 | 0.6011 | 0.64355 | 0.68535 | 0.71081 | 0.72149 | 0.72048 | 0.71883 | 0.71776 | 0
F8_Industrial_Food Products_New_Space Heating_Natural Gas_Strategic Energy Management_A_Achievable Economic RVT Potential | F8 | Industrial | Food Products | New | Space Heating | Natural Gas | Strategic Energy Management | A | Cumulative Summer Peak Savings (MW) | Achievable Economic RVT Potential | 0 | 0 | 0 | 0 | 0 | 0 | 0 | 0 | 0 | 0 | 0 | 0 | 0 | 0 | 0 | 0 | 0 | 0 | 0 | 0 | 0 | 0 | 0
F9_Industrial_Food Products_New_Space Heating_Natural Gas_Strategic Energy Management_A_Achievable Economic RVT Potential | F9 | Industrial | Food Products | New | Space Heating | Natural Gas | Strategic Energy Management | A | Cumulative Winter Peak Savings (MW) | Achievable Economic RVT Potential | 0 | 0 | 0 | 0 | 0 | 0 | 0 | 0 | 0 | 0 | 0 | 0 | 0 | 0 | 0 | 0 | 0 | 0 | 0 | 0 | 0 | 0 | 0
F10_Industrial_Food Products_New_Space Heating_Natural Gas_Strategic Energy Management_A_Achievable Economic RVT Potential | F10 | Industrial | Food Products | New | Space Heating | Natural Gas | Strategic Energy Management | A | Purchases (Incremental) | Achievable Economic RVT Potential | 0 | 0 | 2.3555 | 4.1107 | 5.8617 | 7.8242 | 9.0062 | 10.3782 | 11.733 | 13.2569 | 14.3919 | 15.6973 | 16.9854 | 18.4796 | 19.4937 | 20.7263 | 21.9579 | 23.3916 | 24.3387 | 25.5056 | 28.5505 | 30.964 | 0
F11_Industrial_Food Products_New_Space Heating_Natural Gas_Strategic Energy Management_A_Achievable Economic RVT Potential | F11 | Industrial | Food Products | New | Space Heating | Natural Gas | Strategic Energy Management | A | Purchases (Cumulative) | Achievable Economic RVT Potential | 0 | 0 | 2.3555 | 6.4662 | 12.3279 | 20.1521 | 29.1583 | 37.1811 | 44.8033 | 52.1985 | 58.7662 | 65.4573 | 72.0645 | 78.8111 | 85.0479 | 91.3823 | 97.6429 | 101.6937 | 103.442 | 103.5922 | 103.5922 | 103.5922 | 0
F1_Industrial_Food Products_New_Process_Natural Gas_Strategic Energy Management_A_Achievable Economic RVT Potential | F1 | Industrial | Food Products | New | Process | Natural Gas | Strategic Energy Management | A | Integrated Unit Energy Savings (kWh or therms) | Achievable Economic RVT Potential | 0 | 0 | 30.2042 | 30.2032 | 30.2027 | 30.2035 | 30.2037 | 30.2037 | 30.2036 | 30.2033 | 30.2028 | 30.2022 | 30.2016 | 30.2011 | 30.2006 | 30.2004 | 30.2005 | 30.201 | 30.2012 | 30.2015 | 30.2018 | 30.202 | 0
F2_Industrial_Food Products_New_Process_Natural Gas_Strategic Energy Management_A_Achievable Economic RVT Potential | F2 | Industrial | Food Products | New | Process | Natural Gas | Strategic Energy Management | A | Integrated Unit Summer Peak Savings (kW) | Achievable Economic RVT Potential | 0 | 0 | 0 | 0 | 0 | 0 | 0 | 0 | 0 | 0 | 0 | 0 | 0 | 0 | 0 | 0 | 0 | 0 | 0 | 0 | 0 | 0 | 0
F3_Industrial_Food Products_New_Process_Natural Gas_Strategic Energy Management_A_Achievable Economic RVT Potential | F3 | Industrial | Food Products | New | Process | Natural Gas | Strategic Energy Management | A | Integrated Unit Winter Peak Savings (kW) | Achievable Economic RVT Potential | 0 | 0 | 0 | 0 | 0 | 0 | 0 | 0 | 0 | 0 | 0 | 0 | 0 | 0 | 0 | 0 | 0 | 0 | 0 | 0 | 0 | 0 | 0
F4_Industrial_Food Products_New_Process_Natural Gas_Strategic Energy Management_A_Achievable Economic RVT Potential | F4 | Industrial | Food Products | New | Process | Natural Gas | Strategic Energy Management | A | Incremental Energy Savings (MWh or mTherms) | Achievable Economic RVT Potential | 0 | 0 | 0.29268 | 0.51076 | 0.72831 | 0.97218 | 1.119 | 1.2895 | 1.4579 | 1.6472 | 1.7882 | 1.9503 | 2.1103 | 2.296 | 2.4219 | 2.575 | 2.7281 | 2.9062 | 3.0239 | 3.1689 | 3.5473 | 3.8472 | 0
F5_Industrial_Food Products_New_Process_Natural Gas_Strategic Energy Management_A_Achievable Economic RVT Potential | F5 | Industrial | Food Products | New | Process | Natural Gas | Strategic Energy Management | A | Incremental Summer Peak Savings (MW) | Achievable Economic RVT Potential | 0 | 0 | 0 | 0 | 0 | 0 | 0 | 0 | 0 | 0 | 0 | 0 | 0 | 0 | 0 | 0 | 0 | 0 | 0 | 0 | 0 | 0 | 0
F6_Industrial_Food Products_New_Process_Natural Gas_Strategic Energy Management_A_Achievable Economic RVT Potential | F6 | Industrial | Food Products | New | Process | Natural Gas | Strategic Energy Management | A | Incremental Winter Peak Savings (MW) | Achievable Economic RVT Potential | 0 | 0 | 0 | 0 | 0 | 0 | 0 | 0 | 0 | 0 | 0 | 0 | 0 | 0 | 0 | 0 | 0 | 0 | 0 | 0 | 0 | 0 | 0
F7_Industrial_Food Products_New_Process_Natural Gas_Strategic Energy Management_A_Achievable Economic RVT Potential | F7 | Industrial | Food Products | New | Process | Natural Gas | Strategic Energy Management | A | Cumulative Energy Savings (MWh or mTherms) | Achievable Economic RVT Potential | 0 | 0 | 0.29268 | 0.80343 | 1.5317 | 2.504 | 3.623 | 4.6199 | 5.5669 | 6.4858 | 7.3017 | 8.1329 | 8.9536 | 9.7917 | 10.5664 | 11.3533 | 12.1312 | 12.6346 | 12.852 | 12.8707 | 12.8709 | 12.871 | 0
F8_Industrial_Food Products_New_Process_Natural Gas_Strategic Energy Management_A_Achievable Economic RVT Potential | F8 | Industrial | Food Products | New | Process | Natural Gas | Strategic Energy Management | A | Cumulative Summer Peak Savings (MW) | Achievable Economic RVT Potential | 0 | 0 | 0 | 0 | 0 | 0 | 0 | 0 | 0 | 0 | 0 | 0 | 0 | 0 | 0 | 0 | 0 | 0 | 0 | 0 | 0 | 0 | 0
F9_Industrial_Food Products_New_Process_Natural Gas_Strategic Energy Management_A_Achievable Economic RVT Potential | F9 | Industrial | Food Products | New | Process | Natural Gas | Strategic Energy Management | A | Cumulative Winter Peak Savings (MW) | Achievable Economic RVT Potential | 0 | 0 | 0 | 0 | 0 | 0 | 0 | 0 | 0 | 0 | 0 | 0 | 0 | 0 | 0 | 0 | 0 | 0 | 0 | 0 | 0 | 0 | 0
F10_Industrial_Food Products_New_Process_Natural Gas_Strategic Energy Management_A_Achievable Economic RVT Potential | F10 | Industrial | Food Products | New | Process | Natural Gas | Strategic Energy Management | A | Purchases (Incremental) | Achievable Economic RVT Potential | 0 | 0 | 9.69 | 16.9109 | 24.1141 | 32.1877 | 37.05 | 42.6944 | 48.2678 | 54.5369 | 59.2061 | 64.5763 | 69.8753 | 76.0223 | 80.1942 | 85.2647 | 90.3313 | 96.2296 | 100.1255 | 104.9263 | 117.4524 | 127.3813 | 0
F11_Industrial_Food Products_New_Process_Natural Gas_Strategic Energy Management_A_Achievable Economic RVT Potential | F11 | Industrial | Food Products | New | Process | Natural Gas | Strategic Energy Management | A | Purchases (Cumulative) | Achievable Economic RVT Potential | 0 | 0 | 9.69 | 26.601 | 50.7151 | 82.9028 | 119.9528 | 152.9572 | 184.314 | 214.7368 | 241.7551 | 269.2814 | 296.4622 | 324.2168 | 349.8741 | 375.9328 | 401.6878 | 418.3521 | 425.5444 | 426.1623 | 426.1623 | 426.1623 | 0
F1_Industrial_Food Products_New_Miscellaneous_Natural Gas_Strategic Energy Management_A_Achievable Economic RVT Potential | F1 | Industrial | Food Products | New | Miscellaneous | Natural Gas | Strategic Energy Management | A | Integrated Unit Energy Savings (kWh or therms) | Achievable Economic RVT Potential | 0 | 0 | 2.7925 | 2.7925 | 2.7925 | 2.7925 | 2.7925 | 2.7925 | 2.7925 | 2.7925 | 2.7925 | 2.7925 | 2.7925 | 2.7925 | 2.7925 | 2.7925 | 2.7925 | 2.7925 | 2.7925 | 2.7925 | 2.7925 | 2.7925 | 0
F2_Industrial_Food Products_New_Miscellaneous_Natural Gas_Strategic Energy Management_A_Achievable Economic RVT Potential | F2 | Industrial | Food Products | New | Miscellaneous | Natural Gas | Strategic Energy Management | A | Integrated Unit Summer Peak Savings (kW) | Achievable Economic RVT Potential | 0 | 0 | 0 | 0 | 0 | 0 | 0 | 0 | 0 | 0 | 0 | 0 | 0 | 0 | 0 | 0 | 0 | 0 | 0 | 0 | 0 | 0 | 0
F3_Industrial_Food Products_New_Miscellaneous_Natural Gas_Strategic Energy Management_A_Achievable Economic RVT Potential | F3 | Industrial | Food Products | New | Miscellaneous | Natural Gas | Strategic Energy Management | A | Integrated Unit Winter Peak Savings (kW) | Achievable Economic RVT Potential | 0 | 0 | 0 | 0 | 0 | 0 | 0 | 0 | 0 | 0 | 0 | 0 | 0 | 0 | 0 | 0 | 0 | 0 | 0 | 0 | 0 | 0 | 0
F4_Industrial_Food Products_New_Miscellaneous_Natural Gas_Strategic Energy Management_A_Achievable Economic RVT Potential | F4 | Industrial | Food Products | New | Miscellaneous | Natural Gas | Strategic Energy Management | A | Incremental Energy Savings (MWh or mTherms) | Achievable Economic RVT Potential | 0 | 0 | 0.0067648 | 0.011806 | 0.016835 | 0.022471 | 0.025865 | 0.029806 | 0.033697 | 0.038073 | 0.041333 | 0.045082 | 0.048781 | 0.053073 | 0.055985 | 0.059525 | 0.063062 | 0.06718 | 0.0699 | 0.073251 | 0.081996 | 0.088928 | 0
F5_Industrial_Food Products_New_Miscellaneous_Natural Gas_Strategic Energy Management_A_Achievable Economic RVT Potential | F5 | Industrial | Food Products | New | Miscellaneous | Natural Gas | Strategic Energy Management | A | Incremental Summer Peak Savings (MW) | Achievable Economic RVT Potential | 0 | 0 | 0 | 0 | 0 | 0 | 0 | 0 | 0 | 0 | 0 | 0 | 0 | 0 | 0 | 0 | 0 | 0 | 0 | 0 | 0 | 0 | 0
F6_Industrial_Food Products_New_Miscellaneous_Natural Gas_Strategic Energy Management_A_Achievable Economic RVT Potential | F6 | Industrial | Food Products | New | Miscellaneous | Natural Gas | Strategic Energy Management | A | Incremental Winter Peak Savings (MW) | Achievable Economic RVT Potential | 0 | 0 | 0 | 0 | 0 | 0 | 0 | 0 | 0 | 0 | 0 | 0 | 0 | 0 | 0 | 0 | 0 | 0 | 0 | 0 | 0 | 0 | 0
F7_Industrial_Food Products_New_Miscellaneous_Natural Gas_Strategic Energy Management_A_Achievable Economic RVT Potential | F7 | Industrial | Food Products | New | Miscellaneous | Natural Gas | Strategic Energy Management | A | Cumulative Energy Savings (MWh or mTherms) | Achievable Economic RVT Potential | 0 | 0 | 0.0067648 | 0.018571 | 0.035405 | 0.057876 | 0.083742 | 0.10678 | 0.12867 | 0.14991 | 0.16877 | 0.18799 | 0.20697 | 0.22634 | 0.24425 | 0.26245 | 0.28043 | 0.29206 | 0.29708 | 0.29751 | 0.29751 | 0.29751 | 0
F8_Industrial_Food Products_New_Miscellaneous_Natural Gas_Strategic Energy Management_A_Achievable Economic RVT Potential | F8 | Industrial | Food Products | New | Miscellaneous | Natural Gas | Strategic Energy Management | A | Cumulative Summer Peak Savings (MW) | Achievable Economic RVT Potential | 0 | 0 | 0 | 0 | 0 | 0 | 0 | 0 | 0 | 0 | 0 | 0 | 0 | 0 | 0 | 0 | 0 | 0 | 0 | 0 | 0 | 0 | 0
F9_Industrial_Food Products_New_Miscellaneous_Natural Gas_Strategic Energy Management_A_Achievable Economic RVT Potential | F9 | Industrial | Food Products | New | Miscellaneous | Natural Gas | Strategic Energy Management | A | Cumulative Winter Peak Savings (MW) | Achievable Economic RVT Potential | 0 | 0 | 0 | 0 | 0 | 0 | 0 | 0 | 0 | 0 | 0 | 0 | 0 | 0 | 0 | 0 | 0 | 0 | 0 | 0 | 0 | 0 | 0
F10_Industrial_Food Products_New_Miscellaneous_Natural Gas_Strategic Energy Management_A_Achievable Economic RVT Potential | F10 | Industrial | Food Products | New | Miscellaneous | Natural Gas | Strategic Energy Management | A | Purchases (Incremental) | Achievable Economic RVT Potential | 0 | 0 | 2.4225 | 4.2277 | 6.0285 | 8.0469 | 9.2625 | 10.6736 | 12.0669 | 13.6342 | 14.8015 | 16.1441 | 17.4688 | 19.0056 | 20.0486 | 21.3162 | 22.5828 | 24.0574 | 25.0314 | 26.2316 | 29.3631 | 31.8453 | 0
F11_Industrial_Food Products_New_Miscellaneous_Natural Gas_Strategic Energy Management_A_Achievable Economic RVT Potential | F11 | Industrial | Food Products | New | Miscellaneous | Natural Gas | Strategic Energy Management | A | Purchases (Cumulative) | Achievable Economic RVT Potential | 0 | 0 | 2.4225 | 6.6502 | 12.6788 | 20.7257 | 29.9882 | 38.2393 | 46.0785 | 53.6842 | 60.4388 | 67.3204 | 74.1156 | 81.0542 | 87.4685 | 93.9832 | 100.422 | 104.588 | 106.3861 | 106.5406 | 106.5406 | 106.5406 | 0
F1_Industrial_Food Products_New_Space Heating_Natural Gas_Commissioning_A_Achievable Economic RVT Potential | F1 | Industrial | Food Products | New | Space Heating | Natural Gas | Commissioning | A | Integrated Unit Energy Savings (kWh or therms) | Achievable Economic RVT Potential | 0 | 0 | 10.2282 | 10.1161 | 10.0405 | 9.9723 | 9.9337 | 9.8897 | 9.8495 | 9.8086 | 9.7808 | 9.7514 | 9.7079 | 9.6684 | 9.6307 | 9.5988 | 9.5689 | 9.5296 | 9.5107 | 9.4843 | 9.4631 | 9.4497 | 0
F2_Industrial_Food Products_New_Space Heating_Natural Gas_Commissioning_A_Achievable Economic RVT Potential | F2 | Industrial | Food Products | New | Space Heating | Natural Gas | Commissioning | A | Integrated Unit Summer Peak Savings (kW) | Achievable Economic RVT Potential | 0 | 0 | 0 | 0 | 0 | 0 | 0 | 0 | 0 | 0 | 0 | 0 | 0 | 0 | 0 | 0 | 0 | 0 | 0 | 0 | 0 | 0 | 0
F3_Industrial_Food Products_New_Space Heating_Natural Gas_Commissioning_A_Achievable Economic RVT Potential | F3 | Industrial | Food Products | New | Space Heating | Natural Gas | Commissioning | A | Integrated Unit Winter Peak Savings (kW) | Achievable Economic RVT Potential | 0 | 0 | 0 | 0 | 0 | 0 | 0 | 0 | 0 | 0 | 0 | 0 | 0 | 0 | 0 | 0 | 0 | 0 | 0 | 0 | 0 | 0 | 0
F4_Industrial_Food Products_New_Space Heating_Natural Gas_Commissioning_A_Achievable Economic RVT Potential | F4 | Industrial | Food Products | New | Space Heating | Natural Gas | Commissioning | A | Incremental Energy Savings (MWh or mTherms) | Achievable Economic RVT Potential | 0 | 0 | 0 | 0 | 0 | 0 | 0 | 0 | 0 | 0 | 0 | 0 | 0 | 0 | 0 | 0 | 0 | 0 | 0 | 0 | 0 | 0 | 0
F5_Industrial_Food Products_New_Space Heating_Natural Gas_Commissioning_A_Achievable Economic RVT Potential | F5 | Industrial | Food Products | New | Space Heating | Natural Gas | Commissioning | A | Incremental Summer Peak Savings (MW) | Achievable Economic RVT Potential | 0 | 0 | 0 | 0 | 0 | 0 | 0 | 0 | 0 | 0 | 0 | 0 | 0 | 0 | 0 | 0 | 0 | 0 | 0 | 0 | 0 | 0 | 0
F6_Industrial_Food Products_New_Space Heating_Natural Gas_Commissioning_A_Achievable Economic RVT Potential | F6 | Industrial | Food Products | New | Space Heating | Natural Gas | Commissioning | A | Incremental Winter Peak Savings (MW) | Achievable Economic RVT Potential | 0 | 0 | 0 | 0 | 0 | 0 | 0 | 0 | 0 | 0 | 0 | 0 | 0 | 0 | 0 | 0 | 0 | 0 | 0 | 0 | 0 | 0 | 0
F7_Industrial_Food Products_New_Space Heating_Natural Gas_Commissioning_A_Achievable Economic RVT Potential | F7 | Industrial | Food Products | New | Space Heating | Natural Gas | Commissioning | A | Cumulative Energy Savings (MWh or mTherms) | Achievable Economic RVT Potential | 0 | 0 | 0 | 0 | 0 | 0 | 0 | 0 | 0 | 0 | 0 | 0 | 0 | 0 | 0 | 0 | 0 | 0 | 0 | 0 | 0 | 0 | 0
F8_Industrial_Food Products_New_Space Heating_Natural Gas_Commissioning_A_Achievable Economic RVT Potential | F8 | Industrial | Food Products | New | Space Heating | Natural Gas | Commissioning | A | Cumulative Summer Peak Savings (MW) | Achievable Economic RVT Potential | 0 | 0 | 0 | 0 | 0 | 0 | 0 | 0 | 0 | 0 | 0 | 0 | 0 | 0 | 0 | 0 | 0 | 0 | 0 | 0 | 0 | 0 | 0
F9_Industrial_Food Products_New_Space Heating_Natural Gas_Commissioning_A_Achievable Economic RVT Potential | F9 | Industrial | Food Products | New | Space Heating | Natural Gas | Commissioning | A | Cumulative Winter Peak Savings (MW) | Achievable Economic RVT Potential | 0 | 0 | 0 | 0 | 0 | 0 | 0 | 0 | 0 | 0 | 0 | 0 | 0 | 0 | 0 | 0 | 0 | 0 | 0 | 0 | 0 | 0 | 0
F10_Industrial_Food Products_New_Space Heating_Natural Gas_Commissioning_A_Achievable Economic RVT Potential | F10 | Industrial | Food Products | New | Space Heating | Natural Gas | Commissioning | A | Purchases (Incremental) | Achievable Economic RVT Potential | 0 | 0 | 0 | 0 | 0 | 0 | 0 | 0 | 0 | 0 | 0 | 0 | 0 | 0 | 0 | 0 | 0 | 0 | 0 | 0 | 0 | 0 | 0
F11_Industrial_Food Products_New_Space Heating_Natural Gas_Commissioning_A_Achievable Economic RVT Potential | F11 | Industrial | Food Products | New | Space Heating | Natural Gas | Commissioning | A | Purchases (Cumulative) | Achievable Economic RVT Potential | 0 | 0 | 0 | 0 | 0 | 0 | 0 | 0 | 0 | 0 | 0 | 0 | 0 | 0 | 0 | 0 | 0 | 0 | 0 | 0 | 0 | 0 | 0
F1_Industrial_Food Products_New_Process_Natural Gas_Commissioning_A_Achievable Economic RVT Potential | F1 | Industrial | Food Products | New | Process | Natural Gas | Commissioning | A | Integrated Unit Energy Savings (kWh or therms) | Achievable Economic RVT Potential | 0 | 0 | 168.6012 | 168.6012 | 168.6012 | 168.6012 | 168.6012 | 168.6012 | 168.6012 | 168.6012 | 168.6012 | 168.6012 | 168.6012 | 168.6012 | 168.6012 | 168.6012 | 168.6012 | 168.6012 | 168.6012 | 168.6012 | 168.6012 | 168.6012 | 0
F2_Industrial_Food Products_New_Process_Natural Gas_Commissioning_A_Achievable Economic RVT Potential | F2 | Industrial | Food Products | New | Process | Natural Gas | Commissioning | A | Integrated Unit Summer Peak Savings (kW) | Achievable Economic RVT Potential | 0 | 0 | 0 | 0 | 0 | 0 | 0 | 0 | 0 | 0 | 0 | 0 | 0 | 0 | 0 | 0 | 0 | 0 | 0 | 0 | 0 | 0 | 0
F3_Industrial_Food Products_New_Process_Natural Gas_Commissioning_A_Achievable Economic RVT Potential | F3 | Industrial | Food Products | New | Process | Natural Gas | Commissioning | A | Integrated Unit Winter Peak Savings (kW) | Achievable Economic RVT Potential | 0 | 0 | 0 | 0 | 0 | 0 | 0 | 0 | 0 | 0 | 0 | 0 | 0 | 0 | 0 | 0 | 0 | 0 | 0 | 0 | 0 | 0 | 0
F4_Industrial_Food Products_New_Process_Natural Gas_Commissioning_A_Achievable Economic RVT Potential | F4 | Industrial | Food Products | New | Process | Natural Gas | Commissioning | A | Incremental Energy Savings (MWh or mTherms) | Achievable Economic RVT Potential | 0 | 0 | 0 | 0 | 0 | 0 | 0 | 0 | 0 | 0 | 0 | 0 | 0 | 0 | 0 | 0 | 0 | 0 | 0 | 0 | 0 | 0 | 0
F5_Industrial_Food Products_New_Process_Natural Gas_Commissioning_A_Achievable Economic RVT Potential | F5 | Industrial | Food Products | New | Process | Natural Gas | Commissioning | A | Incremental Summer Peak Savings (MW) | Achievable Economic RVT Potential | 0 | 0 | 0 | 0 | 0 | 0 | 0 | 0 | 0 | 0 | 0 | 0 | 0 | 0 | 0 | 0 | 0 | 0 | 0 | 0 | 0 | 0 | 0
F6_Industrial_Food Products_New_Process_Natural Gas_Commissioning_A_Achievable Economic RVT Potential | F6 | Industrial | Food Products | New | Process | Natural Gas | Commissioning | A | Incremental Winter Peak Savings (MW) | Achievable Economic RVT Potential | 0 | 0 | 0 | 0 | 0 | 0 | 0 | 0 | 0 | 0 | 0 | 0 | 0 | 0 | 0 | 0 | 0 | 0 | 0 | 0 | 0 | 0 | 0
F7_Industrial_Food Products_New_Process_Natural Gas_Commissioning_A_Achievable Economic RVT Potential | F7 | Industrial | Food Products | New | Process | Natural Gas | Commissioning | A | Cumulative Energy Savings (MWh or mTherms) | Achievable Economic RVT Potential | 0 | 0 | 0 | 0 | 0 | 0 | 0 | 0 | 0 | 0 | 0 | 0 | 0 | 0 | 0 | 0 | 0 | 0 | 0 | 0 | 0 | 0 | 0
F8_Industrial_Food Products_New_Process_Natural Gas_Commissioning_A_Achievable Economic RVT Potential | F8 | Industrial | Food Products | New | Process | Natural Gas | Commissioning | A | Cumulative Summer Peak Savings (MW) | Achievable Economic RVT Potential | 0 | 0 | 0 | 0 | 0 | 0 | 0 | 0 | 0 | 0 | 0 | 0 | 0 | 0 | 0 | 0 | 0 | 0 | 0 | 0 | 0 | 0 | 0
F9_Industrial_Food Products_New_Process_Natural Gas_Commissioning_A_Achievable Economic RVT Potential | F9 | Industrial | Food Products | New | Process | Natural Gas | Commissioning | A | Cumulative Winter Peak Savings (MW) | Achievable Economic RVT Potential | 0 | 0 | 0 | 0 | 0 | 0 | 0 | 0 | 0 | 0 | 0 | 0 | 0 | 0 | 0 | 0 | 0 | 0 | 0 | 0 | 0 | 0 | 0
F10_Industrial_Food Products_New_Process_Natural Gas_Commissioning_A_Achievable Economic RVT Potential | F10 | Industrial | Food Products | New | Process | Natural Gas | Commissioning | A | Purchases (Incremental) | Achievable Economic RVT Potential | 0 | 0 | 0 | 0 | 0 | 0 | 0 | 0 | 0 | 0 | 0 | 0 | 0 | 0 | 0 | 0 | 0 | 0 | 0 | 0 | 0 | 0 | 0
F11_Industrial_Food Products_New_Process_Natural Gas_Commissioning_A_Achievable Economic RVT Potential | F11 | Industrial | Food Products | New | Process | Natural Gas | Commissioning | A | Purchases (Cumulative) | Achievable Economic RVT Potential | 0 | 0 | 0 | 0 | 0 | 0 | 0 | 0 | 0 | 0 | 0 | 0 | 0 | 0 | 0 | 0 | 0 | 0 | 0 | 0 | 0 | 0 | 0
F1_Industrial_Food Products_New_Space Heating_Natural Gas_Retrocommissioning_A_Achievable Economic RVT Potential | F1 | Industrial | Food Products | New | Space Heating | Natural Gas | Retrocommissioning | A | Integrated Unit Energy Savings (kWh or therms) | Achievable Economic RVT Potential | 0 | 0 | 0 | 0 | 0 | 0 | 0 | 0 | 0 | 0 | 0 | 0 | 0 | 0 | 0 | 0 | 0 | 0 | 0 | 0 | 0 | 0 | 0
F2_Industrial_Food Products_New_Space Heating_Natural Gas_Retrocommissioning_A_Achievable Economic RVT Potential | F2 | Industrial | Food Products | New | Space Heating | Natural Gas | Retrocommissioning | A | Integrated Unit Summer Peak Savings (kW) | Achievable Economic RVT Potential | 0 | 0 | 0 | 0 | 0 | 0 | 0 | 0 | 0 | 0 | 0 | 0 | 0 | 0 | 0 | 0 | 0 | 0 | 0 | 0 | 0 | 0 | 0
F3_Industrial_Food Products_New_Space Heating_Natural Gas_Retrocommissioning_A_Achievable Economic RVT Potential | F3 | Industrial | Food Products | New | Space Heating | Natural Gas | Retrocommissioning | A | Integrated Unit Winter Peak Savings (kW) | Achievable Economic RVT Potential | 0 | 0 | 0 | 0 | 0 | 0 | 0 | 0 | 0 | 0 | 0 | 0 | 0 | 0 | 0 | 0 | 0 | 0 | 0 | 0 | 0 | 0 | 0
F4_Industrial_Food Products_New_Space Heating_Natural Gas_Retrocommissioning_A_Achievable Economic RVT Potential | F4 | Industrial | Food Products | New | Space Heating | Natural Gas | Retrocommissioning | A | Incremental Energy Savings (MWh or mTherms) | Achievable Economic RVT Potential | 0 | 0 | 0 | 0 | 0 | 0 | 0 | 0 | 0 | 0 | 0 | 0 | 0 | 0 | 0 | 0 | 0 | 0 | 0 | 0 | 0 | 0 | 0
F5_Industrial_Food Products_New_Space Heating_Natural Gas_Retrocommissioning_A_Achievable Economic RVT Potential | F5 | Industrial | Food Products | New | Space Heating | Natural Gas | Retrocommissioning | A | Incremental Summer Peak Savings (MW) | Achievable Economic RVT Potential | 0 | 0 | 0 | 0 | 0 | 0 | 0 | 0 | 0 | 0 | 0 | 0 | 0 | 0 | 0 | 0 | 0 | 0 | 0 | 0 | 0 | 0 | 0
F6_Industrial_Food Products_New_Space Heating_Natural Gas_Retrocommissioning_A_Achievable Economic RVT Potential | F6 | Industrial | Food Products | New | Space Heating | Natural Gas | Retrocommissioning | A | Incremental Winter Peak Savings (MW) | Achievable Economic RVT Potential | 0 | 0 | 0 | 0 | 0 | 0 | 0 | 0 | 0 | 0 | 0 | 0 | 0 | 0 | 0 | 0 | 0 | 0 | 0 | 0 | 0 | 0 | 0
F7_Industrial_Food Products_New_Space Heating_Natural Gas_Retrocommissioning_A_Achievable Economic RVT Potential | F7 | Industrial | Food Products | New | Space Heating | Natural Gas | Retrocommissioning | A | Cumulative Energy Savings (MWh or mTherms) | Achievable Economic RVT Potential | 0 | 0 | 0 | 0 | 0 | 0 | 0 | 0 | 0 | 0 | 0 | 0 | 0 | 0 | 0 | 0 | 0 | 0 | 0 | 0 | 0 | 0 | 0
F8_Industrial_Food Products_New_Space Heating_Natural Gas_Retrocommissioning_A_Achievable Economic RVT Potential | F8 | Industrial | Food Products | New | Space Heating | Natural Gas | Retrocommissioning | A | Cumulative Summer Peak Savings (MW) | Achievable Economic RVT Potential | 0 | 0 | 0 | 0 | 0 | 0 | 0 | 0 | 0 | 0 | 0 | 0 | 0 | 0 | 0 | 0 | 0 | 0 | 0 | 0 | 0 | 0 | 0
F9_Industrial_Food Products_New_Space Heating_Natural Gas_Retrocommissioning_A_Achievable Economic RVT Potential | F9 | Industrial | Food Products | New | Space Heating | Natural Gas | Retrocommissioning | A | Cumulative Winter Peak Savings (MW) | Achievable Economic RVT Potential | 0 | 0 | 0 | 0 | 0 | 0 | 0 | 0 | 0 | 0 | 0 | 0 | 0 | 0 | 0 | 0 | 0 | 0 | 0 | 0 | 0 | 0 | 0
F10_Industrial_Food Products_New_Space Heating_Natural Gas_Retrocommissioning_A_Achievable Economic RVT Potential | F10 | Industrial | Food Products | New | Space Heating | Natural Gas | Retrocommissioning | A | Purchases (Incremental) | Achievable Economic RVT Potential | 0 | 0 | 0 | 0 | 0 | 0 | 0 | 0 | 0 | 0 | 0 | 0 | 0 | 0 | 0 | 0 | 0 | 0 | 0 | 0 | 0 | 0 | 0
F11_Industrial_Food Products_New_Space Heating_Natural Gas_Retrocommissioning_A_Achievable Economic RVT Potential | F11 | Industrial | Food Products | New | Space Heating | Natural Gas | Retrocommissioning | A | Purchases (Cumulative) | Achievable Economic RVT Potential | 0 | 0 | 0 | 0 | 0 | 0 | 0 | 0 | 0 | 0 | 0 | 0 | 0 | 0 | 0 | 0 | 0 | 0 | 0 | 0 | 0 | 0 | 0
F1_Industrial_Food Products_New_Process_Natural Gas_Retrocommissioning_A_Achievable Economic RVT Potential | F1 | Industrial | Food Products | New | Process | Natural Gas | Retrocommissioning | A | Integrated Unit Energy Savings (kWh or therms) | Achievable Economic RVT Potential | 0 | 0 | 0 | 0 | 0 | 0 | 0 | 0 | 0 | 0 | 0 | 0 | 0 | 0 | 0 | 0 | 0 | 0 | 0 | 0 | 0 | 0 | 0
F2_Industrial_Food Products_New_Process_Natural Gas_Retrocommissioning_A_Achievable Economic RVT Potential | F2 | Industrial | Food Products | New | Process | Natural Gas | Retrocommissioning | A | Integrated Unit Summer Peak Savings (kW) | Achievable Economic RVT Potential | 0 | 0 | 0 | 0 | 0 | 0 | 0 | 0 | 0 | 0 | 0 | 0 | 0 | 0 | 0 | 0 | 0 | 0 | 0 | 0 | 0 | 0 | 0
F3_Industrial_Food Products_New_Process_Natural Gas_Retrocommissioning_A_Achievable Economic RVT Potential | F3 | Industrial | Food Products | New | Process | Natural Gas | Retrocommissioning | A | Integrated Unit Winter Peak Savings (kW) | Achievable Economic RVT Potential | 0 | 0 | 0 | 0 | 0 | 0 | 0 | 0 | 0 | 0 | 0 | 0 | 0 | 0 | 0 | 0 | 0 | 0 | 0 | 0 | 0 | 0 | 0
F4_Industrial_Food Products_New_Process_Natural Gas_Retrocommissioning_A_Achievable Economic RVT Potential | F4 | Industrial | Food Products | New | Process | Natural Gas | Retrocommissioning | A | Incremental Energy Savings (MWh or mTherms) | Achievable Economic RVT Potential | 0 | 0 | 0 | 0 | 0 | 0 | 0 | 0 | 0 | 0 | 0 | 0 | 0 | 0 | 0 | 0 | 0 | 0 | 0 | 0 | 0 | 0 | 0
F5_Industrial_Food Products_New_Process_Natural Gas_Retrocommissioning_A_Achievable Economic RVT Potential | F5 | Industrial | Food Products | New | Process | Natural Gas | Retrocommissioning | A | Incremental Summer Peak Savings (MW) | Achievable Economic RVT Potential | 0 | 0 | 0 | 0 | 0 | 0 | 0 | 0 | 0 | 0 | 0 | 0 | 0 | 0 | 0 | 0 | 0 | 0 | 0 | 0 | 0 | 0 | 0
F6_Industrial_Food Products_New_Process_Natural Gas_Retrocommissioning_A_Achievable Economic RVT Potential | F6 | Industrial | Food Products | New | Process | Natural Gas | Retrocommissioning | A | Incremental Winter Peak Savings (MW) | Achievable Economic RVT Potential | 0 | 0 | 0 | 0 | 0 | 0 | 0 | 0 | 0 | 0 | 0 | 0 | 0 | 0 | 0 | 0 | 0 | 0 | 0 | 0 | 0 | 0 | 0
F7_Industrial_Food Products_New_Process_Natural Gas_Retrocommissioning_A_Achievable Economic RVT Potential | F7 | Industrial | Food Products | New | Process | Natural Gas | Retrocommissioning | A | Cumulative Energy Savings (MWh or mTherms) | Achievable Economic RVT Potential | 0 | 0 | 0 | 0 | 0 | 0 | 0 | 0 | 0 | 0 | 0 | 0 | 0 | 0 | 0 | 0 | 0 | 0 | 0 | 0 | 0 | 0 | 0
F8_Industrial_Food Products_New_Process_Natural Gas_Retrocommissioning_A_Achievable Economic RVT Potential | F8 | Industrial | Food Products | New | Process | Natural Gas | Retrocommissioning | A | Cumulative Summer Peak Savings (MW) | Achievable Economic RVT Potential | 0 | 0 | 0 | 0 | 0 | 0 | 0 | 0 | 0 | 0 | 0 | 0 | 0 | 0 | 0 | 0 | 0 | 0 | 0 | 0 | 0 | 0 | 0
F9_Industrial_Food Products_New_Process_Natural Gas_Retrocommissioning_A_Achievable Economic RVT Potential | F9 | Industrial | Food Products | New | Process | Natural Gas | Retrocommissioning | A | Cumulative Winter Peak Savings (MW) | Achievable Economic RVT Potential | 0 | 0 | 0 | 0 | 0 | 0 | 0 | 0 | 0 | 0 | 0 | 0 | 0 | 0 | 0 | 0 | 0 | 0 | 0 | 0 | 0 | 0 | 0
F10_Industrial_Food Products_New_Process_Natural Gas_Retrocommissioning_A_Achievable Economic RVT Potential | F10 | Industrial | Food Products | New | Process | Natural Gas | Retrocommissioning | A | Purchases (Incremental) | Achievable Economic RVT Potential | 0 | 0 | 0 | 0 | 0 | 0 | 0 | 0 | 0 | 0 | 0 | 0 | 0 | 0 | 0 | 0 | 0 | 0 | 0 | 0 | 0 | 0 | 0
F11_Industrial_Food Products_New_Process_Natural Gas_Retrocommissioning_A_Achievable Economic RVT Potential | F11 | Industrial | Food Products | New | Process | Natural Gas | Retrocommissioning | A | Purchases (Cumulative) | Achievable Economic RVT Potential | 0 | 0 | 0 | 0 | 0 | 0 | 0 | 0 | 0 | 0 | 0 | 0 | 0 | 0 | 0 | 0 | 0 | 0 | 0 | 0 | 0 | 0 | 0
F1_Industrial_Agriculture_Existing_Space Heating_Natural Gas_Insulation - Roof/Ceiling_A_Achievable Economic RVT Potential | F1 | Industrial | Agriculture | Existing | Space Heating | Natural Gas | Insulation - Roof/Ceiling | A | Integrated Unit Energy Savings (kWh or therms) | Achievable Economic RVT Potential | 0 | 0 | 0.08286 | 0.082461 | 0.082029 | 0.081553 | 0.081023 | 0.080427 | 0.079756 | 0.079004 | 0.078171 | 0.077266 | 0.0763 | 0.075291 | 0.074262 | 0.073237 | 0.072241 | 0.071326 | 0.070501 | 0.069765 | 0.069106 | 0.068507 | 0
F2_Industrial_Agriculture_Existing_Space Heating_Natural Gas_Insulation - Roof/Ceiling_A_Achievable Economic RVT Potential | F2 | Industrial | Agriculture | Existing | Space Heating | Natural Gas | Insulation - Roof/Ceiling | A | Integrated Unit Summer Peak Savings (kW) | Achievable Economic RVT Potential | 0 | 0 | 0 | 0 | 0 | 0 | 0 | 0 | 0 | 0 | 0 | 0 | 0 | 0 | 0 | 0 | 0 | 0 | 0 | 0 | 0 | 0 | 0
F3_Industrial_Agriculture_Existing_Space Heating_Natural Gas_Insulation - Roof/Ceiling_A_Achievable Economic RVT Potential | F3 | Industrial | Agriculture | Existing | Space Heating | Natural Gas | Insulation - Roof/Ceiling | A | Integrated Unit Winter Peak Savings (kW) | Achievable Economic RVT Potential | 0 | 0 | 0 | 0 | 0 | 0 | 0 | 0 | 0 | 0 | 0 | 0 | 0 | 0 | 0 | 0 | 0 | 0 | 0 | 0 | 0 | 0 | 0
F4_Industrial_Agriculture_Existing_Space Heating_Natural Gas_Insulation - Roof/Ceiling_A_Achievable Economic RVT Potential | F4 | Industrial | Agriculture | Existing | Space Heating | Natural Gas | Insulation - Roof/Ceiling | A | Incremental Energy Savings (MWh or mTherms) | Achievable Economic RVT Potential | 0 | 0 | 3.3155 | 5.6747 | 8.6296 | 11.8044 | 14.6687 | 16.6947 | 17.5215 | 17.057 | 15.4805 | 13.1578 | 10.5159 | 7.9317 | 5.6651 | 3.8434 | 2.4839 | 1.5337 | 0.90685 | 0.59713 | 0 | 0 | 0
F5_Industrial_Agriculture_Existing_Space Heating_Natural Gas_Insulation - Roof/Ceiling_A_Achievable Economic RVT Potential | F5 | Industrial | Agriculture | Existing | Space Heating | Natural Gas | Insulation - Roof/Ceiling | A | Incremental Summer Peak Savings (MW) | Achievable Economic RVT Potential | 0 | 0 | 0 | 0 | 0 | 0 | 0 | 0 | 0 | 0 | 0 | 0 | 0 | 0 | 0 | 0 | 0 | 0 | 0 | 0 | 0 | 0 | 0
F6_Industrial_Agriculture_Existing_Space Heating_Natural Gas_Insulation - Roof/Ceiling_A_Achievable Economic RVT Potential | F6 | Industrial | Agriculture | Existing | Space Heating | Natural Gas | Insulation - Roof/Ceiling | A | Incremental Winter Peak Savings (MW) | Achievable Economic RVT Potential | 0 | 0 | 0 | 0 | 0 | 0 | 0 | 0 | 0 | 0 | 0 | 0 | 0 | 0 | 0 | 0 | 0 | 0 | 0 | 0 | 0 | 0 | 0
F7_Industrial_Agriculture_Existing_Space Heating_Natural Gas_Insulation - Roof/Ceiling_A_Achievable Economic RVT Potential | F7 | Industrial | Agriculture | Existing | Space Heating | Natural Gas | Insulation - Roof/Ceiling | A | Cumulative Energy Savings (MWh or mTherms) | Achievable Economic RVT Potential | 0 | 0 | 3.3155 | 8.9743 | 17.5569 | 29.2595 | 43.738 | 60.1109 | 77.1309 | 93.4603 | 107.9561 | 119.8636 | 128.8814 | 135.109 | 138.9266 | 140.8531 | 141.422 | 141.1633 | 140.4369 | 139.5681 | 138.2506 | 137.051 | 0
F8_Industrial_Agriculture_Existing_Space Heating_Natural Gas_Insulation - Roof/Ceiling_A_Achievable Economic RVT Potential | F8 | Industrial | Agriculture | Existing | Space Heating | Natural Gas | Insulation - Roof/Ceiling | A | Cumulative Summer Peak Savings (MW) | Achievable Economic RVT Potential | 0 | 0 | 0 | 0 | 0 | 0 | 0 | 0 | 0 | 0 | 0 | 0 | 0 | 0 | 0 | 0 | 0 | 0 | 0 | 0 | 0 | 0 | 0
F9_Industrial_Agriculture_Existing_Space Heating_Natural Gas_Insulation - Roof/Ceiling_A_Achievable Economic RVT Potential | F9 | Industrial | Agriculture | Existing | Space Heating | Natural Gas | Insulation - Roof/Ceiling | A | Cumulative Winter Peak Savings (MW) | Achievable Economic RVT Potential | 0 | 0 | 0 | 0 | 0 | 0 | 0 | 0 | 0 | 0 | 0 | 0 | 0 | 0 | 0 | 0 | 0 | 0 | 0 | 0 | 0 | 0 | 0
F10_Industrial_Agriculture_Existing_Space Heating_Natural Gas_Insulation - Roof/Ceiling_A_Achievable Economic RVT Potential | F10 | Industrial | Agriculture | Existing | Space Heating | Natural Gas | Insulation - Roof/Ceiling | A | Purchases (Incremental) | Achievable Economic RVT Potential | 0 | 0 | 40013.694 | 68816.6547 | 105202.4721 | 144744.0909 | 181043.5495 | 207575.7938 | 219688.9701 | 215901.2292 | 198033.5413 | 170291.7736 | 137822.3482 | 105346.9673 | 76285.735 | 52479.3246 | 34383.0058 | 21502.8516 | 12863.0251 | 8559.1835 | 0 | 0 | 0
F11_Industrial_Agriculture_Existing_Space Heating_Natural Gas_Insulation - Roof/Ceiling_A_Achievable Economic RVT Potential | F11 | Industrial | Agriculture | Existing | Space Heating | Natural Gas | Insulation - Roof/Ceiling | A | Purchases (Cumulative) | Achievable Economic RVT Potential | 0 | 0 | 40013.694 | 108830.3486 | 214032.8207 | 358776.9117 | 539820.4611 | 747396.2549 | 967085.225 | 1182986.4542 | 1381019.9955 | 1551311.7692 | 1689134.1174 | 1794481.0848 | 1870766.8197 | 1923246.1443 | 1957629.1501 | 1979132.0016 | 1991995.0268 | 2000554.2103 | 2000554.2103 | 2000554.2103 | 0
F1_Industrial_Agriculture_Existing_Space Heating_Natural Gas_Insulation - Wall Cavity_A_Achievable Economic RVT Potential | F1 | Industrial | Agriculture | Existing | Space Heating | Natural Gas | Insulation - Wall Cavity | A | Integrated Unit Energy Savings (kWh or therms) | Achievable Economic RVT Potential | 0 | 0 | 0.018126 | 0.018038 | 0.017943 | 0.017837 | 0.01772 | 0.017588 | 0.01744 | 0.017274 | 0.01709 | 0.016891 | 0.016678 | 0.016457 | 0.01623 | 0.016006 | 0.015787 | 0.015587 | 0.015406 | 0.015245 | 0.0151 | 0.014969 | 0
F2_Industrial_Agriculture_Existing_Space Heating_Natural Gas_Insulation - Wall Cavity_A_Achievable Economic RVT Potential | F2 | Industrial | Agriculture | Existing | Space Heating | Natural Gas | Insulation - Wall Cavity | A | Integrated Unit Summer Peak Savings (kW) | Achievable Economic RVT Potential | 0 | 0 | 0 | 0 | 0 | 0 | 0 | 0 | 0 | 0 | 0 | 0 | 0 | 0 | 0 | 0 | 0 | 0 | 0 | 0 | 0 | 0 | 0
F3_Industrial_Agriculture_Existing_Space Heating_Natural Gas_Insulation - Wall Cavity_A_Achievable Economic RVT Potential | F3 | Industrial | Agriculture | Existing | Space Heating | Natural Gas | Insulation - Wall Cavity | A | Integrated Unit Winter Peak Savings (kW) | Achievable Economic RVT Potential | 0 | 0 | 0 | 0 | 0 | 0 | 0 | 0 | 0 | 0 | 0 | 0 | 0 | 0 | 0 | 0 | 0 | 0 | 0 | 0 | 0 | 0 | 0
F4_Industrial_Agriculture_Existing_Space Heating_Natural Gas_Insulation - Wall Cavity_A_Achievable Economic RVT Potential | F4 | Industrial | Agriculture | Existing | Space Heating | Natural Gas | Insulation - Wall Cavity | A | Incremental Energy Savings (MWh or mTherms) | Achievable Economic RVT Potential | 0 | 0 | 0.7253 | 1.2413 | 1.8876 | 2.5819 | 3.2081 | 3.6509 | 3.8314 | 3.7295 | 3.3845 | 2.8764 | 2.2987 | 1.7337 | 1.2382 | 0.83996 | 0.54281 | 0.33516 | 0.19816 | 0.13048 | 0 | 0 | 0
F5_Industrial_Agriculture_Existing_Space Heating_Natural Gas_Insulation - Wall Cavity_A_Achievable Economic RVT Potential | F5 | Industrial | Agriculture | Existing | Space Heating | Natural Gas | Insulation - Wall Cavity | A | Incremental Summer Peak Savings (MW) | Achievable Economic RVT Potential | 0 | 0 | 0 | 0 | 0 | 0 | 0 | 0 | 0 | 0 | 0 | 0 | 0 | 0 | 0 | 0 | 0 | 0 | 0 | 0 | 0 | 0 | 0
F6_Industrial_Agriculture_Existing_Space Heating_Natural Gas_Insulation - Wall Cavity_A_Achievable Economic RVT Potential | F6 | Industrial | Agriculture | Existing | Space Heating | Natural Gas | Insulation - Wall Cavity | A | Incremental Winter Peak Savings (MW) | Achievable Economic RVT Potential | 0 | 0 | 0 | 0 | 0 | 0 | 0 | 0 | 0 | 0 | 0 | 0 | 0 | 0 | 0 | 0 | 0 | 0 | 0 | 0 | 0 | 0 | 0
F7_Industrial_Agriculture_Existing_Space Heating_Natural Gas_Insulation - Wall Cavity_A_Achievable Economic RVT Potential | F7 | Industrial | Agriculture | Existing | Space Heating | Natural Gas | Insulation - Wall Cavity | A | Cumulative Energy Savings (MWh or mTherms) | Achievable Economic RVT Potential | 0 | 0 | 0.7253 | 1.9631 | 3.8403 | 6.3996 | 9.5657 | 13.1454 | 16.866 | 20.4348 | 23.6021 | 26.203 | 28.172 | 29.531 | 30.3634 | 30.7828 | 30.9056 | 30.8479 | 30.6882 | 30.4975 | 30.2089 | 29.946 | 0
F8_Industrial_Agriculture_Existing_Space Heating_Natural Gas_Insulation - Wall Cavity_A_Achievable Economic RVT Potential | F8 | Industrial | Agriculture | Existing | Space Heating | Natural Gas | Insulation - Wall Cavity | A | Cumulative Summer Peak Savings (MW) | Achievable Economic RVT Potential | 0 | 0 | 0 | 0 | 0 | 0 | 0 | 0 | 0 | 0 | 0 | 0 | 0 | 0 | 0 | 0 | 0 | 0 | 0 | 0 | 0 | 0 | 0
F9_Industrial_Agriculture_Existing_Space Heating_Natural Gas_Insulation - Wall Cavity_A_Achievable Economic RVT Potential | F9 | Industrial | Agriculture | Existing | Space Heating | Natural Gas | Insulation - Wall Cavity | A | Cumulative Winter Peak Savings (MW) | Achievable Economic RVT Potential | 0 | 0 | 0 | 0 | 0 | 0 | 0 | 0 | 0 | 0 | 0 | 0 | 0 | 0 | 0 | 0 | 0 | 0 | 0 | 0 | 0 | 0 | 0
F10_Industrial_Agriculture_Existing_Space Heating_Natural Gas_Insulation - Wall Cavity_A_Achievable Economic RVT Potential | F10 | Industrial | Agriculture | Existing | Space Heating | Natural Gas | Insulation - Wall Cavity | A | Purchases (Incremental) | Achievable Economic RVT Potential | 0 | 0 | 40013.694 | 68816.6547 | 105202.4721 | 144744.0909 | 181043.5495 | 207575.7938 | 219688.9701 | 215901.2292 | 198033.5413 | 170291.7736 | 137822.3482 | 105346.9673 | 76285.735 | 52479.3246 | 34383.0058 | 21502.8516 | 12863.0251 | 8559.1835 | 0 | 0 | 0
F11_Industrial_Agriculture_Existing_Space Heating_Natural Gas_Insulation - Wall Cavity_A_Achievable Economic RVT Potential | F11 | Industrial | Agriculture | Existing | Space Heating | Natural Gas | Insulation - Wall Cavity | A | Purchases (Cumulative) | Achievable Economic RVT Potential | 0 | 0 | 40013.694 | 108830.3486 | 214032.8207 | 358776.9117 | 539820.4611 | 747396.2549 | 967085.225 | 1182986.4542 | 1381019.9955 | 1551311.7692 | 1689134.1174 | 1794481.0848 | 1870766.8197 | 1923246.1443 | 1957629.1501 | 1979132.0016 | 1991995.0268 | 2000554.2103 | 2000554.2103 | 2000554.2103 | 0
F1_Industrial_Agriculture_Existing_Space Heating_Natural Gas_Insulation - Ducting_A_Achievable Economic RVT Potential | F1 | Industrial | Agriculture | Existing | Space Heating | Natural Gas | Insulation - Ducting | A | Integrated Unit Energy Savings (kWh or therms) | Achievable Economic RVT Potential | 0 | 0 | 0.0014367 | 0.0014252 | 0.0014131 | 0.0014003 | 0.0013866 | 0.0013719 | 0.001356 | 0.0013389 | 0.0013207 | 0.0013014 | 0.0012815 | 0.001261 | 0.0012405 | 0.0012203 | 0.0012009 | 0.001183 | 0.001167 | 0.0011526 | 0.0011397 | 0.001128 | 0
F2_Industrial_Agriculture_Existing_Space Heating_Natural Gas_Insulation - Ducting_A_Achievable Economic RVT Potential | F2 | Industrial | Agriculture | Existing | Space Heating | Natural Gas | Insulation - Ducting | A | Integrated Unit Summer Peak Savings (kW) | Achievable Economic RVT Potential | 0 | 0 | 0 | 0 | 0 | 0 | 0 | 0 | 0 | 0 | 0 | 0 | 0 | 0 | 0 | 0 | 0 | 0 | 0 | 0 | 0 | 0 | 0
F3_Industrial_Agriculture_Existing_Space Heating_Natural Gas_Insulation - Ducting_A_Achievable Economic RVT Potential | F3 | Industrial | Agriculture | Existing | Space Heating | Natural Gas | Insulation - Ducting | A | Integrated Unit Winter Peak Savings (kW) | Achievable Economic RVT Potential | 0 | 0 | 0 | 0 | 0 | 0 | 0 | 0 | 0 | 0 | 0 | 0 | 0 | 0 | 0 | 0 | 0 | 0 | 0 | 0 | 0 | 0 | 0
F4_Industrial_Agriculture_Existing_Space Heating_Natural Gas_Insulation - Ducting_A_Achievable Economic RVT Potential | F4 | Industrial | Agriculture | Existing | Space Heating | Natural Gas | Insulation - Ducting | A | Incremental Energy Savings (MWh or mTherms) | Achievable Economic RVT Potential | 0 | 0 | 0 | 0 | 0 | 0 | 0 | 0 | 0 | 0 | 0 | 0 | 0 | 0 | 0 | 0 | 0 | 0 | 0 | 0 | 0 | 0 | 0
F5_Industrial_Agriculture_Existing_Space Heating_Natural Gas_Insulation - Ducting_A_Achievable Economic RVT Potential | F5 | Industrial | Agriculture | Existing | Space Heating | Natural Gas | Insulation - Ducting | A | Incremental Summer Peak Savings (MW) | Achievable Economic RVT Potential | 0 | 0 | 0 | 0 | 0 | 0 | 0 | 0 | 0 | 0 | 0 | 0 | 0 | 0 | 0 | 0 | 0 | 0 | 0 | 0 | 0 | 0 | 0
F6_Industrial_Agriculture_Existing_Space Heating_Natural Gas_Insulation - Ducting_A_Achievable Economic RVT Potential | F6 | Industrial | Agriculture | Existing | Space Heating | Natural Gas | Insulation - Ducting | A | Incremental Winter Peak Savings (MW) | Achievable Economic RVT Potential | 0 | 0 | 0 | 0 | 0 | 0 | 0 | 0 | 0 | 0 | 0 | 0 | 0 | 0 | 0 | 0 | 0 | 0 | 0 | 0 | 0 | 0 | 0
F7_Industrial_Agriculture_Existing_Space Heating_Natural Gas_Insulation - Ducting_A_Achievable Economic RVT Potential | F7 | Industrial | Agriculture | Existing | Space Heating | Natural Gas | Insulation - Ducting | A | Cumulative Energy Savings (MWh or mTherms) | Achievable Economic RVT Potential | 0 | 0 | 0 | 0 | 0 | 0 | 0 | 0 | 0 | 0 | 0 | 0 | 0 | 0 | 0 | 0 | 0 | 0 | 0 | 0 | 0 | 0 | 0
F8_Industrial_Agriculture_Existing_Space Heating_Natural Gas_Insulation - Ducting_A_Achievable Economic RVT Potential | F8 | Industrial | Agriculture | Existing | Space Heating | Natural Gas | Insulation - Ducting | A | Cumulative Summer Peak Savings (MW) | Achievable Economic RVT Potential | 0 | 0 | 0 | 0 | 0 | 0 | 0 | 0 | 0 | 0 | 0 | 0 | 0 | 0 | 0 | 0 | 0 | 0 | 0 | 0 | 0 | 0 | 0
F9_Industrial_Agriculture_Existing_Space Heating_Natural Gas_Insulation - Ducting_A_Achievable Economic RVT Potential | F9 | Industrial | Agriculture | Existing | Space Heating | Natural Gas | Insulation - Ducting | A | Cumulative Winter Peak Savings (MW) | Achievable Economic RVT Potential | 0 | 0 | 0 | 0 | 0 | 0 | 0 | 0 | 0 | 0 | 0 | 0 | 0 | 0 | 0 | 0 | 0 | 0 | 0 | 0 | 0 | 0 | 0
F10_Industrial_Agriculture_Existing_Space Heating_Natural Gas_Insulation - Ducting_A_Achievable Economic RVT Potential | F10 | Industrial | Agriculture | Existing | Space Heating | Natural Gas | Insulation - Ducting | A | Purchases (Incremental) | Achievable Economic RVT Potential | 0 | 0 | 0 | 0 | 0 | 0 | 0 | 0 | 0 | 0 | 0 | 0 | 0 | 0 | 0 | 0 | 0 | 0 | 0 | 0 | 0 | 0 | 0
F11_Industrial_Agriculture_Existing_Space Heating_Natural Gas_Insulation - Ducting_A_Achievable Economic RVT Potential | F11 | Industrial | Agriculture | Existing | Space Heating | Natural Gas | Insulation - Ducting | A | Purchases (Cumulative) | Achievable Economic RVT Potential | 0 | 0 | 0 | 0 | 0 | 0 | 0 | 0 | 0 | 0 | 0 | 0 | 0 | 0 | 0 | 0 | 0 | 0 | 0 | 0 | 0 | 0 | 0
F1_Industrial_Agriculture_Existing_Space Heating_Natural Gas_HVAC - Duct Repair and Sealing_A_Achievable Economic RVT Potential | F1 | Industrial | Agriculture | Existing | Space Heating | Natural Gas | HVAC - Duct Repair and Sealing | A | Integrated Unit Energy Savings (kWh or therms) | Achievable Economic RVT Potential | 0 | 0 | 0.0040635 | 0.004031 | 0.0039969 | 0.0039609 | 0.0039226 | 0.0038815 | 0.0038374 | 0.00379 | 0.0037395 | 0.0036864 | 0.0036312 | 0.0035746 | 0.0035178 | 0.0034619 | 0.003408 | 0.0033584 | 0.0033136 | 0.0032734 | 0.0032373 | 0.0032043 | 0
F2_Industrial_Agriculture_Existing_Space Heating_Natural Gas_HVAC - Duct Repair and Sealing_A_Achievable Economic RVT Potential | F2 | Industrial | Agriculture | Existing | Space Heating | Natural Gas | HVAC - Duct Repair and Sealing | A | Integrated Unit Summer Peak Savings (kW) | Achievable Economic RVT Potential | 0 | 0 | 0 | 0 | 0 | 0 | 0 | 0 | 0 | 0 | 0 | 0 | 0 | 0 | 0 | 0 | 0 | 0 | 0 | 0 | 0 | 0 | 0
F3_Industrial_Agriculture_Existing_Space Heating_Natural Gas_HVAC - Duct Repair and Sealing_A_Achievable Economic RVT Potential | F3 | Industrial | Agriculture | Existing | Space Heating | Natural Gas | HVAC - Duct Repair and Sealing | A | Integrated Unit Winter Peak Savings (kW) | Achievable Economic RVT Potential | 0 | 0 | 0 | 0 | 0 | 0 | 0 | 0 | 0 | 0 | 0 | 0 | 0 | 0 | 0 | 0 | 0 | 0 | 0 | 0 | 0 | 0 | 0
F4_Industrial_Agriculture_Existing_Space Heating_Natural Gas_HVAC - Duct Repair and Sealing_A_Achievable Economic RVT Potential | F4 | Industrial | Agriculture | Existing | Space Heating | Natural Gas | HVAC - Duct Repair and Sealing | A | Incremental Energy Savings (MWh or mTherms) | Achievable Economic RVT Potential | 0 | 0 | 0 | 0 | 0 | 0 | 0 | 0 | 0 | 0 | 0 | 0 | 0 | 0 | 0 | 0 | 0 | 0 | 0 | 0 | 0 | 0 | 0
F5_Industrial_Agriculture_Existing_Space Heating_Natural Gas_HVAC - Duct Repair and Sealing_A_Achievable Economic RVT Potential | F5 | Industrial | Agriculture | Existing | Space Heating | Natural Gas | HVAC - Duct Repair and Sealing | A | Incremental Summer Peak Savings (MW) | Achievable Economic RVT Potential | 0 | 0 | 0 | 0 | 0 | 0 | 0 | 0 | 0 | 0 | 0 | 0 | 0 | 0 | 0 | 0 | 0 | 0 | 0 | 0 | 0 | 0 | 0
F6_Industrial_Agriculture_Existing_Space Heating_Natural Gas_HVAC - Duct Repair and Sealing_A_Achievable Economic RVT Potential | F6 | Industrial | Agriculture | Existing | Space Heating | Natural Gas | HVAC - Duct Repair and Sealing | A | Incremental Winter Peak Savings (MW) | Achievable Economic RVT Potential | 0 | 0 | 0 | 0 | 0 | 0 | 0 | 0 | 0 | 0 | 0 | 0 | 0 | 0 | 0 | 0 | 0 | 0 | 0 | 0 | 0 | 0 | 0
F7_Industrial_Agriculture_Existing_Space Heating_Natural Gas_HVAC - Duct Repair and Sealing_A_Achievable Economic RVT Potential | F7 | Industrial | Agriculture | Existing | Space Heating | Natural Gas | HVAC - Duct Repair and Sealing | A | Cumulative Energy Savings (MWh or mTherms) | Achievable Economic RVT Potential | 0 | 0 | 0 | 0 | 0 | 0 | 0 | 0 | 0 | 0 | 0 | 0 | 0 | 0 | 0 | 0 | 0 | 0 | 0 | 0 | 0 | 0 | 0
F8_Industrial_Agriculture_Existing_Space Heating_Natural Gas_HVAC - Duct Repair and Sealing_A_Achievable Economic RVT Potential | F8 | Industrial | Agriculture | Existing | Space Heating | Natural Gas | HVAC - Duct Repair and Sealing | A | Cumulative Summer Peak Savings (MW) | Achievable Economic RVT Potential | 0 | 0 | 0 | 0 | 0 | 0 | 0 | 0 | 0 | 0 | 0 | 0 | 0 | 0 | 0 | 0 | 0 | 0 | 0 | 0 | 0 | 0 | 0
F9_Industrial_Agriculture_Existing_Space Heating_Natural Gas_HVAC - Duct Repair and Sealing_A_Achievable Economic RVT Potential | F9 | Industrial | Agriculture | Existing | Space Heating | Natural Gas | HVAC - Duct Repair and Sealing | A | Cumulative Winter Peak Savings (MW) | Achievable Economic RVT Potential | 0 | 0 | 0 | 0 | 0 | 0 | 0 | 0 | 0 | 0 | 0 | 0 | 0 | 0 | 0 | 0 | 0 | 0 | 0 | 0 | 0 | 0 | 0
F10_Industrial_Agriculture_Existing_Space Heating_Natural Gas_HVAC - Duct Repair and Sealing_A_Achievable Economic RVT Potential | F10 | Industrial | Agriculture | Existing | Space Heating | Natural Gas | HVAC - Duct Repair and Sealing | A | Purchases (Incremental) | Achievable Economic RVT Potential | 0 | 0 | 0 | 0 | 0 | 0 | 0 | 0 | 0 | 0 | 0 | 0 | 0 | 0 | 0 | 0 | 0 | 0 | 0 | 0 | 0 | 0 | 0
F11_Industrial_Agriculture_Existing_Space Heating_Natural Gas_HVAC - Duct Repair and Sealing_A_Achievable Economic RVT Potential | F11 | Industrial | Agriculture | Existing | Space Heating | Natural Gas | HVAC - Duct Repair and Sealing | A | Purchases (Cumulative) | Achievable Economic RVT Potential | 0 | 0 | 0 | 0 | 0 | 0 | 0 | 0 | 0 | 0 | 0 | 0 | 0 | 0 | 0 | 0 | 0 | 0 | 0 | 0 | 0 | 0 | 0
F1_Industrial_Agriculture_Existing_Space Heating_Natural Gas_Windows - High Efficiency_A_Achievable Economic RVT Potential | F1 | Industrial | Agriculture | Existing | Space Heating | Natural Gas | Windows - High Efficiency | A | Integrated Unit Energy Savings (kWh or therms) | Achievable Economic RVT Potential | 0 | 0 | 0.0077507 | 0.0077129 | 0.0076718 | 0.0076265 | 0.0075758 | 0.0075186 | 0.0074541 | 0.0073817 | 0.0073016 | 0.0072143 | 0.0071213 | 0.0070241 | 0.0069252 | 0.0068269 | 0.0067317 | 0.0066444 | 0.0065658 | 0.006496 | 0.0064336 | 0.0063769 | 0
F2_Industrial_Agriculture_Existing_Space Heating_Natural Gas_Windows - High Efficiency_A_Achievable Economic RVT Potential | F2 | Industrial | Agriculture | Existing | Space Heating | Natural Gas | Windows - High Efficiency | A | Integrated Unit Summer Peak Savings (kW) | Achievable Economic RVT Potential | 0 | 0 | 0 | 0 | 0 | 0 | 0 | 0 | 0 | 0 | 0 | 0 | 0 | 0 | 0 | 0 | 0 | 0 | 0 | 0 | 0 | 0 | 0
F3_Industrial_Agriculture_Existing_Space Heating_Natural Gas_Windows - High Efficiency_A_Achievable Economic RVT Potential | F3 | Industrial | Agriculture | Existing | Space Heating | Natural Gas | Windows - High Efficiency | A | Integrated Unit Winter Peak Savings (kW) | Achievable Economic RVT Potential | 0 | 0 | 0 | 0 | 0 | 0 | 0 | 0 | 0 | 0 | 0 | 0 | 0 | 0 | 0 | 0 | 0 | 0 | 0 | 0 | 0 | 0 | 0
F4_Industrial_Agriculture_Existing_Space Heating_Natural Gas_Windows - High Efficiency_A_Achievable Economic RVT Potential | F4 | Industrial | Agriculture | Existing | Space Heating | Natural Gas | Windows - High Efficiency | A | Incremental Energy Savings (MWh or mTherms) | Achievable Economic RVT Potential | 0 | 0 | 0 | 0 | 0 | 0 | 0 | 0 | 0 | 0 | 0 | 0 | 0 | 0 | 0 | 0 | 0 | 0 | 0 | 0 | 0 | 0 | 0
F5_Industrial_Agriculture_Existing_Space Heating_Natural Gas_Windows - High Efficiency_A_Achievable Economic RVT Potential | F5 | Industrial | Agriculture | Existing | Space Heating | Natural Gas | Windows - High Efficiency | A | Incremental Summer Peak Savings (MW) | Achievable Economic RVT Potential | 0 | 0 | 0 | 0 | 0 | 0 | 0 | 0 | 0 | 0 | 0 | 0 | 0 | 0 | 0 | 0 | 0 | 0 | 0 | 0 | 0 | 0 | 0
F6_Industrial_Agriculture_Existing_Space Heating_Natural Gas_Windows - High Efficiency_A_Achievable Economic RVT Potential | F6 | Industrial | Agriculture | Existing | Space Heating | Natural Gas | Windows - High Efficiency | A | Incremental Winter Peak Savings (MW) | Achievable Economic RVT Potential | 0 | 0 | 0 | 0 | 0 | 0 | 0 | 0 | 0 | 0 | 0 | 0 | 0 | 0 | 0 | 0 | 0 | 0 | 0 | 0 | 0 | 0 | 0
F7_Industrial_Agriculture_Existing_Space Heating_Natural Gas_Windows - High Efficiency_A_Achievable Economic RVT Potential | F7 | Industrial | Agriculture | Existing | Space Heating | Natural Gas | Windows - High Efficiency | A | Cumulative Energy Savings (MWh or mTherms) | Achievable Economic RVT Potential | 0 | 0 | 0 | 0 | 0 | 0 | 0 | 0 | 0 | 0 | 0 | 0 | 0 | 0 | 0 | 0 | 0 | 0 | 0 | 0 | 0 | 0 | 0
F8_Industrial_Agriculture_Existing_Space Heating_Natural Gas_Windows - High Efficiency_A_Achievable Economic RVT Potential | F8 | Industrial | Agriculture | Existing | Space Heating | Natural Gas | Windows - High Efficiency | A | Cumulative Summer Peak Savings (MW) | Achievable Economic RVT Potential | 0 | 0 | 0 | 0 | 0 | 0 | 0 | 0 | 0 | 0 | 0 | 0 | 0 | 0 | 0 | 0 | 0 | 0 | 0 | 0 | 0 | 0 | 0
F9_Industrial_Agriculture_Existing_Space Heating_Natural Gas_Windows - High Efficiency_A_Achievable Economic RVT Potential | F9 | Industrial | Agriculture | Existing | Space Heating | Natural Gas | Windows - High Efficiency | A | Cumulative Winter Peak Savings (MW) | Achievable Economic RVT Potential | 0 | 0 | 0 | 0 | 0 | 0 | 0 | 0 | 0 | 0 | 0 | 0 | 0 | 0 | 0 | 0 | 0 | 0 | 0 | 0 | 0 | 0 | 0
F10_Industrial_Agriculture_Existing_Space Heating_Natural Gas_Windows - High Efficiency_A_Achievable Economic RVT Potential | F10 | Industrial | Agriculture | Existing | Space Heating | Natural Gas | Windows - High Efficiency | A | Purchases (Incremental) | Achievable Economic RVT Potential | 0 | 0 | 0 | 0 | 0 | 0 | 0 | 0 | 0 | 0 | 0 | 0 | 0 | 0 | 0 | 0 | 0 | 0 | 0 | 0 | 0 | 0 | 0
F11_Industrial_Agriculture_Existing_Space Heating_Natural Gas_Windows - High Efficiency_A_Achievable Economic RVT Potential | F11 | Industrial | Agriculture | Existing | Space Heating | Natural Gas | Windows - High Efficiency | A | Purchases (Cumulative) | Achievable Economic RVT Potential | 0 | 0 | 0 | 0 | 0 | 0 | 0 | 0 | 0 | 0 | 0 | 0 | 0 | 0 | 0 | 0 | 0 | 0 | 0 | 0 | 0 | 0 | 0
F1_Industrial_Agriculture_Existing_Space Heating_Natural Gas_Gas Boiler - Maintenance_A_Achievable Economic RVT Potential | F1 | Industrial | Agriculture | Existing | Space Heating | Natural Gas | Gas Boiler - Maintenance | A | Integrated Unit Energy Savings (kWh or therms) | Achievable Economic RVT Potential | 0 | 0 | 1.1672 | 1.1638 | 1.1603 | 1.1565 | 1.1525 | 1.1482 | 1.1435 | 1.1384 | 1.1329 | 1.1271 | 1.1209 | 1.1144 | 1.1075 | 1.1004 | 1.0931 | 1.0862 | 1.0797 | 1.0737 | 1.0683 | 1.0633 | 0
F2_Industrial_Agriculture_Existing_Space Heating_Natural Gas_Gas Boiler - Maintenance_A_Achievable Economic RVT Potential | F2 | Industrial | Agriculture | Existing | Space Heating | Natural Gas | Gas Boiler - Maintenance | A | Integrated Unit Summer Peak Savings (kW) | Achievable Economic RVT Potential | 0 | 0 | 0 | 0 | 0 | 0 | 0 | 0 | 0 | 0 | 0 | 0 | 0 | 0 | 0 | 0 | 0 | 0 | 0 | 0 | 0 | 0 | 0
F3_Industrial_Agriculture_Existing_Space Heating_Natural Gas_Gas Boiler - Maintenance_A_Achievable Economic RVT Potential | F3 | Industrial | Agriculture | Existing | Space Heating | Natural Gas | Gas Boiler - Maintenance | A | Integrated Unit Winter Peak Savings (kW) | Achievable Economic RVT Potential | 0 | 0 | 0 | 0 | 0 | 0 | 0 | 0 | 0 | 0 | 0 | 0 | 0 | 0 | 0 | 0 | 0 | 0 | 0 | 0 | 0 | 0 | 0
F4_Industrial_Agriculture_Existing_Space Heating_Natural Gas_Gas Boiler - Maintenance_A_Achievable Economic RVT Potential | F4 | Industrial | Agriculture | Existing | Space Heating | Natural Gas | Gas Boiler - Maintenance | A | Incremental Energy Savings (MWh or mTherms) | Achievable Economic RVT Potential | 0 | 0 | 0.044275 | 0.030409 | 0.020625 | 0.015735 | 0.013502 | 0.011439 | 0.0095914 | 0.0079727 | 0.0065788 | 0.0053945 | 0.0043994 | 0.0033476 | 0.0025464 | 0.0019364 | 0.0014722 | 0.0013201 | 0.0010093 | 0.00084941 | 0.00069656 | 0.00055035 | 0
F5_Industrial_Agriculture_Existing_Space Heating_Natural Gas_Gas Boiler - Maintenance_A_Achievable Economic RVT Potential | F5 | Industrial | Agriculture | Existing | Space Heating | Natural Gas | Gas Boiler - Maintenance | A | Incremental Summer Peak Savings (MW) | Achievable Economic RVT Potential | 0 | 0 | 0 | 0 | 0 | 0 | 0 | 0 | 0 | 0 | 0 | 0 | 0 | 0 | 0 | 0 | 0 | 0 | 0 | 0 | 0 | 0 | 0
F6_Industrial_Agriculture_Existing_Space Heating_Natural Gas_Gas Boiler - Maintenance_A_Achievable Economic RVT Potential | F6 | Industrial | Agriculture | Existing | Space Heating | Natural Gas | Gas Boiler - Maintenance | A | Incremental Winter Peak Savings (MW) | Achievable Economic RVT Potential | 0 | 0 | 0 | 0 | 0 | 0 | 0 | 0 | 0 | 0 | 0 | 0 | 0 | 0 | 0 | 0 | 0 | 0 | 0 | 0 | 0 | 0 | 0
F7_Industrial_Agriculture_Existing_Space Heating_Natural Gas_Gas Boiler - Maintenance_A_Achievable Economic RVT Potential | F7 | Industrial | Agriculture | Existing | Space Heating | Natural Gas | Gas Boiler - Maintenance | A | Cumulative Energy Savings (MWh or mTherms) | Achievable Economic RVT Potential | 0 | 0 | 0.044275 | 0.074555 | 0.094954 | 0.11038 | 0.1235 | 0.13448 | 0.14352 | 0.15085 | 0.15671 | 0.16129 | 0.1648 | 0.16719 | 0.16871 | 0.16956 | 0.16991 | 0.17015 | 0.17015 | 0.17006 | 0.16989 | 0.16966 | 0
F8_Industrial_Agriculture_Existing_Space Heating_Natural Gas_Gas Boiler - Maintenance_A_Achievable Economic RVT Potential | F8 | Industrial | Agriculture | Existing | Space Heating | Natural Gas | Gas Boiler - Maintenance | A | Cumulative Summer Peak Savings (MW) | Achievable Economic RVT Potential | 0 | 0 | 0 | 0 | 0 | 0 | 0 | 0 | 0 | 0 | 0 | 0 | 0 | 0 | 0 | 0 | 0 | 0 | 0 | 0 | 0 | 0 | 0
F9_Industrial_Agriculture_Existing_Space Heating_Natural Gas_Gas Boiler - Maintenance_A_Achievable Economic RVT Potential | F9 | Industrial | Agriculture | Existing | Space Heating | Natural Gas | Gas Boiler - Maintenance | A | Cumulative Winter Peak Savings (MW) | Achievable Economic RVT Potential | 0 | 0 | 0 | 0 | 0 | 0 | 0 | 0 | 0 | 0 | 0 | 0 | 0 | 0 | 0 | 0 | 0 | 0 | 0 | 0 | 0 | 0 | 0
F10_Industrial_Agriculture_Existing_Space Heating_Natural Gas_Gas Boiler - Maintenance_A_Achievable Economic RVT Potential | F10 | Industrial | Agriculture | Existing | Space Heating | Natural Gas | Gas Boiler - Maintenance | A | Purchases (Incremental) | Achievable Economic RVT Potential | 0 | 0 | 37.9322 | 26.1291 | 17.7764 | 13.6056 | 11.715 | 9.9626 | 8.3876 | 7.0033 | 5.8068 | 4.7862 | 3.9249 | 3.004 | 2.2992 | 1.7598 | 1.3469 | 1.2154 | 0.93477 | 0.79107 | 0.65204 | 0.51756 | 0
F11_Industrial_Agriculture_Existing_Space Heating_Natural Gas_Gas Boiler - Maintenance_A_Achievable Economic RVT Potential | F11 | Industrial | Agriculture | Existing | Space Heating | Natural Gas | Gas Boiler - Maintenance | A | Purchases (Cumulative) | Achievable Economic RVT Potential | 0 | 0 | 37.9322 | 64.0613 | 81.8377 | 95.4433 | 107.1583 | 117.121 | 125.5086 | 132.5119 | 138.3187 | 143.105 | 147.0299 | 150.0339 | 152.3332 | 154.0929 | 155.4398 | 156.6552 | 157.5899 | 158.381 | 159.033 | 159.5506 | 0
F1_Industrial_Agriculture_Existing_Process_Natural Gas_Gas Boiler - Maintenance_A_Achievable Economic RVT Potential | F1 | Industrial | Agriculture | Existing | Process | Natural Gas | Gas Boiler - Maintenance | A | Integrated Unit Energy Savings (kWh or therms) | Achievable Economic RVT Potential | 0 | 0 | 1.5559 | 1.5559 | 1.5559 | 1.5559 | 1.5559 | 1.5559 | 1.5559 | 1.5559 | 1.5559 | 1.5559 | 1.5559 | 1.5559 | 1.5559 | 1.5559 | 1.5559 | 1.5559 | 1.5559 | 1.5559 | 1.5559 | 1.5559 | 0
F2_Industrial_Agriculture_Existing_Process_Natural Gas_Gas Boiler - Maintenance_A_Achievable Economic RVT Potential | F2 | Industrial | Agriculture | Existing | Process | Natural Gas | Gas Boiler - Maintenance | A | Integrated Unit Summer Peak Savings (kW) | Achievable Economic RVT Potential | 0 | 0 | 0 | 0 | 0 | 0 | 0 | 0 | 0 | 0 | 0 | 0 | 0 | 0 | 0 | 0 | 0 | 0 | 0 | 0 | 0 | 0 | 0
F3_Industrial_Agriculture_Existing_Process_Natural Gas_Gas Boiler - Maintenance_A_Achievable Economic RVT Potential | F3 | Industrial | Agriculture | Existing | Process | Natural Gas | Gas Boiler - Maintenance | A | Integrated Unit Winter Peak Savings (kW) | Achievable Economic RVT Potential | 0 | 0 | 0 | 0 | 0 | 0 | 0 | 0 | 0 | 0 | 0 | 0 | 0 | 0 | 0 | 0 | 0 | 0 | 0 | 0 | 0 | 0 | 0
F4_Industrial_Agriculture_Existing_Process_Natural Gas_Gas Boiler - Maintenance_A_Achievable Economic RVT Potential | F4 | Industrial | Agriculture | Existing | Process | Natural Gas | Gas Boiler - Maintenance | A | Incremental Energy Savings (MWh or mTherms) | Achievable Economic RVT Potential | 0 | 0 | 0.48819 | 0.33628 | 0.22879 | 0.17511 | 0.15077 | 0.12822 | 0.10795 | 0.090133 | 0.074734 | 0.0616 | 0.050514 | 0.038662 | 0.029591 | 0.022648 | 0.017334 | 0.015642 | 0.012031 | 0.010181 | 0.0083918 | 0.0066611 | 0
F5_Industrial_Agriculture_Existing_Process_Natural Gas_Gas Boiler - Maintenance_A_Achievable Economic RVT Potential | F5 | Industrial | Agriculture | Existing | Process | Natural Gas | Gas Boiler - Maintenance | A | Incremental Summer Peak Savings (MW) | Achievable Economic RVT Potential | 0 | 0 | 0 | 0 | 0 | 0 | 0 | 0 | 0 | 0 | 0 | 0 | 0 | 0 | 0 | 0 | 0 | 0 | 0 | 0 | 0 | 0 | 0
F6_Industrial_Agriculture_Existing_Process_Natural Gas_Gas Boiler - Maintenance_A_Achievable Economic RVT Potential | F6 | Industrial | Agriculture | Existing | Process | Natural Gas | Gas Boiler - Maintenance | A | Incremental Winter Peak Savings (MW) | Achievable Economic RVT Potential | 0 | 0 | 0 | 0 | 0 | 0 | 0 | 0 | 0 | 0 | 0 | 0 | 0 | 0 | 0 | 0 | 0 | 0 | 0 | 0 | 0 | 0 | 0
F7_Industrial_Agriculture_Existing_Process_Natural Gas_Gas Boiler - Maintenance_A_Achievable Economic RVT Potential | F7 | Industrial | Agriculture | Existing | Process | Natural Gas | Gas Boiler - Maintenance | A | Cumulative Energy Savings (MWh or mTherms) | Achievable Economic RVT Potential | 0 | 0 | 0.48819 | 0.82448 | 1.0533 | 1.2284 | 1.3791 | 1.5074 | 1.6153 | 1.7054 | 1.7802 | 1.8418 | 1.8923 | 1.931 | 1.9605 | 1.9832 | 2.0005 | 2.0162 | 2.0282 | 2.0384 | 2.0468 | 2.0534 | 0
F8_Industrial_Agriculture_Existing_Process_Natural Gas_Gas Boiler - Maintenance_A_Achievable Economic RVT Potential | F8 | Industrial | Agriculture | Existing | Process | Natural Gas | Gas Boiler - Maintenance | A | Cumulative Summer Peak Savings (MW) | Achievable Economic RVT Potential | 0 | 0 | 0 | 0 | 0 | 0 | 0 | 0 | 0 | 0 | 0 | 0 | 0 | 0 | 0 | 0 | 0 | 0 | 0 | 0 | 0 | 0 | 0
F9_Industrial_Agriculture_Existing_Process_Natural Gas_Gas Boiler - Maintenance_A_Achievable Economic RVT Potential | F9 | Industrial | Agriculture | Existing | Process | Natural Gas | Gas Boiler - Maintenance | A | Cumulative Winter Peak Savings (MW) | Achievable Economic RVT Potential | 0 | 0 | 0 | 0 | 0 | 0 | 0 | 0 | 0 | 0 | 0 | 0 | 0 | 0 | 0 | 0 | 0 | 0 | 0 | 0 | 0 | 0 | 0
F10_Industrial_Agriculture_Existing_Process_Natural Gas_Gas Boiler - Maintenance_A_Achievable Economic RVT Potential | F10 | Industrial | Agriculture | Existing | Process | Natural Gas | Gas Boiler - Maintenance | A | Purchases (Incremental) | Achievable Economic RVT Potential | 0 | 0 | 313.7737 | 216.1386 | 147.0459 | 112.545 | 96.9063 | 82.4105 | 69.3823 | 57.9309 | 48.0337 | 39.5917 | 32.4669 | 24.8493 | 19.019 | 14.5566 | 11.1412 | 10.0536 | 7.7324 | 6.5437 | 5.3936 | 4.2813 | 0
F11_Industrial_Agriculture_Existing_Process_Natural Gas_Gas Boiler - Maintenance_A_Achievable Economic RVT Potential | F11 | Industrial | Agriculture | Existing | Process | Natural Gas | Gas Boiler - Maintenance | A | Purchases (Cumulative) | Achievable Economic RVT Potential | 0 | 0 | 313.7737 | 529.9122 | 676.9582 | 789.5032 | 886.4095 | 968.82 | 1038.2023 | 1096.1332 | 1144.1669 | 1183.7585 | 1216.2254 | 1241.0747 | 1260.0936 | 1274.6502 | 1285.7914 | 1295.8451 | 1303.5775 | 1310.1212 | 1315.5148 | 1319.7961 | 0
F1_Industrial_Agriculture_Existing_Space Heating_Natural Gas_Gas Furnace - Maintenance_A_Achievable Economic RVT Potential | F1 | Industrial | Agriculture | Existing | Space Heating | Natural Gas | Gas Furnace - Maintenance | A | Integrated Unit Energy Savings (kWh or therms) | Achievable Economic RVT Potential | 0 | 0 | 0.0093937 | 0.0093365 | 0.0092777 | 0.0092174 | 0.0091554 | 0.0090916 | 0.009026 | 0.0089585 | 0.0088896 | 0.0088197 | 0.0087489 | 0.0086771 | 0.0086043 | 0.0085307 | 0.0084565 | 0.0083865 | 0.0083211 | 0.0082603 | 0.0082039 | 0.0081519 | 0
F2_Industrial_Agriculture_Existing_Space Heating_Natural Gas_Gas Furnace - Maintenance_A_Achievable Economic RVT Potential | F2 | Industrial | Agriculture | Existing | Space Heating | Natural Gas | Gas Furnace - Maintenance | A | Integrated Unit Summer Peak Savings (kW) | Achievable Economic RVT Potential | 0 | 0 | 0 | 0 | 0 | 0 | 0 | 0 | 0 | 0 | 0 | 0 | 0 | 0 | 0 | 0 | 0 | 0 | 0 | 0 | 0 | 0 | 0
F3_Industrial_Agriculture_Existing_Space Heating_Natural Gas_Gas Furnace - Maintenance_A_Achievable Economic RVT Potential | F3 | Industrial | Agriculture | Existing | Space Heating | Natural Gas | Gas Furnace - Maintenance | A | Integrated Unit Winter Peak Savings (kW) | Achievable Economic RVT Potential | 0 | 0 | 0 | 0 | 0 | 0 | 0 | 0 | 0 | 0 | 0 | 0 | 0 | 0 | 0 | 0 | 0 | 0 | 0 | 0 | 0 | 0 | 0
F4_Industrial_Agriculture_Existing_Space Heating_Natural Gas_Gas Furnace - Maintenance_A_Achievable Economic RVT Potential | F4 | Industrial | Agriculture | Existing | Space Heating | Natural Gas | Gas Furnace - Maintenance | A | Incremental Energy Savings (MWh or mTherms) | Achievable Economic RVT Potential | 0 | 0 | 0.00072023 | 0.0004931 | 0.00033336 | 0.00025349 | 0.00021679 | 0.00018308 | 0.00015302 | 0.00012681 | 0.00010434 | 8.5325e-05 | 6.9409e-05 | 5.2687e-05 | 3.9987e-05 | 3.0343e-05 | 2.3022e-05 | 2.0603e-05 | 1.5722e-05 | 1.3208e-05 | 1.0812e-05 | 8.5281e-06 | 0
F5_Industrial_Agriculture_Existing_Space Heating_Natural Gas_Gas Furnace - Maintenance_A_Achievable Economic RVT Potential | F5 | Industrial | Agriculture | Existing | Space Heating | Natural Gas | Gas Furnace - Maintenance | A | Incremental Summer Peak Savings (MW) | Achievable Economic RVT Potential | 0 | 0 | 0 | 0 | 0 | 0 | 0 | 0 | 0 | 0 | 0 | 0 | 0 | 0 | 0 | 0 | 0 | 0 | 0 | 0 | 0 | 0 | 0
F6_Industrial_Agriculture_Existing_Space Heating_Natural Gas_Gas Furnace - Maintenance_A_Achievable Economic RVT Potential | F6 | Industrial | Agriculture | Existing | Space Heating | Natural Gas | Gas Furnace - Maintenance | A | Incremental Winter Peak Savings (MW) | Achievable Economic RVT Potential | 0 | 0 | 0 | 0 | 0 | 0 | 0 | 0 | 0 | 0 | 0 | 0 | 0 | 0 | 0 | 0 | 0 | 0 | 0 | 0 | 0 | 0 | 0
F7_Industrial_Agriculture_Existing_Space Heating_Natural Gas_Gas Furnace - Maintenance_A_Achievable Economic RVT Potential | F7 | Industrial | Agriculture | Existing | Space Heating | Natural Gas | Gas Furnace - Maintenance | A | Cumulative Energy Savings (MWh or mTherms) | Achievable Economic RVT Potential | 0 | 0 | 0.00072023 | 0.0012089 | 0.0015347 | 0.0017782 | 0.001983 | 0.0021523 | 0.0022898 | 0.0023995 | 0.0024854 | 0.0025512 | 0.0026001 | 0.0026314 | 0.0026493 | 0.002657 | 0.0026569 | 0.0026556 | 0.0026506 | 0.0026444 | 0.0026371 | 0.002629 | 0
F8_Industrial_Agriculture_Existing_Space Heating_Natural Gas_Gas Furnace - Maintenance_A_Achievable Economic RVT Potential | F8 | Industrial | Agriculture | Existing | Space Heating | Natural Gas | Gas Furnace - Maintenance | A | Cumulative Summer Peak Savings (MW) | Achievable Economic RVT Potential | 0 | 0 | 0 | 0 | 0 | 0 | 0 | 0 | 0 | 0 | 0 | 0 | 0 | 0 | 0 | 0 | 0 | 0 | 0 | 0 | 0 | 0 | 0
F9_Industrial_Agriculture_Existing_Space Heating_Natural Gas_Gas Furnace - Maintenance_A_Achievable Economic RVT Potential | F9 | Industrial | Agriculture | Existing | Space Heating | Natural Gas | Gas Furnace - Maintenance | A | Cumulative Winter Peak Savings (MW) | Achievable Economic RVT Potential | 0 | 0 | 0 | 0 | 0 | 0 | 0 | 0 | 0 | 0 | 0 | 0 | 0 | 0 | 0 | 0 | 0 | 0 | 0 | 0 | 0 | 0 | 0
F10_Industrial_Agriculture_Existing_Space Heating_Natural Gas_Gas Furnace - Maintenance_A_Achievable Economic RVT Potential | F10 | Industrial | Agriculture | Existing | Space Heating | Natural Gas | Gas Furnace - Maintenance | A | Purchases (Incremental) | Achievable Economic RVT Potential | 0 | 0 | 76.6718 | 52.8143 | 35.9313 | 27.5008 | 23.6794 | 20.1373 | 16.9538 | 14.1556 | 11.7372 | 9.6744 | 7.9334 | 6.072 | 4.6474 | 3.557 | 2.7224 | 2.4566 | 1.8894 | 1.599 | 1.318 | 1.0461 | 0
F11_Industrial_Agriculture_Existing_Space Heating_Natural Gas_Gas Furnace - Maintenance_A_Achievable Economic RVT Potential | F11 | Industrial | Agriculture | Existing | Space Heating | Natural Gas | Gas Furnace - Maintenance | A | Purchases (Cumulative) | Achievable Economic RVT Potential | 0 | 0 | 76.6718 | 129.4861 | 165.4174 | 192.9182 | 216.5976 | 236.735 | 253.6888 | 267.8445 | 279.5817 | 289.2561 | 297.1895 | 303.2615 | 307.9088 | 311.4658 | 314.1882 | 316.6449 | 318.5343 | 320.1333 | 321.4512 | 322.4974 | 0
F1_Industrial_Agriculture_Existing_Space Heating_Natural Gas_Gas Boiler - Hot Water Reset_A_Achievable Economic RVT Potential | F1 | Industrial | Agriculture | Existing | Space Heating | Natural Gas | Gas Boiler - Hot Water Reset | A | Integrated Unit Energy Savings (kWh or therms) | Achievable Economic RVT Potential | 0 | 0 | 4.2418 | 4.2269 | 4.2115 | 4.1954 | 4.1783 | 4.1601 | 4.1405 | 4.1195 | 4.097 | 4.0732 | 4.0482 | 4.0219 | 3.9945 | 3.9661 | 3.937 | 3.9093 | 3.8833 | 3.859 | 3.8366 | 3.8159 | 0
F2_Industrial_Agriculture_Existing_Space Heating_Natural Gas_Gas Boiler - Hot Water Reset_A_Achievable Economic RVT Potential | F2 | Industrial | Agriculture | Existing | Space Heating | Natural Gas | Gas Boiler - Hot Water Reset | A | Integrated Unit Summer Peak Savings (kW) | Achievable Economic RVT Potential | 0 | 0 | 0 | 0 | 0 | 0 | 0 | 0 | 0 | 0 | 0 | 0 | 0 | 0 | 0 | 0 | 0 | 0 | 0 | 0 | 0 | 0 | 0
F3_Industrial_Agriculture_Existing_Space Heating_Natural Gas_Gas Boiler - Hot Water Reset_A_Achievable Economic RVT Potential | F3 | Industrial | Agriculture | Existing | Space Heating | Natural Gas | Gas Boiler - Hot Water Reset | A | Integrated Unit Winter Peak Savings (kW) | Achievable Economic RVT Potential | 0 | 0 | 0 | 0 | 0 | 0 | 0 | 0 | 0 | 0 | 0 | 0 | 0 | 0 | 0 | 0 | 0 | 0 | 0 | 0 | 0 | 0 | 0
F4_Industrial_Agriculture_Existing_Space Heating_Natural Gas_Gas Boiler - Hot Water Reset_A_Achievable Economic RVT Potential | F4 | Industrial | Agriculture | Existing | Space Heating | Natural Gas | Gas Boiler - Hot Water Reset | A | Incremental Energy Savings (MWh or mTherms) | Achievable Economic RVT Potential | 0 | 0 | 0.078196 | 0.094026 | 0.11266 | 0.12804 | 0.14294 | 0.16352 | 0.17546 | 0.17526 | 0.16143 | 0.13558 | 0.10247 | 0.066216 | 0.037528 | 0.017631 | 0.0072769 | 0.0025822 | 0.00078739 | 0.0001676 | 2.6917e-05 | 3.1581e-06 | 0
F5_Industrial_Agriculture_Existing_Space Heating_Natural Gas_Gas Boiler - Hot Water Reset_A_Achievable Economic RVT Potential | F5 | Industrial | Agriculture | Existing | Space Heating | Natural Gas | Gas Boiler - Hot Water Reset | A | Incremental Summer Peak Savings (MW) | Achievable Economic RVT Potential | 0 | 0 | 0 | 0 | 0 | 0 | 0 | 0 | 0 | 0 | 0 | 0 | 0 | 0 | 0 | 0 | 0 | 0 | 0 | 0 | 0 | 0 | 0
F6_Industrial_Agriculture_Existing_Space Heating_Natural Gas_Gas Boiler - Hot Water Reset_A_Achievable Economic RVT Potential | F6 | Industrial | Agriculture | Existing | Space Heating | Natural Gas | Gas Boiler - Hot Water Reset | A | Incremental Winter Peak Savings (MW) | Achievable Economic RVT Potential | 0 | 0 | 0 | 0 | 0 | 0 | 0 | 0 | 0 | 0 | 0 | 0 | 0 | 0 | 0 | 0 | 0 | 0 | 0 | 0 | 0 | 0 | 0
F7_Industrial_Agriculture_Existing_Space Heating_Natural Gas_Gas Boiler - Hot Water Reset_A_Achievable Economic RVT Potential | F7 | Industrial | Agriculture | Existing | Space Heating | Natural Gas | Gas Boiler - Hot Water Reset | A | Cumulative Energy Savings (MWh or mTherms) | Achievable Economic RVT Potential | 0 | 0 | 0.078196 | 0.17195 | 0.28398 | 0.41094 | 0.55221 | 0.71331 | 0.88542 | 1.0562 | 1.2118 | 1.3404 | 1.4346 | 1.4915 | 1.5189 | 1.5257 | 1.5218 | 1.5137 | 1.5044 | 1.4952 | 1.4865 | 1.4785 | 0
F8_Industrial_Agriculture_Existing_Space Heating_Natural Gas_Gas Boiler - Hot Water Reset_A_Achievable Economic RVT Potential | F8 | Industrial | Agriculture | Existing | Space Heating | Natural Gas | Gas Boiler - Hot Water Reset | A | Cumulative Summer Peak Savings (MW) | Achievable Economic RVT Potential | 0 | 0 | 0 | 0 | 0 | 0 | 0 | 0 | 0 | 0 | 0 | 0 | 0 | 0 | 0 | 0 | 0 | 0 | 0 | 0 | 0 | 0 | 0
F9_Industrial_Agriculture_Existing_Space Heating_Natural Gas_Gas Boiler - Hot Water Reset_A_Achievable Economic RVT Potential | F9 | Industrial | Agriculture | Existing | Space Heating | Natural Gas | Gas Boiler - Hot Water Reset | A | Cumulative Winter Peak Savings (MW) | Achievable Economic RVT Potential | 0 | 0 | 0 | 0 | 0 | 0 | 0 | 0 | 0 | 0 | 0 | 0 | 0 | 0 | 0 | 0 | 0 | 0 | 0 | 0 | 0 | 0 | 0
F10_Industrial_Agriculture_Existing_Space Heating_Natural Gas_Gas Boiler - Hot Water Reset_A_Achievable Economic RVT Potential | F10 | Industrial | Agriculture | Existing | Space Heating | Natural Gas | Gas Boiler - Hot Water Reset | A | Purchases (Incremental) | Achievable Economic RVT Potential | 0 | 0 | 18.4346 | 22.2445 | 26.7514 | 30.5187 | 34.2103 | 39.3064 | 42.3762 | 42.5439 | 39.4013 | 33.2848 | 25.3131 | 16.4639 | 9.3949 | 4.4455 | 1.8483 | 0.66054 | 0.20276 | 0.043432 | 0.0070159 | 0.00082762 | 0
F11_Industrial_Agriculture_Existing_Space Heating_Natural Gas_Gas Boiler - Hot Water Reset_A_Achievable Economic RVT Potential | F11 | Industrial | Agriculture | Existing | Space Heating | Natural Gas | Gas Boiler - Hot Water Reset | A | Purchases (Cumulative) | Achievable Economic RVT Potential | 0 | 0 | 18.4346 | 40.679 | 67.4304 | 97.9491 | 132.1594 | 171.4658 | 213.842 | 256.386 | 295.7873 | 329.0721 | 354.3852 | 370.8491 | 380.244 | 384.6894 | 386.5378 | 387.1983 | 387.4011 | 387.4445 | 387.4515 | 387.4524 | 0
F1_Industrial_Agriculture_Existing_Process_Natural Gas_Gas Boiler - Hot Water Reset_A_Achievable Economic RVT Potential | F1 | Industrial | Agriculture | Existing | Process | Natural Gas | Gas Boiler - Hot Water Reset | A | Integrated Unit Energy Savings (kWh or therms) | Achievable Economic RVT Potential | 0 | 0 | 2.828 | 2.8273 | 2.8268 | 2.8263 | 2.8258 | 2.8254 | 2.8249 | 2.8245 | 2.8241 | 2.8237 | 2.8233 | 2.8229 | 2.8226 | 2.8222 | 2.8218 | 2.8214 | 2.8211 | 2.8207 | 2.8203 | 2.8199 | 0
F2_Industrial_Agriculture_Existing_Process_Natural Gas_Gas Boiler - Hot Water Reset_A_Achievable Economic RVT Potential | F2 | Industrial | Agriculture | Existing | Process | Natural Gas | Gas Boiler - Hot Water Reset | A | Integrated Unit Summer Peak Savings (kW) | Achievable Economic RVT Potential | 0 | 0 | 0 | 0 | 0 | 0 | 0 | 0 | 0 | 0 | 0 | 0 | 0 | 0 | 0 | 0 | 0 | 0 | 0 | 0 | 0 | 0 | 0
F3_Industrial_Agriculture_Existing_Process_Natural Gas_Gas Boiler - Hot Water Reset_A_Achievable Economic RVT Potential | F3 | Industrial | Agriculture | Existing | Process | Natural Gas | Gas Boiler - Hot Water Reset | A | Integrated Unit Winter Peak Savings (kW) | Achievable Economic RVT Potential | 0 | 0 | 0 | 0 | 0 | 0 | 0 | 0 | 0 | 0 | 0 | 0 | 0 | 0 | 0 | 0 | 0 | 0 | 0 | 0 | 0 | 0 | 0
F4_Industrial_Agriculture_Existing_Process_Natural Gas_Gas Boiler - Hot Water Reset_A_Achievable Economic RVT Potential | F4 | Industrial | Agriculture | Existing | Process | Natural Gas | Gas Boiler - Hot Water Reset | A | Incremental Energy Savings (MWh or mTherms) | Achievable Economic RVT Potential | 0 | 0 | 0.43124 | 0.52024 | 0.62553 | 0.71349 | 0.79966 | 0.91864 | 0.99023 | 0.994 | 0.92044 | 0.77745 | 0.59117 | 0.38445 | 0.21935 | 0.10378 | 0.043144 | 0.015416 | 0.0047317 | 0.0010134 | 0.00016368 | 1.9305e-05 | 0
F5_Industrial_Agriculture_Existing_Process_Natural Gas_Gas Boiler - Hot Water Reset_A_Achievable Economic RVT Potential | F5 | Industrial | Agriculture | Existing | Process | Natural Gas | Gas Boiler - Hot Water Reset | A | Incremental Summer Peak Savings (MW) | Achievable Economic RVT Potential | 0 | 0 | 0 | 0 | 0 | 0 | 0 | 0 | 0 | 0 | 0 | 0 | 0 | 0 | 0 | 0 | 0 | 0 | 0 | 0 | 0 | 0 | 0
F6_Industrial_Agriculture_Existing_Process_Natural Gas_Gas Boiler - Hot Water Reset_A_Achievable Economic RVT Potential | F6 | Industrial | Agriculture | Existing | Process | Natural Gas | Gas Boiler - Hot Water Reset | A | Incremental Winter Peak Savings (MW) | Achievable Economic RVT Potential | 0 | 0 | 0 | 0 | 0 | 0 | 0 | 0 | 0 | 0 | 0 | 0 | 0 | 0 | 0 | 0 | 0 | 0 | 0 | 0 | 0 | 0 | 0
F7_Industrial_Agriculture_Existing_Process_Natural Gas_Gas Boiler - Hot Water Reset_A_Achievable Economic RVT Potential | F7 | Industrial | Agriculture | Existing | Process | Natural Gas | Gas Boiler - Hot Water Reset | A | Cumulative Energy Savings (MWh or mTherms) | Achievable Economic RVT Potential | 0 | 0 | 0.43124 | 0.95138 | 1.5767 | 2.2899 | 3.0892 | 4.0074 | 4.997 | 5.9902 | 6.9098 | 7.6863 | 8.2764 | 8.6597 | 8.878 | 8.9806 | 9.0226 | 9.0368 | 9.0403 | 9.0401 | 9.0391 | 9.0379 | 0
F8_Industrial_Agriculture_Existing_Process_Natural Gas_Gas Boiler - Hot Water Reset_A_Achievable Economic RVT Potential | F8 | Industrial | Agriculture | Existing | Process | Natural Gas | Gas Boiler - Hot Water Reset | A | Cumulative Summer Peak Savings (MW) | Achievable Economic RVT Potential | 0 | 0 | 0 | 0 | 0 | 0 | 0 | 0 | 0 | 0 | 0 | 0 | 0 | 0 | 0 | 0 | 0 | 0 | 0 | 0 | 0 | 0 | 0
F9_Industrial_Agriculture_Existing_Process_Natural Gas_Gas Boiler - Hot Water Reset_A_Achievable Economic RVT Potential | F9 | Industrial | Agriculture | Existing | Process | Natural Gas | Gas Boiler - Hot Water Reset | A | Cumulative Winter Peak Savings (MW) | Achievable Economic RVT Potential | 0 | 0 | 0 | 0 | 0 | 0 | 0 | 0 | 0 | 0 | 0 | 0 | 0 | 0 | 0 | 0 | 0 | 0 | 0 | 0 | 0 | 0 | 0
F10_Industrial_Agriculture_Existing_Process_Natural Gas_Gas Boiler - Hot Water Reset_A_Achievable Economic RVT Potential | F10 | Industrial | Agriculture | Existing | Process | Natural Gas | Gas Boiler - Hot Water Reset | A | Purchases (Incremental) | Achievable Economic RVT Potential | 0 | 0 | 152.49 | 184.0052 | 221.2864 | 252.4497 | 282.9861 | 325.1406 | 350.5345 | 351.9217 | 325.926 | 275.3306 | 209.389 | 136.1888 | 77.714 | 36.7727 | 15.2894 | 5.4639 | 1.6773 | 0.35926 | 0.058035 | 0.0068461 | 0
F11_Industrial_Agriculture_Existing_Process_Natural Gas_Gas Boiler - Hot Water Reset_A_Achievable Economic RVT Potential | F11 | Industrial | Agriculture | Existing | Process | Natural Gas | Gas Boiler - Hot Water Reset | A | Purchases (Cumulative) | Achievable Economic RVT Potential | 0 | 0 | 152.49 | 336.4953 | 557.7816 | 810.2313 | 1093.2174 | 1418.358 | 1768.8925 | 2120.8143 | 2446.7403 | 2722.0709 | 2931.4599 | 3067.6487 | 3145.3626 | 3182.1353 | 3197.4248 | 3202.8887 | 3204.566 | 3204.9252 | 3204.9833 | 3204.9901 | 0
F1_Industrial_Agriculture_Existing_Space Heating_Natural Gas_Steam Trap Maintenance_A_Achievable Economic RVT Potential | F1 | Industrial | Agriculture | Existing | Space Heating | Natural Gas | Steam Trap Maintenance | A | Integrated Unit Energy Savings (kWh or therms) | Achievable Economic RVT Potential | 0 | 0 | 1.4992 | 1.4946 | 1.4898 | 1.4848 | 1.4795 | 1.4737 | 1.4675 | 1.4607 | 1.4534 | 1.4457 | 1.4375 | 1.4289 | 1.4199 | 1.4106 | 1.401 | 1.3918 | 1.3834 | 1.3755 | 1.3683 | 1.3617 | 0
F2_Industrial_Agriculture_Existing_Space Heating_Natural Gas_Steam Trap Maintenance_A_Achievable Economic RVT Potential | F2 | Industrial | Agriculture | Existing | Space Heating | Natural Gas | Steam Trap Maintenance | A | Integrated Unit Summer Peak Savings (kW) | Achievable Economic RVT Potential | 0 | 0 | 0 | 0 | 0 | 0 | 0 | 0 | 0 | 0 | 0 | 0 | 0 | 0 | 0 | 0 | 0 | 0 | 0 | 0 | 0 | 0 | 0
F3_Industrial_Agriculture_Existing_Space Heating_Natural Gas_Steam Trap Maintenance_A_Achievable Economic RVT Potential | F3 | Industrial | Agriculture | Existing | Space Heating | Natural Gas | Steam Trap Maintenance | A | Integrated Unit Winter Peak Savings (kW) | Achievable Economic RVT Potential | 0 | 0 | 0 | 0 | 0 | 0 | 0 | 0 | 0 | 0 | 0 | 0 | 0 | 0 | 0 | 0 | 0 | 0 | 0 | 0 | 0 | 0 | 0
F4_Industrial_Agriculture_Existing_Space Heating_Natural Gas_Steam Trap Maintenance_A_Achievable Economic RVT Potential | F4 | Industrial | Agriculture | Existing | Space Heating | Natural Gas | Steam Trap Maintenance | A | Incremental Energy Savings (MWh or mTherms) | Achievable Economic RVT Potential | 0 | 0 | 0.015425 | 0.015113 | 0.014805 | 0.014501 | 0.014199 | 0.0139 | 0.013603 | 0.013306 | 0.013012 | 0.01272 | 0.01243 | 0.012142 | 0.011858 | 0.011577 | 0.011299 | 0.011032 | 0.010776 | 0.01053 | 0.010294 | 0.010068 | 0
F5_Industrial_Agriculture_Existing_Space Heating_Natural Gas_Steam Trap Maintenance_A_Achievable Economic RVT Potential | F5 | Industrial | Agriculture | Existing | Space Heating | Natural Gas | Steam Trap Maintenance | A | Incremental Summer Peak Savings (MW) | Achievable Economic RVT Potential | 0 | 0 | 0 | 0 | 0 | 0 | 0 | 0 | 0 | 0 | 0 | 0 | 0 | 0 | 0 | 0 | 0 | 0 | 0 | 0 | 0 | 0 | 0
F6_Industrial_Agriculture_Existing_Space Heating_Natural Gas_Steam Trap Maintenance_A_Achievable Economic RVT Potential | F6 | Industrial | Agriculture | Existing | Space Heating | Natural Gas | Steam Trap Maintenance | A | Incremental Winter Peak Savings (MW) | Achievable Economic RVT Potential | 0 | 0 | 0 | 0 | 0 | 0 | 0 | 0 | 0 | 0 | 0 | 0 | 0 | 0 | 0 | 0 | 0 | 0 | 0 | 0 | 0 | 0 | 0
F7_Industrial_Agriculture_Existing_Space Heating_Natural Gas_Steam Trap Maintenance_A_Achievable Economic RVT Potential | F7 | Industrial | Agriculture | Existing | Space Heating | Natural Gas | Steam Trap Maintenance | A | Cumulative Energy Savings (MWh or mTherms) | Achievable Economic RVT Potential | 0 | 0 | 0.015425 | 0.030491 | 0.045199 | 0.059547 | 0.073531 | 0.087145 | 0.10038 | 0.11322 | 0.12567 | 0.13772 | 0.14937 | 0.16062 | 0.17147 | 0.18192 | 0.19197 | 0.20176 | 0.2113 | 0.22063 | 0.22977 | 0.23873 | 0
F8_Industrial_Agriculture_Existing_Space Heating_Natural Gas_Steam Trap Maintenance_A_Achievable Economic RVT Potential | F8 | Industrial | Agriculture | Existing | Space Heating | Natural Gas | Steam Trap Maintenance | A | Cumulative Summer Peak Savings (MW) | Achievable Economic RVT Potential | 0 | 0 | 0 | 0 | 0 | 0 | 0 | 0 | 0 | 0 | 0 | 0 | 0 | 0 | 0 | 0 | 0 | 0 | 0 | 0 | 0 | 0 | 0
F9_Industrial_Agriculture_Existing_Space Heating_Natural Gas_Steam Trap Maintenance_A_Achievable Economic RVT Potential | F9 | Industrial | Agriculture | Existing | Space Heating | Natural Gas | Steam Trap Maintenance | A | Cumulative Winter Peak Savings (MW) | Achievable Economic RVT Potential | 0 | 0 | 0 | 0 | 0 | 0 | 0 | 0 | 0 | 0 | 0 | 0 | 0 | 0 | 0 | 0 | 0 | 0 | 0 | 0 | 0 | 0 | 0
F10_Industrial_Agriculture_Existing_Space Heating_Natural Gas_Steam Trap Maintenance_A_Achievable Economic RVT Potential | F10 | Industrial | Agriculture | Existing | Space Heating | Natural Gas | Steam Trap Maintenance | A | Purchases (Incremental) | Achievable Economic RVT Potential | 0 | 0 | 10.2891 | 10.1117 | 9.9373 | 9.766 | 9.5976 | 9.4321 | 9.2695 | 9.1097 | 8.9526 | 8.7983 | 8.6466 | 8.4975 | 8.351 | 8.207 | 8.0655 | 7.9265 | 7.7898 | 7.6555 | 7.5235 | 7.3938 | 0
F11_Industrial_Agriculture_Existing_Space Heating_Natural Gas_Steam Trap Maintenance_A_Achievable Economic RVT Potential | F11 | Industrial | Agriculture | Existing | Space Heating | Natural Gas | Steam Trap Maintenance | A | Purchases (Cumulative) | Achievable Economic RVT Potential | 0 | 0 | 10.2891 | 20.4007 | 30.3381 | 40.104 | 49.7017 | 59.1338 | 68.4033 | 77.513 | 86.4656 | 95.2639 | 103.9105 | 112.408 | 120.759 | 128.966 | 137.0315 | 144.958 | 152.7477 | 160.4032 | 167.9267 | 175.3205 | 0
F1_Industrial_Agriculture_Existing_Process_Natural Gas_Steam Trap Maintenance_A_Achievable Economic RVT Potential | F1 | Industrial | Agriculture | Existing | Process | Natural Gas | Steam Trap Maintenance | A | Integrated Unit Energy Savings (kWh or therms) | Achievable Economic RVT Potential | 0 | 0 | 1.9983 | 1.998 | 1.9978 | 1.9976 | 1.9974 | 1.9973 | 1.9971 | 1.997 | 1.9969 | 1.9968 | 1.9967 | 1.9966 | 1.9965 | 1.9965 | 1.9964 | 1.9964 | 1.9963 | 1.9962 | 1.9962 | 1.9961 | 0
F2_Industrial_Agriculture_Existing_Process_Natural Gas_Steam Trap Maintenance_A_Achievable Economic RVT Potential | F2 | Industrial | Agriculture | Existing | Process | Natural Gas | Steam Trap Maintenance | A | Integrated Unit Summer Peak Savings (kW) | Achievable Economic RVT Potential | 0 | 0 | 0 | 0 | 0 | 0 | 0 | 0 | 0 | 0 | 0 | 0 | 0 | 0 | 0 | 0 | 0 | 0 | 0 | 0 | 0 | 0 | 0
F3_Industrial_Agriculture_Existing_Process_Natural Gas_Steam Trap Maintenance_A_Achievable Economic RVT Potential | F3 | Industrial | Agriculture | Existing | Process | Natural Gas | Steam Trap Maintenance | A | Integrated Unit Winter Peak Savings (kW) | Achievable Economic RVT Potential | 0 | 0 | 0 | 0 | 0 | 0 | 0 | 0 | 0 | 0 | 0 | 0 | 0 | 0 | 0 | 0 | 0 | 0 | 0 | 0 | 0 | 0 | 0
F4_Industrial_Agriculture_Existing_Process_Natural Gas_Steam Trap Maintenance_A_Achievable Economic RVT Potential | F4 | Industrial | Agriculture | Existing | Process | Natural Gas | Steam Trap Maintenance | A | Incremental Energy Savings (MWh or mTherms) | Achievable Economic RVT Potential | 0 | 0 | 0.17008 | 0.16712 | 0.16422 | 0.16137 | 0.15858 | 0.15583 | 0.15313 | 0.15048 | 0.14788 | 0.14532 | 0.14281 | 0.14034 | 0.13792 | 0.13554 | 0.1332 | 0.1309 | 0.12864 | 0.12641 | 0.12423 | 0.12209 | 0
F5_Industrial_Agriculture_Existing_Process_Natural Gas_Steam Trap Maintenance_A_Achievable Economic RVT Potential | F5 | Industrial | Agriculture | Existing | Process | Natural Gas | Steam Trap Maintenance | A | Incremental Summer Peak Savings (MW) | Achievable Economic RVT Potential | 0 | 0 | 0 | 0 | 0 | 0 | 0 | 0 | 0 | 0 | 0 | 0 | 0 | 0 | 0 | 0 | 0 | 0 | 0 | 0 | 0 | 0 | 0
F6_Industrial_Agriculture_Existing_Process_Natural Gas_Steam Trap Maintenance_A_Achievable Economic RVT Potential | F6 | Industrial | Agriculture | Existing | Process | Natural Gas | Steam Trap Maintenance | A | Incremental Winter Peak Savings (MW) | Achievable Economic RVT Potential | 0 | 0 | 0 | 0 | 0 | 0 | 0 | 0 | 0 | 0 | 0 | 0 | 0 | 0 | 0 | 0 | 0 | 0 | 0 | 0 | 0 | 0 | 0
F7_Industrial_Agriculture_Existing_Process_Natural Gas_Steam Trap Maintenance_A_Achievable Economic RVT Potential | F7 | Industrial | Agriculture | Existing | Process | Natural Gas | Steam Trap Maintenance | A | Cumulative Energy Savings (MWh or mTherms) | Achievable Economic RVT Potential | 0 | 0 | 0.17008 | 0.33717 | 0.50135 | 0.66267 | 0.82119 | 0.97696 | 1.13 | 1.2804 | 1.4283 | 1.5735 | 1.7162 | 1.8565 | 1.9944 | 2.1298 | 2.263 | 2.3938 | 2.5224 | 2.6487 | 2.7729 | 2.8949 | 0
F8_Industrial_Agriculture_Existing_Process_Natural Gas_Steam Trap Maintenance_A_Achievable Economic RVT Potential | F8 | Industrial | Agriculture | Existing | Process | Natural Gas | Steam Trap Maintenance | A | Cumulative Summer Peak Savings (MW) | Achievable Economic RVT Potential | 0 | 0 | 0 | 0 | 0 | 0 | 0 | 0 | 0 | 0 | 0 | 0 | 0 | 0 | 0 | 0 | 0 | 0 | 0 | 0 | 0 | 0 | 0
F9_Industrial_Agriculture_Existing_Process_Natural Gas_Steam Trap Maintenance_A_Achievable Economic RVT Potential | F9 | Industrial | Agriculture | Existing | Process | Natural Gas | Steam Trap Maintenance | A | Cumulative Winter Peak Savings (MW) | Achievable Economic RVT Potential | 0 | 0 | 0 | 0 | 0 | 0 | 0 | 0 | 0 | 0 | 0 | 0 | 0 | 0 | 0 | 0 | 0 | 0 | 0 | 0 | 0 | 0 | 0
F10_Industrial_Agriculture_Existing_Process_Natural Gas_Steam Trap Maintenance_A_Achievable Economic RVT Potential | F10 | Industrial | Agriculture | Existing | Process | Natural Gas | Steam Trap Maintenance | A | Purchases (Incremental) | Achievable Economic RVT Potential | 0 | 0 | 85.1107 | 83.6433 | 82.2012 | 80.7839 | 79.3911 | 78.0223 | 76.677 | 75.355 | 74.0558 | 72.779 | 71.5242 | 70.291 | 69.0791 | 67.8881 | 66.7176 | 65.5673 | 64.4368 | 63.3258 | 62.234 | 61.161 | 0
F11_Industrial_Agriculture_Existing_Process_Natural Gas_Steam Trap Maintenance_A_Achievable Economic RVT Potential | F11 | Industrial | Agriculture | Existing | Process | Natural Gas | Steam Trap Maintenance | A | Purchases (Cumulative) | Achievable Economic RVT Potential | 0 | 0 | 85.1107 | 168.754 | 250.9551 | 331.739 | 411.1301 | 489.1523 | 565.8294 | 641.1844 | 715.2402 | 788.0192 | 859.5433 | 929.8343 | 998.9134 | 1066.8015 | 1133.519 | 1199.0863 | 1263.5231 | 1326.8489 | 1389.0829 | 1450.2439 | 0
F1_Industrial_Agriculture_Existing_Space Heating_Natural Gas_Gas Boiler - High Turndown_A_Achievable Economic RVT Potential | F1 | Industrial | Agriculture | Existing | Space Heating | Natural Gas | Gas Boiler - High Turndown | A | Integrated Unit Energy Savings (kWh or therms) | Achievable Economic RVT Potential | 0 | 0 | 1.5886 | 1.5808 | 1.5724 | 1.5631 | 1.5529 | 1.5414 | 1.5285 | 1.514 | 1.498 | 1.4805 | 1.4618 | 1.4423 | 1.4224 | 1.4025 | 1.3833 | 1.3656 | 1.3496 | 1.3355 | 1.3228 | 1.3113 | 0
F2_Industrial_Agriculture_Existing_Space Heating_Natural Gas_Gas Boiler - High Turndown_A_Achievable Economic RVT Potential | F2 | Industrial | Agriculture | Existing | Space Heating | Natural Gas | Gas Boiler - High Turndown | A | Integrated Unit Summer Peak Savings (kW) | Achievable Economic RVT Potential | 0 | 0 | 0 | 0 | 0 | 0 | 0 | 0 | 0 | 0 | 0 | 0 | 0 | 0 | 0 | 0 | 0 | 0 | 0 | 0 | 0 | 0 | 0
F3_Industrial_Agriculture_Existing_Space Heating_Natural Gas_Gas Boiler - High Turndown_A_Achievable Economic RVT Potential | F3 | Industrial | Agriculture | Existing | Space Heating | Natural Gas | Gas Boiler - High Turndown | A | Integrated Unit Winter Peak Savings (kW) | Achievable Economic RVT Potential | 0 | 0 | 0 | 0 | 0 | 0 | 0 | 0 | 0 | 0 | 0 | 0 | 0 | 0 | 0 | 0 | 0 | 0 | 0 | 0 | 0 | 0 | 0
F4_Industrial_Agriculture_Existing_Space Heating_Natural Gas_Gas Boiler - High Turndown_A_Achievable Economic RVT Potential | F4 | Industrial | Agriculture | Existing | Space Heating | Natural Gas | Gas Boiler - High Turndown | A | Incremental Energy Savings (MWh or mTherms) | Achievable Economic RVT Potential | 0 | 0 | 0 | 0 | 0 | 0 | 0 | 0 | 0 | 0 | 0 | 0 | 0 | 0 | 0 | 0 | 0 | 0 | 0 | 0 | 0 | 0 | 0
F5_Industrial_Agriculture_Existing_Space Heating_Natural Gas_Gas Boiler - High Turndown_A_Achievable Economic RVT Potential | F5 | Industrial | Agriculture | Existing | Space Heating | Natural Gas | Gas Boiler - High Turndown | A | Incremental Summer Peak Savings (MW) | Achievable Economic RVT Potential | 0 | 0 | 0 | 0 | 0 | 0 | 0 | 0 | 0 | 0 | 0 | 0 | 0 | 0 | 0 | 0 | 0 | 0 | 0 | 0 | 0 | 0 | 0
F6_Industrial_Agriculture_Existing_Space Heating_Natural Gas_Gas Boiler - High Turndown_A_Achievable Economic RVT Potential | F6 | Industrial | Agriculture | Existing | Space Heating | Natural Gas | Gas Boiler - High Turndown | A | Incremental Winter Peak Savings (MW) | Achievable Economic RVT Potential | 0 | 0 | 0 | 0 | 0 | 0 | 0 | 0 | 0 | 0 | 0 | 0 | 0 | 0 | 0 | 0 | 0 | 0 | 0 | 0 | 0 | 0 | 0
F7_Industrial_Agriculture_Existing_Space Heating_Natural Gas_Gas Boiler - High Turndown_A_Achievable Economic RVT Potential | F7 | Industrial | Agriculture | Existing | Space Heating | Natural Gas | Gas Boiler - High Turndown | A | Cumulative Energy Savings (MWh or mTherms) | Achievable Economic RVT Potential | 0 | 0 | 0 | 0 | 0 | 0 | 0 | 0 | 0 | 0 | 0 | 0 | 0 | 0 | 0 | 0 | 0 | 0 | 0 | 0 | 0 | 0 | 0
F8_Industrial_Agriculture_Existing_Space Heating_Natural Gas_Gas Boiler - High Turndown_A_Achievable Economic RVT Potential | F8 | Industrial | Agriculture | Existing | Space Heating | Natural Gas | Gas Boiler - High Turndown | A | Cumulative Summer Peak Savings (MW) | Achievable Economic RVT Potential | 0 | 0 | 0 | 0 | 0 | 0 | 0 | 0 | 0 | 0 | 0 | 0 | 0 | 0 | 0 | 0 | 0 | 0 | 0 | 0 | 0 | 0 | 0
F9_Industrial_Agriculture_Existing_Space Heating_Natural Gas_Gas Boiler - High Turndown_A_Achievable Economic RVT Potential | F9 | Industrial | Agriculture | Existing | Space Heating | Natural Gas | Gas Boiler - High Turndown | A | Cumulative Winter Peak Savings (MW) | Achievable Economic RVT Potential | 0 | 0 | 0 | 0 | 0 | 0 | 0 | 0 | 0 | 0 | 0 | 0 | 0 | 0 | 0 | 0 | 0 | 0 | 0 | 0 | 0 | 0 | 0
F10_Industrial_Agriculture_Existing_Space Heating_Natural Gas_Gas Boiler - High Turndown_A_Achievable Economic RVT Potential | F10 | Industrial | Agriculture | Existing | Space Heating | Natural Gas | Gas Boiler - High Turndown | A | Purchases (Incremental) | Achievable Economic RVT Potential | 0 | 0 | 0 | 0 | 0 | 0 | 0 | 0 | 0 | 0 | 0 | 0 | 0 | 0 | 0 | 0 | 0 | 0 | 0 | 0 | 0 | 0 | 0
F11_Industrial_Agriculture_Existing_Space Heating_Natural Gas_Gas Boiler - High Turndown_A_Achievable Economic RVT Potential | F11 | Industrial | Agriculture | Existing | Space Heating | Natural Gas | Gas Boiler - High Turndown | A | Purchases (Cumulative) | Achievable Economic RVT Potential | 0 | 0 | 0 | 0 | 0 | 0 | 0 | 0 | 0 | 0 | 0 | 0 | 0 | 0 | 0 | 0 | 0 | 0 | 0 | 0 | 0 | 0 | 0
F1_Industrial_Agriculture_Existing_Process_Natural Gas_Gas Boiler - High Turndown_A_Achievable Economic RVT Potential | F1 | Industrial | Agriculture | Existing | Process | Natural Gas | Gas Boiler - High Turndown | A | Integrated Unit Energy Savings (kWh or therms) | Achievable Economic RVT Potential | 0 | 0 | 2.1147 | 2.1077 | 2.1006 | 2.0933 | 2.0859 | 2.0784 | 2.0712 | 2.0641 | 2.0573 | 2.0508 | 2.0445 | 2.0385 | 2.0327 | 2.027 | 2.0214 | 2.0157 | 2.0102 | 2.0047 | 1.999 | 1.9933 | 0
F2_Industrial_Agriculture_Existing_Process_Natural Gas_Gas Boiler - High Turndown_A_Achievable Economic RVT Potential | F2 | Industrial | Agriculture | Existing | Process | Natural Gas | Gas Boiler - High Turndown | A | Integrated Unit Summer Peak Savings (kW) | Achievable Economic RVT Potential | 0 | 0 | 0 | 0 | 0 | 0 | 0 | 0 | 0 | 0 | 0 | 0 | 0 | 0 | 0 | 0 | 0 | 0 | 0 | 0 | 0 | 0 | 0
F3_Industrial_Agriculture_Existing_Process_Natural Gas_Gas Boiler - High Turndown_A_Achievable Economic RVT Potential | F3 | Industrial | Agriculture | Existing | Process | Natural Gas | Gas Boiler - High Turndown | A | Integrated Unit Winter Peak Savings (kW) | Achievable Economic RVT Potential | 0 | 0 | 0 | 0 | 0 | 0 | 0 | 0 | 0 | 0 | 0 | 0 | 0 | 0 | 0 | 0 | 0 | 0 | 0 | 0 | 0 | 0 | 0
F4_Industrial_Agriculture_Existing_Process_Natural Gas_Gas Boiler - High Turndown_A_Achievable Economic RVT Potential | F4 | Industrial | Agriculture | Existing | Process | Natural Gas | Gas Boiler - High Turndown | A | Incremental Energy Savings (MWh or mTherms) | Achievable Economic RVT Potential | 0 | 0 | 0 | 0 | 0 | 0 | 0 | 0 | 0 | 0 | 0 | 0 | 0 | 0 | 0 | 0 | 0 | 0 | 0 | 0 | 0 | 0 | 0
F5_Industrial_Agriculture_Existing_Process_Natural Gas_Gas Boiler - High Turndown_A_Achievable Economic RVT Potential | F5 | Industrial | Agriculture | Existing | Process | Natural Gas | Gas Boiler - High Turndown | A | Incremental Summer Peak Savings (MW) | Achievable Economic RVT Potential | 0 | 0 | 0 | 0 | 0 | 0 | 0 | 0 | 0 | 0 | 0 | 0 | 0 | 0 | 0 | 0 | 0 | 0 | 0 | 0 | 0 | 0 | 0
F6_Industrial_Agriculture_Existing_Process_Natural Gas_Gas Boiler - High Turndown_A_Achievable Economic RVT Potential | F6 | Industrial | Agriculture | Existing | Process | Natural Gas | Gas Boiler - High Turndown | A | Incremental Winter Peak Savings (MW) | Achievable Economic RVT Potential | 0 | 0 | 0 | 0 | 0 | 0 | 0 | 0 | 0 | 0 | 0 | 0 | 0 | 0 | 0 | 0 | 0 | 0 | 0 | 0 | 0 | 0 | 0
F7_Industrial_Agriculture_Existing_Process_Natural Gas_Gas Boiler - High Turndown_A_Achievable Economic RVT Potential | F7 | Industrial | Agriculture | Existing | Process | Natural Gas | Gas Boiler - High Turndown | A | Cumulative Energy Savings (MWh or mTherms) | Achievable Economic RVT Potential | 0 | 0 | 0 | 0 | 0 | 0 | 0 | 0 | 0 | 0 | 0 | 0 | 0 | 0 | 0 | 0 | 0 | 0 | 0 | 0 | 0 | 0 | 0
F8_Industrial_Agriculture_Existing_Process_Natural Gas_Gas Boiler - High Turndown_A_Achievable Economic RVT Potential | F8 | Industrial | Agriculture | Existing | Process | Natural Gas | Gas Boiler - High Turndown | A | Cumulative Summer Peak Savings (MW) | Achievable Economic RVT Potential | 0 | 0 | 0 | 0 | 0 | 0 | 0 | 0 | 0 | 0 | 0 | 0 | 0 | 0 | 0 | 0 | 0 | 0 | 0 | 0 | 0 | 0 | 0
F9_Industrial_Agriculture_Existing_Process_Natural Gas_Gas Boiler - High Turndown_A_Achievable Economic RVT Potential | F9 | Industrial | Agriculture | Existing | Process | Natural Gas | Gas Boiler - High Turndown | A | Cumulative Winter Peak Savings (MW) | Achievable Economic RVT Potential | 0 | 0 | 0 | 0 | 0 | 0 | 0 | 0 | 0 | 0 | 0 | 0 | 0 | 0 | 0 | 0 | 0 | 0 | 0 | 0 | 0 | 0 | 0
F10_Industrial_Agriculture_Existing_Process_Natural Gas_Gas Boiler - High Turndown_A_Achievable Economic RVT Potential | F10 | Industrial | Agriculture | Existing | Process | Natural Gas | Gas Boiler - High Turndown | A | Purchases (Incremental) | Achievable Economic RVT Potential | 0 | 0 | 0 | 0 | 0 | 0 | 0 | 0 | 0 | 0 | 0 | 0 | 0 | 0 | 0 | 0 | 0 | 0 | 0 | 0 | 0 | 0 | 0
F11_Industrial_Agriculture_Existing_Process_Natural Gas_Gas Boiler - High Turndown_A_Achievable Economic RVT Potential | F11 | Industrial | Agriculture | Existing | Process | Natural Gas | Gas Boiler - High Turndown | A | Purchases (Cumulative) | Achievable Economic RVT Potential | 0 | 0 | 0 | 0 | 0 | 0 | 0 | 0 | 0 | 0 | 0 | 0 | 0 | 0 | 0 | 0 | 0 | 0 | 0 | 0 | 0 | 0 | 0
F1_Industrial_Agriculture_Existing_Space Heating_Natural Gas_Gas Boiler - Burner Control Optimization_A_Achievable Economic RVT Potential | F1 | Industrial | Agriculture | Existing | Space Heating | Natural Gas | Gas Boiler - Burner Control Optimization | A | Integrated Unit Energy Savings (kWh or therms) | Achievable Economic RVT Potential | 0 | 0 | 0.46069 | 0.45839 | 0.45592 | 0.45323 | 0.45025 | 0.4469 | 0.44314 | 0.43893 | 0.43426 | 0.42918 | 0.42376 | 0.41809 | 0.41231 | 0.40656 | 0.40097 | 0.39584 | 0.39121 | 0.3871 | 0.38342 | 0.38009 | 0
F2_Industrial_Agriculture_Existing_Space Heating_Natural Gas_Gas Boiler - Burner Control Optimization_A_Achievable Economic RVT Potential | F2 | Industrial | Agriculture | Existing | Space Heating | Natural Gas | Gas Boiler - Burner Control Optimization | A | Integrated Unit Summer Peak Savings (kW) | Achievable Economic RVT Potential | 0 | 0 | 0 | 0 | 0 | 0 | 0 | 0 | 0 | 0 | 0 | 0 | 0 | 0 | 0 | 0 | 0 | 0 | 0 | 0 | 0 | 0 | 0
F3_Industrial_Agriculture_Existing_Space Heating_Natural Gas_Gas Boiler - Burner Control Optimization_A_Achievable Economic RVT Potential | F3 | Industrial | Agriculture | Existing | Space Heating | Natural Gas | Gas Boiler - Burner Control Optimization | A | Integrated Unit Winter Peak Savings (kW) | Achievable Economic RVT Potential | 0 | 0 | 0 | 0 | 0 | 0 | 0 | 0 | 0 | 0 | 0 | 0 | 0 | 0 | 0 | 0 | 0 | 0 | 0 | 0 | 0 | 0 | 0
F4_Industrial_Agriculture_Existing_Space Heating_Natural Gas_Gas Boiler - Burner Control Optimization_A_Achievable Economic RVT Potential | F4 | Industrial | Agriculture | Existing | Space Heating | Natural Gas | Gas Boiler - Burner Control Optimization | A | Incremental Energy Savings (MWh or mTherms) | Achievable Economic RVT Potential | 0 | 0 | 0 | 0 | 0 | 0 | 0 | 0 | 0 | 0 | 0 | 0 | 0 | 0 | 0 | 0 | 0 | 0 | 0 | 0 | 0 | 0 | 0
F5_Industrial_Agriculture_Existing_Space Heating_Natural Gas_Gas Boiler - Burner Control Optimization_A_Achievable Economic RVT Potential | F5 | Industrial | Agriculture | Existing | Space Heating | Natural Gas | Gas Boiler - Burner Control Optimization | A | Incremental Summer Peak Savings (MW) | Achievable Economic RVT Potential | 0 | 0 | 0 | 0 | 0 | 0 | 0 | 0 | 0 | 0 | 0 | 0 | 0 | 0 | 0 | 0 | 0 | 0 | 0 | 0 | 0 | 0 | 0
F6_Industrial_Agriculture_Existing_Space Heating_Natural Gas_Gas Boiler - Burner Control Optimization_A_Achievable Economic RVT Potential | F6 | Industrial | Agriculture | Existing | Space Heating | Natural Gas | Gas Boiler - Burner Control Optimization | A | Incremental Winter Peak Savings (MW) | Achievable Economic RVT Potential | 0 | 0 | 0 | 0 | 0 | 0 | 0 | 0 | 0 | 0 | 0 | 0 | 0 | 0 | 0 | 0 | 0 | 0 | 0 | 0 | 0 | 0 | 0
F7_Industrial_Agriculture_Existing_Space Heating_Natural Gas_Gas Boiler - Burner Control Optimization_A_Achievable Economic RVT Potential | F7 | Industrial | Agriculture | Existing | Space Heating | Natural Gas | Gas Boiler - Burner Control Optimization | A | Cumulative Energy Savings (MWh or mTherms) | Achievable Economic RVT Potential | 0 | 0 | 0 | 0 | 0 | 0 | 0 | 0 | 0 | 0 | 0 | 0 | 0 | 0 | 0 | 0 | 0 | 0 | 0 | 0 | 0 | 0 | 0
F8_Industrial_Agriculture_Existing_Space Heating_Natural Gas_Gas Boiler - Burner Control Optimization_A_Achievable Economic RVT Potential | F8 | Industrial | Agriculture | Existing | Space Heating | Natural Gas | Gas Boiler - Burner Control Optimization | A | Cumulative Summer Peak Savings (MW) | Achievable Economic RVT Potential | 0 | 0 | 0 | 0 | 0 | 0 | 0 | 0 | 0 | 0 | 0 | 0 | 0 | 0 | 0 | 0 | 0 | 0 | 0 | 0 | 0 | 0 | 0
F9_Industrial_Agriculture_Existing_Space Heating_Natural Gas_Gas Boiler - Burner Control Optimization_A_Achievable Economic RVT Potential | F9 | Industrial | Agriculture | Existing | Space Heating | Natural Gas | Gas Boiler - Burner Control Optimization | A | Cumulative Winter Peak Savings (MW) | Achievable Economic RVT Potential | 0 | 0 | 0 | 0 | 0 | 0 | 0 | 0 | 0 | 0 | 0 | 0 | 0 | 0 | 0 | 0 | 0 | 0 | 0 | 0 | 0 | 0 | 0
F10_Industrial_Agriculture_Existing_Space Heating_Natural Gas_Gas Boiler - Burner Control Optimization_A_Achievable Economic RVT Potential | F10 | Industrial | Agriculture | Existing | Space Heating | Natural Gas | Gas Boiler - Burner Control Optimization | A | Purchases (Incremental) | Achievable Economic RVT Potential | 0 | 0 | 0 | 0 | 0 | 0 | 0 | 0 | 0 | 0 | 0 | 0 | 0 | 0 | 0 | 0 | 0 | 0 | 0 | 0 | 0 | 0 | 0
F11_Industrial_Agriculture_Existing_Space Heating_Natural Gas_Gas Boiler - Burner Control Optimization_A_Achievable Economic RVT Potential | F11 | Industrial | Agriculture | Existing | Space Heating | Natural Gas | Gas Boiler - Burner Control Optimization | A | Purchases (Cumulative) | Achievable Economic RVT Potential | 0 | 0 | 0 | 0 | 0 | 0 | 0 | 0 | 0 | 0 | 0 | 0 | 0 | 0 | 0 | 0 | 0 | 0 | 0 | 0 | 0 | 0 | 0
F1_Industrial_Agriculture_Existing_Process_Natural Gas_Gas Boiler - Burner Control Optimization_A_Achievable Economic RVT Potential | F1 | Industrial | Agriculture | Existing | Process | Natural Gas | Gas Boiler - Burner Control Optimization | A | Integrated Unit Energy Savings (kWh or therms) | Achievable Economic RVT Potential | 0 | 0 | 0.61313 | 0.61096 | 0.60875 | 0.6065 | 0.6042 | 0.6019 | 0.59969 | 0.59756 | 0.59551 | 0.59354 | 0.59166 | 0.58987 | 0.58814 | 0.58645 | 0.58478 | 0.58312 | 0.5815 | 0.57987 | 0.5782 | 0.57652 | 0
F2_Industrial_Agriculture_Existing_Process_Natural Gas_Gas Boiler - Burner Control Optimization_A_Achievable Economic RVT Potential | F2 | Industrial | Agriculture | Existing | Process | Natural Gas | Gas Boiler - Burner Control Optimization | A | Integrated Unit Summer Peak Savings (kW) | Achievable Economic RVT Potential | 0 | 0 | 0 | 0 | 0 | 0 | 0 | 0 | 0 | 0 | 0 | 0 | 0 | 0 | 0 | 0 | 0 | 0 | 0 | 0 | 0 | 0 | 0
F3_Industrial_Agriculture_Existing_Process_Natural Gas_Gas Boiler - Burner Control Optimization_A_Achievable Economic RVT Potential | F3 | Industrial | Agriculture | Existing | Process | Natural Gas | Gas Boiler - Burner Control Optimization | A | Integrated Unit Winter Peak Savings (kW) | Achievable Economic RVT Potential | 0 | 0 | 0 | 0 | 0 | 0 | 0 | 0 | 0 | 0 | 0 | 0 | 0 | 0 | 0 | 0 | 0 | 0 | 0 | 0 | 0 | 0 | 0
F4_Industrial_Agriculture_Existing_Process_Natural Gas_Gas Boiler - Burner Control Optimization_A_Achievable Economic RVT Potential | F4 | Industrial | Agriculture | Existing | Process | Natural Gas | Gas Boiler - Burner Control Optimization | A | Incremental Energy Savings (MWh or mTherms) | Achievable Economic RVT Potential | 0 | 0 | 0 | 0 | 0 | 0 | 0 | 0 | 0 | 0 | 0 | 0 | 0 | 0 | 0 | 0 | 0 | 0 | 0 | 0 | 0 | 0 | 0
F5_Industrial_Agriculture_Existing_Process_Natural Gas_Gas Boiler - Burner Control Optimization_A_Achievable Economic RVT Potential | F5 | Industrial | Agriculture | Existing | Process | Natural Gas | Gas Boiler - Burner Control Optimization | A | Incremental Summer Peak Savings (MW) | Achievable Economic RVT Potential | 0 | 0 | 0 | 0 | 0 | 0 | 0 | 0 | 0 | 0 | 0 | 0 | 0 | 0 | 0 | 0 | 0 | 0 | 0 | 0 | 0 | 0 | 0
F6_Industrial_Agriculture_Existing_Process_Natural Gas_Gas Boiler - Burner Control Optimization_A_Achievable Economic RVT Potential | F6 | Industrial | Agriculture | Existing | Process | Natural Gas | Gas Boiler - Burner Control Optimization | A | Incremental Winter Peak Savings (MW) | Achievable Economic RVT Potential | 0 | 0 | 0 | 0 | 0 | 0 | 0 | 0 | 0 | 0 | 0 | 0 | 0 | 0 | 0 | 0 | 0 | 0 | 0 | 0 | 0 | 0 | 0
F7_Industrial_Agriculture_Existing_Process_Natural Gas_Gas Boiler - Burner Control Optimization_A_Achievable Economic RVT Potential | F7 | Industrial | Agriculture | Existing | Process | Natural Gas | Gas Boiler - Burner Control Optimization | A | Cumulative Energy Savings (MWh or mTherms) | Achievable Economic RVT Potential | 0 | 0 | 0 | 0 | 0 | 0 | 0 | 0 | 0 | 0 | 0 | 0 | 0 | 0 | 0 | 0 | 0 | 0 | 0 | 0 | 0 | 0 | 0
F8_Industrial_Agriculture_Existing_Process_Natural Gas_Gas Boiler - Burner Control Optimization_A_Achievable Economic RVT Potential | F8 | Industrial | Agriculture | Existing | Process | Natural Gas | Gas Boiler - Burner Control Optimization | A | Cumulative Summer Peak Savings (MW) | Achievable Economic RVT Potential | 0 | 0 | 0 | 0 | 0 | 0 | 0 | 0 | 0 | 0 | 0 | 0 | 0 | 0 | 0 | 0 | 0 | 0 | 0 | 0 | 0 | 0 | 0
F9_Industrial_Agriculture_Existing_Process_Natural Gas_Gas Boiler - Burner Control Optimization_A_Achievable Economic RVT Potential | F9 | Industrial | Agriculture | Existing | Process | Natural Gas | Gas Boiler - Burner Control Optimization | A | Cumulative Winter Peak Savings (MW) | Achievable Economic RVT Potential | 0 | 0 | 0 | 0 | 0 | 0 | 0 | 0 | 0 | 0 | 0 | 0 | 0 | 0 | 0 | 0 | 0 | 0 | 0 | 0 | 0 | 0 | 0
F10_Industrial_Agriculture_Existing_Process_Natural Gas_Gas Boiler - Burner Control Optimization_A_Achievable Economic RVT Potential | F10 | Industrial | Agriculture | Existing | Process | Natural Gas | Gas Boiler - Burner Control Optimization | A | Purchases (Incremental) | Achievable Economic RVT Potential | 0 | 0 | 0 | 0 | 0 | 0 | 0 | 0 | 0 | 0 | 0 | 0 | 0 | 0 | 0 | 0 | 0 | 0 | 0 | 0 | 0 | 0 | 0
F11_Industrial_Agriculture_Existing_Process_Natural Gas_Gas Boiler - Burner Control Optimization_A_Achievable Economic RVT Potential | F11 | Industrial | Agriculture | Existing | Process | Natural Gas | Gas Boiler - Burner Control Optimization | A | Purchases (Cumulative) | Achievable Economic RVT Potential | 0 | 0 | 0 | 0 | 0 | 0 | 0 | 0 | 0 | 0 | 0 | 0 | 0 | 0 | 0 | 0 | 0 | 0 | 0 | 0 | 0 | 0 | 0
F1_Industrial_Agriculture_Existing_Space Heating_Natural Gas_HVAC - Demand Controlled Ventilation_A_Achievable Economic RVT Potential | F1 | Industrial | Agriculture | Existing | Space Heating | Natural Gas | HVAC - Demand Controlled Ventilation | A | Integrated Unit Energy Savings (kWh or therms) | Achievable Economic RVT Potential | 0 | 0 | 0.0766 | 0.076133 | 0.075654 | 0.075162 | 0.074657 | 0.074137 | 0.073601 | 0.073051 | 0.072489 | 0.07192 | 0.071342 | 0.070756 | 0.070163 | 0.069562 | 0.068958 | 0.068387 | 0.067854 | 0.067358 | 0.066898 | 0.066474 | 0
F2_Industrial_Agriculture_Existing_Space Heating_Natural Gas_HVAC - Demand Controlled Ventilation_A_Achievable Economic RVT Potential | F2 | Industrial | Agriculture | Existing | Space Heating | Natural Gas | HVAC - Demand Controlled Ventilation | A | Integrated Unit Summer Peak Savings (kW) | Achievable Economic RVT Potential | 0 | 0 | 0 | 0 | 0 | 0 | 0 | 0 | 0 | 0 | 0 | 0 | 0 | 0 | 0 | 0 | 0 | 0 | 0 | 0 | 0 | 0 | 0
F3_Industrial_Agriculture_Existing_Space Heating_Natural Gas_HVAC - Demand Controlled Ventilation_A_Achievable Economic RVT Potential | F3 | Industrial | Agriculture | Existing | Space Heating | Natural Gas | HVAC - Demand Controlled Ventilation | A | Integrated Unit Winter Peak Savings (kW) | Achievable Economic RVT Potential | 0 | 0 | 0 | 0 | 0 | 0 | 0 | 0 | 0 | 0 | 0 | 0 | 0 | 0 | 0 | 0 | 0 | 0 | 0 | 0 | 0 | 0 | 0
F4_Industrial_Agriculture_Existing_Space Heating_Natural Gas_HVAC - Demand Controlled Ventilation_A_Achievable Economic RVT Potential | F4 | Industrial | Agriculture | Existing | Space Heating | Natural Gas | HVAC - Demand Controlled Ventilation | A | Incremental Energy Savings (MWh or mTherms) | Achievable Economic RVT Potential | 0 | 0 | 0.45 | 0.43955 | 0.42925 | 0.41911 | 0.40911 | 0.39925 | 0.38954 | 0.37996 | 0.37054 | 0.36129 | 0.35221 | 0.34329 | 0.33454 | 0.32596 | 0.31756 | 0.3095 | 0.30179 | 0.29442 | 0.28737 | 0.28063 | 0
F5_Industrial_Agriculture_Existing_Space Heating_Natural Gas_HVAC - Demand Controlled Ventilation_A_Achievable Economic RVT Potential | F5 | Industrial | Agriculture | Existing | Space Heating | Natural Gas | HVAC - Demand Controlled Ventilation | A | Incremental Summer Peak Savings (MW) | Achievable Economic RVT Potential | 0 | 0 | 0 | 0 | 0 | 0 | 0 | 0 | 0 | 0 | 0 | 0 | 0 | 0 | 0 | 0 | 0 | 0 | 0 | 0 | 0 | 0 | 0
F6_Industrial_Agriculture_Existing_Space Heating_Natural Gas_HVAC - Demand Controlled Ventilation_A_Achievable Economic RVT Potential | F6 | Industrial | Agriculture | Existing | Space Heating | Natural Gas | HVAC - Demand Controlled Ventilation | A | Incremental Winter Peak Savings (MW) | Achievable Economic RVT Potential | 0 | 0 | 0 | 0 | 0 | 0 | 0 | 0 | 0 | 0 | 0 | 0 | 0 | 0 | 0 | 0 | 0 | 0 | 0 | 0 | 0 | 0 | 0
F7_Industrial_Agriculture_Existing_Space Heating_Natural Gas_HVAC - Demand Controlled Ventilation_A_Achievable Economic RVT Potential | F7 | Industrial | Agriculture | Existing | Space Heating | Natural Gas | HVAC - Demand Controlled Ventilation | A | Cumulative Energy Savings (MWh or mTherms) | Achievable Economic RVT Potential | 0 | 0 | 0.45 | 0.8868 | 1.3105 | 1.7211 | 2.1186 | 2.5031 | 2.8746 | 3.233 | 3.5787 | 3.9119 | 4.2327 | 4.5412 | 4.8376 | 5.1222 | 5.3952 | 5.6601 | 5.9177 | 6.1689 | 6.4141 | 6.6542 | 0
F8_Industrial_Agriculture_Existing_Space Heating_Natural Gas_HVAC - Demand Controlled Ventilation_A_Achievable Economic RVT Potential | F8 | Industrial | Agriculture | Existing | Space Heating | Natural Gas | HVAC - Demand Controlled Ventilation | A | Cumulative Summer Peak Savings (MW) | Achievable Economic RVT Potential | 0 | 0 | 0 | 0 | 0 | 0 | 0 | 0 | 0 | 0 | 0 | 0 | 0 | 0 | 0 | 0 | 0 | 0 | 0 | 0 | 0 | 0 | 0
F9_Industrial_Agriculture_Existing_Space Heating_Natural Gas_HVAC - Demand Controlled Ventilation_A_Achievable Economic RVT Potential | F9 | Industrial | Agriculture | Existing | Space Heating | Natural Gas | HVAC - Demand Controlled Ventilation | A | Cumulative Winter Peak Savings (MW) | Achievable Economic RVT Potential | 0 | 0 | 0 | 0 | 0 | 0 | 0 | 0 | 0 | 0 | 0 | 0 | 0 | 0 | 0 | 0 | 0 | 0 | 0 | 0 | 0 | 0 | 0
F10_Industrial_Agriculture_Existing_Space Heating_Natural Gas_HVAC - Demand Controlled Ventilation_A_Achievable Economic RVT Potential | F10 | Industrial | Agriculture | Existing | Space Heating | Natural Gas | HVAC - Demand Controlled Ventilation | A | Purchases (Incremental) | Achievable Economic RVT Potential | 0 | 0 | 5874.6608 | 5773.3736 | 5673.8326 | 5576.0079 | 5479.8699 | 5385.3894 | 5292.5378 | 5201.2872 | 5111.6098 | 5023.4786 | 4936.8669 | 4851.7485 | 4768.0977 | 4685.8891 | 4605.0979 | 4525.6997 | 4447.6704 | 4370.9864 | 4295.6245 | 4221.5621 | 0
F11_Industrial_Agriculture_Existing_Space Heating_Natural Gas_HVAC - Demand Controlled Ventilation_A_Achievable Economic RVT Potential | F11 | Industrial | Agriculture | Existing | Space Heating | Natural Gas | HVAC - Demand Controlled Ventilation | A | Purchases (Cumulative) | Achievable Economic RVT Potential | 0 | 0 | 5874.6608 | 11648.0344 | 17321.867 | 22897.875 | 28377.7449 | 33763.1342 | 39055.672 | 44256.9592 | 49368.569 | 54392.0476 | 59328.9145 | 64180.663 | 68948.7607 | 73634.6498 | 78239.7477 | 82765.4473 | 87213.1177 | 91584.1041 | 95879.7286 | 100101.2907 | 0
F1_Industrial_Agriculture_Existing_Space Heating_Natural Gas_Gas Boiler - Stack Economizer_A_Achievable Economic RVT Potential | F1 | Industrial | Agriculture | Existing | Space Heating | Natural Gas | Gas Boiler - Stack Economizer | A | Integrated Unit Energy Savings (kWh or therms) | Achievable Economic RVT Potential | 0 | 0 | 1.1598 | 1.1542 | 1.1481 | 1.1415 | 1.1341 | 1.1258 | 1.1165 | 1.106 | 1.0943 | 1.0815 | 1.0679 | 1.0537 | 1.0392 | 1.0247 | 1.0107 | 0.99777 | 0.98614 | 0.97579 | 0.96656 | 0.95818 | 0
F2_Industrial_Agriculture_Existing_Space Heating_Natural Gas_Gas Boiler - Stack Economizer_A_Achievable Economic RVT Potential | F2 | Industrial | Agriculture | Existing | Space Heating | Natural Gas | Gas Boiler - Stack Economizer | A | Integrated Unit Summer Peak Savings (kW) | Achievable Economic RVT Potential | 0 | 0 | 0 | 0 | 0 | 0 | 0 | 0 | 0 | 0 | 0 | 0 | 0 | 0 | 0 | 0 | 0 | 0 | 0 | 0 | 0 | 0 | 0
F3_Industrial_Agriculture_Existing_Space Heating_Natural Gas_Gas Boiler - Stack Economizer_A_Achievable Economic RVT Potential | F3 | Industrial | Agriculture | Existing | Space Heating | Natural Gas | Gas Boiler - Stack Economizer | A | Integrated Unit Winter Peak Savings (kW) | Achievable Economic RVT Potential | 0 | 0 | 0 | 0 | 0 | 0 | 0 | 0 | 0 | 0 | 0 | 0 | 0 | 0 | 0 | 0 | 0 | 0 | 0 | 0 | 0 | 0 | 0
F4_Industrial_Agriculture_Existing_Space Heating_Natural Gas_Gas Boiler - Stack Economizer_A_Achievable Economic RVT Potential | F4 | Industrial | Agriculture | Existing | Space Heating | Natural Gas | Gas Boiler - Stack Economizer | A | Incremental Energy Savings (MWh or mTherms) | Achievable Economic RVT Potential | 0 | 0 | 0.087013 | 0.085097 | 0.083191 | 0.081285 | 0.079368 | 0.069687 | 0.054333 | 0.042314 | 0.032917 | 0.025578 | 0.019857 | 0.015403 | 0.011943 | 0.0092593 | 0.00718 | 0.0055729 | 3.692e-05 | 1.2823e-05 | 4.2553e-06 | 1.3518e-06 | 0
F5_Industrial_Agriculture_Existing_Space Heating_Natural Gas_Gas Boiler - Stack Economizer_A_Achievable Economic RVT Potential | F5 | Industrial | Agriculture | Existing | Space Heating | Natural Gas | Gas Boiler - Stack Economizer | A | Incremental Summer Peak Savings (MW) | Achievable Economic RVT Potential | 0 | 0 | 0 | 0 | 0 | 0 | 0 | 0 | 0 | 0 | 0 | 0 | 0 | 0 | 0 | 0 | 0 | 0 | 0 | 0 | 0 | 0 | 0
F6_Industrial_Agriculture_Existing_Space Heating_Natural Gas_Gas Boiler - Stack Economizer_A_Achievable Economic RVT Potential | F6 | Industrial | Agriculture | Existing | Space Heating | Natural Gas | Gas Boiler - Stack Economizer | A | Incremental Winter Peak Savings (MW) | Achievable Economic RVT Potential | 0 | 0 | 0 | 0 | 0 | 0 | 0 | 0 | 0 | 0 | 0 | 0 | 0 | 0 | 0 | 0 | 0 | 0 | 0 | 0 | 0 | 0 | 0
F7_Industrial_Agriculture_Existing_Space Heating_Natural Gas_Gas Boiler - Stack Economizer_A_Achievable Economic RVT Potential | F7 | Industrial | Agriculture | Existing | Space Heating | Natural Gas | Gas Boiler - Stack Economizer | A | Cumulative Energy Savings (MWh or mTherms) | Achievable Economic RVT Potential | 0 | 0 | 0.087013 | 0.17169 | 0.25398 | 0.3338 | 0.41101 | 0.47769 | 0.52806 | 0.5654 | 0.59234 | 0.61103 | 0.6232 | 0.6303 | 0.63355 | 0.634 | 0.63249 | 0.62998 | 0.62268 | 0.61616 | 0.61033 | 0.60504 | 0
F8_Industrial_Agriculture_Existing_Space Heating_Natural Gas_Gas Boiler - Stack Economizer_A_Achievable Economic RVT Potential | F8 | Industrial | Agriculture | Existing | Space Heating | Natural Gas | Gas Boiler - Stack Economizer | A | Cumulative Summer Peak Savings (MW) | Achievable Economic RVT Potential | 0 | 0 | 0 | 0 | 0 | 0 | 0 | 0 | 0 | 0 | 0 | 0 | 0 | 0 | 0 | 0 | 0 | 0 | 0 | 0 | 0 | 0 | 0
F9_Industrial_Agriculture_Existing_Space Heating_Natural Gas_Gas Boiler - Stack Economizer_A_Achievable Economic RVT Potential | F9 | Industrial | Agriculture | Existing | Space Heating | Natural Gas | Gas Boiler - Stack Economizer | A | Cumulative Winter Peak Savings (MW) | Achievable Economic RVT Potential | 0 | 0 | 0 | 0 | 0 | 0 | 0 | 0 | 0 | 0 | 0 | 0 | 0 | 0 | 0 | 0 | 0 | 0 | 0 | 0 | 0 | 0 | 0
F10_Industrial_Agriculture_Existing_Space Heating_Natural Gas_Gas Boiler - Stack Economizer_A_Achievable Economic RVT Potential | F10 | Industrial | Agriculture | Existing | Space Heating | Natural Gas | Gas Boiler - Stack Economizer | A | Purchases (Incremental) | Achievable Economic RVT Potential | 0 | 0 | 75.0241 | 73.7306 | 72.4594 | 71.2101 | 69.9823 | 61.8982 | 48.6648 | 38.2606 | 30.0807 | 23.6497 | 18.5935 | 14.6184 | 11.4931 | 9.0359 | 7.1041 | 5.5853 | 0.037439 | 0.013141 | 0.0044025 | 0.0014109 | 0
F11_Industrial_Agriculture_Existing_Space Heating_Natural Gas_Gas Boiler - Stack Economizer_A_Achievable Economic RVT Potential | F11 | Industrial | Agriculture | Existing | Space Heating | Natural Gas | Gas Boiler - Stack Economizer | A | Purchases (Cumulative) | Achievable Economic RVT Potential | 0 | 0 | 75.0241 | 148.7548 | 221.2141 | 292.4242 | 362.4066 | 424.3048 | 472.9695 | 511.2301 | 541.3108 | 564.9605 | 583.554 | 598.1724 | 609.6655 | 618.7014 | 625.8055 | 631.3908 | 631.4282 | 631.4414 | 631.4458 | 631.4472 | 0
F1_Industrial_Agriculture_Existing_Process_Natural Gas_Gas Boiler - Stack Economizer_A_Achievable Economic RVT Potential | F1 | Industrial | Agriculture | Existing | Process | Natural Gas | Gas Boiler - Stack Economizer | A | Integrated Unit Energy Savings (kWh or therms) | Achievable Economic RVT Potential | 0 | 0 | 2.0313 | 2.0258 | 2.0201 | 2.0144 | 2.0085 | 2.0024 | 1.9964 | 1.9904 | 1.9846 | 1.9788 | 1.9733 | 1.9679 | 1.9627 | 1.9576 | 1.9525 | 1.9474 | 1.9423 | 1.9372 | 1.9319 | 1.9266 | 0
F2_Industrial_Agriculture_Existing_Process_Natural Gas_Gas Boiler - Stack Economizer_A_Achievable Economic RVT Potential | F2 | Industrial | Agriculture | Existing | Process | Natural Gas | Gas Boiler - Stack Economizer | A | Integrated Unit Summer Peak Savings (kW) | Achievable Economic RVT Potential | 0 | 0 | 0 | 0 | 0 | 0 | 0 | 0 | 0 | 0 | 0 | 0 | 0 | 0 | 0 | 0 | 0 | 0 | 0 | 0 | 0 | 0 | 0
F3_Industrial_Agriculture_Existing_Process_Natural Gas_Gas Boiler - Stack Economizer_A_Achievable Economic RVT Potential | F3 | Industrial | Agriculture | Existing | Process | Natural Gas | Gas Boiler - Stack Economizer | A | Integrated Unit Winter Peak Savings (kW) | Achievable Economic RVT Potential | 0 | 0 | 0 | 0 | 0 | 0 | 0 | 0 | 0 | 0 | 0 | 0 | 0 | 0 | 0 | 0 | 0 | 0 | 0 | 0 | 0 | 0 | 0
F4_Industrial_Agriculture_Existing_Process_Natural Gas_Gas Boiler - Stack Economizer_A_Achievable Economic RVT Potential | F4 | Industrial | Agriculture | Existing | Process | Natural Gas | Gas Boiler - Stack Economizer | A | Incremental Energy Savings (MWh or mTherms) | Achievable Economic RVT Potential | 0 | 0 | 1.2606 | 1.2355 | 1.2108 | 1.1866 | 1.1627 | 1.0253 | 0.80366 | 0.62996 | 0.49381 | 0.38712 | 0.3035 | 0.23797 | 0.1866 | 0.14632 | 0.11474 | 0.089973 | 0.00060153 | 0.00021057 | 7.0356e-05 | 2.2484e-05 | 0
F5_Industrial_Agriculture_Existing_Process_Natural Gas_Gas Boiler - Stack Economizer_A_Achievable Economic RVT Potential | F5 | Industrial | Agriculture | Existing | Process | Natural Gas | Gas Boiler - Stack Economizer | A | Incremental Summer Peak Savings (MW) | Achievable Economic RVT Potential | 0 | 0 | 0 | 0 | 0 | 0 | 0 | 0 | 0 | 0 | 0 | 0 | 0 | 0 | 0 | 0 | 0 | 0 | 0 | 0 | 0 | 0 | 0
F6_Industrial_Agriculture_Existing_Process_Natural Gas_Gas Boiler - Stack Economizer_A_Achievable Economic RVT Potential | F6 | Industrial | Agriculture | Existing | Process | Natural Gas | Gas Boiler - Stack Economizer | A | Incremental Winter Peak Savings (MW) | Achievable Economic RVT Potential | 0 | 0 | 0 | 0 | 0 | 0 | 0 | 0 | 0 | 0 | 0 | 0 | 0 | 0 | 0 | 0 | 0 | 0 | 0 | 0 | 0 | 0 | 0
F7_Industrial_Agriculture_Existing_Process_Natural Gas_Gas Boiler - Stack Economizer_A_Achievable Economic RVT Potential | F7 | Industrial | Agriculture | Existing | Process | Natural Gas | Gas Boiler - Stack Economizer | A | Cumulative Energy Savings (MWh or mTherms) | Achievable Economic RVT Potential | 0 | 0 | 1.2606 | 2.4927 | 3.6966 | 4.8726 | 6.021 | 7.0282 | 7.8108 | 8.4173 | 8.8863 | 9.2478 | 9.5253 | 9.7375 | 9.8983 | 10.0188 | 10.1075 | 10.171 | 10.145 | 10.1183 | 10.091 | 10.0632 | 0
F8_Industrial_Agriculture_Existing_Process_Natural Gas_Gas Boiler - Stack Economizer_A_Achievable Economic RVT Potential | F8 | Industrial | Agriculture | Existing | Process | Natural Gas | Gas Boiler - Stack Economizer | A | Cumulative Summer Peak Savings (MW) | Achievable Economic RVT Potential | 0 | 0 | 0 | 0 | 0 | 0 | 0 | 0 | 0 | 0 | 0 | 0 | 0 | 0 | 0 | 0 | 0 | 0 | 0 | 0 | 0 | 0 | 0
F9_Industrial_Agriculture_Existing_Process_Natural Gas_Gas Boiler - Stack Economizer_A_Achievable Economic RVT Potential | F9 | Industrial | Agriculture | Existing | Process | Natural Gas | Gas Boiler - Stack Economizer | A | Cumulative Winter Peak Savings (MW) | Achievable Economic RVT Potential | 0 | 0 | 0 | 0 | 0 | 0 | 0 | 0 | 0 | 0 | 0 | 0 | 0 | 0 | 0 | 0 | 0 | 0 | 0 | 0 | 0 | 0 | 0
F10_Industrial_Agriculture_Existing_Process_Natural Gas_Gas Boiler - Stack Economizer_A_Achievable Economic RVT Potential | F10 | Industrial | Agriculture | Existing | Process | Natural Gas | Gas Boiler - Stack Economizer | A | Purchases (Incremental) | Achievable Economic RVT Potential | 0 | 0 | 620.5966 | 609.8966 | 599.3812 | 589.047 | 578.891 | 512.0191 | 402.553 | 316.4899 | 248.8266 | 195.6292 | 153.805 | 120.9225 | 95.0701 | 74.7448 | 58.7649 | 46.2014 | 0.3097 | 0.1087 | 0.036417 | 0.01167 | 0
F11_Industrial_Agriculture_Existing_Process_Natural Gas_Gas Boiler - Stack Economizer_A_Achievable Economic RVT Potential | F11 | Industrial | Agriculture | Existing | Process | Natural Gas | Gas Boiler - Stack Economizer | A | Purchases (Cumulative) | Achievable Economic RVT Potential | 0 | 0 | 620.5966 | 1230.4932 | 1829.8744 | 2418.9214 | 2997.8124 | 3509.8316 | 3912.3845 | 4228.8745 | 4477.701 | 4673.3302 | 4827.1352 | 4948.0577 | 5043.1279 | 5117.8727 | 5176.6376 | 5222.8389 | 5223.1486 | 5223.2573 | 5223.2937 | 5223.3054 | 0
F1_Industrial_Agriculture_Existing_Space Heating_Natural Gas_Gas Furnace Tube Inserts_A_Achievable Economic RVT Potential | F1 | Industrial | Agriculture | Existing | Space Heating | Natural Gas | Gas Furnace Tube Inserts | A | Integrated Unit Energy Savings (kWh or therms) | Achievable Economic RVT Potential | 0 | 0 | 0.088078 | 0.087554 | 0.087015 | 0.086462 | 0.085893 | 0.085308 | 0.084705 | 0.084085 | 0.083452 | 0.082809 | 0.082158 | 0.081497 | 0.080827 | 0.080149 | 0.079467 | 0.078823 | 0.078223 | 0.077665 | 0.07715 | 0.076676 | 0
F2_Industrial_Agriculture_Existing_Space Heating_Natural Gas_Gas Furnace Tube Inserts_A_Achievable Economic RVT Potential | F2 | Industrial | Agriculture | Existing | Space Heating | Natural Gas | Gas Furnace Tube Inserts | A | Integrated Unit Summer Peak Savings (kW) | Achievable Economic RVT Potential | 0 | 0 | 0 | 0 | 0 | 0 | 0 | 0 | 0 | 0 | 0 | 0 | 0 | 0 | 0 | 0 | 0 | 0 | 0 | 0 | 0 | 0 | 0
F3_Industrial_Agriculture_Existing_Space Heating_Natural Gas_Gas Furnace Tube Inserts_A_Achievable Economic RVT Potential | F3 | Industrial | Agriculture | Existing | Space Heating | Natural Gas | Gas Furnace Tube Inserts | A | Integrated Unit Winter Peak Savings (kW) | Achievable Economic RVT Potential | 0 | 0 | 0 | 0 | 0 | 0 | 0 | 0 | 0 | 0 | 0 | 0 | 0 | 0 | 0 | 0 | 0 | 0 | 0 | 0 | 0 | 0 | 0
F4_Industrial_Agriculture_Existing_Space Heating_Natural Gas_Gas Furnace Tube Inserts_A_Achievable Economic RVT Potential | F4 | Industrial | Agriculture | Existing | Space Heating | Natural Gas | Gas Furnace Tube Inserts | A | Incremental Energy Savings (MWh or mTherms) | Achievable Economic RVT Potential | 0 | 0 | 0 | 0 | 0 | 0 | 0 | 0 | 0 | 0 | 0 | 0 | 0 | 0 | 0 | 0 | 0 | 0 | 0 | 0 | 0 | 0 | 0
F5_Industrial_Agriculture_Existing_Space Heating_Natural Gas_Gas Furnace Tube Inserts_A_Achievable Economic RVT Potential | F5 | Industrial | Agriculture | Existing | Space Heating | Natural Gas | Gas Furnace Tube Inserts | A | Incremental Summer Peak Savings (MW) | Achievable Economic RVT Potential | 0 | 0 | 0 | 0 | 0 | 0 | 0 | 0 | 0 | 0 | 0 | 0 | 0 | 0 | 0 | 0 | 0 | 0 | 0 | 0 | 0 | 0 | 0
F6_Industrial_Agriculture_Existing_Space Heating_Natural Gas_Gas Furnace Tube Inserts_A_Achievable Economic RVT Potential | F6 | Industrial | Agriculture | Existing | Space Heating | Natural Gas | Gas Furnace Tube Inserts | A | Incremental Winter Peak Savings (MW) | Achievable Economic RVT Potential | 0 | 0 | 0 | 0 | 0 | 0 | 0 | 0 | 0 | 0 | 0 | 0 | 0 | 0 | 0 | 0 | 0 | 0 | 0 | 0 | 0 | 0 | 0
F7_Industrial_Agriculture_Existing_Space Heating_Natural Gas_Gas Furnace Tube Inserts_A_Achievable Economic RVT Potential | F7 | Industrial | Agriculture | Existing | Space Heating | Natural Gas | Gas Furnace Tube Inserts | A | Cumulative Energy Savings (MWh or mTherms) | Achievable Economic RVT Potential | 0 | 0 | 0 | 0 | 0 | 0 | 0 | 0 | 0 | 0 | 0 | 0 | 0 | 0 | 0 | 0 | 0 | 0 | 0 | 0 | 0 | 0 | 0
F8_Industrial_Agriculture_Existing_Space Heating_Natural Gas_Gas Furnace Tube Inserts_A_Achievable Economic RVT Potential | F8 | Industrial | Agriculture | Existing | Space Heating | Natural Gas | Gas Furnace Tube Inserts | A | Cumulative Summer Peak Savings (MW) | Achievable Economic RVT Potential | 0 | 0 | 0 | 0 | 0 | 0 | 0 | 0 | 0 | 0 | 0 | 0 | 0 | 0 | 0 | 0 | 0 | 0 | 0 | 0 | 0 | 0 | 0
F9_Industrial_Agriculture_Existing_Space Heating_Natural Gas_Gas Furnace Tube Inserts_A_Achievable Economic RVT Potential | F9 | Industrial | Agriculture | Existing | Space Heating | Natural Gas | Gas Furnace Tube Inserts | A | Cumulative Winter Peak Savings (MW) | Achievable Economic RVT Potential | 0 | 0 | 0 | 0 | 0 | 0 | 0 | 0 | 0 | 0 | 0 | 0 | 0 | 0 | 0 | 0 | 0 | 0 | 0 | 0 | 0 | 0 | 0
F10_Industrial_Agriculture_Existing_Space Heating_Natural Gas_Gas Furnace Tube Inserts_A_Achievable Economic RVT Potential | F10 | Industrial | Agriculture | Existing | Space Heating | Natural Gas | Gas Furnace Tube Inserts | A | Purchases (Incremental) | Achievable Economic RVT Potential | 0 | 0 | 0 | 0 | 0 | 0 | 0 | 0 | 0 | 0 | 0 | 0 | 0 | 0 | 0 | 0 | 0 | 0 | 0 | 0 | 0 | 0 | 0
F11_Industrial_Agriculture_Existing_Space Heating_Natural Gas_Gas Furnace Tube Inserts_A_Achievable Economic RVT Potential | F11 | Industrial | Agriculture | Existing | Space Heating | Natural Gas | Gas Furnace Tube Inserts | A | Purchases (Cumulative) | Achievable Economic RVT Potential | 0 | 0 | 0 | 0 | 0 | 0 | 0 | 0 | 0 | 0 | 0 | 0 | 0 | 0 | 0 | 0 | 0 | 0 | 0 | 0 | 0 | 0 | 0
F1_Industrial_Agriculture_Existing_Space Heating_Natural Gas_Space Heating - Heat Recovery Ventilator_A_Achievable Economic RVT Potential | F1 | Industrial | Agriculture | Existing | Space Heating | Natural Gas | Space Heating - Heat Recovery Ventilator | A | Integrated Unit Energy Savings (kWh or therms) | Achievable Economic RVT Potential | 0 | 0 | 0.013332 | 0.013267 | 0.013197 | 0.013119 | 0.013033 | 0.012936 | 0.012827 | 0.012705 | 0.01257 | 0.012423 | 0.012267 | 0.012104 | 0.011937 | 0.011772 | 0.011611 | 0.011464 | 0.011331 | 0.011212 | 0.011106 | 0.011009 | 0
F2_Industrial_Agriculture_Existing_Space Heating_Natural Gas_Space Heating - Heat Recovery Ventilator_A_Achievable Economic RVT Potential | F2 | Industrial | Agriculture | Existing | Space Heating | Natural Gas | Space Heating - Heat Recovery Ventilator | A | Integrated Unit Summer Peak Savings (kW) | Achievable Economic RVT Potential | 0 | 0 | 0 | 0 | 0 | 0 | 0 | 0 | 0 | 0 | 0 | 0 | 0 | 0 | 0 | 0 | 0 | 0 | 0 | 0 | 0 | 0 | 0
F3_Industrial_Agriculture_Existing_Space Heating_Natural Gas_Space Heating - Heat Recovery Ventilator_A_Achievable Economic RVT Potential | F3 | Industrial | Agriculture | Existing | Space Heating | Natural Gas | Space Heating - Heat Recovery Ventilator | A | Integrated Unit Winter Peak Savings (kW) | Achievable Economic RVT Potential | 0 | 0 | 0 | 0 | 0 | 0 | 0 | 0 | 0 | 0 | 0 | 0 | 0 | 0 | 0 | 0 | 0 | 0 | 0 | 0 | 0 | 0 | 0
F4_Industrial_Agriculture_Existing_Space Heating_Natural Gas_Space Heating - Heat Recovery Ventilator_A_Achievable Economic RVT Potential | F4 | Industrial | Agriculture | Existing | Space Heating | Natural Gas | Space Heating - Heat Recovery Ventilator | A | Incremental Energy Savings (MWh or mTherms) | Achievable Economic RVT Potential | 0 | 0 | 0 | 0 | 0 | 0 | 0 | 0 | 0 | 0 | 0 | 0 | 0 | 0 | 0 | 0 | 0 | 0 | 0 | 0 | 0 | 0 | 0
F5_Industrial_Agriculture_Existing_Space Heating_Natural Gas_Space Heating - Heat Recovery Ventilator_A_Achievable Economic RVT Potential | F5 | Industrial | Agriculture | Existing | Space Heating | Natural Gas | Space Heating - Heat Recovery Ventilator | A | Incremental Summer Peak Savings (MW) | Achievable Economic RVT Potential | 0 | 0 | 0 | 0 | 0 | 0 | 0 | 0 | 0 | 0 | 0 | 0 | 0 | 0 | 0 | 0 | 0 | 0 | 0 | 0 | 0 | 0 | 0
F6_Industrial_Agriculture_Existing_Space Heating_Natural Gas_Space Heating - Heat Recovery Ventilator_A_Achievable Economic RVT Potential | F6 | Industrial | Agriculture | Existing | Space Heating | Natural Gas | Space Heating - Heat Recovery Ventilator | A | Incremental Winter Peak Savings (MW) | Achievable Economic RVT Potential | 0 | 0 | 0 | 0 | 0 | 0 | 0 | 0 | 0 | 0 | 0 | 0 | 0 | 0 | 0 | 0 | 0 | 0 | 0 | 0 | 0 | 0 | 0
F7_Industrial_Agriculture_Existing_Space Heating_Natural Gas_Space Heating - Heat Recovery Ventilator_A_Achievable Economic RVT Potential | F7 | Industrial | Agriculture | Existing | Space Heating | Natural Gas | Space Heating - Heat Recovery Ventilator | A | Cumulative Energy Savings (MWh or mTherms) | Achievable Economic RVT Potential | 0 | 0 | 0 | 0 | 0 | 0 | 0 | 0 | 0 | 0 | 0 | 0 | 0 | 0 | 0 | 0 | 0 | 0 | 0 | 0 | 0 | 0 | 0
F8_Industrial_Agriculture_Existing_Space Heating_Natural Gas_Space Heating - Heat Recovery Ventilator_A_Achievable Economic RVT Potential | F8 | Industrial | Agriculture | Existing | Space Heating | Natural Gas | Space Heating - Heat Recovery Ventilator | A | Cumulative Summer Peak Savings (MW) | Achievable Economic RVT Potential | 0 | 0 | 0 | 0 | 0 | 0 | 0 | 0 | 0 | 0 | 0 | 0 | 0 | 0 | 0 | 0 | 0 | 0 | 0 | 0 | 0 | 0 | 0
F9_Industrial_Agriculture_Existing_Space Heating_Natural Gas_Space Heating - Heat Recovery Ventilator_A_Achievable Economic RVT Potential | F9 | Industrial | Agriculture | Existing | Space Heating | Natural Gas | Space Heating - Heat Recovery Ventilator | A | Cumulative Winter Peak Savings (MW) | Achievable Economic RVT Potential | 0 | 0 | 0 | 0 | 0 | 0 | 0 | 0 | 0 | 0 | 0 | 0 | 0 | 0 | 0 | 0 | 0 | 0 | 0 | 0 | 0 | 0 | 0
F10_Industrial_Agriculture_Existing_Space Heating_Natural Gas_Space Heating - Heat Recovery Ventilator_A_Achievable Economic RVT Potential | F10 | Industrial | Agriculture | Existing | Space Heating | Natural Gas | Space Heating - Heat Recovery Ventilator | A | Purchases (Incremental) | Achievable Economic RVT Potential | 0 | 0 | 0 | 0 | 0 | 0 | 0 | 0 | 0 | 0 | 0 | 0 | 0 | 0 | 0 | 0 | 0 | 0 | 0 | 0 | 0 | 0 | 0
F11_Industrial_Agriculture_Existing_Space Heating_Natural Gas_Space Heating - Heat Recovery Ventilator_A_Achievable Economic RVT Potential | F11 | Industrial | Agriculture | Existing | Space Heating | Natural Gas | Space Heating - Heat Recovery Ventilator | A | Purchases (Cumulative) | Achievable Economic RVT Potential | 0 | 0 | 0 | 0 | 0 | 0 | 0 | 0 | 0 | 0 | 0 | 0 | 0 | 0 | 0 | 0 | 0 | 0 | 0 | 0 | 0 | 0 | 0
F1_Industrial_Agriculture_Existing_Space Heating_Natural Gas_Thermostat - Programmable_A_Achievable Economic RVT Potential | F1 | Industrial | Agriculture | Existing | Space Heating | Natural Gas | Thermostat - Programmable | A | Integrated Unit Energy Savings (kWh or therms) | Achievable Economic RVT Potential | 0 | 0 | 0.0064494 | 0.0064179 | 0.0063837 | 0.006346 | 0.0063038 | 0.0062563 | 0.0062026 | 0.0061424 | 0.0060757 | 0.0060031 | 0.0059256 | 0.0058448 | 0.0057625 | 0.0056807 | 0.0056015 | 0.0055288 | 0.0054634 | 0.0054053 | 0.0053535 | 0.0053063 | 0
F2_Industrial_Agriculture_Existing_Space Heating_Natural Gas_Thermostat - Programmable_A_Achievable Economic RVT Potential | F2 | Industrial | Agriculture | Existing | Space Heating | Natural Gas | Thermostat - Programmable | A | Integrated Unit Summer Peak Savings (kW) | Achievable Economic RVT Potential | 0 | 0 | 0 | 0 | 0 | 0 | 0 | 0 | 0 | 0 | 0 | 0 | 0 | 0 | 0 | 0 | 0 | 0 | 0 | 0 | 0 | 0 | 0
F3_Industrial_Agriculture_Existing_Space Heating_Natural Gas_Thermostat - Programmable_A_Achievable Economic RVT Potential | F3 | Industrial | Agriculture | Existing | Space Heating | Natural Gas | Thermostat - Programmable | A | Integrated Unit Winter Peak Savings (kW) | Achievable Economic RVT Potential | 0 | 0 | 0 | 0 | 0 | 0 | 0 | 0 | 0 | 0 | 0 | 0 | 0 | 0 | 0 | 0 | 0 | 0 | 0 | 0 | 0 | 0 | 0
F4_Industrial_Agriculture_Existing_Space Heating_Natural Gas_Thermostat - Programmable_A_Achievable Economic RVT Potential | F4 | Industrial | Agriculture | Existing | Space Heating | Natural Gas | Thermostat - Programmable | A | Incremental Energy Savings (MWh or mTherms) | Achievable Economic RVT Potential | 0 | 0 | 0 | 0 | 0 | 0 | 0 | 0 | 0 | 0 | 0 | 0 | 0 | 0 | 0 | 0 | 0 | 0 | 0 | 0 | 0 | 0 | 0
F5_Industrial_Agriculture_Existing_Space Heating_Natural Gas_Thermostat - Programmable_A_Achievable Economic RVT Potential | F5 | Industrial | Agriculture | Existing | Space Heating | Natural Gas | Thermostat - Programmable | A | Incremental Summer Peak Savings (MW) | Achievable Economic RVT Potential | 0 | 0 | 0 | 0 | 0 | 0 | 0 | 0 | 0 | 0 | 0 | 0 | 0 | 0 | 0 | 0 | 0 | 0 | 0 | 0 | 0 | 0 | 0
F6_Industrial_Agriculture_Existing_Space Heating_Natural Gas_Thermostat - Programmable_A_Achievable Economic RVT Potential | F6 | Industrial | Agriculture | Existing | Space Heating | Natural Gas | Thermostat - Programmable | A | Incremental Winter Peak Savings (MW) | Achievable Economic RVT Potential | 0 | 0 | 0 | 0 | 0 | 0 | 0 | 0 | 0 | 0 | 0 | 0 | 0 | 0 | 0 | 0 | 0 | 0 | 0 | 0 | 0 | 0 | 0
F7_Industrial_Agriculture_Existing_Space Heating_Natural Gas_Thermostat - Programmable_A_Achievable Economic RVT Potential | F7 | Industrial | Agriculture | Existing | Space Heating | Natural Gas | Thermostat - Programmable | A | Cumulative Energy Savings (MWh or mTherms) | Achievable Economic RVT Potential | 0 | 0 | 0 | 0 | 0 | 0 | 0 | 0 | 0 | 0 | 0 | 0 | 0 | 0 | 0 | 0 | 0 | 0 | 0 | 0 | 0 | 0 | 0
F8_Industrial_Agriculture_Existing_Space Heating_Natural Gas_Thermostat - Programmable_A_Achievable Economic RVT Potential | F8 | Industrial | Agriculture | Existing | Space Heating | Natural Gas | Thermostat - Programmable | A | Cumulative Summer Peak Savings (MW) | Achievable Economic RVT Potential | 0 | 0 | 0 | 0 | 0 | 0 | 0 | 0 | 0 | 0 | 0 | 0 | 0 | 0 | 0 | 0 | 0 | 0 | 0 | 0 | 0 | 0 | 0
F9_Industrial_Agriculture_Existing_Space Heating_Natural Gas_Thermostat - Programmable_A_Achievable Economic RVT Potential | F9 | Industrial | Agriculture | Existing | Space Heating | Natural Gas | Thermostat - Programmable | A | Cumulative Winter Peak Savings (MW) | Achievable Economic RVT Potential | 0 | 0 | 0 | 0 | 0 | 0 | 0 | 0 | 0 | 0 | 0 | 0 | 0 | 0 | 0 | 0 | 0 | 0 | 0 | 0 | 0 | 0 | 0
F10_Industrial_Agriculture_Existing_Space Heating_Natural Gas_Thermostat - Programmable_A_Achievable Economic RVT Potential | F10 | Industrial | Agriculture | Existing | Space Heating | Natural Gas | Thermostat - Programmable | A | Purchases (Incremental) | Achievable Economic RVT Potential | 0 | 0 | 0 | 0 | 0 | 0 | 0 | 0 | 0 | 0 | 0 | 0 | 0 | 0 | 0 | 0 | 0 | 0 | 0 | 0 | 0 | 0 | 0
F11_Industrial_Agriculture_Existing_Space Heating_Natural Gas_Thermostat - Programmable_A_Achievable Economic RVT Potential | F11 | Industrial | Agriculture | Existing | Space Heating | Natural Gas | Thermostat - Programmable | A | Purchases (Cumulative) | Achievable Economic RVT Potential | 0 | 0 | 0 | 0 | 0 | 0 | 0 | 0 | 0 | 0 | 0 | 0 | 0 | 0 | 0 | 0 | 0 | 0 | 0 | 0 | 0 | 0 | 0
F1_Industrial_Agriculture_Existing_Space Heating_Natural Gas_ENERGY STAR Connected Thermostat_A_Achievable Economic RVT Potential | F1 | Industrial | Agriculture | Existing | Space Heating | Natural Gas | ENERGY STAR Connected Thermostat | A | Integrated Unit Energy Savings (kWh or therms) | Achievable Economic RVT Potential | 0 | 0 | 0.01559 | 0.015514 | 0.015432 | 0.015341 | 0.015239 | 0.015124 | 0.014994 | 0.014848 | 0.014687 | 0.014511 | 0.014324 | 0.014129 | 0.01393 | 0.013732 | 0.013541 | 0.013365 | 0.013207 | 0.013067 | 0.012941 | 0.012827 | 0
F2_Industrial_Agriculture_Existing_Space Heating_Natural Gas_ENERGY STAR Connected Thermostat_A_Achievable Economic RVT Potential | F2 | Industrial | Agriculture | Existing | Space Heating | Natural Gas | ENERGY STAR Connected Thermostat | A | Integrated Unit Summer Peak Savings (kW) | Achievable Economic RVT Potential | 0 | 0 | 0 | 0 | 0 | 0 | 0 | 0 | 0 | 0 | 0 | 0 | 0 | 0 | 0 | 0 | 0 | 0 | 0 | 0 | 0 | 0 | 0
F3_Industrial_Agriculture_Existing_Space Heating_Natural Gas_ENERGY STAR Connected Thermostat_A_Achievable Economic RVT Potential | F3 | Industrial | Agriculture | Existing | Space Heating | Natural Gas | ENERGY STAR Connected Thermostat | A | Integrated Unit Winter Peak Savings (kW) | Achievable Economic RVT Potential | 0 | 0 | 0 | 0 | 0 | 0 | 0 | 0 | 0 | 0 | 0 | 0 | 0 | 0 | 0 | 0 | 0 | 0 | 0 | 0 | 0 | 0 | 0
F4_Industrial_Agriculture_Existing_Space Heating_Natural Gas_ENERGY STAR Connected Thermostat_A_Achievable Economic RVT Potential | F4 | Industrial | Agriculture | Existing | Space Heating | Natural Gas | ENERGY STAR Connected Thermostat | A | Incremental Energy Savings (MWh or mTherms) | Achievable Economic RVT Potential | 0 | 0 | 0 | 0 | 0 | 0 | 0 | 0 | 0 | 0 | 0 | 0 | 0 | 0 | 0 | 0 | 0 | 0 | 0 | 0 | 0 | 0 | 0
F5_Industrial_Agriculture_Existing_Space Heating_Natural Gas_ENERGY STAR Connected Thermostat_A_Achievable Economic RVT Potential | F5 | Industrial | Agriculture | Existing | Space Heating | Natural Gas | ENERGY STAR Connected Thermostat | A | Incremental Summer Peak Savings (MW) | Achievable Economic RVT Potential | 0 | 0 | 0 | 0 | 0 | 0 | 0 | 0 | 0 | 0 | 0 | 0 | 0 | 0 | 0 | 0 | 0 | 0 | 0 | 0 | 0 | 0 | 0
F6_Industrial_Agriculture_Existing_Space Heating_Natural Gas_ENERGY STAR Connected Thermostat_A_Achievable Economic RVT Potential | F6 | Industrial | Agriculture | Existing | Space Heating | Natural Gas | ENERGY STAR Connected Thermostat | A | Incremental Winter Peak Savings (MW) | Achievable Economic RVT Potential | 0 | 0 | 0 | 0 | 0 | 0 | 0 | 0 | 0 | 0 | 0 | 0 | 0 | 0 | 0 | 0 | 0 | 0 | 0 | 0 | 0 | 0 | 0
F7_Industrial_Agriculture_Existing_Space Heating_Natural Gas_ENERGY STAR Connected Thermostat_A_Achievable Economic RVT Potential | F7 | Industrial | Agriculture | Existing | Space Heating | Natural Gas | ENERGY STAR Connected Thermostat | A | Cumulative Energy Savings (MWh or mTherms) | Achievable Economic RVT Potential | 0 | 0 | 0 | 0 | 0 | 0 | 0 | 0 | 0 | 0 | 0 | 0 | 0 | 0 | 0 | 0 | 0 | 0 | 0 | 0 | 0 | 0 | 0
F8_Industrial_Agriculture_Existing_Space Heating_Natural Gas_ENERGY STAR Connected Thermostat_A_Achievable Economic RVT Potential | F8 | Industrial | Agriculture | Existing | Space Heating | Natural Gas | ENERGY STAR Connected Thermostat | A | Cumulative Summer Peak Savings (MW) | Achievable Economic RVT Potential | 0 | 0 | 0 | 0 | 0 | 0 | 0 | 0 | 0 | 0 | 0 | 0 | 0 | 0 | 0 | 0 | 0 | 0 | 0 | 0 | 0 | 0 | 0
F9_Industrial_Agriculture_Existing_Space Heating_Natural Gas_ENERGY STAR Connected Thermostat_A_Achievable Economic RVT Potential | F9 | Industrial | Agriculture | Existing | Space Heating | Natural Gas | ENERGY STAR Connected Thermostat | A | Cumulative Winter Peak Savings (MW) | Achievable Economic RVT Potential | 0 | 0 | 0 | 0 | 0 | 0 | 0 | 0 | 0 | 0 | 0 | 0 | 0 | 0 | 0 | 0 | 0 | 0 | 0 | 0 | 0 | 0 | 0
F10_Industrial_Agriculture_Existing_Space Heating_Natural Gas_ENERGY STAR Connected Thermostat_A_Achievable Economic RVT Potential | F10 | Industrial | Agriculture | Existing | Space Heating | Natural Gas | ENERGY STAR Connected Thermostat | A | Purchases (Incremental) | Achievable Economic RVT Potential | 0 | 0 | 0 | 0 | 0 | 0 | 0 | 0 | 0 | 0 | 0 | 0 | 0 | 0 | 0 | 0 | 0 | 0 | 0 | 0 | 0 | 0 | 0
F11_Industrial_Agriculture_Existing_Space Heating_Natural Gas_ENERGY STAR Connected Thermostat_A_Achievable Economic RVT Potential | F11 | Industrial | Agriculture | Existing | Space Heating | Natural Gas | ENERGY STAR Connected Thermostat | A | Purchases (Cumulative) | Achievable Economic RVT Potential | 0 | 0 | 0 | 0 | 0 | 0 | 0 | 0 | 0 | 0 | 0 | 0 | 0 | 0 | 0 | 0 | 0 | 0 | 0 | 0 | 0 | 0 | 0
F1_Industrial_Agriculture_Existing_Space Heating_Natural Gas_Destratification Fans (HVLS)_A_Achievable Economic RVT Potential | F1 | Industrial | Agriculture | Existing | Space Heating | Natural Gas | Destratification Fans (HVLS) | A | Integrated Unit Energy Savings (kWh or therms) | Achievable Economic RVT Potential | 0 | 0 | 0.01559 | 0.015514 | 0.015432 | 0.015341 | 0.015239 | 0.015124 | 0.014994 | 0.014848 | 0.014687 | 0.014511 | 0.014324 | 0.014129 | 0.01393 | 0.013732 | 0.013541 | 0.013365 | 0.013207 | 0.013067 | 0.012941 | 0.012827 | 0
F2_Industrial_Agriculture_Existing_Space Heating_Natural Gas_Destratification Fans (HVLS)_A_Achievable Economic RVT Potential | F2 | Industrial | Agriculture | Existing | Space Heating | Natural Gas | Destratification Fans (HVLS) | A | Integrated Unit Summer Peak Savings (kW) | Achievable Economic RVT Potential | 0 | 0 | 0 | 0 | 0 | 0 | 0 | 0 | 0 | 0 | 0 | 0 | 0 | 0 | 0 | 0 | 0 | 0 | 0 | 0 | 0 | 0 | 0
F3_Industrial_Agriculture_Existing_Space Heating_Natural Gas_Destratification Fans (HVLS)_A_Achievable Economic RVT Potential | F3 | Industrial | Agriculture | Existing | Space Heating | Natural Gas | Destratification Fans (HVLS) | A | Integrated Unit Winter Peak Savings (kW) | Achievable Economic RVT Potential | 0 | 0 | 0 | 0 | 0 | 0 | 0 | 0 | 0 | 0 | 0 | 0 | 0 | 0 | 0 | 0 | 0 | 0 | 0 | 0 | 0 | 0 | 0
F4_Industrial_Agriculture_Existing_Space Heating_Natural Gas_Destratification Fans (HVLS)_A_Achievable Economic RVT Potential | F4 | Industrial | Agriculture | Existing | Space Heating | Natural Gas | Destratification Fans (HVLS) | A | Incremental Energy Savings (MWh or mTherms) | Achievable Economic RVT Potential | 0 | 0 | 0 | 0 | 0 | 0 | 0 | 0 | 0 | 0 | 0 | 0 | 0 | 0 | 0 | 0 | 0 | 0 | 0 | 0 | 0 | 0 | 0
F5_Industrial_Agriculture_Existing_Space Heating_Natural Gas_Destratification Fans (HVLS)_A_Achievable Economic RVT Potential | F5 | Industrial | Agriculture | Existing | Space Heating | Natural Gas | Destratification Fans (HVLS) | A | Incremental Summer Peak Savings (MW) | Achievable Economic RVT Potential | 0 | 0 | 0 | 0 | 0 | 0 | 0 | 0 | 0 | 0 | 0 | 0 | 0 | 0 | 0 | 0 | 0 | 0 | 0 | 0 | 0 | 0 | 0
F6_Industrial_Agriculture_Existing_Space Heating_Natural Gas_Destratification Fans (HVLS)_A_Achievable Economic RVT Potential | F6 | Industrial | Agriculture | Existing | Space Heating | Natural Gas | Destratification Fans (HVLS) | A | Incremental Winter Peak Savings (MW) | Achievable Economic RVT Potential | 0 | 0 | 0 | 0 | 0 | 0 | 0 | 0 | 0 | 0 | 0 | 0 | 0 | 0 | 0 | 0 | 0 | 0 | 0 | 0 | 0 | 0 | 0
F7_Industrial_Agriculture_Existing_Space Heating_Natural Gas_Destratification Fans (HVLS)_A_Achievable Economic RVT Potential | F7 | Industrial | Agriculture | Existing | Space Heating | Natural Gas | Destratification Fans (HVLS) | A | Cumulative Energy Savings (MWh or mTherms) | Achievable Economic RVT Potential | 0 | 0 | 0 | 0 | 0 | 0 | 0 | 0 | 0 | 0 | 0 | 0 | 0 | 0 | 0 | 0 | 0 | 0 | 0 | 0 | 0 | 0 | 0
F8_Industrial_Agriculture_Existing_Space Heating_Natural Gas_Destratification Fans (HVLS)_A_Achievable Economic RVT Potential | F8 | Industrial | Agriculture | Existing | Space Heating | Natural Gas | Destratification Fans (HVLS) | A | Cumulative Summer Peak Savings (MW) | Achievable Economic RVT Potential | 0 | 0 | 0 | 0 | 0 | 0 | 0 | 0 | 0 | 0 | 0 | 0 | 0 | 0 | 0 | 0 | 0 | 0 | 0 | 0 | 0 | 0 | 0
F9_Industrial_Agriculture_Existing_Space Heating_Natural Gas_Destratification Fans (HVLS)_A_Achievable Economic RVT Potential | F9 | Industrial | Agriculture | Existing | Space Heating | Natural Gas | Destratification Fans (HVLS) | A | Cumulative Winter Peak Savings (MW) | Achievable Economic RVT Potential | 0 | 0 | 0 | 0 | 0 | 0 | 0 | 0 | 0 | 0 | 0 | 0 | 0 | 0 | 0 | 0 | 0 | 0 | 0 | 0 | 0 | 0 | 0
F10_Industrial_Agriculture_Existing_Space Heating_Natural Gas_Destratification Fans (HVLS)_A_Achievable Economic RVT Potential | F10 | Industrial | Agriculture | Existing | Space Heating | Natural Gas | Destratification Fans (HVLS) | A | Purchases (Incremental) | Achievable Economic RVT Potential | 0 | 0 | 0 | 0 | 0 | 0 | 0 | 0 | 0 | 0 | 0 | 0 | 0 | 0 | 0 | 0 | 0 | 0 | 0 | 0 | 0 | 0 | 0
F11_Industrial_Agriculture_Existing_Space Heating_Natural Gas_Destratification Fans (HVLS)_A_Achievable Economic RVT Potential | F11 | Industrial | Agriculture | Existing | Space Heating | Natural Gas | Destratification Fans (HVLS) | A | Purchases (Cumulative) | Achievable Economic RVT Potential | 0 | 0 | 0 | 0 | 0 | 0 | 0 | 0 | 0 | 0 | 0 | 0 | 0 | 0 | 0 | 0 | 0 | 0 | 0 | 0 | 0 | 0 | 0
F1_Industrial_Agriculture_Existing_Space Heating_Natural Gas_Gas Boiler - Insulate Steam Lines/Condensate Tank_A_Achievable Economic RVT Potential | F1 | Industrial | Agriculture | Existing | Space Heating | Natural Gas | Gas Boiler - Insulate Steam Lines/Condensate Tank | A | Integrated Unit Energy Savings (kWh or therms) | Achievable Economic RVT Potential | 0 | 0 | 12.6289 | 12.5787 | 12.524 | 12.4633 | 12.3945 | 12.3157 | 12.2252 | 12.1221 | 12.0062 | 11.8787 | 11.7416 | 11.5975 | 11.4501 | 11.3033 | 11.161 | 11.0311 | 10.9154 | 10.8137 | 10.7243 | 10.6445 | 0
F2_Industrial_Agriculture_Existing_Space Heating_Natural Gas_Gas Boiler - Insulate Steam Lines/Condensate Tank_A_Achievable Economic RVT Potential | F2 | Industrial | Agriculture | Existing | Space Heating | Natural Gas | Gas Boiler - Insulate Steam Lines/Condensate Tank | A | Integrated Unit Summer Peak Savings (kW) | Achievable Economic RVT Potential | 0 | 0 | 0 | 0 | 0 | 0 | 0 | 0 | 0 | 0 | 0 | 0 | 0 | 0 | 0 | 0 | 0 | 0 | 0 | 0 | 0 | 0 | 0
F3_Industrial_Agriculture_Existing_Space Heating_Natural Gas_Gas Boiler - Insulate Steam Lines/Condensate Tank_A_Achievable Economic RVT Potential | F3 | Industrial | Agriculture | Existing | Space Heating | Natural Gas | Gas Boiler - Insulate Steam Lines/Condensate Tank | A | Integrated Unit Winter Peak Savings (kW) | Achievable Economic RVT Potential | 0 | 0 | 0 | 0 | 0 | 0 | 0 | 0 | 0 | 0 | 0 | 0 | 0 | 0 | 0 | 0 | 0 | 0 | 0 | 0 | 0 | 0 | 0
F4_Industrial_Agriculture_Existing_Space Heating_Natural Gas_Gas Boiler - Insulate Steam Lines/Condensate Tank_A_Achievable Economic RVT Potential | F4 | Industrial | Agriculture | Existing | Space Heating | Natural Gas | Gas Boiler - Insulate Steam Lines/Condensate Tank | A | Incremental Energy Savings (MWh or mTherms) | Achievable Economic RVT Potential | 0 | 0 | 0.054142 | 0.052997 | 0.051856 | 0.050715 | 0.049566 | 0.048401 | 0.047218 | 0.046012 | 0.044786 | 0.043547 | 0.042302 | 0.041062 | 0.039841 | 0.038653 | 0.037508 | 0.036432 | 0.035428 | 0.034493 | 0.033619 | 0.032793 | 0
F5_Industrial_Agriculture_Existing_Space Heating_Natural Gas_Gas Boiler - Insulate Steam Lines/Condensate Tank_A_Achievable Economic RVT Potential | F5 | Industrial | Agriculture | Existing | Space Heating | Natural Gas | Gas Boiler - Insulate Steam Lines/Condensate Tank | A | Incremental Summer Peak Savings (MW) | Achievable Economic RVT Potential | 0 | 0 | 0 | 0 | 0 | 0 | 0 | 0 | 0 | 0 | 0 | 0 | 0 | 0 | 0 | 0 | 0 | 0 | 0 | 0 | 0 | 0 | 0
F6_Industrial_Agriculture_Existing_Space Heating_Natural Gas_Gas Boiler - Insulate Steam Lines/Condensate Tank_A_Achievable Economic RVT Potential | F6 | Industrial | Agriculture | Existing | Space Heating | Natural Gas | Gas Boiler - Insulate Steam Lines/Condensate Tank | A | Incremental Winter Peak Savings (MW) | Achievable Economic RVT Potential | 0 | 0 | 0 | 0 | 0 | 0 | 0 | 0 | 0 | 0 | 0 | 0 | 0 | 0 | 0 | 0 | 0 | 0 | 0 | 0 | 0 | 0 | 0
F7_Industrial_Agriculture_Existing_Space Heating_Natural Gas_Gas Boiler - Insulate Steam Lines/Condensate Tank_A_Achievable Economic RVT Potential | F7 | Industrial | Agriculture | Existing | Space Heating | Natural Gas | Gas Boiler - Insulate Steam Lines/Condensate Tank | A | Cumulative Energy Savings (MWh or mTherms) | Achievable Economic RVT Potential | 0 | 0 | 0.054142 | 0.10692 | 0.15831 | 0.20826 | 0.25668 | 0.30345 | 0.34844 | 0.39151 | 0.43255 | 0.47151 | 0.50836 | 0.54319 | 0.57612 | 0.60739 | 0.63725 | 0.66627 | 0.69471 | 0.72273 | 0.75038 | 0.77759 | 0
F8_Industrial_Agriculture_Existing_Space Heating_Natural Gas_Gas Boiler - Insulate Steam Lines/Condensate Tank_A_Achievable Economic RVT Potential | F8 | Industrial | Agriculture | Existing | Space Heating | Natural Gas | Gas Boiler - Insulate Steam Lines/Condensate Tank | A | Cumulative Summer Peak Savings (MW) | Achievable Economic RVT Potential | 0 | 0 | 0 | 0 | 0 | 0 | 0 | 0 | 0 | 0 | 0 | 0 | 0 | 0 | 0 | 0 | 0 | 0 | 0 | 0 | 0 | 0 | 0
F9_Industrial_Agriculture_Existing_Space Heating_Natural Gas_Gas Boiler - Insulate Steam Lines/Condensate Tank_A_Achievable Economic RVT Potential | F9 | Industrial | Agriculture | Existing | Space Heating | Natural Gas | Gas Boiler - Insulate Steam Lines/Condensate Tank | A | Cumulative Winter Peak Savings (MW) | Achievable Economic RVT Potential | 0 | 0 | 0 | 0 | 0 | 0 | 0 | 0 | 0 | 0 | 0 | 0 | 0 | 0 | 0 | 0 | 0 | 0 | 0 | 0 | 0 | 0 | 0
F10_Industrial_Agriculture_Existing_Space Heating_Natural Gas_Gas Boiler - Insulate Steam Lines/Condensate Tank_A_Achievable Economic RVT Potential | F10 | Industrial | Agriculture | Existing | Space Heating | Natural Gas | Gas Boiler - Insulate Steam Lines/Condensate Tank | A | Purchases (Incremental) | Achievable Economic RVT Potential | 0 | 0 | 4.2871 | 4.2132 | 4.1406 | 4.0692 | 3.999 | 3.9301 | 3.8623 | 3.7957 | 3.7303 | 3.6659 | 3.6027 | 3.5406 | 3.4796 | 3.4196 | 3.3606 | 3.3027 | 3.2457 | 3.1898 | 3.1348 | 3.0807 | 0
F11_Industrial_Agriculture_Existing_Space Heating_Natural Gas_Gas Boiler - Insulate Steam Lines/Condensate Tank_A_Achievable Economic RVT Potential | F11 | Industrial | Agriculture | Existing | Space Heating | Natural Gas | Gas Boiler - Insulate Steam Lines/Condensate Tank | A | Purchases (Cumulative) | Achievable Economic RVT Potential | 0 | 0 | 4.2871 | 8.5003 | 12.6409 | 16.71 | 20.709 | 24.6391 | 28.5014 | 32.2971 | 36.0273 | 39.6933 | 43.296 | 46.8367 | 50.3162 | 53.7358 | 57.0965 | 60.3992 | 63.6449 | 66.8347 | 69.9695 | 73.0502 | 0
F1_Industrial_Agriculture_Existing_Process_Natural Gas_Gas Boiler - Insulate Steam Lines/Condensate Tank_A_Achievable Economic RVT Potential | F1 | Industrial | Agriculture | Existing | Process | Natural Gas | Gas Boiler - Insulate Steam Lines/Condensate Tank | A | Integrated Unit Energy Savings (kWh or therms) | Achievable Economic RVT Potential | 0 | 0 | 16.8311 | 16.8123 | 16.7931 | 16.7732 | 16.7523 | 16.7301 | 16.707 | 16.6834 | 16.66 | 16.6375 | 16.6163 | 16.5967 | 16.5783 | 16.5607 | 16.5434 | 16.5261 | 16.5087 | 16.491 | 16.473 | 16.4548 | 0
F2_Industrial_Agriculture_Existing_Process_Natural Gas_Gas Boiler - Insulate Steam Lines/Condensate Tank_A_Achievable Economic RVT Potential | F2 | Industrial | Agriculture | Existing | Process | Natural Gas | Gas Boiler - Insulate Steam Lines/Condensate Tank | A | Integrated Unit Summer Peak Savings (kW) | Achievable Economic RVT Potential | 0 | 0 | 0 | 0 | 0 | 0 | 0 | 0 | 0 | 0 | 0 | 0 | 0 | 0 | 0 | 0 | 0 | 0 | 0 | 0 | 0 | 0 | 0
F3_Industrial_Agriculture_Existing_Process_Natural Gas_Gas Boiler - Insulate Steam Lines/Condensate Tank_A_Achievable Economic RVT Potential | F3 | Industrial | Agriculture | Existing | Process | Natural Gas | Gas Boiler - Insulate Steam Lines/Condensate Tank | A | Integrated Unit Winter Peak Savings (kW) | Achievable Economic RVT Potential | 0 | 0 | 0 | 0 | 0 | 0 | 0 | 0 | 0 | 0 | 0 | 0 | 0 | 0 | 0 | 0 | 0 | 0 | 0 | 0 | 0 | 0 | 0
F4_Industrial_Agriculture_Existing_Process_Natural Gas_Gas Boiler - Insulate Steam Lines/Condensate Tank_A_Achievable Economic RVT Potential | F4 | Industrial | Agriculture | Existing | Process | Natural Gas | Gas Boiler - Insulate Steam Lines/Condensate Tank | A | Incremental Energy Savings (MWh or mTherms) | Achievable Economic RVT Potential | 0 | 0 | 0.59688 | 0.58593 | 0.57517 | 0.56459 | 0.55416 | 0.54388 | 0.53377 | 0.52382 | 0.51407 | 0.50453 | 0.4952 | 0.48608 | 0.47717 | 0.46845 | 0.45989 | 0.45149 | 0.44324 | 0.43513 | 0.42716 | 0.41933 | 0
F5_Industrial_Agriculture_Existing_Process_Natural Gas_Gas Boiler - Insulate Steam Lines/Condensate Tank_A_Achievable Economic RVT Potential | F5 | Industrial | Agriculture | Existing | Process | Natural Gas | Gas Boiler - Insulate Steam Lines/Condensate Tank | A | Incremental Summer Peak Savings (MW) | Achievable Economic RVT Potential | 0 | 0 | 0 | 0 | 0 | 0 | 0 | 0 | 0 | 0 | 0 | 0 | 0 | 0 | 0 | 0 | 0 | 0 | 0 | 0 | 0 | 0 | 0
F6_Industrial_Agriculture_Existing_Process_Natural Gas_Gas Boiler - Insulate Steam Lines/Condensate Tank_A_Achievable Economic RVT Potential | F6 | Industrial | Agriculture | Existing | Process | Natural Gas | Gas Boiler - Insulate Steam Lines/Condensate Tank | A | Incremental Winter Peak Savings (MW) | Achievable Economic RVT Potential | 0 | 0 | 0 | 0 | 0 | 0 | 0 | 0 | 0 | 0 | 0 | 0 | 0 | 0 | 0 | 0 | 0 | 0 | 0 | 0 | 0 | 0 | 0
F7_Industrial_Agriculture_Existing_Process_Natural Gas_Gas Boiler - Insulate Steam Lines/Condensate Tank_A_Achievable Economic RVT Potential | F7 | Industrial | Agriculture | Existing | Process | Natural Gas | Gas Boiler - Insulate Steam Lines/Condensate Tank | A | Cumulative Energy Savings (MWh or mTherms) | Achievable Economic RVT Potential | 0 | 0 | 0.59688 | 1.1821 | 1.756 | 2.3185 | 2.8697 | 3.4098 | 3.9389 | 4.4571 | 4.965 | 5.4628 | 5.951 | 6.4301 | 6.9001 | 7.3612 | 7.8134 | 8.2568 | 8.6913 | 9.1171 | 9.5343 | 9.9431 | 0
F8_Industrial_Agriculture_Existing_Process_Natural Gas_Gas Boiler - Insulate Steam Lines/Condensate Tank_A_Achievable Economic RVT Potential | F8 | Industrial | Agriculture | Existing | Process | Natural Gas | Gas Boiler - Insulate Steam Lines/Condensate Tank | A | Cumulative Summer Peak Savings (MW) | Achievable Economic RVT Potential | 0 | 0 | 0 | 0 | 0 | 0 | 0 | 0 | 0 | 0 | 0 | 0 | 0 | 0 | 0 | 0 | 0 | 0 | 0 | 0 | 0 | 0 | 0
F9_Industrial_Agriculture_Existing_Process_Natural Gas_Gas Boiler - Insulate Steam Lines/Condensate Tank_A_Achievable Economic RVT Potential | F9 | Industrial | Agriculture | Existing | Process | Natural Gas | Gas Boiler - Insulate Steam Lines/Condensate Tank | A | Cumulative Winter Peak Savings (MW) | Achievable Economic RVT Potential | 0 | 0 | 0 | 0 | 0 | 0 | 0 | 0 | 0 | 0 | 0 | 0 | 0 | 0 | 0 | 0 | 0 | 0 | 0 | 0 | 0 | 0 | 0
F10_Industrial_Agriculture_Existing_Process_Natural Gas_Gas Boiler - Insulate Steam Lines/Condensate Tank_A_Achievable Economic RVT Potential | F10 | Industrial | Agriculture | Existing | Process | Natural Gas | Gas Boiler - Insulate Steam Lines/Condensate Tank | A | Purchases (Incremental) | Achievable Economic RVT Potential | 0 | 0 | 35.4628 | 34.8514 | 34.2505 | 33.66 | 33.0796 | 32.5093 | 31.9488 | 31.3979 | 30.8566 | 30.3246 | 29.8017 | 29.2879 | 28.7829 | 28.2867 | 27.799 | 27.3197 | 26.8487 | 26.3858 | 25.9308 | 25.4837 | 0
F11_Industrial_Agriculture_Existing_Process_Natural Gas_Gas Boiler - Insulate Steam Lines/Condensate Tank_A_Achievable Economic RVT Potential | F11 | Industrial | Agriculture | Existing | Process | Natural Gas | Gas Boiler - Insulate Steam Lines/Condensate Tank | A | Purchases (Cumulative) | Achievable Economic RVT Potential | 0 | 0 | 35.4628 | 70.3142 | 104.5646 | 138.2246 | 171.3042 | 203.8135 | 235.7622 | 267.1602 | 298.0168 | 328.3413 | 358.1431 | 387.431 | 416.2139 | 444.5006 | 472.2996 | 499.6193 | 526.468 | 552.8537 | 578.7846 | 604.2683 | 0
F1_Industrial_Agriculture_Existing_Space Heating_Natural Gas_Gas Boiler - Insulate Hot Water Lines_A_Achievable Economic RVT Potential | F1 | Industrial | Agriculture | Existing | Space Heating | Natural Gas | Gas Boiler - Insulate Hot Water Lines | A | Integrated Unit Energy Savings (kWh or therms) | Achievable Economic RVT Potential | 0 | 0 | 14.2782 | 14.2268 | 14.1733 | 14.1172 | 14.0576 | 13.9937 | 13.9251 | 13.8514 | 13.7731 | 13.6905 | 13.6043 | 13.5146 | 13.4215 | 13.3254 | 13.2269 | 13.1333 | 13.0455 | 12.9636 | 12.8877 | 12.8178 | 0
F2_Industrial_Agriculture_Existing_Space Heating_Natural Gas_Gas Boiler - Insulate Hot Water Lines_A_Achievable Economic RVT Potential | F2 | Industrial | Agriculture | Existing | Space Heating | Natural Gas | Gas Boiler - Insulate Hot Water Lines | A | Integrated Unit Summer Peak Savings (kW) | Achievable Economic RVT Potential | 0 | 0 | 0 | 0 | 0 | 0 | 0 | 0 | 0 | 0 | 0 | 0 | 0 | 0 | 0 | 0 | 0 | 0 | 0 | 0 | 0 | 0 | 0
F3_Industrial_Agriculture_Existing_Space Heating_Natural Gas_Gas Boiler - Insulate Hot Water Lines_A_Achievable Economic RVT Potential | F3 | Industrial | Agriculture | Existing | Space Heating | Natural Gas | Gas Boiler - Insulate Hot Water Lines | A | Integrated Unit Winter Peak Savings (kW) | Achievable Economic RVT Potential | 0 | 0 | 0 | 0 | 0 | 0 | 0 | 0 | 0 | 0 | 0 | 0 | 0 | 0 | 0 | 0 | 0 | 0 | 0 | 0 | 0 | 0 | 0
F4_Industrial_Agriculture_Existing_Space Heating_Natural Gas_Gas Boiler - Insulate Hot Water Lines_A_Achievable Economic RVT Potential | F4 | Industrial | Agriculture | Existing | Space Heating | Natural Gas | Gas Boiler - Insulate Hot Water Lines | A | Incremental Energy Savings (MWh or mTherms) | Achievable Economic RVT Potential | 0 | 0 | 0.12242 | 0.11988 | 0.11737 | 0.11489 | 0.11243 | 0.10999 | 0.10757 | 0.10515 | 0.10275 | 0.10038 | 0.098026 | 0.0957 | 0.093402 | 0.091135 | 0.088901 | 0.086751 | 0.084685 | 0.082702 | 0.0808 | 0.078977 | 0
F5_Industrial_Agriculture_Existing_Space Heating_Natural Gas_Gas Boiler - Insulate Hot Water Lines_A_Achievable Economic RVT Potential | F5 | Industrial | Agriculture | Existing | Space Heating | Natural Gas | Gas Boiler - Insulate Hot Water Lines | A | Incremental Summer Peak Savings (MW) | Achievable Economic RVT Potential | 0 | 0 | 0 | 0 | 0 | 0 | 0 | 0 | 0 | 0 | 0 | 0 | 0 | 0 | 0 | 0 | 0 | 0 | 0 | 0 | 0 | 0 | 0
F6_Industrial_Agriculture_Existing_Space Heating_Natural Gas_Gas Boiler - Insulate Hot Water Lines_A_Achievable Economic RVT Potential | F6 | Industrial | Agriculture | Existing | Space Heating | Natural Gas | Gas Boiler - Insulate Hot Water Lines | A | Incremental Winter Peak Savings (MW) | Achievable Economic RVT Potential | 0 | 0 | 0 | 0 | 0 | 0 | 0 | 0 | 0 | 0 | 0 | 0 | 0 | 0 | 0 | 0 | 0 | 0 | 0 | 0 | 0 | 0 | 0
F7_Industrial_Agriculture_Existing_Space Heating_Natural Gas_Gas Boiler - Insulate Hot Water Lines_A_Achievable Economic RVT Potential | F7 | Industrial | Agriculture | Existing | Space Heating | Natural Gas | Gas Boiler - Insulate Hot Water Lines | A | Cumulative Energy Savings (MWh or mTherms) | Achievable Economic RVT Potential | 0 | 0 | 0.12242 | 0.24186 | 0.35833 | 0.4718 | 0.58224 | 0.68958 | 0.79377 | 0.89472 | 0.99241 | 1.0868 | 1.178 | 1.266 | 1.3506 | 1.4321 | 1.5104 | 1.5865 | 1.6606 | 1.7328 | 1.8035 | 1.8727 | 0
F8_Industrial_Agriculture_Existing_Space Heating_Natural Gas_Gas Boiler - Insulate Hot Water Lines_A_Achievable Economic RVT Potential | F8 | Industrial | Agriculture | Existing | Space Heating | Natural Gas | Gas Boiler - Insulate Hot Water Lines | A | Cumulative Summer Peak Savings (MW) | Achievable Economic RVT Potential | 0 | 0 | 0 | 0 | 0 | 0 | 0 | 0 | 0 | 0 | 0 | 0 | 0 | 0 | 0 | 0 | 0 | 0 | 0 | 0 | 0 | 0 | 0
F9_Industrial_Agriculture_Existing_Space Heating_Natural Gas_Gas Boiler - Insulate Hot Water Lines_A_Achievable Economic RVT Potential | F9 | Industrial | Agriculture | Existing | Space Heating | Natural Gas | Gas Boiler - Insulate Hot Water Lines | A | Cumulative Winter Peak Savings (MW) | Achievable Economic RVT Potential | 0 | 0 | 0 | 0 | 0 | 0 | 0 | 0 | 0 | 0 | 0 | 0 | 0 | 0 | 0 | 0 | 0 | 0 | 0 | 0 | 0 | 0 | 0
F10_Industrial_Agriculture_Existing_Space Heating_Natural Gas_Gas Boiler - Insulate Hot Water Lines_A_Achievable Economic RVT Potential | F10 | Industrial | Agriculture | Existing | Space Heating | Natural Gas | Gas Boiler - Insulate Hot Water Lines | A | Purchases (Incremental) | Achievable Economic RVT Potential | 0 | 0 | 8.5742 | 8.4264 | 8.2811 | 8.1383 | 7.998 | 7.8601 | 7.7246 | 7.5914 | 7.4605 | 7.3319 | 7.2055 | 7.0813 | 6.9592 | 6.8392 | 6.7213 | 6.6054 | 6.4915 | 6.3796 | 6.2696 | 6.1615 | 0
F11_Industrial_Agriculture_Existing_Space Heating_Natural Gas_Gas Boiler - Insulate Hot Water Lines_A_Achievable Economic RVT Potential | F11 | Industrial | Agriculture | Existing | Space Heating | Natural Gas | Gas Boiler - Insulate Hot Water Lines | A | Purchases (Cumulative) | Achievable Economic RVT Potential | 0 | 0 | 8.5742 | 17.0006 | 25.2817 | 33.42 | 41.418 | 49.2782 | 57.0028 | 64.5942 | 72.0547 | 79.3866 | 86.5921 | 93.6733 | 100.6325 | 107.4717 | 114.1929 | 120.7983 | 127.2898 | 133.6694 | 139.9389 | 146.1004 | 0
F1_Industrial_Agriculture_Existing_Process_Natural Gas_Gas Boiler - Insulate Hot Water Lines_A_Achievable Economic RVT Potential | F1 | Industrial | Agriculture | Existing | Process | Natural Gas | Gas Boiler - Insulate Hot Water Lines | A | Integrated Unit Energy Savings (kWh or therms) | Achievable Economic RVT Potential | 0 | 0 | 19.0362 | 19.027 | 19.0174 | 19.0073 | 18.9962 | 18.9839 | 18.9707 | 18.9573 | 18.9443 | 18.9325 | 18.9223 | 18.9142 | 18.9078 | 18.9025 | 18.8979 | 18.8935 | 18.8891 | 18.8848 | 18.8804 | 18.8759 | 0
F2_Industrial_Agriculture_Existing_Process_Natural Gas_Gas Boiler - Insulate Hot Water Lines_A_Achievable Economic RVT Potential | F2 | Industrial | Agriculture | Existing | Process | Natural Gas | Gas Boiler - Insulate Hot Water Lines | A | Integrated Unit Summer Peak Savings (kW) | Achievable Economic RVT Potential | 0 | 0 | 0 | 0 | 0 | 0 | 0 | 0 | 0 | 0 | 0 | 0 | 0 | 0 | 0 | 0 | 0 | 0 | 0 | 0 | 0 | 0 | 0
F3_Industrial_Agriculture_Existing_Process_Natural Gas_Gas Boiler - Insulate Hot Water Lines_A_Achievable Economic RVT Potential | F3 | Industrial | Agriculture | Existing | Process | Natural Gas | Gas Boiler - Insulate Hot Water Lines | A | Integrated Unit Winter Peak Savings (kW) | Achievable Economic RVT Potential | 0 | 0 | 0 | 0 | 0 | 0 | 0 | 0 | 0 | 0 | 0 | 0 | 0 | 0 | 0 | 0 | 0 | 0 | 0 | 0 | 0 | 0 | 0
F4_Industrial_Agriculture_Existing_Process_Natural Gas_Gas Boiler - Insulate Hot Water Lines_A_Achievable Economic RVT Potential | F4 | Industrial | Agriculture | Existing | Process | Natural Gas | Gas Boiler - Insulate Hot Water Lines | A | Incremental Energy Savings (MWh or mTherms) | Achievable Economic RVT Potential | 0 | 0 | 1.3502 | 1.3262 | 1.3027 | 1.2796 | 1.2568 | 1.2343 | 1.2122 | 1.1904 | 1.1691 | 1.1482 | 1.1278 | 1.1079 | 1.0884 | 1.0694 | 1.0507 | 1.0323 | 1.0143 | 0.99658 | 0.97917 | 0.96206 | 0
F5_Industrial_Agriculture_Existing_Process_Natural Gas_Gas Boiler - Insulate Hot Water Lines_A_Achievable Economic RVT Potential | F5 | Industrial | Agriculture | Existing | Process | Natural Gas | Gas Boiler - Insulate Hot Water Lines | A | Incremental Summer Peak Savings (MW) | Achievable Economic RVT Potential | 0 | 0 | 0 | 0 | 0 | 0 | 0 | 0 | 0 | 0 | 0 | 0 | 0 | 0 | 0 | 0 | 0 | 0 | 0 | 0 | 0 | 0 | 0
F6_Industrial_Agriculture_Existing_Process_Natural Gas_Gas Boiler - Insulate Hot Water Lines_A_Achievable Economic RVT Potential | F6 | Industrial | Agriculture | Existing | Process | Natural Gas | Gas Boiler - Insulate Hot Water Lines | A | Incremental Winter Peak Savings (MW) | Achievable Economic RVT Potential | 0 | 0 | 0 | 0 | 0 | 0 | 0 | 0 | 0 | 0 | 0 | 0 | 0 | 0 | 0 | 0 | 0 | 0 | 0 | 0 | 0 | 0 | 0
F7_Industrial_Agriculture_Existing_Process_Natural Gas_Gas Boiler - Insulate Hot Water Lines_A_Achievable Economic RVT Potential | F7 | Industrial | Agriculture | Existing | Process | Natural Gas | Gas Boiler - Insulate Hot Water Lines | A | Cumulative Energy Savings (MWh or mTherms) | Achievable Economic RVT Potential | 0 | 0 | 1.3502 | 2.6757 | 3.9771 | 5.2545 | 6.5083 | 7.7384 | 8.9452 | 10.1293 | 11.2914 | 12.4326 | 13.5538 | 14.6559 | 15.7394 | 16.8044 | 17.8509 | 18.8791 | 19.889 | 20.881 | 21.8554 | 22.8123 | 0
F8_Industrial_Agriculture_Existing_Process_Natural Gas_Gas Boiler - Insulate Hot Water Lines_A_Achievable Economic RVT Potential | F8 | Industrial | Agriculture | Existing | Process | Natural Gas | Gas Boiler - Insulate Hot Water Lines | A | Cumulative Summer Peak Savings (MW) | Achievable Economic RVT Potential | 0 | 0 | 0 | 0 | 0 | 0 | 0 | 0 | 0 | 0 | 0 | 0 | 0 | 0 | 0 | 0 | 0 | 0 | 0 | 0 | 0 | 0 | 0
F9_Industrial_Agriculture_Existing_Process_Natural Gas_Gas Boiler - Insulate Hot Water Lines_A_Achievable Economic RVT Potential | F9 | Industrial | Agriculture | Existing | Process | Natural Gas | Gas Boiler - Insulate Hot Water Lines | A | Cumulative Winter Peak Savings (MW) | Achievable Economic RVT Potential | 0 | 0 | 0 | 0 | 0 | 0 | 0 | 0 | 0 | 0 | 0 | 0 | 0 | 0 | 0 | 0 | 0 | 0 | 0 | 0 | 0 | 0 | 0
F10_Industrial_Agriculture_Existing_Process_Natural Gas_Gas Boiler - Insulate Hot Water Lines_A_Achievable Economic RVT Potential | F10 | Industrial | Agriculture | Existing | Process | Natural Gas | Gas Boiler - Insulate Hot Water Lines | A | Purchases (Incremental) | Achievable Economic RVT Potential | 0 | 0 | 70.9256 | 69.7027 | 68.501 | 67.3199 | 66.1592 | 65.0185 | 63.8975 | 62.7959 | 61.7132 | 60.6491 | 59.6035 | 58.5758 | 57.5659 | 56.5734 | 55.598 | 54.6394 | 53.6973 | 52.7715 | 51.8617 | 50.9675 | 0
F11_Industrial_Agriculture_Existing_Process_Natural Gas_Gas Boiler - Insulate Hot Water Lines_A_Achievable Economic RVT Potential | F11 | Industrial | Agriculture | Existing | Process | Natural Gas | Gas Boiler - Insulate Hot Water Lines | A | Purchases (Cumulative) | Achievable Economic RVT Potential | 0 | 0 | 70.9256 | 140.6283 | 209.1293 | 276.4492 | 342.6084 | 407.6269 | 471.5245 | 534.3203 | 596.0335 | 656.6826 | 716.2861 | 774.8619 | 832.4278 | 889.0012 | 944.5992 | 999.2386 | 1052.9359 | 1105.7074 | 1157.5691 | 1208.5366 | 0
F1_Industrial_Agriculture_Existing_Process_Natural Gas_Process - Insulate Heated Process Fluids_A_Achievable Economic RVT Potential | F1 | Industrial | Agriculture | Existing | Process | Natural Gas | Process - Insulate Heated Process Fluids | A | Integrated Unit Energy Savings (kWh or therms) | Achievable Economic RVT Potential | 0 | 0 | 13.5903 | 13.5713 | 13.552 | 13.532 | 13.5112 | 13.4893 | 13.4665 | 13.4433 | 13.4203 | 13.3979 | 13.3764 | 13.3561 | 13.3368 | 13.3181 | 13.2995 | 13.2809 | 13.262 | 13.2429 | 13.2235 | 13.2038 | 0
F2_Industrial_Agriculture_Existing_Process_Natural Gas_Process - Insulate Heated Process Fluids_A_Achievable Economic RVT Potential | F2 | Industrial | Agriculture | Existing | Process | Natural Gas | Process - Insulate Heated Process Fluids | A | Integrated Unit Summer Peak Savings (kW) | Achievable Economic RVT Potential | 0 | 0 | 0 | 0 | 0 | 0 | 0 | 0 | 0 | 0 | 0 | 0 | 0 | 0 | 0 | 0 | 0 | 0 | 0 | 0 | 0 | 0 | 0
F3_Industrial_Agriculture_Existing_Process_Natural Gas_Process - Insulate Heated Process Fluids_A_Achievable Economic RVT Potential | F3 | Industrial | Agriculture | Existing | Process | Natural Gas | Process - Insulate Heated Process Fluids | A | Integrated Unit Winter Peak Savings (kW) | Achievable Economic RVT Potential | 0 | 0 | 0 | 0 | 0 | 0 | 0 | 0 | 0 | 0 | 0 | 0 | 0 | 0 | 0 | 0 | 0 | 0 | 0 | 0 | 0 | 0 | 0
F4_Industrial_Agriculture_Existing_Process_Natural Gas_Process - Insulate Heated Process Fluids_A_Achievable Economic RVT Potential | F4 | Industrial | Agriculture | Existing | Process | Natural Gas | Process - Insulate Heated Process Fluids | A | Incremental Energy Savings (MWh or mTherms) | Achievable Economic RVT Potential | 0 | 0 | 0 | 0 | 0 | 0 | 0 | 0 | 0 | 0 | 0 | 0 | 0 | 0 | 0 | 0 | 0 | 0 | 0 | 0 | 0 | 0 | 0
F5_Industrial_Agriculture_Existing_Process_Natural Gas_Process - Insulate Heated Process Fluids_A_Achievable Economic RVT Potential | F5 | Industrial | Agriculture | Existing | Process | Natural Gas | Process - Insulate Heated Process Fluids | A | Incremental Summer Peak Savings (MW) | Achievable Economic RVT Potential | 0 | 0 | 0 | 0 | 0 | 0 | 0 | 0 | 0 | 0 | 0 | 0 | 0 | 0 | 0 | 0 | 0 | 0 | 0 | 0 | 0 | 0 | 0
F6_Industrial_Agriculture_Existing_Process_Natural Gas_Process - Insulate Heated Process Fluids_A_Achievable Economic RVT Potential | F6 | Industrial | Agriculture | Existing | Process | Natural Gas | Process - Insulate Heated Process Fluids | A | Incremental Winter Peak Savings (MW) | Achievable Economic RVT Potential | 0 | 0 | 0 | 0 | 0 | 0 | 0 | 0 | 0 | 0 | 0 | 0 | 0 | 0 | 0 | 0 | 0 | 0 | 0 | 0 | 0 | 0 | 0
F7_Industrial_Agriculture_Existing_Process_Natural Gas_Process - Insulate Heated Process Fluids_A_Achievable Economic RVT Potential | F7 | Industrial | Agriculture | Existing | Process | Natural Gas | Process - Insulate Heated Process Fluids | A | Cumulative Energy Savings (MWh or mTherms) | Achievable Economic RVT Potential | 0 | 0 | 0 | 0 | 0 | 0 | 0 | 0 | 0 | 0 | 0 | 0 | 0 | 0 | 0 | 0 | 0 | 0 | 0 | 0 | 0 | 0 | 0
F8_Industrial_Agriculture_Existing_Process_Natural Gas_Process - Insulate Heated Process Fluids_A_Achievable Economic RVT Potential | F8 | Industrial | Agriculture | Existing | Process | Natural Gas | Process - Insulate Heated Process Fluids | A | Cumulative Summer Peak Savings (MW) | Achievable Economic RVT Potential | 0 | 0 | 0 | 0 | 0 | 0 | 0 | 0 | 0 | 0 | 0 | 0 | 0 | 0 | 0 | 0 | 0 | 0 | 0 | 0 | 0 | 0 | 0
F9_Industrial_Agriculture_Existing_Process_Natural Gas_Process - Insulate Heated Process Fluids_A_Achievable Economic RVT Potential | F9 | Industrial | Agriculture | Existing | Process | Natural Gas | Process - Insulate Heated Process Fluids | A | Cumulative Winter Peak Savings (MW) | Achievable Economic RVT Potential | 0 | 0 | 0 | 0 | 0 | 0 | 0 | 0 | 0 | 0 | 0 | 0 | 0 | 0 | 0 | 0 | 0 | 0 | 0 | 0 | 0 | 0 | 0
F10_Industrial_Agriculture_Existing_Process_Natural Gas_Process - Insulate Heated Process Fluids_A_Achievable Economic RVT Potential | F10 | Industrial | Agriculture | Existing | Process | Natural Gas | Process - Insulate Heated Process Fluids | A | Purchases (Incremental) | Achievable Economic RVT Potential | 0 | 0 | 0 | 0 | 0 | 0 | 0 | 0 | 0 | 0 | 0 | 0 | 0 | 0 | 0 | 0 | 0 | 0 | 0 | 0 | 0 | 0 | 0
F11_Industrial_Agriculture_Existing_Process_Natural Gas_Process - Insulate Heated Process Fluids_A_Achievable Economic RVT Potential | F11 | Industrial | Agriculture | Existing | Process | Natural Gas | Process - Insulate Heated Process Fluids | A | Purchases (Cumulative) | Achievable Economic RVT Potential | 0 | 0 | 0 | 0 | 0 | 0 | 0 | 0 | 0 | 0 | 0 | 0 | 0 | 0 | 0 | 0 | 0 | 0 | 0 | 0 | 0 | 0 | 0
F1_Industrial_Agriculture_Existing_Process_Natural Gas_Process Heat Recovery_A_Achievable Economic RVT Potential | F1 | Industrial | Agriculture | Existing | Process | Natural Gas | Process Heat Recovery | A | Integrated Unit Energy Savings (kWh or therms) | Achievable Economic RVT Potential | 0 | 0 | 0.13582 | 0.13533 | 0.13484 | 0.13432 | 0.13379 | 0.13325 | 0.13273 | 0.13221 | 0.13171 | 0.13123 | 0.13077 | 0.13033 | 0.12991 | 0.12951 | 0.12912 | 0.12873 | 0.12836 | 0.12798 | 0.12761 | 0.12722 | 0
F2_Industrial_Agriculture_Existing_Process_Natural Gas_Process Heat Recovery_A_Achievable Economic RVT Potential | F2 | Industrial | Agriculture | Existing | Process | Natural Gas | Process Heat Recovery | A | Integrated Unit Summer Peak Savings (kW) | Achievable Economic RVT Potential | 0 | 0 | 0 | 0 | 0 | 0 | 0 | 0 | 0 | 0 | 0 | 0 | 0 | 0 | 0 | 0 | 0 | 0 | 0 | 0 | 0 | 0 | 0
F3_Industrial_Agriculture_Existing_Process_Natural Gas_Process Heat Recovery_A_Achievable Economic RVT Potential | F3 | Industrial | Agriculture | Existing | Process | Natural Gas | Process Heat Recovery | A | Integrated Unit Winter Peak Savings (kW) | Achievable Economic RVT Potential | 0 | 0 | 0 | 0 | 0 | 0 | 0 | 0 | 0 | 0 | 0 | 0 | 0 | 0 | 0 | 0 | 0 | 0 | 0 | 0 | 0 | 0 | 0
F4_Industrial_Agriculture_Existing_Process_Natural Gas_Process Heat Recovery_A_Achievable Economic RVT Potential | F4 | Industrial | Agriculture | Existing | Process | Natural Gas | Process Heat Recovery | A | Incremental Energy Savings (MWh or mTherms) | Achievable Economic RVT Potential | 0 | 0 | 0 | 0 | 0 | 0 | 0 | 0 | 0 | 0 | 0 | 0 | 0 | 0 | 0 | 0 | 0 | 0 | 0 | 0 | 0 | 0 | 0
F5_Industrial_Agriculture_Existing_Process_Natural Gas_Process Heat Recovery_A_Achievable Economic RVT Potential | F5 | Industrial | Agriculture | Existing | Process | Natural Gas | Process Heat Recovery | A | Incremental Summer Peak Savings (MW) | Achievable Economic RVT Potential | 0 | 0 | 0 | 0 | 0 | 0 | 0 | 0 | 0 | 0 | 0 | 0 | 0 | 0 | 0 | 0 | 0 | 0 | 0 | 0 | 0 | 0 | 0
F6_Industrial_Agriculture_Existing_Process_Natural Gas_Process Heat Recovery_A_Achievable Economic RVT Potential | F6 | Industrial | Agriculture | Existing | Process | Natural Gas | Process Heat Recovery | A | Incremental Winter Peak Savings (MW) | Achievable Economic RVT Potential | 0 | 0 | 0 | 0 | 0 | 0 | 0 | 0 | 0 | 0 | 0 | 0 | 0 | 0 | 0 | 0 | 0 | 0 | 0 | 0 | 0 | 0 | 0
F7_Industrial_Agriculture_Existing_Process_Natural Gas_Process Heat Recovery_A_Achievable Economic RVT Potential | F7 | Industrial | Agriculture | Existing | Process | Natural Gas | Process Heat Recovery | A | Cumulative Energy Savings (MWh or mTherms) | Achievable Economic RVT Potential | 0 | 0 | 0 | 0 | 0 | 0 | 0 | 0 | 0 | 0 | 0 | 0 | 0 | 0 | 0 | 0 | 0 | 0 | 0 | 0 | 0 | 0 | 0
F8_Industrial_Agriculture_Existing_Process_Natural Gas_Process Heat Recovery_A_Achievable Economic RVT Potential | F8 | Industrial | Agriculture | Existing | Process | Natural Gas | Process Heat Recovery | A | Cumulative Summer Peak Savings (MW) | Achievable Economic RVT Potential | 0 | 0 | 0 | 0 | 0 | 0 | 0 | 0 | 0 | 0 | 0 | 0 | 0 | 0 | 0 | 0 | 0 | 0 | 0 | 0 | 0 | 0 | 0
F9_Industrial_Agriculture_Existing_Process_Natural Gas_Process Heat Recovery_A_Achievable Economic RVT Potential | F9 | Industrial | Agriculture | Existing | Process | Natural Gas | Process Heat Recovery | A | Cumulative Winter Peak Savings (MW) | Achievable Economic RVT Potential | 0 | 0 | 0 | 0 | 0 | 0 | 0 | 0 | 0 | 0 | 0 | 0 | 0 | 0 | 0 | 0 | 0 | 0 | 0 | 0 | 0 | 0 | 0
F10_Industrial_Agriculture_Existing_Process_Natural Gas_Process Heat Recovery_A_Achievable Economic RVT Potential | F10 | Industrial | Agriculture | Existing | Process | Natural Gas | Process Heat Recovery | A | Purchases (Incremental) | Achievable Economic RVT Potential | 0 | 0 | 0 | 0 | 0 | 0 | 0 | 0 | 0 | 0 | 0 | 0 | 0 | 0 | 0 | 0 | 0 | 0 | 0 | 0 | 0 | 0 | 0
F11_Industrial_Agriculture_Existing_Process_Natural Gas_Process Heat Recovery_A_Achievable Economic RVT Potential | F11 | Industrial | Agriculture | Existing | Process | Natural Gas | Process Heat Recovery | A | Purchases (Cumulative) | Achievable Economic RVT Potential | 0 | 0 | 0 | 0 | 0 | 0 | 0 | 0 | 0 | 0 | 0 | 0 | 0 | 0 | 0 | 0 | 0 | 0 | 0 | 0 | 0 | 0 | 0
F1_Industrial_Agriculture_Existing_Space Heating_Natural Gas_Building Automation System_A_Achievable Economic RVT Potential | F1 | Industrial | Agriculture | Existing | Space Heating | Natural Gas | Building Automation System | A | Integrated Unit Energy Savings (kWh or therms) | Achievable Economic RVT Potential | 0 | 0 | 0.015608 | 0.015552 | 0.015493 | 0.015431 | 0.015365 | 0.015293 | 0.015217 | 0.015135 | 0.015049 | 0.014958 | 0.014864 | 0.014765 | 0.014664 | 0.014559 | 0.014451 | 0.014348 | 0.014252 | 0.014161 | 0.014076 | 0.013998 | 0
F2_Industrial_Agriculture_Existing_Space Heating_Natural Gas_Building Automation System_A_Achievable Economic RVT Potential | F2 | Industrial | Agriculture | Existing | Space Heating | Natural Gas | Building Automation System | A | Integrated Unit Summer Peak Savings (kW) | Achievable Economic RVT Potential | 0 | 0 | 0 | 0 | 0 | 0 | 0 | 0 | 0 | 0 | 0 | 0 | 0 | 0 | 0 | 0 | 0 | 0 | 0 | 0 | 0 | 0 | 0
F3_Industrial_Agriculture_Existing_Space Heating_Natural Gas_Building Automation System_A_Achievable Economic RVT Potential | F3 | Industrial | Agriculture | Existing | Space Heating | Natural Gas | Building Automation System | A | Integrated Unit Winter Peak Savings (kW) | Achievable Economic RVT Potential | 0 | 0 | 0 | 0 | 0 | 0 | 0 | 0 | 0 | 0 | 0 | 0 | 0 | 0 | 0 | 0 | 0 | 0 | 0 | 0 | 0 | 0 | 0
F4_Industrial_Agriculture_Existing_Space Heating_Natural Gas_Building Automation System_A_Achievable Economic RVT Potential | F4 | Industrial | Agriculture | Existing | Space Heating | Natural Gas | Building Automation System | A | Incremental Energy Savings (MWh or mTherms) | Achievable Economic RVT Potential | 0 | 0 | 0.13813 | 0.27039 | 0.47002 | 0.74834 | 1.1115 | 1.5572 | 2.0713 | 2.6247 | 3.172 | 3.6539 | 4.0034 | 4.1578 | 4.0749 | 3.748 | 3.2145 | 2.594 | 1.9363 | 1.309 | 0.81699 | 0.52072 | 0
F5_Industrial_Agriculture_Existing_Space Heating_Natural Gas_Building Automation System_A_Achievable Economic RVT Potential | F5 | Industrial | Agriculture | Existing | Space Heating | Natural Gas | Building Automation System | A | Incremental Summer Peak Savings (MW) | Achievable Economic RVT Potential | 0 | 0 | 0 | 0 | 0 | 0 | 0 | 0 | 0 | 0 | 0 | 0 | 0 | 0 | 0 | 0 | 0 | 0 | 0 | 0 | 0 | 0 | 0
F6_Industrial_Agriculture_Existing_Space Heating_Natural Gas_Building Automation System_A_Achievable Economic RVT Potential | F6 | Industrial | Agriculture | Existing | Space Heating | Natural Gas | Building Automation System | A | Incremental Winter Peak Savings (MW) | Achievable Economic RVT Potential | 0 | 0 | 0 | 0 | 0 | 0 | 0 | 0 | 0 | 0 | 0 | 0 | 0 | 0 | 0 | 0 | 0 | 0 | 0 | 0 | 0 | 0 | 0
F7_Industrial_Agriculture_Existing_Space Heating_Natural Gas_Building Automation System_A_Achievable Economic RVT Potential | F7 | Industrial | Agriculture | Existing | Space Heating | Natural Gas | Building Automation System | A | Cumulative Energy Savings (MWh or mTherms) | Achievable Economic RVT Potential | 0 | 0 | 0.13813 | 0.40802 | 0.8765 | 1.6213 | 2.7258 | 4.2704 | 6.3203 | 8.911 | 12.0321 | 15.6135 | 19.5183 | 23.5472 | 27.4599 | 31.0113 | 33.9961 | 36.3485 | 38.0399 | 39.1071 | 39.6905 | 39.99 | 0
F8_Industrial_Agriculture_Existing_Space Heating_Natural Gas_Building Automation System_A_Achievable Economic RVT Potential | F8 | Industrial | Agriculture | Existing | Space Heating | Natural Gas | Building Automation System | A | Cumulative Summer Peak Savings (MW) | Achievable Economic RVT Potential | 0 | 0 | 0 | 0 | 0 | 0 | 0 | 0 | 0 | 0 | 0 | 0 | 0 | 0 | 0 | 0 | 0 | 0 | 0 | 0 | 0 | 0 | 0
F9_Industrial_Agriculture_Existing_Space Heating_Natural Gas_Building Automation System_A_Achievable Economic RVT Potential | F9 | Industrial | Agriculture | Existing | Space Heating | Natural Gas | Building Automation System | A | Cumulative Winter Peak Savings (MW) | Achievable Economic RVT Potential | 0 | 0 | 0 | 0 | 0 | 0 | 0 | 0 | 0 | 0 | 0 | 0 | 0 | 0 | 0 | 0 | 0 | 0 | 0 | 0 | 0 | 0 | 0
F10_Industrial_Agriculture_Existing_Space Heating_Natural Gas_Building Automation System_A_Achievable Economic RVT Potential | F10 | Industrial | Agriculture | Existing | Space Heating | Natural Gas | Building Automation System | A | Purchases (Incremental) | Achievable Economic RVT Potential | 0 | 0 | 8849.9784 | 17385.5173 | 30336.553 | 48495.7587 | 72340.6539 | 101820.9416 | 136116.4352 | 173413.7159 | 210784.8984 | 244279.856 | 269340.8452 | 281587.8113 | 277888.1721 | 257439.9763 | 222444.7773 | 180787.6597 | 135865.7767 | 92439.1823 | 58040.1188 | 37199.6263 | 0
F11_Industrial_Agriculture_Existing_Space Heating_Natural Gas_Building Automation System_A_Achievable Economic RVT Potential | F11 | Industrial | Agriculture | Existing | Space Heating | Natural Gas | Building Automation System | A | Purchases (Cumulative) | Achievable Economic RVT Potential | 0 | 0 | 8849.9784 | 26235.4957 | 56572.0487 | 105067.8074 | 177408.4613 | 279229.4029 | 415345.8381 | 588759.554 | 799544.4525 | 1043824.3084 | 1313165.1537 | 1594752.965 | 1872641.1371 | 2130081.1134 | 2352525.8907 | 2533313.5504 | 2669179.3271 | 2761618.5094 | 2819658.6282 | 2856858.2545 | 0
F1_Industrial_Agriculture_Existing_Space Heating_Natural Gas_Steam System Efficiency Improvements_A_Achievable Economic RVT Potential | F1 | Industrial | Agriculture | Existing | Space Heating | Natural Gas | Steam System Efficiency Improvements | A | Integrated Unit Energy Savings (kWh or therms) | Achievable Economic RVT Potential | 0 | 0 | 0.13922 | 0.13853 | 0.13778 | 0.13697 | 0.13606 | 0.13504 | 0.1339 | 0.13262 | 0.1312 | 0.12966 | 0.12801 | 0.12629 | 0.12454 | 0.12279 | 0.1211 | 0.11955 | 0.11815 | 0.11691 | 0.11579 | 0.11479 | 0
F2_Industrial_Agriculture_Existing_Space Heating_Natural Gas_Steam System Efficiency Improvements_A_Achievable Economic RVT Potential | F2 | Industrial | Agriculture | Existing | Space Heating | Natural Gas | Steam System Efficiency Improvements | A | Integrated Unit Summer Peak Savings (kW) | Achievable Economic RVT Potential | 0 | 0 | 0 | 0 | 0 | 0 | 0 | 0 | 0 | 0 | 0 | 0 | 0 | 0 | 0 | 0 | 0 | 0 | 0 | 0 | 0 | 0 | 0
F3_Industrial_Agriculture_Existing_Space Heating_Natural Gas_Steam System Efficiency Improvements_A_Achievable Economic RVT Potential | F3 | Industrial | Agriculture | Existing | Space Heating | Natural Gas | Steam System Efficiency Improvements | A | Integrated Unit Winter Peak Savings (kW) | Achievable Economic RVT Potential | 0 | 0 | 0 | 0 | 0 | 0 | 0 | 0 | 0 | 0 | 0 | 0 | 0 | 0 | 0 | 0 | 0 | 0 | 0 | 0 | 0 | 0 | 0
F4_Industrial_Agriculture_Existing_Space Heating_Natural Gas_Steam System Efficiency Improvements_A_Achievable Economic RVT Potential | F4 | Industrial | Agriculture | Existing | Space Heating | Natural Gas | Steam System Efficiency Improvements | A | Incremental Energy Savings (MWh or mTherms) | Achievable Economic RVT Potential | 0 | 0 | 0.0087323 | 0.017069 | 0.029623 | 0.047075 | 0.069757 | 0.09745 | 0.12917 | 0.16299 | 0.196 | 0.22447 | 0.24435 | 0.25203 | 0.24527 | 0.22404 | 0.19092 | 0.15317 | 0.11377 | 0.076588 | 0.04763 | 0.030262 | 0
F5_Industrial_Agriculture_Existing_Space Heating_Natural Gas_Steam System Efficiency Improvements_A_Achievable Economic RVT Potential | F5 | Industrial | Agriculture | Existing | Space Heating | Natural Gas | Steam System Efficiency Improvements | A | Incremental Summer Peak Savings (MW) | Achievable Economic RVT Potential | 0 | 0 | 0 | 0 | 0 | 0 | 0 | 0 | 0 | 0 | 0 | 0 | 0 | 0 | 0 | 0 | 0 | 0 | 0 | 0 | 0 | 0 | 0
F6_Industrial_Agriculture_Existing_Space Heating_Natural Gas_Steam System Efficiency Improvements_A_Achievable Economic RVT Potential | F6 | Industrial | Agriculture | Existing | Space Heating | Natural Gas | Steam System Efficiency Improvements | A | Incremental Winter Peak Savings (MW) | Achievable Economic RVT Potential | 0 | 0 | 0 | 0 | 0 | 0 | 0 | 0 | 0 | 0 | 0 | 0 | 0 | 0 | 0 | 0 | 0 | 0 | 0 | 0 | 0 | 0 | 0
F7_Industrial_Agriculture_Existing_Space Heating_Natural Gas_Steam System Efficiency Improvements_A_Achievable Economic RVT Potential | F7 | Industrial | Agriculture | Existing | Space Heating | Natural Gas | Steam System Efficiency Improvements | A | Cumulative Energy Savings (MWh or mTherms) | Achievable Economic RVT Potential | 0 | 0 | 0.0087323 | 0.025757 | 0.055241 | 0.10199 | 0.17107 | 0.26724 | 0.39415 | 0.55337 | 0.74345 | 0.95917 | 1.1913 | 1.4274 | 1.6528 | 1.8537 | 2.0191 | 2.1464 | 2.235 | 2.2881 | 2.3139 | 2.3241 | 0
F8_Industrial_Agriculture_Existing_Space Heating_Natural Gas_Steam System Efficiency Improvements_A_Achievable Economic RVT Potential | F8 | Industrial | Agriculture | Existing | Space Heating | Natural Gas | Steam System Efficiency Improvements | A | Cumulative Summer Peak Savings (MW) | Achievable Economic RVT Potential | 0 | 0 | 0 | 0 | 0 | 0 | 0 | 0 | 0 | 0 | 0 | 0 | 0 | 0 | 0 | 0 | 0 | 0 | 0 | 0 | 0 | 0 | 0
F9_Industrial_Agriculture_Existing_Space Heating_Natural Gas_Steam System Efficiency Improvements_A_Achievable Economic RVT Potential | F9 | Industrial | Agriculture | Existing | Space Heating | Natural Gas | Steam System Efficiency Improvements | A | Cumulative Winter Peak Savings (MW) | Achievable Economic RVT Potential | 0 | 0 | 0 | 0 | 0 | 0 | 0 | 0 | 0 | 0 | 0 | 0 | 0 | 0 | 0 | 0 | 0 | 0 | 0 | 0 | 0 | 0 | 0
F10_Industrial_Agriculture_Existing_Space Heating_Natural Gas_Steam System Efficiency Improvements_A_Achievable Economic RVT Potential | F10 | Industrial | Agriculture | Existing | Space Heating | Natural Gas | Steam System Efficiency Improvements | A | Purchases (Incremental) | Achievable Economic RVT Potential | 0 | 0 | 62.7209 | 123.2133 | 214.9989 | 343.6954 | 512.6871 | 721.6175 | 964.6738 | 1229.0042 | 1493.8584 | 1731.2412 | 1908.8515 | 1995.6473 | 1969.4275 | 1824.5086 | 1576.4933 | 1281.2643 | 962.8974 | 655.1278 | 411.3374 | 263.6383 | 0
F11_Industrial_Agriculture_Existing_Space Heating_Natural Gas_Steam System Efficiency Improvements_A_Achievable Economic RVT Potential | F11 | Industrial | Agriculture | Existing | Space Heating | Natural Gas | Steam System Efficiency Improvements | A | Purchases (Cumulative) | Achievable Economic RVT Potential | 0 | 0 | 62.7209 | 185.9342 | 400.933 | 744.6284 | 1257.3155 | 1978.9329 | 2943.6068 | 4172.611 | 5666.4693 | 7397.7106 | 9306.5621 | 11302.2093 | 13271.6368 | 15096.1454 | 16672.6387 | 17953.903 | 18916.8004 | 19571.9282 | 19983.2656 | 20246.9039 | 0
F1_Industrial_Agriculture_Existing_Process_Natural Gas_Steam System Efficiency Improvements_A_Achievable Economic RVT Potential | F1 | Industrial | Agriculture | Existing | Process | Natural Gas | Steam System Efficiency Improvements | A | Integrated Unit Energy Savings (kWh or therms) | Achievable Economic RVT Potential | 0 | 0 | 0.18529 | 0.18463 | 0.18395 | 0.18325 | 0.18253 | 0.1818 | 0.18108 | 0.18038 | 0.17969 | 0.17903 | 0.1784 | 0.17781 | 0.17724 | 0.17669 | 0.17615 | 0.17562 | 0.17512 | 0.17461 | 0.17409 | 0.17357 | 0
F2_Industrial_Agriculture_Existing_Process_Natural Gas_Steam System Efficiency Improvements_A_Achievable Economic RVT Potential | F2 | Industrial | Agriculture | Existing | Process | Natural Gas | Steam System Efficiency Improvements | A | Integrated Unit Summer Peak Savings (kW) | Achievable Economic RVT Potential | 0 | 0 | 0 | 0 | 0 | 0 | 0 | 0 | 0 | 0 | 0 | 0 | 0 | 0 | 0 | 0 | 0 | 0 | 0 | 0 | 0 | 0 | 0
F3_Industrial_Agriculture_Existing_Process_Natural Gas_Steam System Efficiency Improvements_A_Achievable Economic RVT Potential | F3 | Industrial | Agriculture | Existing | Process | Natural Gas | Steam System Efficiency Improvements | A | Integrated Unit Winter Peak Savings (kW) | Achievable Economic RVT Potential | 0 | 0 | 0 | 0 | 0 | 0 | 0 | 0 | 0 | 0 | 0 | 0 | 0 | 0 | 0 | 0 | 0 | 0 | 0 | 0 | 0 | 0 | 0
F4_Industrial_Agriculture_Existing_Process_Natural Gas_Steam System Efficiency Improvements_A_Achievable Economic RVT Potential | F4 | Industrial | Agriculture | Existing | Process | Natural Gas | Steam System Efficiency Improvements | A | Incremental Energy Savings (MWh or mTherms) | Achievable Economic RVT Potential | 0 | 0 | 0 | 0 | 0 | 0 | 0 | 0 | 0 | 0 | 0 | 0 | 0 | 0 | 0 | 0 | 0 | 0 | 0 | 0 | 0 | 0 | 0
F5_Industrial_Agriculture_Existing_Process_Natural Gas_Steam System Efficiency Improvements_A_Achievable Economic RVT Potential | F5 | Industrial | Agriculture | Existing | Process | Natural Gas | Steam System Efficiency Improvements | A | Incremental Summer Peak Savings (MW) | Achievable Economic RVT Potential | 0 | 0 | 0 | 0 | 0 | 0 | 0 | 0 | 0 | 0 | 0 | 0 | 0 | 0 | 0 | 0 | 0 | 0 | 0 | 0 | 0 | 0 | 0
F6_Industrial_Agriculture_Existing_Process_Natural Gas_Steam System Efficiency Improvements_A_Achievable Economic RVT Potential | F6 | Industrial | Agriculture | Existing | Process | Natural Gas | Steam System Efficiency Improvements | A | Incremental Winter Peak Savings (MW) | Achievable Economic RVT Potential | 0 | 0 | 0 | 0 | 0 | 0 | 0 | 0 | 0 | 0 | 0 | 0 | 0 | 0 | 0 | 0 | 0 | 0 | 0 | 0 | 0 | 0 | 0
F7_Industrial_Agriculture_Existing_Process_Natural Gas_Steam System Efficiency Improvements_A_Achievable Economic RVT Potential | F7 | Industrial | Agriculture | Existing | Process | Natural Gas | Steam System Efficiency Improvements | A | Cumulative Energy Savings (MWh or mTherms) | Achievable Economic RVT Potential | 0 | 0 | 0 | 0 | 0 | 0 | 0 | 0 | 0 | 0 | 0 | 0 | 0 | 0 | 0 | 0 | 0 | 0 | 0 | 0 | 0 | 0 | 0
F8_Industrial_Agriculture_Existing_Process_Natural Gas_Steam System Efficiency Improvements_A_Achievable Economic RVT Potential | F8 | Industrial | Agriculture | Existing | Process | Natural Gas | Steam System Efficiency Improvements | A | Cumulative Summer Peak Savings (MW) | Achievable Economic RVT Potential | 0 | 0 | 0 | 0 | 0 | 0 | 0 | 0 | 0 | 0 | 0 | 0 | 0 | 0 | 0 | 0 | 0 | 0 | 0 | 0 | 0 | 0 | 0
F9_Industrial_Agriculture_Existing_Process_Natural Gas_Steam System Efficiency Improvements_A_Achievable Economic RVT Potential | F9 | Industrial | Agriculture | Existing | Process | Natural Gas | Steam System Efficiency Improvements | A | Cumulative Winter Peak Savings (MW) | Achievable Economic RVT Potential | 0 | 0 | 0 | 0 | 0 | 0 | 0 | 0 | 0 | 0 | 0 | 0 | 0 | 0 | 0 | 0 | 0 | 0 | 0 | 0 | 0 | 0 | 0
F10_Industrial_Agriculture_Existing_Process_Natural Gas_Steam System Efficiency Improvements_A_Achievable Economic RVT Potential | F10 | Industrial | Agriculture | Existing | Process | Natural Gas | Steam System Efficiency Improvements | A | Purchases (Incremental) | Achievable Economic RVT Potential | 0 | 0 | 0 | 0 | 0 | 0 | 0 | 0 | 0 | 0 | 0 | 0 | 0 | 0 | 0 | 0 | 0 | 0 | 0 | 0 | 0 | 0 | 0
F11_Industrial_Agriculture_Existing_Process_Natural Gas_Steam System Efficiency Improvements_A_Achievable Economic RVT Potential | F11 | Industrial | Agriculture | Existing | Process | Natural Gas | Steam System Efficiency Improvements | A | Purchases (Cumulative) | Achievable Economic RVT Potential | 0 | 0 | 0 | 0 | 0 | 0 | 0 | 0 | 0 | 0 | 0 | 0 | 0 | 0 | 0 | 0 | 0 | 0 | 0 | 0 | 0 | 0 | 0
F1_Industrial_Agriculture_Existing_Space Heating_Natural Gas_Strategic Energy Management_A_Achievable Economic RVT Potential | F1 | Industrial | Agriculture | Existing | Space Heating | Natural Gas | Strategic Energy Management | A | Integrated Unit Energy Savings (kWh or therms) | Achievable Economic RVT Potential | 0 | 0 | 4.115 | 4.099 | 4.0813 | 4.0615 | 4.0391 | 4.0133 | 3.9837 | 3.9501 | 3.9124 | 3.871 | 3.8265 | 3.7798 | 3.7321 | 3.6845 | 3.6384 | 3.5963 | 3.5586 | 3.5255 | 3.4963 | 3.47 | 0
F2_Industrial_Agriculture_Existing_Space Heating_Natural Gas_Strategic Energy Management_A_Achievable Economic RVT Potential | F2 | Industrial | Agriculture | Existing | Space Heating | Natural Gas | Strategic Energy Management | A | Integrated Unit Summer Peak Savings (kW) | Achievable Economic RVT Potential | 0 | 0 | 0 | 0 | 0 | 0 | 0 | 0 | 0 | 0 | 0 | 0 | 0 | 0 | 0 | 0 | 0 | 0 | 0 | 0 | 0 | 0 | 0
F3_Industrial_Agriculture_Existing_Space Heating_Natural Gas_Strategic Energy Management_A_Achievable Economic RVT Potential | F3 | Industrial | Agriculture | Existing | Space Heating | Natural Gas | Strategic Energy Management | A | Integrated Unit Winter Peak Savings (kW) | Achievable Economic RVT Potential | 0 | 0 | 0 | 0 | 0 | 0 | 0 | 0 | 0 | 0 | 0 | 0 | 0 | 0 | 0 | 0 | 0 | 0 | 0 | 0 | 0 | 0 | 0
F4_Industrial_Agriculture_Existing_Space Heating_Natural Gas_Strategic Energy Management_A_Achievable Economic RVT Potential | F4 | Industrial | Agriculture | Existing | Space Heating | Natural Gas | Strategic Energy Management | A | Incremental Energy Savings (MWh or mTherms) | Achievable Economic RVT Potential | 0 | 0 | 0.86843 | 0.85013 | 0.83187 | 0.81357 | 0.79512 | 0.77642 | 0.75741 | 0.73806 | 0.71842 | 0.69856 | 0.67863 | 0.6588 | 0.63926 | 0.62023 | 0.6019 | 0.58468 | 0.56858 | 0.55358 | 0.53953 | 0.52624 | 0
F5_Industrial_Agriculture_Existing_Space Heating_Natural Gas_Strategic Energy Management_A_Achievable Economic RVT Potential | F5 | Industrial | Agriculture | Existing | Space Heating | Natural Gas | Strategic Energy Management | A | Incremental Summer Peak Savings (MW) | Achievable Economic RVT Potential | 0 | 0 | 0 | 0 | 0 | 0 | 0 | 0 | 0 | 0 | 0 | 0 | 0 | 0 | 0 | 0 | 0 | 0 | 0 | 0 | 0 | 0 | 0
F6_Industrial_Agriculture_Existing_Space Heating_Natural Gas_Strategic Energy Management_A_Achievable Economic RVT Potential | F6 | Industrial | Agriculture | Existing | Space Heating | Natural Gas | Strategic Energy Management | A | Incremental Winter Peak Savings (MW) | Achievable Economic RVT Potential | 0 | 0 | 0 | 0 | 0 | 0 | 0 | 0 | 0 | 0 | 0 | 0 | 0 | 0 | 0 | 0 | 0 | 0 | 0 | 0 | 0 | 0 | 0
F7_Industrial_Agriculture_Existing_Space Heating_Natural Gas_Strategic Energy Management_A_Achievable Economic RVT Potential | F7 | Industrial | Agriculture | Existing | Space Heating | Natural Gas | Strategic Energy Management | A | Cumulative Energy Savings (MWh or mTherms) | Achievable Economic RVT Potential | 0 | 0 | 0.86843 | 1.7152 | 2.5396 | 3.3409 | 4.1175 | 4.8677 | 5.5892 | 6.2801 | 6.9385 | 7.5637 | 8.1555 | 8.7148 | 9.2439 | 9.7464 | 10.2263 | 10.6925 | 11.1492 | 11.599 | 12.0424 | 12.4783 | 0
F8_Industrial_Agriculture_Existing_Space Heating_Natural Gas_Strategic Energy Management_A_Achievable Economic RVT Potential | F8 | Industrial | Agriculture | Existing | Space Heating | Natural Gas | Strategic Energy Management | A | Cumulative Summer Peak Savings (MW) | Achievable Economic RVT Potential | 0 | 0 | 0 | 0 | 0 | 0 | 0 | 0 | 0 | 0 | 0 | 0 | 0 | 0 | 0 | 0 | 0 | 0 | 0 | 0 | 0 | 0 | 0
F9_Industrial_Agriculture_Existing_Space Heating_Natural Gas_Strategic Energy Management_A_Achievable Economic RVT Potential | F9 | Industrial | Agriculture | Existing | Space Heating | Natural Gas | Strategic Energy Management | A | Cumulative Winter Peak Savings (MW) | Achievable Economic RVT Potential | 0 | 0 | 0 | 0 | 0 | 0 | 0 | 0 | 0 | 0 | 0 | 0 | 0 | 0 | 0 | 0 | 0 | 0 | 0 | 0 | 0 | 0 | 0
F10_Industrial_Agriculture_Existing_Space Heating_Natural Gas_Strategic Energy Management_A_Achievable Economic RVT Potential | F10 | Industrial | Agriculture | Existing | Space Heating | Natural Gas | Strategic Energy Management | A | Purchases (Incremental) | Achievable Economic RVT Potential | 0 | 0 | 211.0387 | 207.4001 | 203.8242 | 200.31 | 196.8564 | 193.4623 | 190.1268 | 186.8487 | 183.6272 | 180.4612 | 177.3498 | 174.292 | 171.287 | 168.3338 | 165.4315 | 162.5792 | 159.7761 | 157.0214 | 154.3141 | 151.6535 | 0
F11_Industrial_Agriculture_Existing_Space Heating_Natural Gas_Strategic Energy Management_A_Achievable Economic RVT Potential | F11 | Industrial | Agriculture | Existing | Space Heating | Natural Gas | Strategic Energy Management | A | Purchases (Cumulative) | Achievable Economic RVT Potential | 0 | 0 | 211.0387 | 418.4388 | 622.263 | 822.573 | 1019.4294 | 1212.8917 | 1403.0185 | 1589.8672 | 1773.4944 | 1953.9556 | 2131.3054 | 2305.5975 | 2476.8845 | 2645.2183 | 2810.6497 | 2973.2289 | 3133.0051 | 3290.0264 | 3444.3405 | 3595.994 | 0
F1_Industrial_Agriculture_Existing_Process_Natural Gas_Strategic Energy Management_A_Achievable Economic RVT Potential | F1 | Industrial | Agriculture | Existing | Process | Natural Gas | Strategic Energy Management | A | Integrated Unit Energy Savings (kWh or therms) | Achievable Economic RVT Potential | 0 | 0 | 1.4039 | 1.4013 | 1.3986 | 1.3958 | 1.3929 | 1.39 | 1.3871 | 1.3842 | 1.3815 | 1.3788 | 1.3763 | 1.374 | 1.3717 | 1.3696 | 1.3675 | 1.3654 | 1.3633 | 1.3612 | 1.3591 | 1.3569 | 0
F2_Industrial_Agriculture_Existing_Process_Natural Gas_Strategic Energy Management_A_Achievable Economic RVT Potential | F2 | Industrial | Agriculture | Existing | Process | Natural Gas | Strategic Energy Management | A | Integrated Unit Summer Peak Savings (kW) | Achievable Economic RVT Potential | 0 | 0 | 0 | 0 | 0 | 0 | 0 | 0 | 0 | 0 | 0 | 0 | 0 | 0 | 0 | 0 | 0 | 0 | 0 | 0 | 0 | 0 | 0
F3_Industrial_Agriculture_Existing_Process_Natural Gas_Strategic Energy Management_A_Achievable Economic RVT Potential | F3 | Industrial | Agriculture | Existing | Process | Natural Gas | Strategic Energy Management | A | Integrated Unit Winter Peak Savings (kW) | Achievable Economic RVT Potential | 0 | 0 | 0 | 0 | 0 | 0 | 0 | 0 | 0 | 0 | 0 | 0 | 0 | 0 | 0 | 0 | 0 | 0 | 0 | 0 | 0 | 0 | 0
F4_Industrial_Agriculture_Existing_Process_Natural Gas_Strategic Energy Management_A_Achievable Economic RVT Potential | F4 | Industrial | Agriculture | Existing | Process | Natural Gas | Strategic Energy Management | A | Incremental Energy Savings (MWh or mTherms) | Achievable Economic RVT Potential | 0 | 0 | 1.7923 | 1.7581 | 1.7245 | 1.6914 | 1.6588 | 1.6268 | 1.5954 | 1.5646 | 1.5346 | 1.5052 | 1.4766 | 1.4487 | 1.4214 | 1.3947 | 1.3685 | 1.3429 | 1.3177 | 1.293 | 1.2687 | 1.2449 | 0
F5_Industrial_Agriculture_Existing_Process_Natural Gas_Strategic Energy Management_A_Achievable Economic RVT Potential | F5 | Industrial | Agriculture | Existing | Process | Natural Gas | Strategic Energy Management | A | Incremental Summer Peak Savings (MW) | Achievable Economic RVT Potential | 0 | 0 | 0 | 0 | 0 | 0 | 0 | 0 | 0 | 0 | 0 | 0 | 0 | 0 | 0 | 0 | 0 | 0 | 0 | 0 | 0 | 0 | 0
F6_Industrial_Agriculture_Existing_Process_Natural Gas_Strategic Energy Management_A_Achievable Economic RVT Potential | F6 | Industrial | Agriculture | Existing | Process | Natural Gas | Strategic Energy Management | A | Incremental Winter Peak Savings (MW) | Achievable Economic RVT Potential | 0 | 0 | 0 | 0 | 0 | 0 | 0 | 0 | 0 | 0 | 0 | 0 | 0 | 0 | 0 | 0 | 0 | 0 | 0 | 0 | 0 | 0 | 0
F7_Industrial_Agriculture_Existing_Process_Natural Gas_Strategic Energy Management_A_Achievable Economic RVT Potential | F7 | Industrial | Agriculture | Existing | Process | Natural Gas | Strategic Energy Management | A | Cumulative Energy Savings (MWh or mTherms) | Achievable Economic RVT Potential | 0 | 0 | 1.7923 | 3.5471 | 5.2647 | 6.9456 | 8.5902 | 10.1989 | 11.7729 | 13.3133 | 14.8213 | 16.298 | 17.745 | 19.1633 | 20.5536 | 21.9162 | 23.251 | 24.558 | 25.8386 | 27.0919 | 28.3183 | 29.5182 | 0
F8_Industrial_Agriculture_Existing_Process_Natural Gas_Strategic Energy Management_A_Achievable Economic RVT Potential | F8 | Industrial | Agriculture | Existing | Process | Natural Gas | Strategic Energy Management | A | Cumulative Summer Peak Savings (MW) | Achievable Economic RVT Potential | 0 | 0 | 0 | 0 | 0 | 0 | 0 | 0 | 0 | 0 | 0 | 0 | 0 | 0 | 0 | 0 | 0 | 0 | 0 | 0 | 0 | 0 | 0
F9_Industrial_Agriculture_Existing_Process_Natural Gas_Strategic Energy Management_A_Achievable Economic RVT Potential | F9 | Industrial | Agriculture | Existing | Process | Natural Gas | Strategic Energy Management | A | Cumulative Winter Peak Savings (MW) | Achievable Economic RVT Potential | 0 | 0 | 0 | 0 | 0 | 0 | 0 | 0 | 0 | 0 | 0 | 0 | 0 | 0 | 0 | 0 | 0 | 0 | 0 | 0 | 0 | 0 | 0
F10_Industrial_Agriculture_Existing_Process_Natural Gas_Strategic Energy Management_A_Achievable Economic RVT Potential | F10 | Industrial | Agriculture | Existing | Process | Natural Gas | Strategic Energy Management | A | Purchases (Incremental) | Achievable Economic RVT Potential | 0 | 0 | 1276.6605 | 1254.6492 | 1233.0173 | 1211.7584 | 1190.866 | 1170.3338 | 1150.1556 | 1130.3254 | 1110.837 | 1091.6846 | 1072.8625 | 1054.3648 | 1036.1861 | 1018.3209 | 1000.7636 | 983.5091 | 966.552 | 949.8873 | 933.51 | 917.415 | 0
F11_Industrial_Agriculture_Existing_Process_Natural Gas_Strategic Energy Management_A_Achievable Economic RVT Potential | F11 | Industrial | Agriculture | Existing | Process | Natural Gas | Strategic Energy Management | A | Purchases (Cumulative) | Achievable Economic RVT Potential | 0 | 0 | 1276.6605 | 2531.3097 | 3764.327 | 4976.0853 | 6166.9513 | 7337.2851 | 8487.4407 | 9617.766 | 10728.603 | 11820.2877 | 12893.1501 | 13947.515 | 14983.7011 | 16002.022 | 17002.7856 | 17986.2947 | 18952.8467 | 19902.734 | 20836.2439 | 21753.6589 | 0
F1_Industrial_Agriculture_Existing_Miscellaneous_Natural Gas_Strategic Energy Management_A_Achievable Economic RVT Potential | F1 | Industrial | Agriculture | Existing | Miscellaneous | Natural Gas | Strategic Energy Management | A | Integrated Unit Energy Savings (kWh or therms) | Achievable Economic RVT Potential | 0 | 0 | 0.89787 | 0.89787 | 0.89787 | 0.89787 | 0.89787 | 0.89787 | 0.89787 | 0.89787 | 0.89787 | 0.89787 | 0.89787 | 0.89787 | 0.89787 | 0.89787 | 0.89787 | 0.89787 | 0.89787 | 0.89787 | 0.89787 | 0.89787 | 0
F2_Industrial_Agriculture_Existing_Miscellaneous_Natural Gas_Strategic Energy Management_A_Achievable Economic RVT Potential | F2 | Industrial | Agriculture | Existing | Miscellaneous | Natural Gas | Strategic Energy Management | A | Integrated Unit Summer Peak Savings (kW) | Achievable Economic RVT Potential | 0 | 0 | 0 | 0 | 0 | 0 | 0 | 0 | 0 | 0 | 0 | 0 | 0 | 0 | 0 | 0 | 0 | 0 | 0 | 0 | 0 | 0 | 0
F3_Industrial_Agriculture_Existing_Miscellaneous_Natural Gas_Strategic Energy Management_A_Achievable Economic RVT Potential | F3 | Industrial | Agriculture | Existing | Miscellaneous | Natural Gas | Strategic Energy Management | A | Integrated Unit Winter Peak Savings (kW) | Achievable Economic RVT Potential | 0 | 0 | 0 | 0 | 0 | 0 | 0 | 0 | 0 | 0 | 0 | 0 | 0 | 0 | 0 | 0 | 0 | 0 | 0 | 0 | 0 | 0 | 0
F4_Industrial_Agriculture_Existing_Miscellaneous_Natural Gas_Strategic Energy Management_A_Achievable Economic RVT Potential | F4 | Industrial | Agriculture | Existing | Miscellaneous | Natural Gas | Strategic Energy Management | A | Incremental Energy Savings (MWh or mTherms) | Achievable Economic RVT Potential | 0 | 0 | 0.28657 | 0.28163 | 0.27677 | 0.272 | 0.26731 | 0.2627 | 0.25817 | 0.25372 | 0.24935 | 0.24505 | 0.24082 | 0.23667 | 0.23259 | 0.22858 | 0.22464 | 0.22077 | 0.21696 | 0.21322 | 0.20954 | 0.20593 | 0
F5_Industrial_Agriculture_Existing_Miscellaneous_Natural Gas_Strategic Energy Management_A_Achievable Economic RVT Potential | F5 | Industrial | Agriculture | Existing | Miscellaneous | Natural Gas | Strategic Energy Management | A | Incremental Summer Peak Savings (MW) | Achievable Economic RVT Potential | 0 | 0 | 0 | 0 | 0 | 0 | 0 | 0 | 0 | 0 | 0 | 0 | 0 | 0 | 0 | 0 | 0 | 0 | 0 | 0 | 0 | 0 | 0
F6_Industrial_Agriculture_Existing_Miscellaneous_Natural Gas_Strategic Energy Management_A_Achievable Economic RVT Potential | F6 | Industrial | Agriculture | Existing | Miscellaneous | Natural Gas | Strategic Energy Management | A | Incremental Winter Peak Savings (MW) | Achievable Economic RVT Potential | 0 | 0 | 0 | 0 | 0 | 0 | 0 | 0 | 0 | 0 | 0 | 0 | 0 | 0 | 0 | 0 | 0 | 0 | 0 | 0 | 0 | 0 | 0
F7_Industrial_Agriculture_Existing_Miscellaneous_Natural Gas_Strategic Energy Management_A_Achievable Economic RVT Potential | F7 | Industrial | Agriculture | Existing | Miscellaneous | Natural Gas | Strategic Energy Management | A | Cumulative Energy Savings (MWh or mTherms) | Achievable Economic RVT Potential | 0 | 0 | 0.28657 | 0.5682 | 0.84497 | 1.117 | 1.3843 | 1.647 | 1.9052 | 2.1589 | 2.4082 | 2.6533 | 2.8941 | 3.1308 | 3.3634 | 3.5919 | 3.8166 | 4.0373 | 4.2543 | 4.4675 | 4.6771 | 4.883 | 0
F8_Industrial_Agriculture_Existing_Miscellaneous_Natural Gas_Strategic Energy Management_A_Achievable Economic RVT Potential | F8 | Industrial | Agriculture | Existing | Miscellaneous | Natural Gas | Strategic Energy Management | A | Cumulative Summer Peak Savings (MW) | Achievable Economic RVT Potential | 0 | 0 | 0 | 0 | 0 | 0 | 0 | 0 | 0 | 0 | 0 | 0 | 0 | 0 | 0 | 0 | 0 | 0 | 0 | 0 | 0 | 0 | 0
F9_Industrial_Agriculture_Existing_Miscellaneous_Natural Gas_Strategic Energy Management_A_Achievable Economic RVT Potential | F9 | Industrial | Agriculture | Existing | Miscellaneous | Natural Gas | Strategic Energy Management | A | Cumulative Winter Peak Savings (MW) | Achievable Economic RVT Potential | 0 | 0 | 0 | 0 | 0 | 0 | 0 | 0 | 0 | 0 | 0 | 0 | 0 | 0 | 0 | 0 | 0 | 0 | 0 | 0 | 0 | 0 | 0
F10_Industrial_Agriculture_Existing_Miscellaneous_Natural Gas_Strategic Energy Management_A_Achievable Economic RVT Potential | F10 | Industrial | Agriculture | Existing | Miscellaneous | Natural Gas | Strategic Energy Management | A | Purchases (Incremental) | Achievable Economic RVT Potential | 0 | 0 | 319.1651 | 313.6623 | 308.2543 | 302.9396 | 297.7165 | 292.5834 | 287.5389 | 282.5813 | 277.7092 | 272.9212 | 268.2156 | 263.5912 | 259.0465 | 254.5802 | 250.1909 | 245.8773 | 241.638 | 237.4718 | 233.3775 | 229.3537 | 0
F11_Industrial_Agriculture_Existing_Miscellaneous_Natural Gas_Strategic Energy Management_A_Achievable Economic RVT Potential | F11 | Industrial | Agriculture | Existing | Miscellaneous | Natural Gas | Strategic Energy Management | A | Purchases (Cumulative) | Achievable Economic RVT Potential | 0 | 0 | 319.1651 | 632.8274 | 941.0817 | 1244.0213 | 1541.7378 | 1834.3213 | 2121.8602 | 2404.4415 | 2682.1508 | 2955.0719 | 3223.2875 | 3486.8787 | 3745.9253 | 4000.5055 | 4250.6964 | 4496.5737 | 4738.2117 | 4975.6835 | 5209.061 | 5438.4147 | 0
F1_Industrial_Agriculture_Existing_Space Heating_Natural Gas_Commissioning_A_Achievable Economic RVT Potential | F1 | Industrial | Agriculture | Existing | Space Heating | Natural Gas | Commissioning | A | Integrated Unit Energy Savings (kWh or therms) | Achievable Economic RVT Potential | 0 | 0 | 3.8002 | 3.7896 | 3.7783 | 3.7663 | 3.7533 | 3.7393 | 3.7241 | 3.7077 | 3.69 | 3.6713 | 3.6515 | 3.6307 | 3.6089 | 3.5862 | 3.5628 | 3.5406 | 3.52 | 3.5008 | 3.4831 | 3.467 | 0
F2_Industrial_Agriculture_Existing_Space Heating_Natural Gas_Commissioning_A_Achievable Economic RVT Potential | F2 | Industrial | Agriculture | Existing | Space Heating | Natural Gas | Commissioning | A | Integrated Unit Summer Peak Savings (kW) | Achievable Economic RVT Potential | 0 | 0 | 0 | 0 | 0 | 0 | 0 | 0 | 0 | 0 | 0 | 0 | 0 | 0 | 0 | 0 | 0 | 0 | 0 | 0 | 0 | 0 | 0
F3_Industrial_Agriculture_Existing_Space Heating_Natural Gas_Commissioning_A_Achievable Economic RVT Potential | F3 | Industrial | Agriculture | Existing | Space Heating | Natural Gas | Commissioning | A | Integrated Unit Winter Peak Savings (kW) | Achievable Economic RVT Potential | 0 | 0 | 0 | 0 | 0 | 0 | 0 | 0 | 0 | 0 | 0 | 0 | 0 | 0 | 0 | 0 | 0 | 0 | 0 | 0 | 0 | 0 | 0
F4_Industrial_Agriculture_Existing_Space Heating_Natural Gas_Commissioning_A_Achievable Economic RVT Potential | F4 | Industrial | Agriculture | Existing | Space Heating | Natural Gas | Commissioning | A | Incremental Energy Savings (MWh or mTherms) | Achievable Economic RVT Potential | 0 | 0 | 0 | 0 | 0 | 0 | 0 | 0 | 0 | 0 | 0 | 0 | 0 | 0 | 0 | 0 | 0 | 0 | 0 | 0 | 0 | 0 | 0
F5_Industrial_Agriculture_Existing_Space Heating_Natural Gas_Commissioning_A_Achievable Economic RVT Potential | F5 | Industrial | Agriculture | Existing | Space Heating | Natural Gas | Commissioning | A | Incremental Summer Peak Savings (MW) | Achievable Economic RVT Potential | 0 | 0 | 0 | 0 | 0 | 0 | 0 | 0 | 0 | 0 | 0 | 0 | 0 | 0 | 0 | 0 | 0 | 0 | 0 | 0 | 0 | 0 | 0
F6_Industrial_Agriculture_Existing_Space Heating_Natural Gas_Commissioning_A_Achievable Economic RVT Potential | F6 | Industrial | Agriculture | Existing | Space Heating | Natural Gas | Commissioning | A | Incremental Winter Peak Savings (MW) | Achievable Economic RVT Potential | 0 | 0 | 0 | 0 | 0 | 0 | 0 | 0 | 0 | 0 | 0 | 0 | 0 | 0 | 0 | 0 | 0 | 0 | 0 | 0 | 0 | 0 | 0
F7_Industrial_Agriculture_Existing_Space Heating_Natural Gas_Commissioning_A_Achievable Economic RVT Potential | F7 | Industrial | Agriculture | Existing | Space Heating | Natural Gas | Commissioning | A | Cumulative Energy Savings (MWh or mTherms) | Achievable Economic RVT Potential | 0 | 0 | 0 | 0 | 0 | 0 | 0 | 0 | 0 | 0 | 0 | 0 | 0 | 0 | 0 | 0 | 0 | 0 | 0 | 0 | 0 | 0 | 0
F8_Industrial_Agriculture_Existing_Space Heating_Natural Gas_Commissioning_A_Achievable Economic RVT Potential | F8 | Industrial | Agriculture | Existing | Space Heating | Natural Gas | Commissioning | A | Cumulative Summer Peak Savings (MW) | Achievable Economic RVT Potential | 0 | 0 | 0 | 0 | 0 | 0 | 0 | 0 | 0 | 0 | 0 | 0 | 0 | 0 | 0 | 0 | 0 | 0 | 0 | 0 | 0 | 0 | 0
F9_Industrial_Agriculture_Existing_Space Heating_Natural Gas_Commissioning_A_Achievable Economic RVT Potential | F9 | Industrial | Agriculture | Existing | Space Heating | Natural Gas | Commissioning | A | Cumulative Winter Peak Savings (MW) | Achievable Economic RVT Potential | 0 | 0 | 0 | 0 | 0 | 0 | 0 | 0 | 0 | 0 | 0 | 0 | 0 | 0 | 0 | 0 | 0 | 0 | 0 | 0 | 0 | 0 | 0
F10_Industrial_Agriculture_Existing_Space Heating_Natural Gas_Commissioning_A_Achievable Economic RVT Potential | F10 | Industrial | Agriculture | Existing | Space Heating | Natural Gas | Commissioning | A | Purchases (Incremental) | Achievable Economic RVT Potential | 0 | 0 | 0 | 0 | 0 | 0 | 0 | 0 | 0 | 0 | 0 | 0 | 0 | 0 | 0 | 0 | 0 | 0 | 0 | 0 | 0 | 0 | 0
F11_Industrial_Agriculture_Existing_Space Heating_Natural Gas_Commissioning_A_Achievable Economic RVT Potential | F11 | Industrial | Agriculture | Existing | Space Heating | Natural Gas | Commissioning | A | Purchases (Cumulative) | Achievable Economic RVT Potential | 0 | 0 | 0 | 0 | 0 | 0 | 0 | 0 | 0 | 0 | 0 | 0 | 0 | 0 | 0 | 0 | 0 | 0 | 0 | 0 | 0 | 0 | 0
F1_Industrial_Agriculture_Existing_Process_Natural Gas_Commissioning_A_Achievable Economic RVT Potential | F1 | Industrial | Agriculture | Existing | Process | Natural Gas | Commissioning | A | Integrated Unit Energy Savings (kWh or therms) | Achievable Economic RVT Potential | 0 | 0 | 7.8488 | 7.8475 | 7.8466 | 7.8459 | 7.8452 | 7.8446 | 7.8441 | 7.8436 | 7.8432 | 7.8428 | 7.8425 | 7.8422 | 7.8419 | 7.8416 | 7.8414 | 7.8411 | 7.8409 | 7.8407 | 7.8405 | 7.8403 | 0
F2_Industrial_Agriculture_Existing_Process_Natural Gas_Commissioning_A_Achievable Economic RVT Potential | F2 | Industrial | Agriculture | Existing | Process | Natural Gas | Commissioning | A | Integrated Unit Summer Peak Savings (kW) | Achievable Economic RVT Potential | 0 | 0 | 0 | 0 | 0 | 0 | 0 | 0 | 0 | 0 | 0 | 0 | 0 | 0 | 0 | 0 | 0 | 0 | 0 | 0 | 0 | 0 | 0
F3_Industrial_Agriculture_Existing_Process_Natural Gas_Commissioning_A_Achievable Economic RVT Potential | F3 | Industrial | Agriculture | Existing | Process | Natural Gas | Commissioning | A | Integrated Unit Winter Peak Savings (kW) | Achievable Economic RVT Potential | 0 | 0 | 0 | 0 | 0 | 0 | 0 | 0 | 0 | 0 | 0 | 0 | 0 | 0 | 0 | 0 | 0 | 0 | 0 | 0 | 0 | 0 | 0
F4_Industrial_Agriculture_Existing_Process_Natural Gas_Commissioning_A_Achievable Economic RVT Potential | F4 | Industrial | Agriculture | Existing | Process | Natural Gas | Commissioning | A | Incremental Energy Savings (MWh or mTherms) | Achievable Economic RVT Potential | 0 | 0 | 0 | 0 | 0 | 0 | 0 | 0 | 0 | 0 | 0 | 0 | 0 | 0 | 0 | 0 | 0 | 0 | 0 | 0 | 0 | 0 | 0
F5_Industrial_Agriculture_Existing_Process_Natural Gas_Commissioning_A_Achievable Economic RVT Potential | F5 | Industrial | Agriculture | Existing | Process | Natural Gas | Commissioning | A | Incremental Summer Peak Savings (MW) | Achievable Economic RVT Potential | 0 | 0 | 0 | 0 | 0 | 0 | 0 | 0 | 0 | 0 | 0 | 0 | 0 | 0 | 0 | 0 | 0 | 0 | 0 | 0 | 0 | 0 | 0
F6_Industrial_Agriculture_Existing_Process_Natural Gas_Commissioning_A_Achievable Economic RVT Potential | F6 | Industrial | Agriculture | Existing | Process | Natural Gas | Commissioning | A | Incremental Winter Peak Savings (MW) | Achievable Economic RVT Potential | 0 | 0 | 0 | 0 | 0 | 0 | 0 | 0 | 0 | 0 | 0 | 0 | 0 | 0 | 0 | 0 | 0 | 0 | 0 | 0 | 0 | 0 | 0
F7_Industrial_Agriculture_Existing_Process_Natural Gas_Commissioning_A_Achievable Economic RVT Potential | F7 | Industrial | Agriculture | Existing | Process | Natural Gas | Commissioning | A | Cumulative Energy Savings (MWh or mTherms) | Achievable Economic RVT Potential | 0 | 0 | 0 | 0 | 0 | 0 | 0 | 0 | 0 | 0 | 0 | 0 | 0 | 0 | 0 | 0 | 0 | 0 | 0 | 0 | 0 | 0 | 0
F8_Industrial_Agriculture_Existing_Process_Natural Gas_Commissioning_A_Achievable Economic RVT Potential | F8 | Industrial | Agriculture | Existing | Process | Natural Gas | Commissioning | A | Cumulative Summer Peak Savings (MW) | Achievable Economic RVT Potential | 0 | 0 | 0 | 0 | 0 | 0 | 0 | 0 | 0 | 0 | 0 | 0 | 0 | 0 | 0 | 0 | 0 | 0 | 0 | 0 | 0 | 0 | 0
F9_Industrial_Agriculture_Existing_Process_Natural Gas_Commissioning_A_Achievable Economic RVT Potential | F9 | Industrial | Agriculture | Existing | Process | Natural Gas | Commissioning | A | Cumulative Winter Peak Savings (MW) | Achievable Economic RVT Potential | 0 | 0 | 0 | 0 | 0 | 0 | 0 | 0 | 0 | 0 | 0 | 0 | 0 | 0 | 0 | 0 | 0 | 0 | 0 | 0 | 0 | 0 | 0
F10_Industrial_Agriculture_Existing_Process_Natural Gas_Commissioning_A_Achievable Economic RVT Potential | F10 | Industrial | Agriculture | Existing | Process | Natural Gas | Commissioning | A | Purchases (Incremental) | Achievable Economic RVT Potential | 0 | 0 | 0 | 0 | 0 | 0 | 0 | 0 | 0 | 0 | 0 | 0 | 0 | 0 | 0 | 0 | 0 | 0 | 0 | 0 | 0 | 0 | 0
F11_Industrial_Agriculture_Existing_Process_Natural Gas_Commissioning_A_Achievable Economic RVT Potential | F11 | Industrial | Agriculture | Existing | Process | Natural Gas | Commissioning | A | Purchases (Cumulative) | Achievable Economic RVT Potential | 0 | 0 | 0 | 0 | 0 | 0 | 0 | 0 | 0 | 0 | 0 | 0 | 0 | 0 | 0 | 0 | 0 | 0 | 0 | 0 | 0 | 0 | 0
F1_Industrial_Agriculture_Existing_Space Heating_Natural Gas_Retrocommissioning_A_Achievable Economic RVT Potential | F1 | Industrial | Agriculture | Existing | Space Heating | Natural Gas | Retrocommissioning | A | Integrated Unit Energy Savings (kWh or therms) | Achievable Economic RVT Potential | 0 | 0 | 0.52782 | 0.52634 | 0.52478 | 0.52311 | 0.52131 | 0.51936 | 0.51725 | 0.51497 | 0.51252 | 0.50992 | 0.50717 | 0.50428 | 0.50125 | 0.4981 | 0.49485 | 0.49177 | 0.4889 | 0.48623 | 0.48378 | 0.48154 | 0
F2_Industrial_Agriculture_Existing_Space Heating_Natural Gas_Retrocommissioning_A_Achievable Economic RVT Potential | F2 | Industrial | Agriculture | Existing | Space Heating | Natural Gas | Retrocommissioning | A | Integrated Unit Summer Peak Savings (kW) | Achievable Economic RVT Potential | 0 | 0 | 0 | 0 | 0 | 0 | 0 | 0 | 0 | 0 | 0 | 0 | 0 | 0 | 0 | 0 | 0 | 0 | 0 | 0 | 0 | 0 | 0
F3_Industrial_Agriculture_Existing_Space Heating_Natural Gas_Retrocommissioning_A_Achievable Economic RVT Potential | F3 | Industrial | Agriculture | Existing | Space Heating | Natural Gas | Retrocommissioning | A | Integrated Unit Winter Peak Savings (kW) | Achievable Economic RVT Potential | 0 | 0 | 0 | 0 | 0 | 0 | 0 | 0 | 0 | 0 | 0 | 0 | 0 | 0 | 0 | 0 | 0 | 0 | 0 | 0 | 0 | 0 | 0
F4_Industrial_Agriculture_Existing_Space Heating_Natural Gas_Retrocommissioning_A_Achievable Economic RVT Potential | F4 | Industrial | Agriculture | Existing | Space Heating | Natural Gas | Retrocommissioning | A | Incremental Energy Savings (MWh or mTherms) | Achievable Economic RVT Potential | 0 | 0 | 0.13103 | 0.12841 | 0.12582 | 0.12325 | 0.12071 | 0.11819 | 0.11568 | 0.11318 | 0.1107 | 0.10824 | 0.1058 | 0.10339 | 0.10099 | 0.098628 | 0.096294 | 0.094045 | 0.091884 | 0.089808 | 0.087814 | 0.085901 | 0
F5_Industrial_Agriculture_Existing_Space Heating_Natural Gas_Retrocommissioning_A_Achievable Economic RVT Potential | F5 | Industrial | Agriculture | Existing | Space Heating | Natural Gas | Retrocommissioning | A | Incremental Summer Peak Savings (MW) | Achievable Economic RVT Potential | 0 | 0 | 0 | 0 | 0 | 0 | 0 | 0 | 0 | 0 | 0 | 0 | 0 | 0 | 0 | 0 | 0 | 0 | 0 | 0 | 0 | 0 | 0
F6_Industrial_Agriculture_Existing_Space Heating_Natural Gas_Retrocommissioning_A_Achievable Economic RVT Potential | F6 | Industrial | Agriculture | Existing | Space Heating | Natural Gas | Retrocommissioning | A | Incremental Winter Peak Savings (MW) | Achievable Economic RVT Potential | 0 | 0 | 0 | 0 | 0 | 0 | 0 | 0 | 0 | 0 | 0 | 0 | 0 | 0 | 0 | 0 | 0 | 0 | 0 | 0 | 0 | 0 | 0
F7_Industrial_Agriculture_Existing_Space Heating_Natural Gas_Retrocommissioning_A_Achievable Economic RVT Potential | F7 | Industrial | Agriculture | Existing | Space Heating | Natural Gas | Retrocommissioning | A | Cumulative Energy Savings (MWh or mTherms) | Achievable Economic RVT Potential | 0 | 0 | 0.13103 | 0.25907 | 0.38411 | 0.50614 | 0.62512 | 0.74097 | 0.85364 | 0.96306 | 1.0692 | 1.172 | 1.2715 | 1.3676 | 1.4604 | 1.5498 | 1.636 | 1.7199 | 1.8017 | 1.8817 | 1.96 | 2.0369 | 0
F8_Industrial_Agriculture_Existing_Space Heating_Natural Gas_Retrocommissioning_A_Achievable Economic RVT Potential | F8 | Industrial | Agriculture | Existing | Space Heating | Natural Gas | Retrocommissioning | A | Cumulative Summer Peak Savings (MW) | Achievable Economic RVT Potential | 0 | 0 | 0 | 0 | 0 | 0 | 0 | 0 | 0 | 0 | 0 | 0 | 0 | 0 | 0 | 0 | 0 | 0 | 0 | 0 | 0 | 0 | 0
F9_Industrial_Agriculture_Existing_Space Heating_Natural Gas_Retrocommissioning_A_Achievable Economic RVT Potential | F9 | Industrial | Agriculture | Existing | Space Heating | Natural Gas | Retrocommissioning | A | Cumulative Winter Peak Savings (MW) | Achievable Economic RVT Potential | 0 | 0 | 0 | 0 | 0 | 0 | 0 | 0 | 0 | 0 | 0 | 0 | 0 | 0 | 0 | 0 | 0 | 0 | 0 | 0 | 0 | 0 | 0
F10_Industrial_Agriculture_Existing_Space Heating_Natural Gas_Retrocommissioning_A_Achievable Economic RVT Potential | F10 | Industrial | Agriculture | Existing | Space Heating | Natural Gas | Retrocommissioning | A | Purchases (Incremental) | Achievable Economic RVT Potential | 0 | 0 | 248.2395 | 243.9596 | 239.7534 | 235.6197 | 231.5573 | 227.5649 | 223.6414 | 219.7855 | 215.9961 | 212.272 | 208.6121 | 205.0154 | 201.4806 | 198.0068 | 194.5929 | 191.2379 | 187.9407 | 184.7003 | 181.5158 | 178.3862 | 0
F11_Industrial_Agriculture_Existing_Space Heating_Natural Gas_Retrocommissioning_A_Achievable Economic RVT Potential | F11 | Industrial | Agriculture | Existing | Space Heating | Natural Gas | Retrocommissioning | A | Purchases (Cumulative) | Achievable Economic RVT Potential | 0 | 0 | 248.2395 | 492.1991 | 731.9525 | 967.5721 | 1199.1294 | 1426.6943 | 1650.3357 | 1870.1212 | 2086.1173 | 2298.3893 | 2507.0014 | 2712.0168 | 2913.4974 | 3111.5043 | 3306.0972 | 3497.3351 | 3685.2757 | 3869.9761 | 4051.4919 | 4229.8781 | 0
F1_Industrial_Agriculture_Existing_Process_Natural Gas_Retrocommissioning_A_Achievable Economic RVT Potential | F1 | Industrial | Agriculture | Existing | Process | Natural Gas | Retrocommissioning | A | Integrated Unit Energy Savings (kWh or therms) | Achievable Economic RVT Potential | 0 | 0 | 0 | 0 | 0 | 0 | 0 | 0 | 0 | 0 | 0 | 0 | 0 | 0 | 0 | 0 | 0 | 0 | 0 | 0 | 0 | 0 | 0
F2_Industrial_Agriculture_Existing_Process_Natural Gas_Retrocommissioning_A_Achievable Economic RVT Potential | F2 | Industrial | Agriculture | Existing | Process | Natural Gas | Retrocommissioning | A | Integrated Unit Summer Peak Savings (kW) | Achievable Economic RVT Potential | 0 | 0 | 0 | 0 | 0 | 0 | 0 | 0 | 0 | 0 | 0 | 0 | 0 | 0 | 0 | 0 | 0 | 0 | 0 | 0 | 0 | 0 | 0
F3_Industrial_Agriculture_Existing_Process_Natural Gas_Retrocommissioning_A_Achievable Economic RVT Potential | F3 | Industrial | Agriculture | Existing | Process | Natural Gas | Retrocommissioning | A | Integrated Unit Winter Peak Savings (kW) | Achievable Economic RVT Potential | 0 | 0 | 0 | 0 | 0 | 0 | 0 | 0 | 0 | 0 | 0 | 0 | 0 | 0 | 0 | 0 | 0 | 0 | 0 | 0 | 0 | 0 | 0
F4_Industrial_Agriculture_Existing_Process_Natural Gas_Retrocommissioning_A_Achievable Economic RVT Potential | F4 | Industrial | Agriculture | Existing | Process | Natural Gas | Retrocommissioning | A | Incremental Energy Savings (MWh or mTherms) | Achievable Economic RVT Potential | 0 | 0 | 0 | 0 | 0 | 0 | 0 | 0 | 0 | 0 | 0 | 0 | 0 | 0 | 0 | 0 | 0 | 0 | 0 | 0 | 0 | 0 | 0
F5_Industrial_Agriculture_Existing_Process_Natural Gas_Retrocommissioning_A_Achievable Economic RVT Potential | F5 | Industrial | Agriculture | Existing | Process | Natural Gas | Retrocommissioning | A | Incremental Summer Peak Savings (MW) | Achievable Economic RVT Potential | 0 | 0 | 0 | 0 | 0 | 0 | 0 | 0 | 0 | 0 | 0 | 0 | 0 | 0 | 0 | 0 | 0 | 0 | 0 | 0 | 0 | 0 | 0
F6_Industrial_Agriculture_Existing_Process_Natural Gas_Retrocommissioning_A_Achievable Economic RVT Potential | F6 | Industrial | Agriculture | Existing | Process | Natural Gas | Retrocommissioning | A | Incremental Winter Peak Savings (MW) | Achievable Economic RVT Potential | 0 | 0 | 0 | 0 | 0 | 0 | 0 | 0 | 0 | 0 | 0 | 0 | 0 | 0 | 0 | 0 | 0 | 0 | 0 | 0 | 0 | 0 | 0
F7_Industrial_Agriculture_Existing_Process_Natural Gas_Retrocommissioning_A_Achievable Economic RVT Potential | F7 | Industrial | Agriculture | Existing | Process | Natural Gas | Retrocommissioning | A | Cumulative Energy Savings (MWh or mTherms) | Achievable Economic RVT Potential | 0 | 0 | 0 | 0 | 0 | 0 | 0 | 0 | 0 | 0 | 0 | 0 | 0 | 0 | 0 | 0 | 0 | 0 | 0 | 0 | 0 | 0 | 0
F8_Industrial_Agriculture_Existing_Process_Natural Gas_Retrocommissioning_A_Achievable Economic RVT Potential | F8 | Industrial | Agriculture | Existing | Process | Natural Gas | Retrocommissioning | A | Cumulative Summer Peak Savings (MW) | Achievable Economic RVT Potential | 0 | 0 | 0 | 0 | 0 | 0 | 0 | 0 | 0 | 0 | 0 | 0 | 0 | 0 | 0 | 0 | 0 | 0 | 0 | 0 | 0 | 0 | 0
F9_Industrial_Agriculture_Existing_Process_Natural Gas_Retrocommissioning_A_Achievable Economic RVT Potential | F9 | Industrial | Agriculture | Existing | Process | Natural Gas | Retrocommissioning | A | Cumulative Winter Peak Savings (MW) | Achievable Economic RVT Potential | 0 | 0 | 0 | 0 | 0 | 0 | 0 | 0 | 0 | 0 | 0 | 0 | 0 | 0 | 0 | 0 | 0 | 0 | 0 | 0 | 0 | 0 | 0
F10_Industrial_Agriculture_Existing_Process_Natural Gas_Retrocommissioning_A_Achievable Economic RVT Potential | F10 | Industrial | Agriculture | Existing | Process | Natural Gas | Retrocommissioning | A | Purchases (Incremental) | Achievable Economic RVT Potential | 0 | 0 | 248.2395 | 243.9596 | 239.7534 | 235.6197 | 231.5573 | 227.5649 | 223.6414 | 219.7855 | 215.9961 | 212.272 | 208.6121 | 205.0154 | 201.4806 | 198.0068 | 194.5929 | 191.2379 | 187.9407 | 184.7003 | 181.5158 | 178.3862 | 0
F11_Industrial_Agriculture_Existing_Process_Natural Gas_Retrocommissioning_A_Achievable Economic RVT Potential | F11 | Industrial | Agriculture | Existing | Process | Natural Gas | Retrocommissioning | A | Purchases (Cumulative) | Achievable Economic RVT Potential | 0 | 0 | 248.2395 | 492.1991 | 731.9525 | 967.5721 | 1199.1294 | 1426.6943 | 1650.3357 | 1870.1212 | 2086.1173 | 2298.3893 | 2507.0014 | 2712.0168 | 2913.4974 | 3111.5043 | 3306.0972 | 3497.3351 | 3685.2757 | 3869.9761 | 4051.4919 | 4229.8781 | 0
F1_Industrial_Agriculture_New_Space Heating_Natural Gas_Insulation - Roof/Ceiling_A_Achievable Economic RVT Potential | F1 | Industrial | Agriculture | New | Space Heating | Natural Gas | Insulation - Roof/Ceiling | A | Integrated Unit Energy Savings (kWh or therms) | Achievable Economic RVT Potential | 0 | 0 | 0.078819 | 0.077871 | 0.077198 | 0.076572 | 0.076122 | 0.075628 | 0.075135 | 0.074617 | 0.074141 | 0.073637 | 0.073007 | 0.072425 | 0.071823 | 0.071326 | 0.070896 | 0.07049 | 0.070243 | 0.070037 | 0.069918 | 0.06989 | 0
F2_Industrial_Agriculture_New_Space Heating_Natural Gas_Insulation - Roof/Ceiling_A_Achievable Economic RVT Potential | F2 | Industrial | Agriculture | New | Space Heating | Natural Gas | Insulation - Roof/Ceiling | A | Integrated Unit Summer Peak Savings (kW) | Achievable Economic RVT Potential | 0 | 0 | 0 | 0 | 0 | 0 | 0 | 0 | 0 | 0 | 0 | 0 | 0 | 0 | 0 | 0 | 0 | 0 | 0 | 0 | 0 | 0 | 0
F3_Industrial_Agriculture_New_Space Heating_Natural Gas_Insulation - Roof/Ceiling_A_Achievable Economic RVT Potential | F3 | Industrial | Agriculture | New | Space Heating | Natural Gas | Insulation - Roof/Ceiling | A | Integrated Unit Winter Peak Savings (kW) | Achievable Economic RVT Potential | 0 | 0 | 0 | 0 | 0 | 0 | 0 | 0 | 0 | 0 | 0 | 0 | 0 | 0 | 0 | 0 | 0 | 0 | 0 | 0 | 0 | 0 | 0
F4_Industrial_Agriculture_New_Space Heating_Natural Gas_Insulation - Roof/Ceiling_A_Achievable Economic RVT Potential | F4 | Industrial | Agriculture | New | Space Heating | Natural Gas | Insulation - Roof/Ceiling | A | Incremental Energy Savings (MWh or mTherms) | Achievable Economic RVT Potential | 0 | 0 | 0 | 0 | 0 | 0 | 0 | 0 | 0 | 0 | 0 | 0 | 0 | 0 | 0 | 0 | 0 | 0 | 0 | 0 | 0 | 0 | 0
F5_Industrial_Agriculture_New_Space Heating_Natural Gas_Insulation - Roof/Ceiling_A_Achievable Economic RVT Potential | F5 | Industrial | Agriculture | New | Space Heating | Natural Gas | Insulation - Roof/Ceiling | A | Incremental Summer Peak Savings (MW) | Achievable Economic RVT Potential | 0 | 0 | 0 | 0 | 0 | 0 | 0 | 0 | 0 | 0 | 0 | 0 | 0 | 0 | 0 | 0 | 0 | 0 | 0 | 0 | 0 | 0 | 0
F6_Industrial_Agriculture_New_Space Heating_Natural Gas_Insulation - Roof/Ceiling_A_Achievable Economic RVT Potential | F6 | Industrial | Agriculture | New | Space Heating | Natural Gas | Insulation - Roof/Ceiling | A | Incremental Winter Peak Savings (MW) | Achievable Economic RVT Potential | 0 | 0 | 0 | 0 | 0 | 0 | 0 | 0 | 0 | 0 | 0 | 0 | 0 | 0 | 0 | 0 | 0 | 0 | 0 | 0 | 0 | 0 | 0
F7_Industrial_Agriculture_New_Space Heating_Natural Gas_Insulation - Roof/Ceiling_A_Achievable Economic RVT Potential | F7 | Industrial | Agriculture | New | Space Heating | Natural Gas | Insulation - Roof/Ceiling | A | Cumulative Energy Savings (MWh or mTherms) | Achievable Economic RVT Potential | 0 | 0 | 0 | 0 | 0 | 0 | 0 | 0 | 0 | 0 | 0 | 0 | 0 | 0 | 0 | 0 | 0 | 0 | 0 | 0 | 0 | 0 | 0
F8_Industrial_Agriculture_New_Space Heating_Natural Gas_Insulation - Roof/Ceiling_A_Achievable Economic RVT Potential | F8 | Industrial | Agriculture | New | Space Heating | Natural Gas | Insulation - Roof/Ceiling | A | Cumulative Summer Peak Savings (MW) | Achievable Economic RVT Potential | 0 | 0 | 0 | 0 | 0 | 0 | 0 | 0 | 0 | 0 | 0 | 0 | 0 | 0 | 0 | 0 | 0 | 0 | 0 | 0 | 0 | 0 | 0
F9_Industrial_Agriculture_New_Space Heating_Natural Gas_Insulation - Roof/Ceiling_A_Achievable Economic RVT Potential | F9 | Industrial | Agriculture | New | Space Heating | Natural Gas | Insulation - Roof/Ceiling | A | Cumulative Winter Peak Savings (MW) | Achievable Economic RVT Potential | 0 | 0 | 0 | 0 | 0 | 0 | 0 | 0 | 0 | 0 | 0 | 0 | 0 | 0 | 0 | 0 | 0 | 0 | 0 | 0 | 0 | 0 | 0
F10_Industrial_Agriculture_New_Space Heating_Natural Gas_Insulation - Roof/Ceiling_A_Achievable Economic RVT Potential | F10 | Industrial | Agriculture | New | Space Heating | Natural Gas | Insulation - Roof/Ceiling | A | Purchases (Incremental) | Achievable Economic RVT Potential | 0 | 0 | 0 | 0 | 0 | 0 | 0 | 0 | 0 | 0 | 0 | 0 | 0 | 0 | 0 | 0 | 0 | 0 | 0 | 0 | 0 | 0 | 0
F11_Industrial_Agriculture_New_Space Heating_Natural Gas_Insulation - Roof/Ceiling_A_Achievable Economic RVT Potential | F11 | Industrial | Agriculture | New | Space Heating | Natural Gas | Insulation - Roof/Ceiling | A | Purchases (Cumulative) | Achievable Economic RVT Potential | 0 | 0 | 0 | 0 | 0 | 0 | 0 | 0 | 0 | 0 | 0 | 0 | 0 | 0 | 0 | 0 | 0 | 0 | 0 | 0 | 0 | 0 | 0
F1_Industrial_Agriculture_New_Space Heating_Natural Gas_Insulation - Wall Cavity_A_Achievable Economic RVT Potential | F1 | Industrial | Agriculture | New | Space Heating | Natural Gas | Insulation - Wall Cavity | A | Integrated Unit Energy Savings (kWh or therms) | Achievable Economic RVT Potential | 0 | 0 | 0.017243 | 0.017036 | 0.016888 | 0.016751 | 0.016653 | 0.016545 | 0.016437 | 0.016324 | 0.01622 | 0.016109 | 0.015971 | 0.015844 | 0.015713 | 0.015604 | 0.01551 | 0.015421 | 0.015367 | 0.015322 | 0.015296 | 0.01529 | 0
F2_Industrial_Agriculture_New_Space Heating_Natural Gas_Insulation - Wall Cavity_A_Achievable Economic RVT Potential | F2 | Industrial | Agriculture | New | Space Heating | Natural Gas | Insulation - Wall Cavity | A | Integrated Unit Summer Peak Savings (kW) | Achievable Economic RVT Potential | 0 | 0 | 0 | 0 | 0 | 0 | 0 | 0 | 0 | 0 | 0 | 0 | 0 | 0 | 0 | 0 | 0 | 0 | 0 | 0 | 0 | 0 | 0
F3_Industrial_Agriculture_New_Space Heating_Natural Gas_Insulation - Wall Cavity_A_Achievable Economic RVT Potential | F3 | Industrial | Agriculture | New | Space Heating | Natural Gas | Insulation - Wall Cavity | A | Integrated Unit Winter Peak Savings (kW) | Achievable Economic RVT Potential | 0 | 0 | 0 | 0 | 0 | 0 | 0 | 0 | 0 | 0 | 0 | 0 | 0 | 0 | 0 | 0 | 0 | 0 | 0 | 0 | 0 | 0 | 0
F4_Industrial_Agriculture_New_Space Heating_Natural Gas_Insulation - Wall Cavity_A_Achievable Economic RVT Potential | F4 | Industrial | Agriculture | New | Space Heating | Natural Gas | Insulation - Wall Cavity | A | Incremental Energy Savings (MWh or mTherms) | Achievable Economic RVT Potential | 0 | 0 | 0 | 0 | 0 | 0 | 0 | 0 | 0 | 0 | 0 | 0 | 0 | 0 | 0 | 0 | 0 | 0 | 0 | 0 | 0 | 0 | 0
F5_Industrial_Agriculture_New_Space Heating_Natural Gas_Insulation - Wall Cavity_A_Achievable Economic RVT Potential | F5 | Industrial | Agriculture | New | Space Heating | Natural Gas | Insulation - Wall Cavity | A | Incremental Summer Peak Savings (MW) | Achievable Economic RVT Potential | 0 | 0 | 0 | 0 | 0 | 0 | 0 | 0 | 0 | 0 | 0 | 0 | 0 | 0 | 0 | 0 | 0 | 0 | 0 | 0 | 0 | 0 | 0
F6_Industrial_Agriculture_New_Space Heating_Natural Gas_Insulation - Wall Cavity_A_Achievable Economic RVT Potential | F6 | Industrial | Agriculture | New | Space Heating | Natural Gas | Insulation - Wall Cavity | A | Incremental Winter Peak Savings (MW) | Achievable Economic RVT Potential | 0 | 0 | 0 | 0 | 0 | 0 | 0 | 0 | 0 | 0 | 0 | 0 | 0 | 0 | 0 | 0 | 0 | 0 | 0 | 0 | 0 | 0 | 0
F7_Industrial_Agriculture_New_Space Heating_Natural Gas_Insulation - Wall Cavity_A_Achievable Economic RVT Potential | F7 | Industrial | Agriculture | New | Space Heating | Natural Gas | Insulation - Wall Cavity | A | Cumulative Energy Savings (MWh or mTherms) | Achievable Economic RVT Potential | 0 | 0 | 0 | 0 | 0 | 0 | 0 | 0 | 0 | 0 | 0 | 0 | 0 | 0 | 0 | 0 | 0 | 0 | 0 | 0 | 0 | 0 | 0
F8_Industrial_Agriculture_New_Space Heating_Natural Gas_Insulation - Wall Cavity_A_Achievable Economic RVT Potential | F8 | Industrial | Agriculture | New | Space Heating | Natural Gas | Insulation - Wall Cavity | A | Cumulative Summer Peak Savings (MW) | Achievable Economic RVT Potential | 0 | 0 | 0 | 0 | 0 | 0 | 0 | 0 | 0 | 0 | 0 | 0 | 0 | 0 | 0 | 0 | 0 | 0 | 0 | 0 | 0 | 0 | 0
F9_Industrial_Agriculture_New_Space Heating_Natural Gas_Insulation - Wall Cavity_A_Achievable Economic RVT Potential | F9 | Industrial | Agriculture | New | Space Heating | Natural Gas | Insulation - Wall Cavity | A | Cumulative Winter Peak Savings (MW) | Achievable Economic RVT Potential | 0 | 0 | 0 | 0 | 0 | 0 | 0 | 0 | 0 | 0 | 0 | 0 | 0 | 0 | 0 | 0 | 0 | 0 | 0 | 0 | 0 | 0 | 0
F10_Industrial_Agriculture_New_Space Heating_Natural Gas_Insulation - Wall Cavity_A_Achievable Economic RVT Potential | F10 | Industrial | Agriculture | New | Space Heating | Natural Gas | Insulation - Wall Cavity | A | Purchases (Incremental) | Achievable Economic RVT Potential | 0 | 0 | 0 | 0 | 0 | 0 | 0 | 0 | 0 | 0 | 0 | 0 | 0 | 0 | 0 | 0 | 0 | 0 | 0 | 0 | 0 | 0 | 0
F11_Industrial_Agriculture_New_Space Heating_Natural Gas_Insulation - Wall Cavity_A_Achievable Economic RVT Potential | F11 | Industrial | Agriculture | New | Space Heating | Natural Gas | Insulation - Wall Cavity | A | Purchases (Cumulative) | Achievable Economic RVT Potential | 0 | 0 | 0 | 0 | 0 | 0 | 0 | 0 | 0 | 0 | 0 | 0 | 0 | 0 | 0 | 0 | 0 | 0 | 0 | 0 | 0 | 0 | 0
F1_Industrial_Agriculture_New_Space Heating_Natural Gas_Insulation - Ducting_A_Achievable Economic RVT Potential | F1 | Industrial | Agriculture | New | Space Heating | Natural Gas | Insulation - Ducting | A | Integrated Unit Energy Savings (kWh or therms) | Achievable Economic RVT Potential | 0 | 0 | 0.0012711 | 0.0012557 | 0.0012448 | 0.0012346 | 0.0012272 | 0.0012191 | 0.0012109 | 0.0012024 | 0.0011944 | 0.0011861 | 0.0011757 | 0.0011661 | 0.0011562 | 0.0011481 | 0.0011412 | 0.0011348 | 0.0011309 | 0.0011276 | 0.0011258 | 0.0011254 | 0
F2_Industrial_Agriculture_New_Space Heating_Natural Gas_Insulation - Ducting_A_Achievable Economic RVT Potential | F2 | Industrial | Agriculture | New | Space Heating | Natural Gas | Insulation - Ducting | A | Integrated Unit Summer Peak Savings (kW) | Achievable Economic RVT Potential | 0 | 0 | 0 | 0 | 0 | 0 | 0 | 0 | 0 | 0 | 0 | 0 | 0 | 0 | 0 | 0 | 0 | 0 | 0 | 0 | 0 | 0 | 0
F3_Industrial_Agriculture_New_Space Heating_Natural Gas_Insulation - Ducting_A_Achievable Economic RVT Potential | F3 | Industrial | Agriculture | New | Space Heating | Natural Gas | Insulation - Ducting | A | Integrated Unit Winter Peak Savings (kW) | Achievable Economic RVT Potential | 0 | 0 | 0 | 0 | 0 | 0 | 0 | 0 | 0 | 0 | 0 | 0 | 0 | 0 | 0 | 0 | 0 | 0 | 0 | 0 | 0 | 0 | 0
F4_Industrial_Agriculture_New_Space Heating_Natural Gas_Insulation - Ducting_A_Achievable Economic RVT Potential | F4 | Industrial | Agriculture | New | Space Heating | Natural Gas | Insulation - Ducting | A | Incremental Energy Savings (MWh or mTherms) | Achievable Economic RVT Potential | 0 | 0 | 0 | 0 | 0 | 0 | 0 | 0 | 0 | 0 | 0 | 0 | 0 | 0 | 0 | 0 | 0 | 0 | 0 | 0 | 0 | 0 | 0
F5_Industrial_Agriculture_New_Space Heating_Natural Gas_Insulation - Ducting_A_Achievable Economic RVT Potential | F5 | Industrial | Agriculture | New | Space Heating | Natural Gas | Insulation - Ducting | A | Incremental Summer Peak Savings (MW) | Achievable Economic RVT Potential | 0 | 0 | 0 | 0 | 0 | 0 | 0 | 0 | 0 | 0 | 0 | 0 | 0 | 0 | 0 | 0 | 0 | 0 | 0 | 0 | 0 | 0 | 0
F6_Industrial_Agriculture_New_Space Heating_Natural Gas_Insulation - Ducting_A_Achievable Economic RVT Potential | F6 | Industrial | Agriculture | New | Space Heating | Natural Gas | Insulation - Ducting | A | Incremental Winter Peak Savings (MW) | Achievable Economic RVT Potential | 0 | 0 | 0 | 0 | 0 | 0 | 0 | 0 | 0 | 0 | 0 | 0 | 0 | 0 | 0 | 0 | 0 | 0 | 0 | 0 | 0 | 0 | 0
F7_Industrial_Agriculture_New_Space Heating_Natural Gas_Insulation - Ducting_A_Achievable Economic RVT Potential | F7 | Industrial | Agriculture | New | Space Heating | Natural Gas | Insulation - Ducting | A | Cumulative Energy Savings (MWh or mTherms) | Achievable Economic RVT Potential | 0 | 0 | 0 | 0 | 0 | 0 | 0 | 0 | 0 | 0 | 0 | 0 | 0 | 0 | 0 | 0 | 0 | 0 | 0 | 0 | 0 | 0 | 0
F8_Industrial_Agriculture_New_Space Heating_Natural Gas_Insulation - Ducting_A_Achievable Economic RVT Potential | F8 | Industrial | Agriculture | New | Space Heating | Natural Gas | Insulation - Ducting | A | Cumulative Summer Peak Savings (MW) | Achievable Economic RVT Potential | 0 | 0 | 0 | 0 | 0 | 0 | 0 | 0 | 0 | 0 | 0 | 0 | 0 | 0 | 0 | 0 | 0 | 0 | 0 | 0 | 0 | 0 | 0
F9_Industrial_Agriculture_New_Space Heating_Natural Gas_Insulation - Ducting_A_Achievable Economic RVT Potential | F9 | Industrial | Agriculture | New | Space Heating | Natural Gas | Insulation - Ducting | A | Cumulative Winter Peak Savings (MW) | Achievable Economic RVT Potential | 0 | 0 | 0 | 0 | 0 | 0 | 0 | 0 | 0 | 0 | 0 | 0 | 0 | 0 | 0 | 0 | 0 | 0 | 0 | 0 | 0 | 0 | 0
F10_Industrial_Agriculture_New_Space Heating_Natural Gas_Insulation - Ducting_A_Achievable Economic RVT Potential | F10 | Industrial | Agriculture | New | Space Heating | Natural Gas | Insulation - Ducting | A | Purchases (Incremental) | Achievable Economic RVT Potential | 0 | 0 | 0 | 0 | 0 | 0 | 0 | 0 | 0 | 0 | 0 | 0 | 0 | 0 | 0 | 0 | 0 | 0 | 0 | 0 | 0 | 0 | 0
F11_Industrial_Agriculture_New_Space Heating_Natural Gas_Insulation - Ducting_A_Achievable Economic RVT Potential | F11 | Industrial | Agriculture | New | Space Heating | Natural Gas | Insulation - Ducting | A | Purchases (Cumulative) | Achievable Economic RVT Potential | 0 | 0 | 0 | 0 | 0 | 0 | 0 | 0 | 0 | 0 | 0 | 0 | 0 | 0 | 0 | 0 | 0 | 0 | 0 | 0 | 0 | 0 | 0
F1_Industrial_Agriculture_New_Space Heating_Natural Gas_HVAC - Duct Repair and Sealing_A_Achievable Economic RVT Potential | F1 | Industrial | Agriculture | New | Space Heating | Natural Gas | HVAC - Duct Repair and Sealing | A | Integrated Unit Energy Savings (kWh or therms) | Achievable Economic RVT Potential | 0 | 0 | 0.0035949 | 0.0035516 | 0.0035207 | 0.0034919 | 0.0034709 | 0.0034479 | 0.0034249 | 0.0034007 | 0.0033782 | 0.0033545 | 0.0033251 | 0.003298 | 0.0032701 | 0.0032472 | 0.0032277 | 0.0032095 | 0.0031984 | 0.0031893 | 0.0031841 | 0.003183 | 0
F2_Industrial_Agriculture_New_Space Heating_Natural Gas_HVAC - Duct Repair and Sealing_A_Achievable Economic RVT Potential | F2 | Industrial | Agriculture | New | Space Heating | Natural Gas | HVAC - Duct Repair and Sealing | A | Integrated Unit Summer Peak Savings (kW) | Achievable Economic RVT Potential | 0 | 0 | 0 | 0 | 0 | 0 | 0 | 0 | 0 | 0 | 0 | 0 | 0 | 0 | 0 | 0 | 0 | 0 | 0 | 0 | 0 | 0 | 0
F3_Industrial_Agriculture_New_Space Heating_Natural Gas_HVAC - Duct Repair and Sealing_A_Achievable Economic RVT Potential | F3 | Industrial | Agriculture | New | Space Heating | Natural Gas | HVAC - Duct Repair and Sealing | A | Integrated Unit Winter Peak Savings (kW) | Achievable Economic RVT Potential | 0 | 0 | 0 | 0 | 0 | 0 | 0 | 0 | 0 | 0 | 0 | 0 | 0 | 0 | 0 | 0 | 0 | 0 | 0 | 0 | 0 | 0 | 0
F4_Industrial_Agriculture_New_Space Heating_Natural Gas_HVAC - Duct Repair and Sealing_A_Achievable Economic RVT Potential | F4 | Industrial | Agriculture | New | Space Heating | Natural Gas | HVAC - Duct Repair and Sealing | A | Incremental Energy Savings (MWh or mTherms) | Achievable Economic RVT Potential | 0 | 0 | 0 | 0 | 0 | 0 | 0 | 0 | 0 | 0 | 0 | 0 | 0 | 0 | 0 | 0 | 0 | 0 | 0 | 0 | 0 | 0 | 0
F5_Industrial_Agriculture_New_Space Heating_Natural Gas_HVAC - Duct Repair and Sealing_A_Achievable Economic RVT Potential | F5 | Industrial | Agriculture | New | Space Heating | Natural Gas | HVAC - Duct Repair and Sealing | A | Incremental Summer Peak Savings (MW) | Achievable Economic RVT Potential | 0 | 0 | 0 | 0 | 0 | 0 | 0 | 0 | 0 | 0 | 0 | 0 | 0 | 0 | 0 | 0 | 0 | 0 | 0 | 0 | 0 | 0 | 0
F6_Industrial_Agriculture_New_Space Heating_Natural Gas_HVAC - Duct Repair and Sealing_A_Achievable Economic RVT Potential | F6 | Industrial | Agriculture | New | Space Heating | Natural Gas | HVAC - Duct Repair and Sealing | A | Incremental Winter Peak Savings (MW) | Achievable Economic RVT Potential | 0 | 0 | 0 | 0 | 0 | 0 | 0 | 0 | 0 | 0 | 0 | 0 | 0 | 0 | 0 | 0 | 0 | 0 | 0 | 0 | 0 | 0 | 0
F7_Industrial_Agriculture_New_Space Heating_Natural Gas_HVAC - Duct Repair and Sealing_A_Achievable Economic RVT Potential | F7 | Industrial | Agriculture | New | Space Heating | Natural Gas | HVAC - Duct Repair and Sealing | A | Cumulative Energy Savings (MWh or mTherms) | Achievable Economic RVT Potential | 0 | 0 | 0 | 0 | 0 | 0 | 0 | 0 | 0 | 0 | 0 | 0 | 0 | 0 | 0 | 0 | 0 | 0 | 0 | 0 | 0 | 0 | 0
F8_Industrial_Agriculture_New_Space Heating_Natural Gas_HVAC - Duct Repair and Sealing_A_Achievable Economic RVT Potential | F8 | Industrial | Agriculture | New | Space Heating | Natural Gas | HVAC - Duct Repair and Sealing | A | Cumulative Summer Peak Savings (MW) | Achievable Economic RVT Potential | 0 | 0 | 0 | 0 | 0 | 0 | 0 | 0 | 0 | 0 | 0 | 0 | 0 | 0 | 0 | 0 | 0 | 0 | 0 | 0 | 0 | 0 | 0
F9_Industrial_Agriculture_New_Space Heating_Natural Gas_HVAC - Duct Repair and Sealing_A_Achievable Economic RVT Potential | F9 | Industrial | Agriculture | New | Space Heating | Natural Gas | HVAC - Duct Repair and Sealing | A | Cumulative Winter Peak Savings (MW) | Achievable Economic RVT Potential | 0 | 0 | 0 | 0 | 0 | 0 | 0 | 0 | 0 | 0 | 0 | 0 | 0 | 0 | 0 | 0 | 0 | 0 | 0 | 0 | 0 | 0 | 0
F10_Industrial_Agriculture_New_Space Heating_Natural Gas_HVAC - Duct Repair and Sealing_A_Achievable Economic RVT Potential | F10 | Industrial | Agriculture | New | Space Heating | Natural Gas | HVAC - Duct Repair and Sealing | A | Purchases (Incremental) | Achievable Economic RVT Potential | 0 | 0 | 0 | 0 | 0 | 0 | 0 | 0 | 0 | 0 | 0 | 0 | 0 | 0 | 0 | 0 | 0 | 0 | 0 | 0 | 0 | 0 | 0
F11_Industrial_Agriculture_New_Space Heating_Natural Gas_HVAC - Duct Repair and Sealing_A_Achievable Economic RVT Potential | F11 | Industrial | Agriculture | New | Space Heating | Natural Gas | HVAC - Duct Repair and Sealing | A | Purchases (Cumulative) | Achievable Economic RVT Potential | 0 | 0 | 0 | 0 | 0 | 0 | 0 | 0 | 0 | 0 | 0 | 0 | 0 | 0 | 0 | 0 | 0 | 0 | 0 | 0 | 0 | 0 | 0
F1_Industrial_Agriculture_New_Space Heating_Natural Gas_Windows - High Efficiency_A_Achievable Economic RVT Potential | F1 | Industrial | Agriculture | New | Space Heating | Natural Gas | Windows - High Efficiency | A | Integrated Unit Energy Savings (kWh or therms) | Achievable Economic RVT Potential | 0 | 0 | 0.0073727 | 0.0072838 | 0.0072204 | 0.0071613 | 0.0071184 | 0.0070712 | 0.007024 | 0.0069743 | 0.0069283 | 0.0068797 | 0.0068194 | 0.0067638 | 0.0067066 | 0.0066596 | 0.0066195 | 0.0065822 | 0.0065595 | 0.0065407 | 0.0065301 | 0.0065279 | 0
F2_Industrial_Agriculture_New_Space Heating_Natural Gas_Windows - High Efficiency_A_Achievable Economic RVT Potential | F2 | Industrial | Agriculture | New | Space Heating | Natural Gas | Windows - High Efficiency | A | Integrated Unit Summer Peak Savings (kW) | Achievable Economic RVT Potential | 0 | 0 | 0 | 0 | 0 | 0 | 0 | 0 | 0 | 0 | 0 | 0 | 0 | 0 | 0 | 0 | 0 | 0 | 0 | 0 | 0 | 0 | 0
F3_Industrial_Agriculture_New_Space Heating_Natural Gas_Windows - High Efficiency_A_Achievable Economic RVT Potential | F3 | Industrial | Agriculture | New | Space Heating | Natural Gas | Windows - High Efficiency | A | Integrated Unit Winter Peak Savings (kW) | Achievable Economic RVT Potential | 0 | 0 | 0 | 0 | 0 | 0 | 0 | 0 | 0 | 0 | 0 | 0 | 0 | 0 | 0 | 0 | 0 | 0 | 0 | 0 | 0 | 0 | 0
F4_Industrial_Agriculture_New_Space Heating_Natural Gas_Windows - High Efficiency_A_Achievable Economic RVT Potential | F4 | Industrial | Agriculture | New | Space Heating | Natural Gas | Windows - High Efficiency | A | Incremental Energy Savings (MWh or mTherms) | Achievable Economic RVT Potential | 0 | 0 | 0 | 0 | 0 | 0 | 0 | 0 | 0 | 0 | 0 | 0 | 0 | 0 | 0 | 0 | 0 | 0 | 0 | 0 | 0 | 0 | 0
F5_Industrial_Agriculture_New_Space Heating_Natural Gas_Windows - High Efficiency_A_Achievable Economic RVT Potential | F5 | Industrial | Agriculture | New | Space Heating | Natural Gas | Windows - High Efficiency | A | Incremental Summer Peak Savings (MW) | Achievable Economic RVT Potential | 0 | 0 | 0 | 0 | 0 | 0 | 0 | 0 | 0 | 0 | 0 | 0 | 0 | 0 | 0 | 0 | 0 | 0 | 0 | 0 | 0 | 0 | 0
F6_Industrial_Agriculture_New_Space Heating_Natural Gas_Windows - High Efficiency_A_Achievable Economic RVT Potential | F6 | Industrial | Agriculture | New | Space Heating | Natural Gas | Windows - High Efficiency | A | Incremental Winter Peak Savings (MW) | Achievable Economic RVT Potential | 0 | 0 | 0 | 0 | 0 | 0 | 0 | 0 | 0 | 0 | 0 | 0 | 0 | 0 | 0 | 0 | 0 | 0 | 0 | 0 | 0 | 0 | 0
F7_Industrial_Agriculture_New_Space Heating_Natural Gas_Windows - High Efficiency_A_Achievable Economic RVT Potential | F7 | Industrial | Agriculture | New | Space Heating | Natural Gas | Windows - High Efficiency | A | Cumulative Energy Savings (MWh or mTherms) | Achievable Economic RVT Potential | 0 | 0 | 0 | 0 | 0 | 0 | 0 | 0 | 0 | 0 | 0 | 0 | 0 | 0 | 0 | 0 | 0 | 0 | 0 | 0 | 0 | 0 | 0
F8_Industrial_Agriculture_New_Space Heating_Natural Gas_Windows - High Efficiency_A_Achievable Economic RVT Potential | F8 | Industrial | Agriculture | New | Space Heating | Natural Gas | Windows - High Efficiency | A | Cumulative Summer Peak Savings (MW) | Achievable Economic RVT Potential | 0 | 0 | 0 | 0 | 0 | 0 | 0 | 0 | 0 | 0 | 0 | 0 | 0 | 0 | 0 | 0 | 0 | 0 | 0 | 0 | 0 | 0 | 0
F9_Industrial_Agriculture_New_Space Heating_Natural Gas_Windows - High Efficiency_A_Achievable Economic RVT Potential | F9 | Industrial | Agriculture | New | Space Heating | Natural Gas | Windows - High Efficiency | A | Cumulative Winter Peak Savings (MW) | Achievable Economic RVT Potential | 0 | 0 | 0 | 0 | 0 | 0 | 0 | 0 | 0 | 0 | 0 | 0 | 0 | 0 | 0 | 0 | 0 | 0 | 0 | 0 | 0 | 0 | 0
F10_Industrial_Agriculture_New_Space Heating_Natural Gas_Windows - High Efficiency_A_Achievable Economic RVT Potential | F10 | Industrial | Agriculture | New | Space Heating | Natural Gas | Windows - High Efficiency | A | Purchases (Incremental) | Achievable Economic RVT Potential | 0 | 0 | 0 | 0 | 0 | 0 | 0 | 0 | 0 | 0 | 0 | 0 | 0 | 0 | 0 | 0 | 0 | 0 | 0 | 0 | 0 | 0 | 0
F11_Industrial_Agriculture_New_Space Heating_Natural Gas_Windows - High Efficiency_A_Achievable Economic RVT Potential | F11 | Industrial | Agriculture | New | Space Heating | Natural Gas | Windows - High Efficiency | A | Purchases (Cumulative) | Achievable Economic RVT Potential | 0 | 0 | 0 | 0 | 0 | 0 | 0 | 0 | 0 | 0 | 0 | 0 | 0 | 0 | 0 | 0 | 0 | 0 | 0 | 0 | 0 | 0 | 0
F1_Industrial_Agriculture_New_Space Heating_Natural Gas_Gas Boiler - Maintenance_A_Achievable Economic RVT Potential | F1 | Industrial | Agriculture | New | Space Heating | Natural Gas | Gas Boiler - Maintenance | A | Integrated Unit Energy Savings (kWh or therms) | Achievable Economic RVT Potential | 0 | 0 | 1.1143 | 1.1021 | 1.0939 | 1.0865 | 1.0823 | 1.0775 | 1.0731 | 1.0686 | 1.0656 | 1.0624 | 1.0577 | 1.0534 | 1.0493 | 1.0458 | 1.0425 | 1.0382 | 1.0362 | 1.0333 | 1.031 | 1.0295 | 0
F2_Industrial_Agriculture_New_Space Heating_Natural Gas_Gas Boiler - Maintenance_A_Achievable Economic RVT Potential | F2 | Industrial | Agriculture | New | Space Heating | Natural Gas | Gas Boiler - Maintenance | A | Integrated Unit Summer Peak Savings (kW) | Achievable Economic RVT Potential | 0 | 0 | 0 | 0 | 0 | 0 | 0 | 0 | 0 | 0 | 0 | 0 | 0 | 0 | 0 | 0 | 0 | 0 | 0 | 0 | 0 | 0 | 0
F3_Industrial_Agriculture_New_Space Heating_Natural Gas_Gas Boiler - Maintenance_A_Achievable Economic RVT Potential | F3 | Industrial | Agriculture | New | Space Heating | Natural Gas | Gas Boiler - Maintenance | A | Integrated Unit Winter Peak Savings (kW) | Achievable Economic RVT Potential | 0 | 0 | 0 | 0 | 0 | 0 | 0 | 0 | 0 | 0 | 0 | 0 | 0 | 0 | 0 | 0 | 0 | 0 | 0 | 0 | 0 | 0 | 0
F4_Industrial_Agriculture_New_Space Heating_Natural Gas_Gas Boiler - Maintenance_A_Achievable Economic RVT Potential | F4 | Industrial | Agriculture | New | Space Heating | Natural Gas | Gas Boiler - Maintenance | A | Incremental Energy Savings (MWh or mTherms) | Achievable Economic RVT Potential | 0 | 0 | 0.0011691 | 0.0014144 | 0.0013858 | 0.0014308 | 0.0014374 | 0.001427 | 0.0014132 | 0.0014193 | 0.0014112 | 0.0025137 | 0.002762 | 0.0027294 | 0.0049652 | 0.005462 | 0.0054027 | 0.0098261 | 0.010824 | 0.01071 | 0.019791 | 0.021555 | 0
F5_Industrial_Agriculture_New_Space Heating_Natural Gas_Gas Boiler - Maintenance_A_Achievable Economic RVT Potential | F5 | Industrial | Agriculture | New | Space Heating | Natural Gas | Gas Boiler - Maintenance | A | Incremental Summer Peak Savings (MW) | Achievable Economic RVT Potential | 0 | 0 | 0 | 0 | 0 | 0 | 0 | 0 | 0 | 0 | 0 | 0 | 0 | 0 | 0 | 0 | 0 | 0 | 0 | 0 | 0 | 0 | 0
F6_Industrial_Agriculture_New_Space Heating_Natural Gas_Gas Boiler - Maintenance_A_Achievable Economic RVT Potential | F6 | Industrial | Agriculture | New | Space Heating | Natural Gas | Gas Boiler - Maintenance | A | Incremental Winter Peak Savings (MW) | Achievable Economic RVT Potential | 0 | 0 | 0 | 0 | 0 | 0 | 0 | 0 | 0 | 0 | 0 | 0 | 0 | 0 | 0 | 0 | 0 | 0 | 0 | 0 | 0 | 0 | 0
F7_Industrial_Agriculture_New_Space Heating_Natural Gas_Gas Boiler - Maintenance_A_Achievable Economic RVT Potential | F7 | Industrial | Agriculture | New | Space Heating | Natural Gas | Gas Boiler - Maintenance | A | Cumulative Energy Savings (MWh or mTherms) | Achievable Economic RVT Potential | 0 | 0 | 0.0011691 | 0.0025707 | 0.0039373 | 0.0042015 | 0.0042337 | 0.0042769 | 0.0042595 | 0.0042418 | 0.0042298 | 0.0042171 | 0.0041983 | 0.0041812 | 0.0041649 | 0.0041511 | 0.0041382 | 0.0041212 | 0.004113 | 0.0041016 | 0.0040924 | 0.0040866 | 0
F8_Industrial_Agriculture_New_Space Heating_Natural Gas_Gas Boiler - Maintenance_A_Achievable Economic RVT Potential | F8 | Industrial | Agriculture | New | Space Heating | Natural Gas | Gas Boiler - Maintenance | A | Cumulative Summer Peak Savings (MW) | Achievable Economic RVT Potential | 0 | 0 | 0 | 0 | 0 | 0 | 0 | 0 | 0 | 0 | 0 | 0 | 0 | 0 | 0 | 0 | 0 | 0 | 0 | 0 | 0 | 0 | 0
F9_Industrial_Agriculture_New_Space Heating_Natural Gas_Gas Boiler - Maintenance_A_Achievable Economic RVT Potential | F9 | Industrial | Agriculture | New | Space Heating | Natural Gas | Gas Boiler - Maintenance | A | Cumulative Winter Peak Savings (MW) | Achievable Economic RVT Potential | 0 | 0 | 0 | 0 | 0 | 0 | 0 | 0 | 0 | 0 | 0 | 0 | 0 | 0 | 0 | 0 | 0 | 0 | 0 | 0 | 0 | 0 | 0
F10_Industrial_Agriculture_New_Space Heating_Natural Gas_Gas Boiler - Maintenance_A_Achievable Economic RVT Potential | F10 | Industrial | Agriculture | New | Space Heating | Natural Gas | Gas Boiler - Maintenance | A | Purchases (Incremental) | Achievable Economic RVT Potential | 0 | 0 | 1.0491 | 1.2833 | 1.2668 | 1.3169 | 1.3281 | 1.3244 | 1.3169 | 1.3281 | 1.3244 | 2.3661 | 2.6115 | 2.5912 | 4.7321 | 5.2229 | 5.1824 | 9.4642 | 10.4458 | 10.3647 | 19.1962 | 20.9364 | 0
F11_Industrial_Agriculture_New_Space Heating_Natural Gas_Gas Boiler - Maintenance_A_Achievable Economic RVT Potential | F11 | Industrial | Agriculture | New | Space Heating | Natural Gas | Gas Boiler - Maintenance | A | Purchases (Cumulative) | Achievable Economic RVT Potential | 0 | 0 | 1.0491 | 2.3325 | 3.5993 | 3.8671 | 3.9119 | 3.9694 | 3.9694 | 3.9694 | 3.9694 | 3.9694 | 3.9694 | 3.9694 | 3.9694 | 3.9694 | 3.9694 | 3.9694 | 3.9694 | 3.9694 | 3.9694 | 3.9694 | 0
F1_Industrial_Agriculture_New_Process_Natural Gas_Gas Boiler - Maintenance_A_Achievable Economic RVT Potential | F1 | Industrial | Agriculture | New | Process | Natural Gas | Gas Boiler - Maintenance | A | Integrated Unit Energy Savings (kWh or therms) | Achievable Economic RVT Potential | 0 | 0 | 1.5559 | 1.5559 | 1.5559 | 1.5559 | 1.5559 | 1.5559 | 1.5559 | 1.5559 | 1.5559 | 1.5559 | 1.5559 | 1.5559 | 1.5559 | 1.5559 | 1.5559 | 1.5559 | 1.5559 | 1.5559 | 1.5559 | 1.5559 | 0
F2_Industrial_Agriculture_New_Process_Natural Gas_Gas Boiler - Maintenance_A_Achievable Economic RVT Potential | F2 | Industrial | Agriculture | New | Process | Natural Gas | Gas Boiler - Maintenance | A | Integrated Unit Summer Peak Savings (kW) | Achievable Economic RVT Potential | 0 | 0 | 0 | 0 | 0 | 0 | 0 | 0 | 0 | 0 | 0 | 0 | 0 | 0 | 0 | 0 | 0 | 0 | 0 | 0 | 0 | 0 | 0
F3_Industrial_Agriculture_New_Process_Natural Gas_Gas Boiler - Maintenance_A_Achievable Economic RVT Potential | F3 | Industrial | Agriculture | New | Process | Natural Gas | Gas Boiler - Maintenance | A | Integrated Unit Winter Peak Savings (kW) | Achievable Economic RVT Potential | 0 | 0 | 0 | 0 | 0 | 0 | 0 | 0 | 0 | 0 | 0 | 0 | 0 | 0 | 0 | 0 | 0 | 0 | 0 | 0 | 0 | 0 | 0
F4_Industrial_Agriculture_New_Process_Natural Gas_Gas Boiler - Maintenance_A_Achievable Economic RVT Potential | F4 | Industrial | Agriculture | New | Process | Natural Gas | Gas Boiler - Maintenance | A | Incremental Energy Savings (MWh or mTherms) | Achievable Economic RVT Potential | 0 | 0 | 0.013502 | 0.016517 | 0.016304 | 0.016949 | 0.017093 | 0.017045 | 0.016949 | 0.017093 | 0.017045 | 0.030451 | 0.03361 | 0.033349 | 0.060903 | 0.06722 | 0.066698 | 0.12181 | 0.13444 | 0.1334 | 0.24706 | 0.26945 | 0
F5_Industrial_Agriculture_New_Process_Natural Gas_Gas Boiler - Maintenance_A_Achievable Economic RVT Potential | F5 | Industrial | Agriculture | New | Process | Natural Gas | Gas Boiler - Maintenance | A | Incremental Summer Peak Savings (MW) | Achievable Economic RVT Potential | 0 | 0 | 0 | 0 | 0 | 0 | 0 | 0 | 0 | 0 | 0 | 0 | 0 | 0 | 0 | 0 | 0 | 0 | 0 | 0 | 0 | 0 | 0
F6_Industrial_Agriculture_New_Process_Natural Gas_Gas Boiler - Maintenance_A_Achievable Economic RVT Potential | F6 | Industrial | Agriculture | New | Process | Natural Gas | Gas Boiler - Maintenance | A | Incremental Winter Peak Savings (MW) | Achievable Economic RVT Potential | 0 | 0 | 0 | 0 | 0 | 0 | 0 | 0 | 0 | 0 | 0 | 0 | 0 | 0 | 0 | 0 | 0 | 0 | 0 | 0 | 0 | 0 | 0
F7_Industrial_Agriculture_New_Process_Natural Gas_Gas Boiler - Maintenance_A_Achievable Economic RVT Potential | F7 | Industrial | Agriculture | New | Process | Natural Gas | Gas Boiler - Maintenance | A | Cumulative Energy Savings (MWh or mTherms) | Achievable Economic RVT Potential | 0 | 0 | 0.013502 | 0.030019 | 0.046323 | 0.04977 | 0.050346 | 0.051087 | 0.051087 | 0.051087 | 0.051087 | 0.051087 | 0.051087 | 0.051087 | 0.051087 | 0.051087 | 0.051087 | 0.051087 | 0.051087 | 0.051087 | 0.051087 | 0.051087 | 0
F8_Industrial_Agriculture_New_Process_Natural Gas_Gas Boiler - Maintenance_A_Achievable Economic RVT Potential | F8 | Industrial | Agriculture | New | Process | Natural Gas | Gas Boiler - Maintenance | A | Cumulative Summer Peak Savings (MW) | Achievable Economic RVT Potential | 0 | 0 | 0 | 0 | 0 | 0 | 0 | 0 | 0 | 0 | 0 | 0 | 0 | 0 | 0 | 0 | 0 | 0 | 0 | 0 | 0 | 0 | 0
F9_Industrial_Agriculture_New_Process_Natural Gas_Gas Boiler - Maintenance_A_Achievable Economic RVT Potential | F9 | Industrial | Agriculture | New | Process | Natural Gas | Gas Boiler - Maintenance | A | Cumulative Winter Peak Savings (MW) | Achievable Economic RVT Potential | 0 | 0 | 0 | 0 | 0 | 0 | 0 | 0 | 0 | 0 | 0 | 0 | 0 | 0 | 0 | 0 | 0 | 0 | 0 | 0 | 0 | 0 | 0
F10_Industrial_Agriculture_New_Process_Natural Gas_Gas Boiler - Maintenance_A_Achievable Economic RVT Potential | F10 | Industrial | Agriculture | New | Process | Natural Gas | Gas Boiler - Maintenance | A | Purchases (Incremental) | Achievable Economic RVT Potential | 0 | 0 | 8.6783 | 10.6157 | 10.4791 | 10.8936 | 10.9862 | 10.955 | 10.8936 | 10.9862 | 10.955 | 19.5719 | 21.6018 | 21.4341 | 39.1438 | 43.2037 | 42.8683 | 78.2875 | 86.4074 | 85.7366 | 158.7903 | 173.1852 | 0
F11_Industrial_Agriculture_New_Process_Natural Gas_Gas Boiler - Maintenance_A_Achievable Economic RVT Potential | F11 | Industrial | Agriculture | New | Process | Natural Gas | Gas Boiler - Maintenance | A | Purchases (Cumulative) | Achievable Economic RVT Potential | 0 | 0 | 8.6783 | 19.294 | 29.7731 | 31.9883 | 32.3589 | 32.8348 | 32.8348 | 32.8348 | 32.8348 | 32.8348 | 32.8348 | 32.8348 | 32.8348 | 32.8348 | 32.8348 | 32.8348 | 32.8348 | 32.8348 | 32.8348 | 32.8348 | 0
F1_Industrial_Agriculture_New_Space Heating_Natural Gas_Gas Furnace - Maintenance_A_Achievable Economic RVT Potential | F1 | Industrial | Agriculture | New | Space Heating | Natural Gas | Gas Furnace - Maintenance | A | Integrated Unit Energy Savings (kWh or therms) | Achievable Economic RVT Potential | 0 | 0 | 0.0083098 | 0.0082187 | 0.0081573 | 0.0081019 | 0.0080706 | 0.0080349 | 0.0080022 | 0.007969 | 0.0079465 | 0.0079226 | 0.0078872 | 0.0078551 | 0.0078245 | 0.0077986 | 0.0077743 | 0.0077424 | 0.007727 | 0.0077056 | 0.0076884 | 0.0076775 | 0
F2_Industrial_Agriculture_New_Space Heating_Natural Gas_Gas Furnace - Maintenance_A_Achievable Economic RVT Potential | F2 | Industrial | Agriculture | New | Space Heating | Natural Gas | Gas Furnace - Maintenance | A | Integrated Unit Summer Peak Savings (kW) | Achievable Economic RVT Potential | 0 | 0 | 0 | 0 | 0 | 0 | 0 | 0 | 0 | 0 | 0 | 0 | 0 | 0 | 0 | 0 | 0 | 0 | 0 | 0 | 0 | 0 | 0
F3_Industrial_Agriculture_New_Space Heating_Natural Gas_Gas Furnace - Maintenance_A_Achievable Economic RVT Potential | F3 | Industrial | Agriculture | New | Space Heating | Natural Gas | Gas Furnace - Maintenance | A | Integrated Unit Winter Peak Savings (kW) | Achievable Economic RVT Potential | 0 | 0 | 0 | 0 | 0 | 0 | 0 | 0 | 0 | 0 | 0 | 0 | 0 | 0 | 0 | 0 | 0 | 0 | 0 | 0 | 0 | 0 | 0
F4_Industrial_Agriculture_New_Space Heating_Natural Gas_Gas Furnace - Maintenance_A_Achievable Economic RVT Potential | F4 | Industrial | Agriculture | New | Space Heating | Natural Gas | Gas Furnace - Maintenance | A | Incremental Energy Savings (MWh or mTherms) | Achievable Economic RVT Potential | 0 | 0 | 1.7622e-05 | 2.1319e-05 | 2.0888e-05 | 2.1566e-05 | 2.1666e-05 | 2.1509e-05 | 2.1301e-05 | 2.1393e-05 | 2.1272e-05 | 3.7889e-05 | 4.1632e-05 | 4.1141e-05 | 7.4841e-05 | 8.233e-05 | 8.1436e-05 | 0.00014811 | 0.00016315 | 0.00016143 | 0.00029832 | 0.0003249 | 0
F5_Industrial_Agriculture_New_Space Heating_Natural Gas_Gas Furnace - Maintenance_A_Achievable Economic RVT Potential | F5 | Industrial | Agriculture | New | Space Heating | Natural Gas | Gas Furnace - Maintenance | A | Incremental Summer Peak Savings (MW) | Achievable Economic RVT Potential | 0 | 0 | 0 | 0 | 0 | 0 | 0 | 0 | 0 | 0 | 0 | 0 | 0 | 0 | 0 | 0 | 0 | 0 | 0 | 0 | 0 | 0 | 0
F6_Industrial_Agriculture_New_Space Heating_Natural Gas_Gas Furnace - Maintenance_A_Achievable Economic RVT Potential | F6 | Industrial | Agriculture | New | Space Heating | Natural Gas | Gas Furnace - Maintenance | A | Incremental Winter Peak Savings (MW) | Achievable Economic RVT Potential | 0 | 0 | 0 | 0 | 0 | 0 | 0 | 0 | 0 | 0 | 0 | 0 | 0 | 0 | 0 | 0 | 0 | 0 | 0 | 0 | 0 | 0 | 0
F7_Industrial_Agriculture_New_Space Heating_Natural Gas_Gas Furnace - Maintenance_A_Achievable Economic RVT Potential | F7 | Industrial | Agriculture | New | Space Heating | Natural Gas | Gas Furnace - Maintenance | A | Cumulative Energy Savings (MWh or mTherms) | Achievable Economic RVT Potential | 0 | 0 | 1.7622e-05 | 3.8748e-05 | 5.9346e-05 | 6.3328e-05 | 6.3814e-05 | 6.4466e-05 | 6.4204e-05 | 6.3938e-05 | 6.3757e-05 | 6.3565e-05 | 6.3281e-05 | 6.3024e-05 | 6.2778e-05 | 6.2571e-05 | 6.2375e-05 | 6.212e-05 | 6.1996e-05 | 6.1824e-05 | 6.1686e-05 | 6.1599e-05 | 0
F8_Industrial_Agriculture_New_Space Heating_Natural Gas_Gas Furnace - Maintenance_A_Achievable Economic RVT Potential | F8 | Industrial | Agriculture | New | Space Heating | Natural Gas | Gas Furnace - Maintenance | A | Cumulative Summer Peak Savings (MW) | Achievable Economic RVT Potential | 0 | 0 | 0 | 0 | 0 | 0 | 0 | 0 | 0 | 0 | 0 | 0 | 0 | 0 | 0 | 0 | 0 | 0 | 0 | 0 | 0 | 0 | 0
F9_Industrial_Agriculture_New_Space Heating_Natural Gas_Gas Furnace - Maintenance_A_Achievable Economic RVT Potential | F9 | Industrial | Agriculture | New | Space Heating | Natural Gas | Gas Furnace - Maintenance | A | Cumulative Winter Peak Savings (MW) | Achievable Economic RVT Potential | 0 | 0 | 0 | 0 | 0 | 0 | 0 | 0 | 0 | 0 | 0 | 0 | 0 | 0 | 0 | 0 | 0 | 0 | 0 | 0 | 0 | 0 | 0
F10_Industrial_Agriculture_New_Space Heating_Natural Gas_Gas Furnace - Maintenance_A_Achievable Economic RVT Potential | F10 | Industrial | Agriculture | New | Space Heating | Natural Gas | Gas Furnace - Maintenance | A | Purchases (Incremental) | Achievable Economic RVT Potential | 0 | 0 | 2.1206 | 2.594 | 2.5606 | 2.6619 | 2.6845 | 2.6769 | 2.6619 | 2.6845 | 2.6769 | 4.7825 | 5.2785 | 5.2375 | 9.5649 | 10.557 | 10.475 | 19.1299 | 21.114 | 20.9501 | 38.801 | 42.3185 | 0
F11_Industrial_Agriculture_New_Space Heating_Natural Gas_Gas Furnace - Maintenance_A_Achievable Economic RVT Potential | F11 | Industrial | Agriculture | New | Space Heating | Natural Gas | Gas Furnace - Maintenance | A | Purchases (Cumulative) | Achievable Economic RVT Potential | 0 | 0 | 2.1206 | 4.7146 | 7.2752 | 7.8165 | 7.907 | 8.0233 | 8.0233 | 8.0233 | 8.0233 | 8.0233 | 8.0233 | 8.0233 | 8.0233 | 8.0233 | 8.0233 | 8.0233 | 8.0233 | 8.0233 | 8.0233 | 8.0233 | 0
F1_Industrial_Agriculture_New_Space Heating_Natural Gas_Gas Boiler - Hot Water Reset_A_Achievable Economic RVT Potential | F1 | Industrial | Agriculture | New | Space Heating | Natural Gas | Gas Boiler - Hot Water Reset | A | Integrated Unit Energy Savings (kWh or therms) | Achievable Economic RVT Potential | 0 | 0 | 4.0505 | 4.0052 | 3.9744 | 3.9467 | 3.9304 | 3.9121 | 3.8953 | 3.8784 | 3.8665 | 3.854 | 3.836 | 3.8197 | 3.8038 | 3.7904 | 3.7778 | 3.7618 | 3.7536 | 3.7427 | 3.7339 | 3.7282 | 0
F2_Industrial_Agriculture_New_Space Heating_Natural Gas_Gas Boiler - Hot Water Reset_A_Achievable Economic RVT Potential | F2 | Industrial | Agriculture | New | Space Heating | Natural Gas | Gas Boiler - Hot Water Reset | A | Integrated Unit Summer Peak Savings (kW) | Achievable Economic RVT Potential | 0 | 0 | 0 | 0 | 0 | 0 | 0 | 0 | 0 | 0 | 0 | 0 | 0 | 0 | 0 | 0 | 0 | 0 | 0 | 0 | 0 | 0 | 0
F3_Industrial_Agriculture_New_Space Heating_Natural Gas_Gas Boiler - Hot Water Reset_A_Achievable Economic RVT Potential | F3 | Industrial | Agriculture | New | Space Heating | Natural Gas | Gas Boiler - Hot Water Reset | A | Integrated Unit Winter Peak Savings (kW) | Achievable Economic RVT Potential | 0 | 0 | 0 | 0 | 0 | 0 | 0 | 0 | 0 | 0 | 0 | 0 | 0 | 0 | 0 | 0 | 0 | 0 | 0 | 0 | 0 | 0 | 0
F4_Industrial_Agriculture_New_Space Heating_Natural Gas_Gas Boiler - Hot Water Reset_A_Achievable Economic RVT Potential | F4 | Industrial | Agriculture | New | Space Heating | Natural Gas | Gas Boiler - Hot Water Reset | A | Incremental Energy Savings (MWh or mTherms) | Achievable Economic RVT Potential | 0 | 0 | 0.0041304 | 0.0087516 | 0.015154 | 0.023317 | 0.030487 | 0.040882 | 0.050485 | 0.05802 | 0.059175 | 0.055301 | 0.046089 | 0.033045 | 0.020157 | 0.010282 | 0.0045933 | 0.0017718 | 0.0038276 | 0.008178 | 0.014237 | 0.022026 | 0
F5_Industrial_Agriculture_New_Space Heating_Natural Gas_Gas Boiler - Hot Water Reset_A_Achievable Economic RVT Potential | F5 | Industrial | Agriculture | New | Space Heating | Natural Gas | Gas Boiler - Hot Water Reset | A | Incremental Summer Peak Savings (MW) | Achievable Economic RVT Potential | 0 | 0 | 0 | 0 | 0 | 0 | 0 | 0 | 0 | 0 | 0 | 0 | 0 | 0 | 0 | 0 | 0 | 0 | 0 | 0 | 0 | 0 | 0
F6_Industrial_Agriculture_New_Space Heating_Natural Gas_Gas Boiler - Hot Water Reset_A_Achievable Economic RVT Potential | F6 | Industrial | Agriculture | New | Space Heating | Natural Gas | Gas Boiler - Hot Water Reset | A | Incremental Winter Peak Savings (MW) | Achievable Economic RVT Potential | 0 | 0 | 0 | 0 | 0 | 0 | 0 | 0 | 0 | 0 | 0 | 0 | 0 | 0 | 0 | 0 | 0 | 0 | 0 | 0 | 0 | 0 | 0
F7_Industrial_Agriculture_New_Space Heating_Natural Gas_Gas Boiler - Hot Water Reset_A_Achievable Economic RVT Potential | F7 | Industrial | Agriculture | New | Space Heating | Natural Gas | Gas Boiler - Hot Water Reset | A | Cumulative Energy Savings (MWh or mTherms) | Achievable Economic RVT Potential | 0 | 0 | 0.0041304 | 0.012836 | 0.027891 | 0.051013 | 0.08129 | 0.12179 | 0.17176 | 0.22903 | 0.2875 | 0.34188 | 0.38637 | 0.41777 | 0.43619 | 0.44494 | 0.44805 | 0.44792 | 0.44694 | 0.44565 | 0.4446 | 0.44392 | 0
F8_Industrial_Agriculture_New_Space Heating_Natural Gas_Gas Boiler - Hot Water Reset_A_Achievable Economic RVT Potential | F8 | Industrial | Agriculture | New | Space Heating | Natural Gas | Gas Boiler - Hot Water Reset | A | Cumulative Summer Peak Savings (MW) | Achievable Economic RVT Potential | 0 | 0 | 0 | 0 | 0 | 0 | 0 | 0 | 0 | 0 | 0 | 0 | 0 | 0 | 0 | 0 | 0 | 0 | 0 | 0 | 0 | 0 | 0
F9_Industrial_Agriculture_New_Space Heating_Natural Gas_Gas Boiler - Hot Water Reset_A_Achievable Economic RVT Potential | F9 | Industrial | Agriculture | New | Space Heating | Natural Gas | Gas Boiler - Hot Water Reset | A | Cumulative Winter Peak Savings (MW) | Achievable Economic RVT Potential | 0 | 0 | 0 | 0 | 0 | 0 | 0 | 0 | 0 | 0 | 0 | 0 | 0 | 0 | 0 | 0 | 0 | 0 | 0 | 0 | 0 | 0 | 0
F10_Industrial_Agriculture_New_Space Heating_Natural Gas_Gas Boiler - Hot Water Reset_A_Achievable Economic RVT Potential | F10 | Industrial | Agriculture | New | Space Heating | Natural Gas | Gas Boiler - Hot Water Reset | A | Purchases (Incremental) | Achievable Economic RVT Potential | 0 | 0 | 1.0197 | 2.1851 | 3.8128 | 5.908 | 7.7568 | 10.4502 | 12.9605 | 14.9597 | 15.3047 | 14.349 | 12.015 | 8.6513 | 5.299 | 2.7127 | 1.2159 | 0.47101 | 1.0197 | 2.1851 | 3.8128 | 5.908 | 0
F11_Industrial_Agriculture_New_Space Heating_Natural Gas_Gas Boiler - Hot Water Reset_A_Achievable Economic RVT Potential | F11 | Industrial | Agriculture | New | Space Heating | Natural Gas | Gas Boiler - Hot Water Reset | A | Purchases (Cumulative) | Achievable Economic RVT Potential | 0 | 0 | 1.0197 | 3.2048 | 7.0176 | 12.9256 | 20.6824 | 31.1326 | 44.0931 | 59.0528 | 74.3576 | 88.7066 | 100.7216 | 109.3729 | 114.6719 | 117.3846 | 118.6005 | 119.0715 | 119.0715 | 119.0715 | 119.0715 | 119.0715 | 0
F1_Industrial_Agriculture_New_Process_Natural Gas_Gas Boiler - Hot Water Reset_A_Achievable Economic RVT Potential | F1 | Industrial | Agriculture | New | Process | Natural Gas | Gas Boiler - Hot Water Reset | A | Integrated Unit Energy Savings (kWh or therms) | Achievable Economic RVT Potential | 0 | 0 | 2.8285 | 2.8285 | 2.8284 | 2.8285 | 2.8286 | 2.8286 | 2.8286 | 2.8287 | 2.8287 | 2.8287 | 2.8287 | 2.8287 | 2.8287 | 2.8287 | 2.8287 | 2.8287 | 2.8287 | 2.8288 | 2.8288 | 2.8288 | 0
F2_Industrial_Agriculture_New_Process_Natural Gas_Gas Boiler - Hot Water Reset_A_Achievable Economic RVT Potential | F2 | Industrial | Agriculture | New | Process | Natural Gas | Gas Boiler - Hot Water Reset | A | Integrated Unit Summer Peak Savings (kW) | Achievable Economic RVT Potential | 0 | 0 | 0 | 0 | 0 | 0 | 0 | 0 | 0 | 0 | 0 | 0 | 0 | 0 | 0 | 0 | 0 | 0 | 0 | 0 | 0 | 0 | 0
F3_Industrial_Agriculture_New_Process_Natural Gas_Gas Boiler - Hot Water Reset_A_Achievable Economic RVT Potential | F3 | Industrial | Agriculture | New | Process | Natural Gas | Gas Boiler - Hot Water Reset | A | Integrated Unit Winter Peak Savings (kW) | Achievable Economic RVT Potential | 0 | 0 | 0 | 0 | 0 | 0 | 0 | 0 | 0 | 0 | 0 | 0 | 0 | 0 | 0 | 0 | 0 | 0 | 0 | 0 | 0 | 0 | 0
F4_Industrial_Agriculture_New_Process_Natural Gas_Gas Boiler - Hot Water Reset_A_Achievable Economic RVT Potential | F4 | Industrial | Agriculture | New | Process | Natural Gas | Gas Boiler - Hot Water Reset | A | Incremental Energy Savings (MWh or mTherms) | Achievable Economic RVT Potential | 0 | 0 | 0.023859 | 0.051124 | 0.089208 | 0.13823 | 0.18149 | 0.24451 | 0.30325 | 0.35004 | 0.35811 | 0.33575 | 0.28114 | 0.20243 | 0.12399 | 0.063475 | 0.028451 | 0.011021 | 0.023861 | 0.051129 | 0.089218 | 0.13824 | 0
F5_Industrial_Agriculture_New_Process_Natural Gas_Gas Boiler - Hot Water Reset_A_Achievable Economic RVT Potential | F5 | Industrial | Agriculture | New | Process | Natural Gas | Gas Boiler - Hot Water Reset | A | Incremental Summer Peak Savings (MW) | Achievable Economic RVT Potential | 0 | 0 | 0 | 0 | 0 | 0 | 0 | 0 | 0 | 0 | 0 | 0 | 0 | 0 | 0 | 0 | 0 | 0 | 0 | 0 | 0 | 0 | 0
F6_Industrial_Agriculture_New_Process_Natural Gas_Gas Boiler - Hot Water Reset_A_Achievable Economic RVT Potential | F6 | Industrial | Agriculture | New | Process | Natural Gas | Gas Boiler - Hot Water Reset | A | Incremental Winter Peak Savings (MW) | Achievable Economic RVT Potential | 0 | 0 | 0 | 0 | 0 | 0 | 0 | 0 | 0 | 0 | 0 | 0 | 0 | 0 | 0 | 0 | 0 | 0 | 0 | 0 | 0 | 0 | 0
F7_Industrial_Agriculture_New_Process_Natural Gas_Gas Boiler - Hot Water Reset_A_Achievable Economic RVT Potential | F7 | Industrial | Agriculture | New | Process | Natural Gas | Gas Boiler - Hot Water Reset | A | Cumulative Energy Savings (MWh or mTherms) | Achievable Economic RVT Potential | 0 | 0 | 0.023859 | 0.074982 | 0.16419 | 0.30243 | 0.48392 | 0.72844 | 1.0317 | 1.3817 | 1.7399 | 2.0756 | 2.3568 | 2.5592 | 2.6832 | 2.7467 | 2.7752 | 2.7862 | 2.7862 | 2.7862 | 2.7862 | 2.7862 | 0
F8_Industrial_Agriculture_New_Process_Natural Gas_Gas Boiler - Hot Water Reset_A_Achievable Economic RVT Potential | F8 | Industrial | Agriculture | New | Process | Natural Gas | Gas Boiler - Hot Water Reset | A | Cumulative Summer Peak Savings (MW) | Achievable Economic RVT Potential | 0 | 0 | 0 | 0 | 0 | 0 | 0 | 0 | 0 | 0 | 0 | 0 | 0 | 0 | 0 | 0 | 0 | 0 | 0 | 0 | 0 | 0 | 0
F9_Industrial_Agriculture_New_Process_Natural Gas_Gas Boiler - Hot Water Reset_A_Achievable Economic RVT Potential | F9 | Industrial | Agriculture | New | Process | Natural Gas | Gas Boiler - Hot Water Reset | A | Cumulative Winter Peak Savings (MW) | Achievable Economic RVT Potential | 0 | 0 | 0 | 0 | 0 | 0 | 0 | 0 | 0 | 0 | 0 | 0 | 0 | 0 | 0 | 0 | 0 | 0 | 0 | 0 | 0 | 0 | 0
F10_Industrial_Agriculture_New_Process_Natural Gas_Gas Boiler - Hot Water Reset_A_Achievable Economic RVT Potential | F10 | Industrial | Agriculture | New | Process | Natural Gas | Gas Boiler - Hot Water Reset | A | Purchases (Incremental) | Achievable Economic RVT Potential | 0 | 0 | 8.4351 | 18.0749 | 31.5396 | 48.8707 | 64.1638 | 86.4435 | 107.2089 | 123.7463 | 126.6002 | 118.6943 | 99.3877 | 71.5633 | 43.8333 | 22.4393 | 10.0577 | 3.8961 | 8.4351 | 18.0749 | 31.5396 | 48.8707 | 0
F11_Industrial_Agriculture_New_Process_Natural Gas_Gas Boiler - Hot Water Reset_A_Achievable Economic RVT Potential | F11 | Industrial | Agriculture | New | Process | Natural Gas | Gas Boiler - Hot Water Reset | A | Purchases (Cumulative) | Achievable Economic RVT Potential | 0 | 0 | 8.4351 | 26.51 | 58.0496 | 106.9203 | 171.084 | 257.5275 | 364.7364 | 488.4827 | 615.0828 | 733.7771 | 833.1648 | 904.7282 | 948.5614 | 971.0007 | 981.0584 | 984.9546 | 984.9546 | 984.9546 | 984.9546 | 984.9546 | 0
F1_Industrial_Agriculture_New_Space Heating_Natural Gas_Steam Trap Maintenance_A_Achievable Economic RVT Potential | F1 | Industrial | Agriculture | New | Space Heating | Natural Gas | Steam Trap Maintenance | A | Integrated Unit Energy Savings (kWh or therms) | Achievable Economic RVT Potential | 0 | 0 | 1.4315 | 1.4158 | 1.4052 | 1.3957 | 1.3903 | 1.3842 | 1.3785 | 1.3728 | 1.3689 | 1.3648 | 1.3587 | 1.3532 | 1.3479 | 1.3434 | 1.3393 | 1.3338 | 1.3311 | 1.3274 | 1.3245 | 1.3226 | 0
F2_Industrial_Agriculture_New_Space Heating_Natural Gas_Steam Trap Maintenance_A_Achievable Economic RVT Potential | F2 | Industrial | Agriculture | New | Space Heating | Natural Gas | Steam Trap Maintenance | A | Integrated Unit Summer Peak Savings (kW) | Achievable Economic RVT Potential | 0 | 0 | 0 | 0 | 0 | 0 | 0 | 0 | 0 | 0 | 0 | 0 | 0 | 0 | 0 | 0 | 0 | 0 | 0 | 0 | 0 | 0 | 0
F3_Industrial_Agriculture_New_Space Heating_Natural Gas_Steam Trap Maintenance_A_Achievable Economic RVT Potential | F3 | Industrial | Agriculture | New | Space Heating | Natural Gas | Steam Trap Maintenance | A | Integrated Unit Winter Peak Savings (kW) | Achievable Economic RVT Potential | 0 | 0 | 0 | 0 | 0 | 0 | 0 | 0 | 0 | 0 | 0 | 0 | 0 | 0 | 0 | 0 | 0 | 0 | 0 | 0 | 0 | 0 | 0
F4_Industrial_Agriculture_New_Space Heating_Natural Gas_Steam Trap Maintenance_A_Achievable Economic RVT Potential | F4 | Industrial | Agriculture | New | Space Heating | Natural Gas | Steam Trap Maintenance | A | Incremental Energy Savings (MWh or mTherms) | Achievable Economic RVT Potential | 0 | 0 | 0 | 0 | 0 | 0 | 0 | 0 | 0 | 0 | 0 | 0 | 0 | 0 | 0 | 0 | 0 | 0 | 0 | 0 | 0 | 0 | 0
F5_Industrial_Agriculture_New_Space Heating_Natural Gas_Steam Trap Maintenance_A_Achievable Economic RVT Potential | F5 | Industrial | Agriculture | New | Space Heating | Natural Gas | Steam Trap Maintenance | A | Incremental Summer Peak Savings (MW) | Achievable Economic RVT Potential | 0 | 0 | 0 | 0 | 0 | 0 | 0 | 0 | 0 | 0 | 0 | 0 | 0 | 0 | 0 | 0 | 0 | 0 | 0 | 0 | 0 | 0 | 0
F6_Industrial_Agriculture_New_Space Heating_Natural Gas_Steam Trap Maintenance_A_Achievable Economic RVT Potential | F6 | Industrial | Agriculture | New | Space Heating | Natural Gas | Steam Trap Maintenance | A | Incremental Winter Peak Savings (MW) | Achievable Economic RVT Potential | 0 | 0 | 0 | 0 | 0 | 0 | 0 | 0 | 0 | 0 | 0 | 0 | 0 | 0 | 0 | 0 | 0 | 0 | 0 | 0 | 0 | 0 | 0
F7_Industrial_Agriculture_New_Space Heating_Natural Gas_Steam Trap Maintenance_A_Achievable Economic RVT Potential | F7 | Industrial | Agriculture | New | Space Heating | Natural Gas | Steam Trap Maintenance | A | Cumulative Energy Savings (MWh or mTherms) | Achievable Economic RVT Potential | 0 | 0 | 0 | 0 | 0 | 0 | 0 | 0 | 0 | 0 | 0 | 0 | 0 | 0 | 0 | 0 | 0 | 0 | 0 | 0 | 0 | 0 | 0
F8_Industrial_Agriculture_New_Space Heating_Natural Gas_Steam Trap Maintenance_A_Achievable Economic RVT Potential | F8 | Industrial | Agriculture | New | Space Heating | Natural Gas | Steam Trap Maintenance | A | Cumulative Summer Peak Savings (MW) | Achievable Economic RVT Potential | 0 | 0 | 0 | 0 | 0 | 0 | 0 | 0 | 0 | 0 | 0 | 0 | 0 | 0 | 0 | 0 | 0 | 0 | 0 | 0 | 0 | 0 | 0
F9_Industrial_Agriculture_New_Space Heating_Natural Gas_Steam Trap Maintenance_A_Achievable Economic RVT Potential | F9 | Industrial | Agriculture | New | Space Heating | Natural Gas | Steam Trap Maintenance | A | Cumulative Winter Peak Savings (MW) | Achievable Economic RVT Potential | 0 | 0 | 0 | 0 | 0 | 0 | 0 | 0 | 0 | 0 | 0 | 0 | 0 | 0 | 0 | 0 | 0 | 0 | 0 | 0 | 0 | 0 | 0
F10_Industrial_Agriculture_New_Space Heating_Natural Gas_Steam Trap Maintenance_A_Achievable Economic RVT Potential | F10 | Industrial | Agriculture | New | Space Heating | Natural Gas | Steam Trap Maintenance | A | Purchases (Incremental) | Achievable Economic RVT Potential | 0 | 0 | 0 | 0 | 0 | 0 | 0 | 0 | 0 | 0 | 0 | 0 | 0 | 0 | 0 | 0 | 0 | 0 | 0 | 0 | 0 | 0 | 0
F11_Industrial_Agriculture_New_Space Heating_Natural Gas_Steam Trap Maintenance_A_Achievable Economic RVT Potential | F11 | Industrial | Agriculture | New | Space Heating | Natural Gas | Steam Trap Maintenance | A | Purchases (Cumulative) | Achievable Economic RVT Potential | 0 | 0 | 0 | 0 | 0 | 0 | 0 | 0 | 0 | 0 | 0 | 0 | 0 | 0 | 0 | 0 | 0 | 0 | 0 | 0 | 0 | 0 | 0
F1_Industrial_Agriculture_New_Process_Natural Gas_Steam Trap Maintenance_A_Achievable Economic RVT Potential | F1 | Industrial | Agriculture | New | Process | Natural Gas | Steam Trap Maintenance | A | Integrated Unit Energy Savings (kWh or therms) | Achievable Economic RVT Potential | 0 | 0 | 1.9985 | 1.9985 | 1.9984 | 1.9985 | 1.9985 | 1.9986 | 1.9986 | 1.9986 | 1.9986 | 1.9986 | 1.9986 | 1.9986 | 1.9987 | 1.9987 | 1.9987 | 1.9987 | 1.9987 | 1.9987 | 1.9987 | 1.9987 | 0
F2_Industrial_Agriculture_New_Process_Natural Gas_Steam Trap Maintenance_A_Achievable Economic RVT Potential | F2 | Industrial | Agriculture | New | Process | Natural Gas | Steam Trap Maintenance | A | Integrated Unit Summer Peak Savings (kW) | Achievable Economic RVT Potential | 0 | 0 | 0 | 0 | 0 | 0 | 0 | 0 | 0 | 0 | 0 | 0 | 0 | 0 | 0 | 0 | 0 | 0 | 0 | 0 | 0 | 0 | 0
F3_Industrial_Agriculture_New_Process_Natural Gas_Steam Trap Maintenance_A_Achievable Economic RVT Potential | F3 | Industrial | Agriculture | New | Process | Natural Gas | Steam Trap Maintenance | A | Integrated Unit Winter Peak Savings (kW) | Achievable Economic RVT Potential | 0 | 0 | 0 | 0 | 0 | 0 | 0 | 0 | 0 | 0 | 0 | 0 | 0 | 0 | 0 | 0 | 0 | 0 | 0 | 0 | 0 | 0 | 0
F4_Industrial_Agriculture_New_Process_Natural Gas_Steam Trap Maintenance_A_Achievable Economic RVT Potential | F4 | Industrial | Agriculture | New | Process | Natural Gas | Steam Trap Maintenance | A | Incremental Energy Savings (MWh or mTherms) | Achievable Economic RVT Potential | 0 | 0 | 0 | 0 | 0 | 0 | 0 | 0 | 0 | 0 | 0 | 0 | 0 | 0 | 0 | 0 | 0 | 0 | 0 | 0 | 0 | 0 | 0
F5_Industrial_Agriculture_New_Process_Natural Gas_Steam Trap Maintenance_A_Achievable Economic RVT Potential | F5 | Industrial | Agriculture | New | Process | Natural Gas | Steam Trap Maintenance | A | Incremental Summer Peak Savings (MW) | Achievable Economic RVT Potential | 0 | 0 | 0 | 0 | 0 | 0 | 0 | 0 | 0 | 0 | 0 | 0 | 0 | 0 | 0 | 0 | 0 | 0 | 0 | 0 | 0 | 0 | 0
F6_Industrial_Agriculture_New_Process_Natural Gas_Steam Trap Maintenance_A_Achievable Economic RVT Potential | F6 | Industrial | Agriculture | New | Process | Natural Gas | Steam Trap Maintenance | A | Incremental Winter Peak Savings (MW) | Achievable Economic RVT Potential | 0 | 0 | 0 | 0 | 0 | 0 | 0 | 0 | 0 | 0 | 0 | 0 | 0 | 0 | 0 | 0 | 0 | 0 | 0 | 0 | 0 | 0 | 0
F7_Industrial_Agriculture_New_Process_Natural Gas_Steam Trap Maintenance_A_Achievable Economic RVT Potential | F7 | Industrial | Agriculture | New | Process | Natural Gas | Steam Trap Maintenance | A | Cumulative Energy Savings (MWh or mTherms) | Achievable Economic RVT Potential | 0 | 0 | 0 | 0 | 0 | 0 | 0 | 0 | 0 | 0 | 0 | 0 | 0 | 0 | 0 | 0 | 0 | 0 | 0 | 0 | 0 | 0 | 0
F8_Industrial_Agriculture_New_Process_Natural Gas_Steam Trap Maintenance_A_Achievable Economic RVT Potential | F8 | Industrial | Agriculture | New | Process | Natural Gas | Steam Trap Maintenance | A | Cumulative Summer Peak Savings (MW) | Achievable Economic RVT Potential | 0 | 0 | 0 | 0 | 0 | 0 | 0 | 0 | 0 | 0 | 0 | 0 | 0 | 0 | 0 | 0 | 0 | 0 | 0 | 0 | 0 | 0 | 0
F9_Industrial_Agriculture_New_Process_Natural Gas_Steam Trap Maintenance_A_Achievable Economic RVT Potential | F9 | Industrial | Agriculture | New | Process | Natural Gas | Steam Trap Maintenance | A | Cumulative Winter Peak Savings (MW) | Achievable Economic RVT Potential | 0 | 0 | 0 | 0 | 0 | 0 | 0 | 0 | 0 | 0 | 0 | 0 | 0 | 0 | 0 | 0 | 0 | 0 | 0 | 0 | 0 | 0 | 0
F10_Industrial_Agriculture_New_Process_Natural Gas_Steam Trap Maintenance_A_Achievable Economic RVT Potential | F10 | Industrial | Agriculture | New | Process | Natural Gas | Steam Trap Maintenance | A | Purchases (Incremental) | Achievable Economic RVT Potential | 0 | 0 | 0 | 0 | 0 | 0 | 0 | 0 | 0 | 0 | 0 | 0 | 0 | 0 | 0 | 0 | 0 | 0 | 0 | 0 | 0 | 0 | 0
F11_Industrial_Agriculture_New_Process_Natural Gas_Steam Trap Maintenance_A_Achievable Economic RVT Potential | F11 | Industrial | Agriculture | New | Process | Natural Gas | Steam Trap Maintenance | A | Purchases (Cumulative) | Achievable Economic RVT Potential | 0 | 0 | 0 | 0 | 0 | 0 | 0 | 0 | 0 | 0 | 0 | 0 | 0 | 0 | 0 | 0 | 0 | 0 | 0 | 0 | 0 | 0 | 0
F1_Industrial_Agriculture_New_Space Heating_Natural Gas_Gas Boiler - High Turndown_A_Achievable Economic RVT Potential | F1 | Industrial | Agriculture | New | Space Heating | Natural Gas | Gas Boiler - High Turndown | A | Integrated Unit Energy Savings (kWh or therms) | Achievable Economic RVT Potential | 0 | 0 | 1.5171 | 1.4988 | 1.4859 | 1.4738 | 1.4652 | 1.4556 | 1.4462 | 1.4362 | 1.427 | 1.4173 | 1.4052 | 1.394 | 1.3824 | 1.3729 | 1.3646 | 1.3568 | 1.352 | 1.348 | 1.3457 | 1.3452 | 0
F2_Industrial_Agriculture_New_Space Heating_Natural Gas_Gas Boiler - High Turndown_A_Achievable Economic RVT Potential | F2 | Industrial | Agriculture | New | Space Heating | Natural Gas | Gas Boiler - High Turndown | A | Integrated Unit Summer Peak Savings (kW) | Achievable Economic RVT Potential | 0 | 0 | 0 | 0 | 0 | 0 | 0 | 0 | 0 | 0 | 0 | 0 | 0 | 0 | 0 | 0 | 0 | 0 | 0 | 0 | 0 | 0 | 0
F3_Industrial_Agriculture_New_Space Heating_Natural Gas_Gas Boiler - High Turndown_A_Achievable Economic RVT Potential | F3 | Industrial | Agriculture | New | Space Heating | Natural Gas | Gas Boiler - High Turndown | A | Integrated Unit Winter Peak Savings (kW) | Achievable Economic RVT Potential | 0 | 0 | 0 | 0 | 0 | 0 | 0 | 0 | 0 | 0 | 0 | 0 | 0 | 0 | 0 | 0 | 0 | 0 | 0 | 0 | 0 | 0 | 0
F4_Industrial_Agriculture_New_Space Heating_Natural Gas_Gas Boiler - High Turndown_A_Achievable Economic RVT Potential | F4 | Industrial | Agriculture | New | Space Heating | Natural Gas | Gas Boiler - High Turndown | A | Incremental Energy Savings (MWh or mTherms) | Achievable Economic RVT Potential | 0 | 0 | 0 | 0 | 0 | 0 | 0 | 0 | 0 | 0 | 0 | 0 | 0 | 0 | 0 | 0 | 0 | 0 | 0 | 0 | 0 | 0 | 0
F5_Industrial_Agriculture_New_Space Heating_Natural Gas_Gas Boiler - High Turndown_A_Achievable Economic RVT Potential | F5 | Industrial | Agriculture | New | Space Heating | Natural Gas | Gas Boiler - High Turndown | A | Incremental Summer Peak Savings (MW) | Achievable Economic RVT Potential | 0 | 0 | 0 | 0 | 0 | 0 | 0 | 0 | 0 | 0 | 0 | 0 | 0 | 0 | 0 | 0 | 0 | 0 | 0 | 0 | 0 | 0 | 0
F6_Industrial_Agriculture_New_Space Heating_Natural Gas_Gas Boiler - High Turndown_A_Achievable Economic RVT Potential | F6 | Industrial | Agriculture | New | Space Heating | Natural Gas | Gas Boiler - High Turndown | A | Incremental Winter Peak Savings (MW) | Achievable Economic RVT Potential | 0 | 0 | 0 | 0 | 0 | 0 | 0 | 0 | 0 | 0 | 0 | 0 | 0 | 0 | 0 | 0 | 0 | 0 | 0 | 0 | 0 | 0 | 0
F7_Industrial_Agriculture_New_Space Heating_Natural Gas_Gas Boiler - High Turndown_A_Achievable Economic RVT Potential | F7 | Industrial | Agriculture | New | Space Heating | Natural Gas | Gas Boiler - High Turndown | A | Cumulative Energy Savings (MWh or mTherms) | Achievable Economic RVT Potential | 0 | 0 | 0 | 0 | 0 | 0 | 0 | 0 | 0 | 0 | 0 | 0 | 0 | 0 | 0 | 0 | 0 | 0 | 0 | 0 | 0 | 0 | 0
F8_Industrial_Agriculture_New_Space Heating_Natural Gas_Gas Boiler - High Turndown_A_Achievable Economic RVT Potential | F8 | Industrial | Agriculture | New | Space Heating | Natural Gas | Gas Boiler - High Turndown | A | Cumulative Summer Peak Savings (MW) | Achievable Economic RVT Potential | 0 | 0 | 0 | 0 | 0 | 0 | 0 | 0 | 0 | 0 | 0 | 0 | 0 | 0 | 0 | 0 | 0 | 0 | 0 | 0 | 0 | 0 | 0
F9_Industrial_Agriculture_New_Space Heating_Natural Gas_Gas Boiler - High Turndown_A_Achievable Economic RVT Potential | F9 | Industrial | Agriculture | New | Space Heating | Natural Gas | Gas Boiler - High Turndown | A | Cumulative Winter Peak Savings (MW) | Achievable Economic RVT Potential | 0 | 0 | 0 | 0 | 0 | 0 | 0 | 0 | 0 | 0 | 0 | 0 | 0 | 0 | 0 | 0 | 0 | 0 | 0 | 0 | 0 | 0 | 0
F10_Industrial_Agriculture_New_Space Heating_Natural Gas_Gas Boiler - High Turndown_A_Achievable Economic RVT Potential | F10 | Industrial | Agriculture | New | Space Heating | Natural Gas | Gas Boiler - High Turndown | A | Purchases (Incremental) | Achievable Economic RVT Potential | 0 | 0 | 0 | 0 | 0 | 0 | 0 | 0 | 0 | 0 | 0 | 0 | 0 | 0 | 0 | 0 | 0 | 0 | 0 | 0 | 0 | 0 | 0
F11_Industrial_Agriculture_New_Space Heating_Natural Gas_Gas Boiler - High Turndown_A_Achievable Economic RVT Potential | F11 | Industrial | Agriculture | New | Space Heating | Natural Gas | Gas Boiler - High Turndown | A | Purchases (Cumulative) | Achievable Economic RVT Potential | 0 | 0 | 0 | 0 | 0 | 0 | 0 | 0 | 0 | 0 | 0 | 0 | 0 | 0 | 0 | 0 | 0 | 0 | 0 | 0 | 0 | 0 | 0
F1_Industrial_Agriculture_New_Process_Natural Gas_Gas Boiler - High Turndown_A_Achievable Economic RVT Potential | F1 | Industrial | Agriculture | New | Process | Natural Gas | Gas Boiler - High Turndown | A | Integrated Unit Energy Savings (kWh or therms) | Achievable Economic RVT Potential | 0 | 0 | 2.1158 | 2.1124 | 2.1092 | 2.1063 | 2.1023 | 2.0993 | 2.0969 | 2.0951 | 2.0932 | 2.0919 | 2.0909 | 2.0905 | 2.0897 | 2.0894 | 2.0891 | 2.0895 | 2.0894 | 2.0896 | 2.0897 | 2.0898 | 0
F2_Industrial_Agriculture_New_Process_Natural Gas_Gas Boiler - High Turndown_A_Achievable Economic RVT Potential | F2 | Industrial | Agriculture | New | Process | Natural Gas | Gas Boiler - High Turndown | A | Integrated Unit Summer Peak Savings (kW) | Achievable Economic RVT Potential | 0 | 0 | 0 | 0 | 0 | 0 | 0 | 0 | 0 | 0 | 0 | 0 | 0 | 0 | 0 | 0 | 0 | 0 | 0 | 0 | 0 | 0 | 0
F3_Industrial_Agriculture_New_Process_Natural Gas_Gas Boiler - High Turndown_A_Achievable Economic RVT Potential | F3 | Industrial | Agriculture | New | Process | Natural Gas | Gas Boiler - High Turndown | A | Integrated Unit Winter Peak Savings (kW) | Achievable Economic RVT Potential | 0 | 0 | 0 | 0 | 0 | 0 | 0 | 0 | 0 | 0 | 0 | 0 | 0 | 0 | 0 | 0 | 0 | 0 | 0 | 0 | 0 | 0 | 0
F4_Industrial_Agriculture_New_Process_Natural Gas_Gas Boiler - High Turndown_A_Achievable Economic RVT Potential | F4 | Industrial | Agriculture | New | Process | Natural Gas | Gas Boiler - High Turndown | A | Incremental Energy Savings (MWh or mTherms) | Achievable Economic RVT Potential | 0 | 0 | 0 | 0 | 0 | 0 | 0 | 0 | 0 | 0 | 0 | 0 | 0 | 0 | 0 | 0 | 0 | 0 | 0 | 0 | 0 | 0 | 0
F5_Industrial_Agriculture_New_Process_Natural Gas_Gas Boiler - High Turndown_A_Achievable Economic RVT Potential | F5 | Industrial | Agriculture | New | Process | Natural Gas | Gas Boiler - High Turndown | A | Incremental Summer Peak Savings (MW) | Achievable Economic RVT Potential | 0 | 0 | 0 | 0 | 0 | 0 | 0 | 0 | 0 | 0 | 0 | 0 | 0 | 0 | 0 | 0 | 0 | 0 | 0 | 0 | 0 | 0 | 0
F6_Industrial_Agriculture_New_Process_Natural Gas_Gas Boiler - High Turndown_A_Achievable Economic RVT Potential | F6 | Industrial | Agriculture | New | Process | Natural Gas | Gas Boiler - High Turndown | A | Incremental Winter Peak Savings (MW) | Achievable Economic RVT Potential | 0 | 0 | 0 | 0 | 0 | 0 | 0 | 0 | 0 | 0 | 0 | 0 | 0 | 0 | 0 | 0 | 0 | 0 | 0 | 0 | 0 | 0 | 0
F7_Industrial_Agriculture_New_Process_Natural Gas_Gas Boiler - High Turndown_A_Achievable Economic RVT Potential | F7 | Industrial | Agriculture | New | Process | Natural Gas | Gas Boiler - High Turndown | A | Cumulative Energy Savings (MWh or mTherms) | Achievable Economic RVT Potential | 0 | 0 | 0 | 0 | 0 | 0 | 0 | 0 | 0 | 0 | 0 | 0 | 0 | 0 | 0 | 0 | 0 | 0 | 0 | 0 | 0 | 0 | 0
F8_Industrial_Agriculture_New_Process_Natural Gas_Gas Boiler - High Turndown_A_Achievable Economic RVT Potential | F8 | Industrial | Agriculture | New | Process | Natural Gas | Gas Boiler - High Turndown | A | Cumulative Summer Peak Savings (MW) | Achievable Economic RVT Potential | 0 | 0 | 0 | 0 | 0 | 0 | 0 | 0 | 0 | 0 | 0 | 0 | 0 | 0 | 0 | 0 | 0 | 0 | 0 | 0 | 0 | 0 | 0
F9_Industrial_Agriculture_New_Process_Natural Gas_Gas Boiler - High Turndown_A_Achievable Economic RVT Potential | F9 | Industrial | Agriculture | New | Process | Natural Gas | Gas Boiler - High Turndown | A | Cumulative Winter Peak Savings (MW) | Achievable Economic RVT Potential | 0 | 0 | 0 | 0 | 0 | 0 | 0 | 0 | 0 | 0 | 0 | 0 | 0 | 0 | 0 | 0 | 0 | 0 | 0 | 0 | 0 | 0 | 0
F10_Industrial_Agriculture_New_Process_Natural Gas_Gas Boiler - High Turndown_A_Achievable Economic RVT Potential | F10 | Industrial | Agriculture | New | Process | Natural Gas | Gas Boiler - High Turndown | A | Purchases (Incremental) | Achievable Economic RVT Potential | 0 | 0 | 0 | 0 | 0 | 0 | 0 | 0 | 0 | 0 | 0 | 0 | 0 | 0 | 0 | 0 | 0 | 0 | 0 | 0 | 0 | 0 | 0
F11_Industrial_Agriculture_New_Process_Natural Gas_Gas Boiler - High Turndown_A_Achievable Economic RVT Potential | F11 | Industrial | Agriculture | New | Process | Natural Gas | Gas Boiler - High Turndown | A | Purchases (Cumulative) | Achievable Economic RVT Potential | 0 | 0 | 0 | 0 | 0 | 0 | 0 | 0 | 0 | 0 | 0 | 0 | 0 | 0 | 0 | 0 | 0 | 0 | 0 | 0 | 0 | 0 | 0
F1_Industrial_Agriculture_New_Space Heating_Natural Gas_Gas Boiler - Burner Control Optimization_A_Achievable Economic RVT Potential | F1 | Industrial | Agriculture | New | Space Heating | Natural Gas | Gas Boiler - Burner Control Optimization | A | Integrated Unit Energy Savings (kWh or therms) | Achievable Economic RVT Potential | 0 | 0 | 0.43993 | 0.43463 | 0.43086 | 0.42736 | 0.42484 | 0.42207 | 0.41932 | 0.41642 | 0.41376 | 0.41095 | 0.40743 | 0.40419 | 0.40083 | 0.39806 | 0.39566 | 0.3934 | 0.39202 | 0.39087 | 0.39021 | 0.39006 | 0
F2_Industrial_Agriculture_New_Space Heating_Natural Gas_Gas Boiler - Burner Control Optimization_A_Achievable Economic RVT Potential | F2 | Industrial | Agriculture | New | Space Heating | Natural Gas | Gas Boiler - Burner Control Optimization | A | Integrated Unit Summer Peak Savings (kW) | Achievable Economic RVT Potential | 0 | 0 | 0 | 0 | 0 | 0 | 0 | 0 | 0 | 0 | 0 | 0 | 0 | 0 | 0 | 0 | 0 | 0 | 0 | 0 | 0 | 0 | 0
F3_Industrial_Agriculture_New_Space Heating_Natural Gas_Gas Boiler - Burner Control Optimization_A_Achievable Economic RVT Potential | F3 | Industrial | Agriculture | New | Space Heating | Natural Gas | Gas Boiler - Burner Control Optimization | A | Integrated Unit Winter Peak Savings (kW) | Achievable Economic RVT Potential | 0 | 0 | 0 | 0 | 0 | 0 | 0 | 0 | 0 | 0 | 0 | 0 | 0 | 0 | 0 | 0 | 0 | 0 | 0 | 0 | 0 | 0 | 0
F4_Industrial_Agriculture_New_Space Heating_Natural Gas_Gas Boiler - Burner Control Optimization_A_Achievable Economic RVT Potential | F4 | Industrial | Agriculture | New | Space Heating | Natural Gas | Gas Boiler - Burner Control Optimization | A | Incremental Energy Savings (MWh or mTherms) | Achievable Economic RVT Potential | 0 | 0 | 0 | 0 | 0 | 0 | 0 | 0 | 0 | 0 | 0 | 0 | 0 | 0 | 0 | 0 | 0 | 0 | 0 | 0 | 0 | 0 | 0
F5_Industrial_Agriculture_New_Space Heating_Natural Gas_Gas Boiler - Burner Control Optimization_A_Achievable Economic RVT Potential | F5 | Industrial | Agriculture | New | Space Heating | Natural Gas | Gas Boiler - Burner Control Optimization | A | Incremental Summer Peak Savings (MW) | Achievable Economic RVT Potential | 0 | 0 | 0 | 0 | 0 | 0 | 0 | 0 | 0 | 0 | 0 | 0 | 0 | 0 | 0 | 0 | 0 | 0 | 0 | 0 | 0 | 0 | 0
F6_Industrial_Agriculture_New_Space Heating_Natural Gas_Gas Boiler - Burner Control Optimization_A_Achievable Economic RVT Potential | F6 | Industrial | Agriculture | New | Space Heating | Natural Gas | Gas Boiler - Burner Control Optimization | A | Incremental Winter Peak Savings (MW) | Achievable Economic RVT Potential | 0 | 0 | 0 | 0 | 0 | 0 | 0 | 0 | 0 | 0 | 0 | 0 | 0 | 0 | 0 | 0 | 0 | 0 | 0 | 0 | 0 | 0 | 0
F7_Industrial_Agriculture_New_Space Heating_Natural Gas_Gas Boiler - Burner Control Optimization_A_Achievable Economic RVT Potential | F7 | Industrial | Agriculture | New | Space Heating | Natural Gas | Gas Boiler - Burner Control Optimization | A | Cumulative Energy Savings (MWh or mTherms) | Achievable Economic RVT Potential | 0 | 0 | 0 | 0 | 0 | 0 | 0 | 0 | 0 | 0 | 0 | 0 | 0 | 0 | 0 | 0 | 0 | 0 | 0 | 0 | 0 | 0 | 0
F8_Industrial_Agriculture_New_Space Heating_Natural Gas_Gas Boiler - Burner Control Optimization_A_Achievable Economic RVT Potential | F8 | Industrial | Agriculture | New | Space Heating | Natural Gas | Gas Boiler - Burner Control Optimization | A | Cumulative Summer Peak Savings (MW) | Achievable Economic RVT Potential | 0 | 0 | 0 | 0 | 0 | 0 | 0 | 0 | 0 | 0 | 0 | 0 | 0 | 0 | 0 | 0 | 0 | 0 | 0 | 0 | 0 | 0 | 0
F9_Industrial_Agriculture_New_Space Heating_Natural Gas_Gas Boiler - Burner Control Optimization_A_Achievable Economic RVT Potential | F9 | Industrial | Agriculture | New | Space Heating | Natural Gas | Gas Boiler - Burner Control Optimization | A | Cumulative Winter Peak Savings (MW) | Achievable Economic RVT Potential | 0 | 0 | 0 | 0 | 0 | 0 | 0 | 0 | 0 | 0 | 0 | 0 | 0 | 0 | 0 | 0 | 0 | 0 | 0 | 0 | 0 | 0 | 0
F10_Industrial_Agriculture_New_Space Heating_Natural Gas_Gas Boiler - Burner Control Optimization_A_Achievable Economic RVT Potential | F10 | Industrial | Agriculture | New | Space Heating | Natural Gas | Gas Boiler - Burner Control Optimization | A | Purchases (Incremental) | Achievable Economic RVT Potential | 0 | 0 | 0 | 0 | 0 | 0 | 0 | 0 | 0 | 0 | 0 | 0 | 0 | 0 | 0 | 0 | 0 | 0 | 0 | 0 | 0 | 0 | 0
F11_Industrial_Agriculture_New_Space Heating_Natural Gas_Gas Boiler - Burner Control Optimization_A_Achievable Economic RVT Potential | F11 | Industrial | Agriculture | New | Space Heating | Natural Gas | Gas Boiler - Burner Control Optimization | A | Purchases (Cumulative) | Achievable Economic RVT Potential | 0 | 0 | 0 | 0 | 0 | 0 | 0 | 0 | 0 | 0 | 0 | 0 | 0 | 0 | 0 | 0 | 0 | 0 | 0 | 0 | 0 | 0 | 0
F1_Industrial_Agriculture_New_Process_Natural Gas_Gas Boiler - Burner Control Optimization_A_Achievable Economic RVT Potential | F1 | Industrial | Agriculture | New | Process | Natural Gas | Gas Boiler - Burner Control Optimization | A | Integrated Unit Energy Savings (kWh or therms) | Achievable Economic RVT Potential | 0 | 0 | 0.61343 | 0.61237 | 0.61137 | 0.61048 | 0.60923 | 0.60829 | 0.60754 | 0.60703 | 0.60643 | 0.60606 | 0.60578 | 0.60569 | 0.60545 | 0.60537 | 0.60531 | 0.60545 | 0.60544 | 0.60553 | 0.60558 | 0.60562 | 0
F2_Industrial_Agriculture_New_Process_Natural Gas_Gas Boiler - Burner Control Optimization_A_Achievable Economic RVT Potential | F2 | Industrial | Agriculture | New | Process | Natural Gas | Gas Boiler - Burner Control Optimization | A | Integrated Unit Summer Peak Savings (kW) | Achievable Economic RVT Potential | 0 | 0 | 0 | 0 | 0 | 0 | 0 | 0 | 0 | 0 | 0 | 0 | 0 | 0 | 0 | 0 | 0 | 0 | 0 | 0 | 0 | 0 | 0
F3_Industrial_Agriculture_New_Process_Natural Gas_Gas Boiler - Burner Control Optimization_A_Achievable Economic RVT Potential | F3 | Industrial | Agriculture | New | Process | Natural Gas | Gas Boiler - Burner Control Optimization | A | Integrated Unit Winter Peak Savings (kW) | Achievable Economic RVT Potential | 0 | 0 | 0 | 0 | 0 | 0 | 0 | 0 | 0 | 0 | 0 | 0 | 0 | 0 | 0 | 0 | 0 | 0 | 0 | 0 | 0 | 0 | 0
F4_Industrial_Agriculture_New_Process_Natural Gas_Gas Boiler - Burner Control Optimization_A_Achievable Economic RVT Potential | F4 | Industrial | Agriculture | New | Process | Natural Gas | Gas Boiler - Burner Control Optimization | A | Incremental Energy Savings (MWh or mTherms) | Achievable Economic RVT Potential | 0 | 0 | 0 | 0 | 0 | 0 | 0 | 0 | 0 | 0 | 0 | 0 | 0 | 0 | 0 | 0 | 0 | 0 | 0 | 0 | 0 | 0 | 0
F5_Industrial_Agriculture_New_Process_Natural Gas_Gas Boiler - Burner Control Optimization_A_Achievable Economic RVT Potential | F5 | Industrial | Agriculture | New | Process | Natural Gas | Gas Boiler - Burner Control Optimization | A | Incremental Summer Peak Savings (MW) | Achievable Economic RVT Potential | 0 | 0 | 0 | 0 | 0 | 0 | 0 | 0 | 0 | 0 | 0 | 0 | 0 | 0 | 0 | 0 | 0 | 0 | 0 | 0 | 0 | 0 | 0
F6_Industrial_Agriculture_New_Process_Natural Gas_Gas Boiler - Burner Control Optimization_A_Achievable Economic RVT Potential | F6 | Industrial | Agriculture | New | Process | Natural Gas | Gas Boiler - Burner Control Optimization | A | Incremental Winter Peak Savings (MW) | Achievable Economic RVT Potential | 0 | 0 | 0 | 0 | 0 | 0 | 0 | 0 | 0 | 0 | 0 | 0 | 0 | 0 | 0 | 0 | 0 | 0 | 0 | 0 | 0 | 0 | 0
F7_Industrial_Agriculture_New_Process_Natural Gas_Gas Boiler - Burner Control Optimization_A_Achievable Economic RVT Potential | F7 | Industrial | Agriculture | New | Process | Natural Gas | Gas Boiler - Burner Control Optimization | A | Cumulative Energy Savings (MWh or mTherms) | Achievable Economic RVT Potential | 0 | 0 | 0 | 0 | 0 | 0 | 0 | 0 | 0 | 0 | 0 | 0 | 0 | 0 | 0 | 0 | 0 | 0 | 0 | 0 | 0 | 0 | 0
F8_Industrial_Agriculture_New_Process_Natural Gas_Gas Boiler - Burner Control Optimization_A_Achievable Economic RVT Potential | F8 | Industrial | Agriculture | New | Process | Natural Gas | Gas Boiler - Burner Control Optimization | A | Cumulative Summer Peak Savings (MW) | Achievable Economic RVT Potential | 0 | 0 | 0 | 0 | 0 | 0 | 0 | 0 | 0 | 0 | 0 | 0 | 0 | 0 | 0 | 0 | 0 | 0 | 0 | 0 | 0 | 0 | 0
F9_Industrial_Agriculture_New_Process_Natural Gas_Gas Boiler - Burner Control Optimization_A_Achievable Economic RVT Potential | F9 | Industrial | Agriculture | New | Process | Natural Gas | Gas Boiler - Burner Control Optimization | A | Cumulative Winter Peak Savings (MW) | Achievable Economic RVT Potential | 0 | 0 | 0 | 0 | 0 | 0 | 0 | 0 | 0 | 0 | 0 | 0 | 0 | 0 | 0 | 0 | 0 | 0 | 0 | 0 | 0 | 0 | 0
F10_Industrial_Agriculture_New_Process_Natural Gas_Gas Boiler - Burner Control Optimization_A_Achievable Economic RVT Potential | F10 | Industrial | Agriculture | New | Process | Natural Gas | Gas Boiler - Burner Control Optimization | A | Purchases (Incremental) | Achievable Economic RVT Potential | 0 | 0 | 0 | 0 | 0 | 0 | 0 | 0 | 0 | 0 | 0 | 0 | 0 | 0 | 0 | 0 | 0 | 0 | 0 | 0 | 0 | 0 | 0
F11_Industrial_Agriculture_New_Process_Natural Gas_Gas Boiler - Burner Control Optimization_A_Achievable Economic RVT Potential | F11 | Industrial | Agriculture | New | Process | Natural Gas | Gas Boiler - Burner Control Optimization | A | Purchases (Cumulative) | Achievable Economic RVT Potential | 0 | 0 | 0 | 0 | 0 | 0 | 0 | 0 | 0 | 0 | 0 | 0 | 0 | 0 | 0 | 0 | 0 | 0 | 0 | 0 | 0 | 0 | 0
F1_Industrial_Agriculture_New_Space Heating_Natural Gas_HVAC - Demand Controlled Ventilation_A_Achievable Economic RVT Potential | F1 | Industrial | Agriculture | New | Space Heating | Natural Gas | HVAC - Demand Controlled Ventilation | A | Integrated Unit Energy Savings (kWh or therms) | Achievable Economic RVT Potential | 0 | 0 | 0.067762 | 0.067019 | 0.066518 | 0.066066 | 0.065811 | 0.06552 | 0.065253 | 0.064983 | 0.064799 | 0.064604 | 0.064316 | 0.064054 | 0.063804 | 0.063593 | 0.063395 | 0.063135 | 0.063009 | 0.062835 | 0.062694 | 0.062605 | 0
F2_Industrial_Agriculture_New_Space Heating_Natural Gas_HVAC - Demand Controlled Ventilation_A_Achievable Economic RVT Potential | F2 | Industrial | Agriculture | New | Space Heating | Natural Gas | HVAC - Demand Controlled Ventilation | A | Integrated Unit Summer Peak Savings (kW) | Achievable Economic RVT Potential | 0 | 0 | 0 | 0 | 0 | 0 | 0 | 0 | 0 | 0 | 0 | 0 | 0 | 0 | 0 | 0 | 0 | 0 | 0 | 0 | 0 | 0 | 0
F3_Industrial_Agriculture_New_Space Heating_Natural Gas_HVAC - Demand Controlled Ventilation_A_Achievable Economic RVT Potential | F3 | Industrial | Agriculture | New | Space Heating | Natural Gas | HVAC - Demand Controlled Ventilation | A | Integrated Unit Winter Peak Savings (kW) | Achievable Economic RVT Potential | 0 | 0 | 0 | 0 | 0 | 0 | 0 | 0 | 0 | 0 | 0 | 0 | 0 | 0 | 0 | 0 | 0 | 0 | 0 | 0 | 0 | 0 | 0
F4_Industrial_Agriculture_New_Space Heating_Natural Gas_HVAC - Demand Controlled Ventilation_A_Achievable Economic RVT Potential | F4 | Industrial | Agriculture | New | Space Heating | Natural Gas | HVAC - Demand Controlled Ventilation | A | Incremental Energy Savings (MWh or mTherms) | Achievable Economic RVT Potential | 0 | 0 | 0.02202 | 0.038008 | 0.053792 | 0.071315 | 0.08177 | 0.093811 | 0.10563 | 0.11885 | 0.12866 | 0.13991 | 0.15071 | 0.1633 | 0.17159 | 0.18184 | 0.19204 | 0.20374 | 0.21157 | 0.2211 | 0.23043 | 0.23987 | 0
F5_Industrial_Agriculture_New_Space Heating_Natural Gas_HVAC - Demand Controlled Ventilation_A_Achievable Economic RVT Potential | F5 | Industrial | Agriculture | New | Space Heating | Natural Gas | HVAC - Demand Controlled Ventilation | A | Incremental Summer Peak Savings (MW) | Achievable Economic RVT Potential | 0 | 0 | 0 | 0 | 0 | 0 | 0 | 0 | 0 | 0 | 0 | 0 | 0 | 0 | 0 | 0 | 0 | 0 | 0 | 0 | 0 | 0 | 0
F6_Industrial_Agriculture_New_Space Heating_Natural Gas_HVAC - Demand Controlled Ventilation_A_Achievable Economic RVT Potential | F6 | Industrial | Agriculture | New | Space Heating | Natural Gas | HVAC - Demand Controlled Ventilation | A | Incremental Winter Peak Savings (MW) | Achievable Economic RVT Potential | 0 | 0 | 0 | 0 | 0 | 0 | 0 | 0 | 0 | 0 | 0 | 0 | 0 | 0 | 0 | 0 | 0 | 0 | 0 | 0 | 0 | 0 | 0
F7_Industrial_Agriculture_New_Space Heating_Natural Gas_HVAC - Demand Controlled Ventilation_A_Achievable Economic RVT Potential | F7 | Industrial | Agriculture | New | Space Heating | Natural Gas | HVAC - Demand Controlled Ventilation | A | Cumulative Energy Savings (MWh or mTherms) | Achievable Economic RVT Potential | 0 | 0 | 0.02202 | 0.059786 | 0.11313 | 0.18368 | 0.26474 | 0.35738 | 0.46155 | 0.57848 | 0.70551 | 0.84329 | 0.99024 | 1.1495 | 1.3166 | 1.4941 | 1.6815 | 1.8578 | 2.03 | 2.1946 | 2.3525 | 2.5112 | 0
F8_Industrial_Agriculture_New_Space Heating_Natural Gas_HVAC - Demand Controlled Ventilation_A_Achievable Economic RVT Potential | F8 | Industrial | Agriculture | New | Space Heating | Natural Gas | HVAC - Demand Controlled Ventilation | A | Cumulative Summer Peak Savings (MW) | Achievable Economic RVT Potential | 0 | 0 | 0 | 0 | 0 | 0 | 0 | 0 | 0 | 0 | 0 | 0 | 0 | 0 | 0 | 0 | 0 | 0 | 0 | 0 | 0 | 0 | 0
F9_Industrial_Agriculture_New_Space Heating_Natural Gas_HVAC - Demand Controlled Ventilation_A_Achievable Economic RVT Potential | F9 | Industrial | Agriculture | New | Space Heating | Natural Gas | HVAC - Demand Controlled Ventilation | A | Cumulative Winter Peak Savings (MW) | Achievable Economic RVT Potential | 0 | 0 | 0 | 0 | 0 | 0 | 0 | 0 | 0 | 0 | 0 | 0 | 0 | 0 | 0 | 0 | 0 | 0 | 0 | 0 | 0 | 0 | 0
F10_Industrial_Agriculture_New_Space Heating_Natural Gas_HVAC - Demand Controlled Ventilation_A_Achievable Economic RVT Potential | F10 | Industrial | Agriculture | New | Space Heating | Natural Gas | HVAC - Demand Controlled Ventilation | A | Purchases (Incremental) | Achievable Economic RVT Potential | 0 | 0 | 324.9615 | 567.1192 | 808.6823 | 1079.4366 | 1242.496 | 1431.7861 | 1618.6906 | 1828.9294 | 1985.514 | 2165.6079 | 2343.3131 | 2549.4562 | 2689.3663 | 2859.4075 | 3029.32 | 3227.1211 | 3357.7746 | 3518.7706 | 3675.3818 | 3831.5303 | 0
F11_Industrial_Agriculture_New_Space Heating_Natural Gas_HVAC - Demand Controlled Ventilation_A_Achievable Economic RVT Potential | F11 | Industrial | Agriculture | New | Space Heating | Natural Gas | HVAC - Demand Controlled Ventilation | A | Purchases (Cumulative) | Achievable Economic RVT Potential | 0 | 0 | 324.9615 | 892.0807 | 1700.763 | 2780.1996 | 4022.6956 | 5454.4816 | 7073.1722 | 8902.1016 | 10887.6156 | 13053.2235 | 15396.5366 | 17945.9928 | 20635.359 | 23494.7665 | 26524.0865 | 29426.2462 | 32216.9016 | 34926.9898 | 37522.9349 | 40111.9693 | 0
F1_Industrial_Agriculture_New_Space Heating_Natural Gas_Gas Boiler - Stack Economizer_A_Achievable Economic RVT Potential | F1 | Industrial | Agriculture | New | Space Heating | Natural Gas | Gas Boiler - Stack Economizer | A | Integrated Unit Energy Savings (kWh or therms) | Achievable Economic RVT Potential | 0 | 0 | 1.1076 | 1.0943 | 1.0849 | 1.0761 | 1.0699 | 1.0629 | 1.056 | 1.0488 | 1.0421 | 1.035 | 1.0262 | 1.018 | 1.0095 | 1.0025 | 0.99646 | 0.99073 | 0.98725 | 0.98434 | 0.98266 | 0.98225 | 0
F2_Industrial_Agriculture_New_Space Heating_Natural Gas_Gas Boiler - Stack Economizer_A_Achievable Economic RVT Potential | F2 | Industrial | Agriculture | New | Space Heating | Natural Gas | Gas Boiler - Stack Economizer | A | Integrated Unit Summer Peak Savings (kW) | Achievable Economic RVT Potential | 0 | 0 | 0 | 0 | 0 | 0 | 0 | 0 | 0 | 0 | 0 | 0 | 0 | 0 | 0 | 0 | 0 | 0 | 0 | 0 | 0 | 0 | 0
F3_Industrial_Agriculture_New_Space Heating_Natural Gas_Gas Boiler - Stack Economizer_A_Achievable Economic RVT Potential | F3 | Industrial | Agriculture | New | Space Heating | Natural Gas | Gas Boiler - Stack Economizer | A | Integrated Unit Winter Peak Savings (kW) | Achievable Economic RVT Potential | 0 | 0 | 0 | 0 | 0 | 0 | 0 | 0 | 0 | 0 | 0 | 0 | 0 | 0 | 0 | 0 | 0 | 0 | 0 | 0 | 0 | 0 | 0
F4_Industrial_Agriculture_New_Space Heating_Natural Gas_Gas Boiler - Stack Economizer_A_Achievable Economic RVT Potential | F4 | Industrial | Agriculture | New | Space Heating | Natural Gas | Gas Boiler - Stack Economizer | A | Incremental Energy Savings (MWh or mTherms) | Achievable Economic RVT Potential | 0 | 0 | 0.0045964 | 0.0079255 | 0.011204 | 0.014835 | 0.016976 | 0.017492 | 0.015718 | 0.01411 | 0.012176 | 0.010552 | 0.0090564 | 0.0078196 | 0.0065441 | 0.0055277 | 0.0046567 | 0.0041116 | 0.0071502 | 0.010166 | 0.013546 | 0.015586 | 0
F5_Industrial_Agriculture_New_Space Heating_Natural Gas_Gas Boiler - Stack Economizer_A_Achievable Economic RVT Potential | F5 | Industrial | Agriculture | New | Space Heating | Natural Gas | Gas Boiler - Stack Economizer | A | Incremental Summer Peak Savings (MW) | Achievable Economic RVT Potential | 0 | 0 | 0 | 0 | 0 | 0 | 0 | 0 | 0 | 0 | 0 | 0 | 0 | 0 | 0 | 0 | 0 | 0 | 0 | 0 | 0 | 0 | 0
F6_Industrial_Agriculture_New_Space Heating_Natural Gas_Gas Boiler - Stack Economizer_A_Achievable Economic RVT Potential | F6 | Industrial | Agriculture | New | Space Heating | Natural Gas | Gas Boiler - Stack Economizer | A | Incremental Winter Peak Savings (MW) | Achievable Economic RVT Potential | 0 | 0 | 0 | 0 | 0 | 0 | 0 | 0 | 0 | 0 | 0 | 0 | 0 | 0 | 0 | 0 | 0 | 0 | 0 | 0 | 0 | 0 | 0
F7_Industrial_Agriculture_New_Space Heating_Natural Gas_Gas Boiler - Stack Economizer_A_Achievable Economic RVT Potential | F7 | Industrial | Agriculture | New | Space Heating | Natural Gas | Gas Boiler - Stack Economizer | A | Cumulative Energy Savings (MWh or mTherms) | Achievable Economic RVT Potential | 0 | 0 | 0.0045964 | 0.012467 | 0.023564 | 0.038208 | 0.054962 | 0.072099 | 0.087349 | 0.10086 | 0.11239 | 0.12218 | 0.13019 | 0.13697 | 0.14238 | 0.14692 | 0.15069 | 0.14982 | 0.1493 | 0.14885 | 0.1486 | 0.14854 | 0
F8_Industrial_Agriculture_New_Space Heating_Natural Gas_Gas Boiler - Stack Economizer_A_Achievable Economic RVT Potential | F8 | Industrial | Agriculture | New | Space Heating | Natural Gas | Gas Boiler - Stack Economizer | A | Cumulative Summer Peak Savings (MW) | Achievable Economic RVT Potential | 0 | 0 | 0 | 0 | 0 | 0 | 0 | 0 | 0 | 0 | 0 | 0 | 0 | 0 | 0 | 0 | 0 | 0 | 0 | 0 | 0 | 0 | 0
F9_Industrial_Agriculture_New_Space Heating_Natural Gas_Gas Boiler - Stack Economizer_A_Achievable Economic RVT Potential | F9 | Industrial | Agriculture | New | Space Heating | Natural Gas | Gas Boiler - Stack Economizer | A | Cumulative Winter Peak Savings (MW) | Achievable Economic RVT Potential | 0 | 0 | 0 | 0 | 0 | 0 | 0 | 0 | 0 | 0 | 0 | 0 | 0 | 0 | 0 | 0 | 0 | 0 | 0 | 0 | 0 | 0 | 0
F10_Industrial_Agriculture_New_Space Heating_Natural Gas_Gas Boiler - Stack Economizer_A_Achievable Economic RVT Potential | F10 | Industrial | Agriculture | New | Space Heating | Natural Gas | Gas Boiler - Stack Economizer | A | Purchases (Incremental) | Achievable Economic RVT Potential | 0 | 0 | 4.15 | 7.2426 | 10.3275 | 13.7853 | 15.8677 | 16.4566 | 14.8838 | 13.4536 | 11.6843 | 10.1953 | 8.8255 | 7.6815 | 6.4825 | 5.5139 | 4.6732 | 4.15 | 7.2426 | 10.3275 | 13.7853 | 15.8677 | 0
F11_Industrial_Agriculture_New_Space Heating_Natural Gas_Gas Boiler - Stack Economizer_A_Achievable Economic RVT Potential | F11 | Industrial | Agriculture | New | Space Heating | Natural Gas | Gas Boiler - Stack Economizer | A | Purchases (Cumulative) | Achievable Economic RVT Potential | 0 | 0 | 4.15 | 11.3926 | 21.7201 | 35.5054 | 51.3731 | 67.8296 | 82.7134 | 96.167 | 107.8513 | 118.0466 | 126.8722 | 134.5537 | 141.0362 | 146.5501 | 151.2233 | 151.2233 | 151.2233 | 151.2233 | 151.2233 | 151.2233 | 0
F1_Industrial_Agriculture_New_Process_Natural Gas_Gas Boiler - Stack Economizer_A_Achievable Economic RVT Potential | F1 | Industrial | Agriculture | New | Process | Natural Gas | Gas Boiler - Stack Economizer | A | Integrated Unit Energy Savings (kWh or therms) | Achievable Economic RVT Potential | 0 | 0 | 2.0323 | 2.0297 | 2.0273 | 2.0251 | 2.022 | 2.0197 | 2.0177 | 2.0161 | 2.0144 | 2.0132 | 2.0122 | 2.0117 | 2.0109 | 2.0105 | 2.0101 | 2.0102 | 2.0099 | 2.0099 | 2.0099 | 2.0098 | 0
F2_Industrial_Agriculture_New_Process_Natural Gas_Gas Boiler - Stack Economizer_A_Achievable Economic RVT Potential | F2 | Industrial | Agriculture | New | Process | Natural Gas | Gas Boiler - Stack Economizer | A | Integrated Unit Summer Peak Savings (kW) | Achievable Economic RVT Potential | 0 | 0 | 0 | 0 | 0 | 0 | 0 | 0 | 0 | 0 | 0 | 0 | 0 | 0 | 0 | 0 | 0 | 0 | 0 | 0 | 0 | 0 | 0
F3_Industrial_Agriculture_New_Process_Natural Gas_Gas Boiler - Stack Economizer_A_Achievable Economic RVT Potential | F3 | Industrial | Agriculture | New | Process | Natural Gas | Gas Boiler - Stack Economizer | A | Integrated Unit Winter Peak Savings (kW) | Achievable Economic RVT Potential | 0 | 0 | 0 | 0 | 0 | 0 | 0 | 0 | 0 | 0 | 0 | 0 | 0 | 0 | 0 | 0 | 0 | 0 | 0 | 0 | 0 | 0 | 0
F4_Industrial_Agriculture_New_Process_Natural Gas_Gas Boiler - Stack Economizer_A_Achievable Economic RVT Potential | F4 | Industrial | Agriculture | New | Process | Natural Gas | Gas Boiler - Stack Economizer | A | Incremental Energy Savings (MWh or mTherms) | Achievable Economic RVT Potential | 0 | 0 | 0.069767 | 0.1216 | 0.17319 | 0.23093 | 0.2654 | 0.27493 | 0.24841 | 0.22437 | 0.1947 | 0.16978 | 0.1469 | 0.12783 | 0.10783 | 0.091698 | 0.077704 | 0.069007 | 0.12041 | 0.17171 | 0.22919 | 0.2638 | 0
F5_Industrial_Agriculture_New_Process_Natural Gas_Gas Boiler - Stack Economizer_A_Achievable Economic RVT Potential | F5 | Industrial | Agriculture | New | Process | Natural Gas | Gas Boiler - Stack Economizer | A | Incremental Summer Peak Savings (MW) | Achievable Economic RVT Potential | 0 | 0 | 0 | 0 | 0 | 0 | 0 | 0 | 0 | 0 | 0 | 0 | 0 | 0 | 0 | 0 | 0 | 0 | 0 | 0 | 0 | 0 | 0
F6_Industrial_Agriculture_New_Process_Natural Gas_Gas Boiler - Stack Economizer_A_Achievable Economic RVT Potential | F6 | Industrial | Agriculture | New | Process | Natural Gas | Gas Boiler - Stack Economizer | A | Incremental Winter Peak Savings (MW) | Achievable Economic RVT Potential | 0 | 0 | 0 | 0 | 0 | 0 | 0 | 0 | 0 | 0 | 0 | 0 | 0 | 0 | 0 | 0 | 0 | 0 | 0 | 0 | 0 | 0 | 0
F7_Industrial_Agriculture_New_Process_Natural Gas_Gas Boiler - Stack Economizer_A_Achievable Economic RVT Potential | F7 | Industrial | Agriculture | New | Process | Natural Gas | Gas Boiler - Stack Economizer | A | Cumulative Energy Savings (MWh or mTherms) | Achievable Economic RVT Potential | 0 | 0 | 0.069767 | 0.19128 | 0.36424 | 0.59477 | 0.85927 | 1.1332 | 1.3805 | 1.6038 | 1.7971 | 1.9658 | 2.1118 | 2.2391 | 2.346 | 2.4372 | 2.5145 | 2.5145 | 2.5142 | 2.5143 | 2.5142 | 2.5141 | 0
F8_Industrial_Agriculture_New_Process_Natural Gas_Gas Boiler - Stack Economizer_A_Achievable Economic RVT Potential | F8 | Industrial | Agriculture | New | Process | Natural Gas | Gas Boiler - Stack Economizer | A | Cumulative Summer Peak Savings (MW) | Achievable Economic RVT Potential | 0 | 0 | 0 | 0 | 0 | 0 | 0 | 0 | 0 | 0 | 0 | 0 | 0 | 0 | 0 | 0 | 0 | 0 | 0 | 0 | 0 | 0 | 0
F9_Industrial_Agriculture_New_Process_Natural Gas_Gas Boiler - Stack Economizer_A_Achievable Economic RVT Potential | F9 | Industrial | Agriculture | New | Process | Natural Gas | Gas Boiler - Stack Economizer | A | Cumulative Winter Peak Savings (MW) | Achievable Economic RVT Potential | 0 | 0 | 0 | 0 | 0 | 0 | 0 | 0 | 0 | 0 | 0 | 0 | 0 | 0 | 0 | 0 | 0 | 0 | 0 | 0 | 0 | 0 | 0
F10_Industrial_Agriculture_New_Process_Natural Gas_Gas Boiler - Stack Economizer_A_Achievable Economic RVT Potential | F10 | Industrial | Agriculture | New | Process | Natural Gas | Gas Boiler - Stack Economizer | A | Purchases (Incremental) | Achievable Economic RVT Potential | 0 | 0 | 34.3288 | 59.9102 | 85.4288 | 114.0312 | 131.2567 | 136.1279 | 123.1184 | 111.2874 | 96.6523 | 84.3352 | 73.0045 | 63.5414 | 53.6227 | 45.6105 | 38.6566 | 34.3288 | 59.9102 | 85.4288 | 114.0312 | 131.2567 | 0
F11_Industrial_Agriculture_New_Process_Natural Gas_Gas Boiler - Stack Economizer_A_Achievable Economic RVT Potential | F11 | Industrial | Agriculture | New | Process | Natural Gas | Gas Boiler - Stack Economizer | A | Purchases (Cumulative) | Achievable Economic RVT Potential | 0 | 0 | 34.3288 | 94.239 | 179.6678 | 293.6991 | 424.9558 | 561.0837 | 684.2021 | 795.4895 | 892.1417 | 976.4769 | 1049.4814 | 1113.0228 | 1166.6455 | 1212.256 | 1250.9127 | 1250.9127 | 1250.9127 | 1250.9127 | 1250.9127 | 1250.9127 | 0
F1_Industrial_Agriculture_New_Space Heating_Natural Gas_Gas Furnace Tube Inserts_A_Achievable Economic RVT Potential | F1 | Industrial | Agriculture | New | Space Heating | Natural Gas | Gas Furnace Tube Inserts | A | Integrated Unit Energy Savings (kWh or therms) | Achievable Economic RVT Potential | 0 | 0 | 0.077905 | 0.077051 | 0.076475 | 0.075955 | 0.075662 | 0.075327 | 0.075021 | 0.074709 | 0.074498 | 0.074274 | 0.073942 | 0.073642 | 0.073355 | 0.073112 | 0.072884 | 0.072585 | 0.072441 | 0.07224 | 0.072079 | 0.071976 | 0
F2_Industrial_Agriculture_New_Space Heating_Natural Gas_Gas Furnace Tube Inserts_A_Achievable Economic RVT Potential | F2 | Industrial | Agriculture | New | Space Heating | Natural Gas | Gas Furnace Tube Inserts | A | Integrated Unit Summer Peak Savings (kW) | Achievable Economic RVT Potential | 0 | 0 | 0 | 0 | 0 | 0 | 0 | 0 | 0 | 0 | 0 | 0 | 0 | 0 | 0 | 0 | 0 | 0 | 0 | 0 | 0 | 0 | 0
F3_Industrial_Agriculture_New_Space Heating_Natural Gas_Gas Furnace Tube Inserts_A_Achievable Economic RVT Potential | F3 | Industrial | Agriculture | New | Space Heating | Natural Gas | Gas Furnace Tube Inserts | A | Integrated Unit Winter Peak Savings (kW) | Achievable Economic RVT Potential | 0 | 0 | 0 | 0 | 0 | 0 | 0 | 0 | 0 | 0 | 0 | 0 | 0 | 0 | 0 | 0 | 0 | 0 | 0 | 0 | 0 | 0 | 0
F4_Industrial_Agriculture_New_Space Heating_Natural Gas_Gas Furnace Tube Inserts_A_Achievable Economic RVT Potential | F4 | Industrial | Agriculture | New | Space Heating | Natural Gas | Gas Furnace Tube Inserts | A | Incremental Energy Savings (MWh or mTherms) | Achievable Economic RVT Potential | 0 | 0 | 0 | 0 | 0 | 0 | 0 | 0 | 0 | 0 | 0 | 0 | 0 | 0 | 0 | 0 | 0 | 0 | 0 | 0 | 0 | 0 | 0
F5_Industrial_Agriculture_New_Space Heating_Natural Gas_Gas Furnace Tube Inserts_A_Achievable Economic RVT Potential | F5 | Industrial | Agriculture | New | Space Heating | Natural Gas | Gas Furnace Tube Inserts | A | Incremental Summer Peak Savings (MW) | Achievable Economic RVT Potential | 0 | 0 | 0 | 0 | 0 | 0 | 0 | 0 | 0 | 0 | 0 | 0 | 0 | 0 | 0 | 0 | 0 | 0 | 0 | 0 | 0 | 0 | 0
F6_Industrial_Agriculture_New_Space Heating_Natural Gas_Gas Furnace Tube Inserts_A_Achievable Economic RVT Potential | F6 | Industrial | Agriculture | New | Space Heating | Natural Gas | Gas Furnace Tube Inserts | A | Incremental Winter Peak Savings (MW) | Achievable Economic RVT Potential | 0 | 0 | 0 | 0 | 0 | 0 | 0 | 0 | 0 | 0 | 0 | 0 | 0 | 0 | 0 | 0 | 0 | 0 | 0 | 0 | 0 | 0 | 0
F7_Industrial_Agriculture_New_Space Heating_Natural Gas_Gas Furnace Tube Inserts_A_Achievable Economic RVT Potential | F7 | Industrial | Agriculture | New | Space Heating | Natural Gas | Gas Furnace Tube Inserts | A | Cumulative Energy Savings (MWh or mTherms) | Achievable Economic RVT Potential | 0 | 0 | 0 | 0 | 0 | 0 | 0 | 0 | 0 | 0 | 0 | 0 | 0 | 0 | 0 | 0 | 0 | 0 | 0 | 0 | 0 | 0 | 0
F8_Industrial_Agriculture_New_Space Heating_Natural Gas_Gas Furnace Tube Inserts_A_Achievable Economic RVT Potential | F8 | Industrial | Agriculture | New | Space Heating | Natural Gas | Gas Furnace Tube Inserts | A | Cumulative Summer Peak Savings (MW) | Achievable Economic RVT Potential | 0 | 0 | 0 | 0 | 0 | 0 | 0 | 0 | 0 | 0 | 0 | 0 | 0 | 0 | 0 | 0 | 0 | 0 | 0 | 0 | 0 | 0 | 0
F9_Industrial_Agriculture_New_Space Heating_Natural Gas_Gas Furnace Tube Inserts_A_Achievable Economic RVT Potential | F9 | Industrial | Agriculture | New | Space Heating | Natural Gas | Gas Furnace Tube Inserts | A | Cumulative Winter Peak Savings (MW) | Achievable Economic RVT Potential | 0 | 0 | 0 | 0 | 0 | 0 | 0 | 0 | 0 | 0 | 0 | 0 | 0 | 0 | 0 | 0 | 0 | 0 | 0 | 0 | 0 | 0 | 0
F10_Industrial_Agriculture_New_Space Heating_Natural Gas_Gas Furnace Tube Inserts_A_Achievable Economic RVT Potential | F10 | Industrial | Agriculture | New | Space Heating | Natural Gas | Gas Furnace Tube Inserts | A | Purchases (Incremental) | Achievable Economic RVT Potential | 0 | 0 | 0 | 0 | 0 | 0 | 0 | 0 | 0 | 0 | 0 | 0 | 0 | 0 | 0 | 0 | 0 | 0 | 0 | 0 | 0 | 0 | 0
F11_Industrial_Agriculture_New_Space Heating_Natural Gas_Gas Furnace Tube Inserts_A_Achievable Economic RVT Potential | F11 | Industrial | Agriculture | New | Space Heating | Natural Gas | Gas Furnace Tube Inserts | A | Purchases (Cumulative) | Achievable Economic RVT Potential | 0 | 0 | 0 | 0 | 0 | 0 | 0 | 0 | 0 | 0 | 0 | 0 | 0 | 0 | 0 | 0 | 0 | 0 | 0 | 0 | 0 | 0 | 0
F1_Industrial_Agriculture_New_Space Heating_Natural Gas_Space Heating - Heat Recovery Ventilator_A_Achievable Economic RVT Potential | F1 | Industrial | Agriculture | New | Space Heating | Natural Gas | Space Heating - Heat Recovery Ventilator | A | Integrated Unit Energy Savings (kWh or therms) | Achievable Economic RVT Potential | 0 | 0 | 0.012681 | 0.012528 | 0.012419 | 0.012318 | 0.012244 | 0.012163 | 0.012082 | 0.011996 | 0.011917 | 0.011833 | 0.01173 | 0.011634 | 0.011536 | 0.011455 | 0.011386 | 0.011322 | 0.011283 | 0.01125 | 0.011232 | 0.011228 | 0
F2_Industrial_Agriculture_New_Space Heating_Natural Gas_Space Heating - Heat Recovery Ventilator_A_Achievable Economic RVT Potential | F2 | Industrial | Agriculture | New | Space Heating | Natural Gas | Space Heating - Heat Recovery Ventilator | A | Integrated Unit Summer Peak Savings (kW) | Achievable Economic RVT Potential | 0 | 0 | 0 | 0 | 0 | 0 | 0 | 0 | 0 | 0 | 0 | 0 | 0 | 0 | 0 | 0 | 0 | 0 | 0 | 0 | 0 | 0 | 0
F3_Industrial_Agriculture_New_Space Heating_Natural Gas_Space Heating - Heat Recovery Ventilator_A_Achievable Economic RVT Potential | F3 | Industrial | Agriculture | New | Space Heating | Natural Gas | Space Heating - Heat Recovery Ventilator | A | Integrated Unit Winter Peak Savings (kW) | Achievable Economic RVT Potential | 0 | 0 | 0 | 0 | 0 | 0 | 0 | 0 | 0 | 0 | 0 | 0 | 0 | 0 | 0 | 0 | 0 | 0 | 0 | 0 | 0 | 0 | 0
F4_Industrial_Agriculture_New_Space Heating_Natural Gas_Space Heating - Heat Recovery Ventilator_A_Achievable Economic RVT Potential | F4 | Industrial | Agriculture | New | Space Heating | Natural Gas | Space Heating - Heat Recovery Ventilator | A | Incremental Energy Savings (MWh or mTherms) | Achievable Economic RVT Potential | 0 | 0 | 0 | 0 | 0 | 0 | 0 | 0 | 0 | 0 | 0 | 0 | 0 | 0 | 0 | 0 | 0 | 0 | 0 | 0 | 0 | 0 | 0
F5_Industrial_Agriculture_New_Space Heating_Natural Gas_Space Heating - Heat Recovery Ventilator_A_Achievable Economic RVT Potential | F5 | Industrial | Agriculture | New | Space Heating | Natural Gas | Space Heating - Heat Recovery Ventilator | A | Incremental Summer Peak Savings (MW) | Achievable Economic RVT Potential | 0 | 0 | 0 | 0 | 0 | 0 | 0 | 0 | 0 | 0 | 0 | 0 | 0 | 0 | 0 | 0 | 0 | 0 | 0 | 0 | 0 | 0 | 0
F6_Industrial_Agriculture_New_Space Heating_Natural Gas_Space Heating - Heat Recovery Ventilator_A_Achievable Economic RVT Potential | F6 | Industrial | Agriculture | New | Space Heating | Natural Gas | Space Heating - Heat Recovery Ventilator | A | Incremental Winter Peak Savings (MW) | Achievable Economic RVT Potential | 0 | 0 | 0 | 0 | 0 | 0 | 0 | 0 | 0 | 0 | 0 | 0 | 0 | 0 | 0 | 0 | 0 | 0 | 0 | 0 | 0 | 0 | 0
F7_Industrial_Agriculture_New_Space Heating_Natural Gas_Space Heating - Heat Recovery Ventilator_A_Achievable Economic RVT Potential | F7 | Industrial | Agriculture | New | Space Heating | Natural Gas | Space Heating - Heat Recovery Ventilator | A | Cumulative Energy Savings (MWh or mTherms) | Achievable Economic RVT Potential | 0 | 0 | 0 | 0 | 0 | 0 | 0 | 0 | 0 | 0 | 0 | 0 | 0 | 0 | 0 | 0 | 0 | 0 | 0 | 0 | 0 | 0 | 0
F8_Industrial_Agriculture_New_Space Heating_Natural Gas_Space Heating - Heat Recovery Ventilator_A_Achievable Economic RVT Potential | F8 | Industrial | Agriculture | New | Space Heating | Natural Gas | Space Heating - Heat Recovery Ventilator | A | Cumulative Summer Peak Savings (MW) | Achievable Economic RVT Potential | 0 | 0 | 0 | 0 | 0 | 0 | 0 | 0 | 0 | 0 | 0 | 0 | 0 | 0 | 0 | 0 | 0 | 0 | 0 | 0 | 0 | 0 | 0
F9_Industrial_Agriculture_New_Space Heating_Natural Gas_Space Heating - Heat Recovery Ventilator_A_Achievable Economic RVT Potential | F9 | Industrial | Agriculture | New | Space Heating | Natural Gas | Space Heating - Heat Recovery Ventilator | A | Cumulative Winter Peak Savings (MW) | Achievable Economic RVT Potential | 0 | 0 | 0 | 0 | 0 | 0 | 0 | 0 | 0 | 0 | 0 | 0 | 0 | 0 | 0 | 0 | 0 | 0 | 0 | 0 | 0 | 0 | 0
F10_Industrial_Agriculture_New_Space Heating_Natural Gas_Space Heating - Heat Recovery Ventilator_A_Achievable Economic RVT Potential | F10 | Industrial | Agriculture | New | Space Heating | Natural Gas | Space Heating - Heat Recovery Ventilator | A | Purchases (Incremental) | Achievable Economic RVT Potential | 0 | 0 | 0 | 0 | 0 | 0 | 0 | 0 | 0 | 0 | 0 | 0 | 0 | 0 | 0 | 0 | 0 | 0 | 0 | 0 | 0 | 0 | 0
F11_Industrial_Agriculture_New_Space Heating_Natural Gas_Space Heating - Heat Recovery Ventilator_A_Achievable Economic RVT Potential | F11 | Industrial | Agriculture | New | Space Heating | Natural Gas | Space Heating - Heat Recovery Ventilator | A | Purchases (Cumulative) | Achievable Economic RVT Potential | 0 | 0 | 0 | 0 | 0 | 0 | 0 | 0 | 0 | 0 | 0 | 0 | 0 | 0 | 0 | 0 | 0 | 0 | 0 | 0 | 0 | 0 | 0
F1_Industrial_Agriculture_New_Space Heating_Natural Gas_Thermostat - Programmable_A_Achievable Economic RVT Potential | F1 | Industrial | Agriculture | New | Space Heating | Natural Gas | Thermostat - Programmable | A | Integrated Unit Energy Savings (kWh or therms) | Achievable Economic RVT Potential | 0 | 0 | 0.0061349 | 0.0060609 | 0.0060081 | 0.005959 | 0.0059233 | 0.005884 | 0.0058447 | 0.0058033 | 0.0057651 | 0.0057246 | 0.0056744 | 0.0056282 | 0.0055806 | 0.0055415 | 0.0055081 | 0.0054771 | 0.0054582 | 0.0054426 | 0.0054337 | 0.0054319 | 0
F2_Industrial_Agriculture_New_Space Heating_Natural Gas_Thermostat - Programmable_A_Achievable Economic RVT Potential | F2 | Industrial | Agriculture | New | Space Heating | Natural Gas | Thermostat - Programmable | A | Integrated Unit Summer Peak Savings (kW) | Achievable Economic RVT Potential | 0 | 0 | 0 | 0 | 0 | 0 | 0 | 0 | 0 | 0 | 0 | 0 | 0 | 0 | 0 | 0 | 0 | 0 | 0 | 0 | 0 | 0 | 0
F3_Industrial_Agriculture_New_Space Heating_Natural Gas_Thermostat - Programmable_A_Achievable Economic RVT Potential | F3 | Industrial | Agriculture | New | Space Heating | Natural Gas | Thermostat - Programmable | A | Integrated Unit Winter Peak Savings (kW) | Achievable Economic RVT Potential | 0 | 0 | 0 | 0 | 0 | 0 | 0 | 0 | 0 | 0 | 0 | 0 | 0 | 0 | 0 | 0 | 0 | 0 | 0 | 0 | 0 | 0 | 0
F4_Industrial_Agriculture_New_Space Heating_Natural Gas_Thermostat - Programmable_A_Achievable Economic RVT Potential | F4 | Industrial | Agriculture | New | Space Heating | Natural Gas | Thermostat - Programmable | A | Incremental Energy Savings (MWh or mTherms) | Achievable Economic RVT Potential | 0 | 0 | 0 | 0 | 0 | 0 | 0 | 0 | 0 | 0 | 0 | 0 | 0 | 0 | 0 | 0 | 0 | 0 | 0 | 0 | 0 | 0 | 0
F5_Industrial_Agriculture_New_Space Heating_Natural Gas_Thermostat - Programmable_A_Achievable Economic RVT Potential | F5 | Industrial | Agriculture | New | Space Heating | Natural Gas | Thermostat - Programmable | A | Incremental Summer Peak Savings (MW) | Achievable Economic RVT Potential | 0 | 0 | 0 | 0 | 0 | 0 | 0 | 0 | 0 | 0 | 0 | 0 | 0 | 0 | 0 | 0 | 0 | 0 | 0 | 0 | 0 | 0 | 0
F6_Industrial_Agriculture_New_Space Heating_Natural Gas_Thermostat - Programmable_A_Achievable Economic RVT Potential | F6 | Industrial | Agriculture | New | Space Heating | Natural Gas | Thermostat - Programmable | A | Incremental Winter Peak Savings (MW) | Achievable Economic RVT Potential | 0 | 0 | 0 | 0 | 0 | 0 | 0 | 0 | 0 | 0 | 0 | 0 | 0 | 0 | 0 | 0 | 0 | 0 | 0 | 0 | 0 | 0 | 0
F7_Industrial_Agriculture_New_Space Heating_Natural Gas_Thermostat - Programmable_A_Achievable Economic RVT Potential | F7 | Industrial | Agriculture | New | Space Heating | Natural Gas | Thermostat - Programmable | A | Cumulative Energy Savings (MWh or mTherms) | Achievable Economic RVT Potential | 0 | 0 | 0 | 0 | 0 | 0 | 0 | 0 | 0 | 0 | 0 | 0 | 0 | 0 | 0 | 0 | 0 | 0 | 0 | 0 | 0 | 0 | 0
F8_Industrial_Agriculture_New_Space Heating_Natural Gas_Thermostat - Programmable_A_Achievable Economic RVT Potential | F8 | Industrial | Agriculture | New | Space Heating | Natural Gas | Thermostat - Programmable | A | Cumulative Summer Peak Savings (MW) | Achievable Economic RVT Potential | 0 | 0 | 0 | 0 | 0 | 0 | 0 | 0 | 0 | 0 | 0 | 0 | 0 | 0 | 0 | 0 | 0 | 0 | 0 | 0 | 0 | 0 | 0
F9_Industrial_Agriculture_New_Space Heating_Natural Gas_Thermostat - Programmable_A_Achievable Economic RVT Potential | F9 | Industrial | Agriculture | New | Space Heating | Natural Gas | Thermostat - Programmable | A | Cumulative Winter Peak Savings (MW) | Achievable Economic RVT Potential | 0 | 0 | 0 | 0 | 0 | 0 | 0 | 0 | 0 | 0 | 0 | 0 | 0 | 0 | 0 | 0 | 0 | 0 | 0 | 0 | 0 | 0 | 0
F10_Industrial_Agriculture_New_Space Heating_Natural Gas_Thermostat - Programmable_A_Achievable Economic RVT Potential | F10 | Industrial | Agriculture | New | Space Heating | Natural Gas | Thermostat - Programmable | A | Purchases (Incremental) | Achievable Economic RVT Potential | 0 | 0 | 0 | 0 | 0 | 0 | 0 | 0 | 0 | 0 | 0 | 0 | 0 | 0 | 0 | 0 | 0 | 0 | 0 | 0 | 0 | 0 | 0
F11_Industrial_Agriculture_New_Space Heating_Natural Gas_Thermostat - Programmable_A_Achievable Economic RVT Potential | F11 | Industrial | Agriculture | New | Space Heating | Natural Gas | Thermostat - Programmable | A | Purchases (Cumulative) | Achievable Economic RVT Potential | 0 | 0 | 0 | 0 | 0 | 0 | 0 | 0 | 0 | 0 | 0 | 0 | 0 | 0 | 0 | 0 | 0 | 0 | 0 | 0 | 0 | 0 | 0
F1_Industrial_Agriculture_New_Space Heating_Natural Gas_ENERGY STAR Connected Thermostat_A_Achievable Economic RVT Potential | F1 | Industrial | Agriculture | New | Space Heating | Natural Gas | ENERGY STAR Connected Thermostat | A | Integrated Unit Energy Savings (kWh or therms) | Achievable Economic RVT Potential | 0 | 0 | 0.01483 | 0.014651 | 0.014524 | 0.014405 | 0.014319 | 0.014224 | 0.014129 | 0.014029 | 0.013936 | 0.013838 | 0.013717 | 0.013605 | 0.01349 | 0.013396 | 0.013315 | 0.01324 | 0.013194 | 0.013157 | 0.013135 | 0.013131 | 0
F2_Industrial_Agriculture_New_Space Heating_Natural Gas_ENERGY STAR Connected Thermostat_A_Achievable Economic RVT Potential | F2 | Industrial | Agriculture | New | Space Heating | Natural Gas | ENERGY STAR Connected Thermostat | A | Integrated Unit Summer Peak Savings (kW) | Achievable Economic RVT Potential | 0 | 0 | 0 | 0 | 0 | 0 | 0 | 0 | 0 | 0 | 0 | 0 | 0 | 0 | 0 | 0 | 0 | 0 | 0 | 0 | 0 | 0 | 0
F3_Industrial_Agriculture_New_Space Heating_Natural Gas_ENERGY STAR Connected Thermostat_A_Achievable Economic RVT Potential | F3 | Industrial | Agriculture | New | Space Heating | Natural Gas | ENERGY STAR Connected Thermostat | A | Integrated Unit Winter Peak Savings (kW) | Achievable Economic RVT Potential | 0 | 0 | 0 | 0 | 0 | 0 | 0 | 0 | 0 | 0 | 0 | 0 | 0 | 0 | 0 | 0 | 0 | 0 | 0 | 0 | 0 | 0 | 0
F4_Industrial_Agriculture_New_Space Heating_Natural Gas_ENERGY STAR Connected Thermostat_A_Achievable Economic RVT Potential | F4 | Industrial | Agriculture | New | Space Heating | Natural Gas | ENERGY STAR Connected Thermostat | A | Incremental Energy Savings (MWh or mTherms) | Achievable Economic RVT Potential | 0 | 0 | 0 | 0 | 0 | 0 | 0 | 0 | 0 | 0 | 0 | 0 | 0 | 0 | 0 | 0 | 0 | 0 | 0 | 0 | 0 | 0 | 0
F5_Industrial_Agriculture_New_Space Heating_Natural Gas_ENERGY STAR Connected Thermostat_A_Achievable Economic RVT Potential | F5 | Industrial | Agriculture | New | Space Heating | Natural Gas | ENERGY STAR Connected Thermostat | A | Incremental Summer Peak Savings (MW) | Achievable Economic RVT Potential | 0 | 0 | 0 | 0 | 0 | 0 | 0 | 0 | 0 | 0 | 0 | 0 | 0 | 0 | 0 | 0 | 0 | 0 | 0 | 0 | 0 | 0 | 0
F6_Industrial_Agriculture_New_Space Heating_Natural Gas_ENERGY STAR Connected Thermostat_A_Achievable Economic RVT Potential | F6 | Industrial | Agriculture | New | Space Heating | Natural Gas | ENERGY STAR Connected Thermostat | A | Incremental Winter Peak Savings (MW) | Achievable Economic RVT Potential | 0 | 0 | 0 | 0 | 0 | 0 | 0 | 0 | 0 | 0 | 0 | 0 | 0 | 0 | 0 | 0 | 0 | 0 | 0 | 0 | 0 | 0 | 0
F7_Industrial_Agriculture_New_Space Heating_Natural Gas_ENERGY STAR Connected Thermostat_A_Achievable Economic RVT Potential | F7 | Industrial | Agriculture | New | Space Heating | Natural Gas | ENERGY STAR Connected Thermostat | A | Cumulative Energy Savings (MWh or mTherms) | Achievable Economic RVT Potential | 0 | 0 | 0 | 0 | 0 | 0 | 0 | 0 | 0 | 0 | 0 | 0 | 0 | 0 | 0 | 0 | 0 | 0 | 0 | 0 | 0 | 0 | 0
F8_Industrial_Agriculture_New_Space Heating_Natural Gas_ENERGY STAR Connected Thermostat_A_Achievable Economic RVT Potential | F8 | Industrial | Agriculture | New | Space Heating | Natural Gas | ENERGY STAR Connected Thermostat | A | Cumulative Summer Peak Savings (MW) | Achievable Economic RVT Potential | 0 | 0 | 0 | 0 | 0 | 0 | 0 | 0 | 0 | 0 | 0 | 0 | 0 | 0 | 0 | 0 | 0 | 0 | 0 | 0 | 0 | 0 | 0
F9_Industrial_Agriculture_New_Space Heating_Natural Gas_ENERGY STAR Connected Thermostat_A_Achievable Economic RVT Potential | F9 | Industrial | Agriculture | New | Space Heating | Natural Gas | ENERGY STAR Connected Thermostat | A | Cumulative Winter Peak Savings (MW) | Achievable Economic RVT Potential | 0 | 0 | 0 | 0 | 0 | 0 | 0 | 0 | 0 | 0 | 0 | 0 | 0 | 0 | 0 | 0 | 0 | 0 | 0 | 0 | 0 | 0 | 0
F10_Industrial_Agriculture_New_Space Heating_Natural Gas_ENERGY STAR Connected Thermostat_A_Achievable Economic RVT Potential | F10 | Industrial | Agriculture | New | Space Heating | Natural Gas | ENERGY STAR Connected Thermostat | A | Purchases (Incremental) | Achievable Economic RVT Potential | 0 | 0 | 0 | 0 | 0 | 0 | 0 | 0 | 0 | 0 | 0 | 0 | 0 | 0 | 0 | 0 | 0 | 0 | 0 | 0 | 0 | 0 | 0
F11_Industrial_Agriculture_New_Space Heating_Natural Gas_ENERGY STAR Connected Thermostat_A_Achievable Economic RVT Potential | F11 | Industrial | Agriculture | New | Space Heating | Natural Gas | ENERGY STAR Connected Thermostat | A | Purchases (Cumulative) | Achievable Economic RVT Potential | 0 | 0 | 0 | 0 | 0 | 0 | 0 | 0 | 0 | 0 | 0 | 0 | 0 | 0 | 0 | 0 | 0 | 0 | 0 | 0 | 0 | 0 | 0
F1_Industrial_Agriculture_New_Space Heating_Natural Gas_Destratification Fans (HVLS)_A_Achievable Economic RVT Potential | F1 | Industrial | Agriculture | New | Space Heating | Natural Gas | Destratification Fans (HVLS) | A | Integrated Unit Energy Savings (kWh or therms) | Achievable Economic RVT Potential | 0 | 0 | 0.01483 | 0.014651 | 0.014524 | 0.014405 | 0.014319 | 0.014224 | 0.014129 | 0.014029 | 0.013936 | 0.013838 | 0.013717 | 0.013605 | 0.01349 | 0.013396 | 0.013315 | 0.01324 | 0.013194 | 0.013157 | 0.013135 | 0.013131 | 0
F2_Industrial_Agriculture_New_Space Heating_Natural Gas_Destratification Fans (HVLS)_A_Achievable Economic RVT Potential | F2 | Industrial | Agriculture | New | Space Heating | Natural Gas | Destratification Fans (HVLS) | A | Integrated Unit Summer Peak Savings (kW) | Achievable Economic RVT Potential | 0 | 0 | 0 | 0 | 0 | 0 | 0 | 0 | 0 | 0 | 0 | 0 | 0 | 0 | 0 | 0 | 0 | 0 | 0 | 0 | 0 | 0 | 0
F3_Industrial_Agriculture_New_Space Heating_Natural Gas_Destratification Fans (HVLS)_A_Achievable Economic RVT Potential | F3 | Industrial | Agriculture | New | Space Heating | Natural Gas | Destratification Fans (HVLS) | A | Integrated Unit Winter Peak Savings (kW) | Achievable Economic RVT Potential | 0 | 0 | 0 | 0 | 0 | 0 | 0 | 0 | 0 | 0 | 0 | 0 | 0 | 0 | 0 | 0 | 0 | 0 | 0 | 0 | 0 | 0 | 0
F4_Industrial_Agriculture_New_Space Heating_Natural Gas_Destratification Fans (HVLS)_A_Achievable Economic RVT Potential | F4 | Industrial | Agriculture | New | Space Heating | Natural Gas | Destratification Fans (HVLS) | A | Incremental Energy Savings (MWh or mTherms) | Achievable Economic RVT Potential | 0 | 0 | 0 | 0 | 0 | 0 | 0 | 0 | 0 | 0 | 0 | 0 | 0 | 0 | 0 | 0 | 0 | 0 | 0 | 0 | 0 | 0 | 0
F5_Industrial_Agriculture_New_Space Heating_Natural Gas_Destratification Fans (HVLS)_A_Achievable Economic RVT Potential | F5 | Industrial | Agriculture | New | Space Heating | Natural Gas | Destratification Fans (HVLS) | A | Incremental Summer Peak Savings (MW) | Achievable Economic RVT Potential | 0 | 0 | 0 | 0 | 0 | 0 | 0 | 0 | 0 | 0 | 0 | 0 | 0 | 0 | 0 | 0 | 0 | 0 | 0 | 0 | 0 | 0 | 0
F6_Industrial_Agriculture_New_Space Heating_Natural Gas_Destratification Fans (HVLS)_A_Achievable Economic RVT Potential | F6 | Industrial | Agriculture | New | Space Heating | Natural Gas | Destratification Fans (HVLS) | A | Incremental Winter Peak Savings (MW) | Achievable Economic RVT Potential | 0 | 0 | 0 | 0 | 0 | 0 | 0 | 0 | 0 | 0 | 0 | 0 | 0 | 0 | 0 | 0 | 0 | 0 | 0 | 0 | 0 | 0 | 0
F7_Industrial_Agriculture_New_Space Heating_Natural Gas_Destratification Fans (HVLS)_A_Achievable Economic RVT Potential | F7 | Industrial | Agriculture | New | Space Heating | Natural Gas | Destratification Fans (HVLS) | A | Cumulative Energy Savings (MWh or mTherms) | Achievable Economic RVT Potential | 0 | 0 | 0 | 0 | 0 | 0 | 0 | 0 | 0 | 0 | 0 | 0 | 0 | 0 | 0 | 0 | 0 | 0 | 0 | 0 | 0 | 0 | 0
F8_Industrial_Agriculture_New_Space Heating_Natural Gas_Destratification Fans (HVLS)_A_Achievable Economic RVT Potential | F8 | Industrial | Agriculture | New | Space Heating | Natural Gas | Destratification Fans (HVLS) | A | Cumulative Summer Peak Savings (MW) | Achievable Economic RVT Potential | 0 | 0 | 0 | 0 | 0 | 0 | 0 | 0 | 0 | 0 | 0 | 0 | 0 | 0 | 0 | 0 | 0 | 0 | 0 | 0 | 0 | 0 | 0
F9_Industrial_Agriculture_New_Space Heating_Natural Gas_Destratification Fans (HVLS)_A_Achievable Economic RVT Potential | F9 | Industrial | Agriculture | New | Space Heating | Natural Gas | Destratification Fans (HVLS) | A | Cumulative Winter Peak Savings (MW) | Achievable Economic RVT Potential | 0 | 0 | 0 | 0 | 0 | 0 | 0 | 0 | 0 | 0 | 0 | 0 | 0 | 0 | 0 | 0 | 0 | 0 | 0 | 0 | 0 | 0 | 0
F10_Industrial_Agriculture_New_Space Heating_Natural Gas_Destratification Fans (HVLS)_A_Achievable Economic RVT Potential | F10 | Industrial | Agriculture | New | Space Heating | Natural Gas | Destratification Fans (HVLS) | A | Purchases (Incremental) | Achievable Economic RVT Potential | 0 | 0 | 0 | 0 | 0 | 0 | 0 | 0 | 0 | 0 | 0 | 0 | 0 | 0 | 0 | 0 | 0 | 0 | 0 | 0 | 0 | 0 | 0
F11_Industrial_Agriculture_New_Space Heating_Natural Gas_Destratification Fans (HVLS)_A_Achievable Economic RVT Potential | F11 | Industrial | Agriculture | New | Space Heating | Natural Gas | Destratification Fans (HVLS) | A | Purchases (Cumulative) | Achievable Economic RVT Potential | 0 | 0 | 0 | 0 | 0 | 0 | 0 | 0 | 0 | 0 | 0 | 0 | 0 | 0 | 0 | 0 | 0 | 0 | 0 | 0 | 0 | 0 | 0
F1_Industrial_Agriculture_New_Space Heating_Natural Gas_Gas Boiler - Insulate Steam Lines/Condensate Tank_A_Achievable Economic RVT Potential | F1 | Industrial | Agriculture | New | Space Heating | Natural Gas | Gas Boiler - Insulate Steam Lines/Condensate Tank | A | Integrated Unit Energy Savings (kWh or therms) | Achievable Economic RVT Potential | 0 | 0 | 12.06 | 11.9215 | 11.8244 | 11.7339 | 11.6723 | 11.6006 | 11.5279 | 11.4499 | 11.3787 | 11.3025 | 11.2068 | 11.1178 | 11.0267 | 10.951 | 10.8855 | 10.8223 | 10.7837 | 10.7506 | 10.731 | 10.7255 | 0
F2_Industrial_Agriculture_New_Space Heating_Natural Gas_Gas Boiler - Insulate Steam Lines/Condensate Tank_A_Achievable Economic RVT Potential | F2 | Industrial | Agriculture | New | Space Heating | Natural Gas | Gas Boiler - Insulate Steam Lines/Condensate Tank | A | Integrated Unit Summer Peak Savings (kW) | Achievable Economic RVT Potential | 0 | 0 | 0 | 0 | 0 | 0 | 0 | 0 | 0 | 0 | 0 | 0 | 0 | 0 | 0 | 0 | 0 | 0 | 0 | 0 | 0 | 0 | 0
F3_Industrial_Agriculture_New_Space Heating_Natural Gas_Gas Boiler - Insulate Steam Lines/Condensate Tank_A_Achievable Economic RVT Potential | F3 | Industrial | Agriculture | New | Space Heating | Natural Gas | Gas Boiler - Insulate Steam Lines/Condensate Tank | A | Integrated Unit Winter Peak Savings (kW) | Achievable Economic RVT Potential | 0 | 0 | 0 | 0 | 0 | 0 | 0 | 0 | 0 | 0 | 0 | 0 | 0 | 0 | 0 | 0 | 0 | 0 | 0 | 0 | 0 | 0 | 0
F4_Industrial_Agriculture_New_Space Heating_Natural Gas_Gas Boiler - Insulate Steam Lines/Condensate Tank_A_Achievable Economic RVT Potential | F4 | Industrial | Agriculture | New | Space Heating | Natural Gas | Gas Boiler - Insulate Steam Lines/Condensate Tank | A | Incremental Energy Savings (MWh or mTherms) | Achievable Economic RVT Potential | 0 | 0 | 0.00286 | 0.0049339 | 0.0069781 | 0.0092431 | 0.010584 | 0.012121 | 0.013617 | 0.015282 | 0.016487 | 0.017862 | 0.019164 | 0.020685 | 0.021641 | 0.022851 | 0.024064 | 0.025487 | 0.026424 | 0.027606 | 0.028782 | 0.02999 | 0
F5_Industrial_Agriculture_New_Space Heating_Natural Gas_Gas Boiler - Insulate Steam Lines/Condensate Tank_A_Achievable Economic RVT Potential | F5 | Industrial | Agriculture | New | Space Heating | Natural Gas | Gas Boiler - Insulate Steam Lines/Condensate Tank | A | Incremental Summer Peak Savings (MW) | Achievable Economic RVT Potential | 0 | 0 | 0 | 0 | 0 | 0 | 0 | 0 | 0 | 0 | 0 | 0 | 0 | 0 | 0 | 0 | 0 | 0 | 0 | 0 | 0 | 0 | 0
F6_Industrial_Agriculture_New_Space Heating_Natural Gas_Gas Boiler - Insulate Steam Lines/Condensate Tank_A_Achievable Economic RVT Potential | F6 | Industrial | Agriculture | New | Space Heating | Natural Gas | Gas Boiler - Insulate Steam Lines/Condensate Tank | A | Incremental Winter Peak Savings (MW) | Achievable Economic RVT Potential | 0 | 0 | 0 | 0 | 0 | 0 | 0 | 0 | 0 | 0 | 0 | 0 | 0 | 0 | 0 | 0 | 0 | 0 | 0 | 0 | 0 | 0 | 0
F7_Industrial_Agriculture_New_Space Heating_Natural Gas_Gas Boiler - Insulate Steam Lines/Condensate Tank_A_Achievable Economic RVT Potential | F7 | Industrial | Agriculture | New | Space Heating | Natural Gas | Gas Boiler - Insulate Steam Lines/Condensate Tank | A | Cumulative Energy Savings (MWh or mTherms) | Achievable Economic RVT Potential | 0 | 0 | 0.00286 | 0.007761 | 0.014676 | 0.023807 | 0.034265 | 0.046176 | 0.059504 | 0.074383 | 0.090408 | 0.10766 | 0.12592 | 0.1456 | 0.16605 | 0.18776 | 0.2107 | 0.23497 | 0.26055 | 0.28736 | 0.31562 | 0.34544 | 0
F8_Industrial_Agriculture_New_Space Heating_Natural Gas_Gas Boiler - Insulate Steam Lines/Condensate Tank_A_Achievable Economic RVT Potential | F8 | Industrial | Agriculture | New | Space Heating | Natural Gas | Gas Boiler - Insulate Steam Lines/Condensate Tank | A | Cumulative Summer Peak Savings (MW) | Achievable Economic RVT Potential | 0 | 0 | 0 | 0 | 0 | 0 | 0 | 0 | 0 | 0 | 0 | 0 | 0 | 0 | 0 | 0 | 0 | 0 | 0 | 0 | 0 | 0 | 0
F9_Industrial_Agriculture_New_Space Heating_Natural Gas_Gas Boiler - Insulate Steam Lines/Condensate Tank_A_Achievable Economic RVT Potential | F9 | Industrial | Agriculture | New | Space Heating | Natural Gas | Gas Boiler - Insulate Steam Lines/Condensate Tank | A | Cumulative Winter Peak Savings (MW) | Achievable Economic RVT Potential | 0 | 0 | 0 | 0 | 0 | 0 | 0 | 0 | 0 | 0 | 0 | 0 | 0 | 0 | 0 | 0 | 0 | 0 | 0 | 0 | 0 | 0 | 0
F10_Industrial_Agriculture_New_Space Heating_Natural Gas_Gas Boiler - Insulate Steam Lines/Condensate Tank_A_Achievable Economic RVT Potential | F10 | Industrial | Agriculture | New | Space Heating | Natural Gas | Gas Boiler - Insulate Steam Lines/Condensate Tank | A | Purchases (Incremental) | Achievable Economic RVT Potential | 0 | 0 | 0.23714 | 0.41386 | 0.59015 | 0.78773 | 0.90673 | 1.0449 | 1.1813 | 1.3347 | 1.449 | 1.5804 | 1.7101 | 1.8605 | 1.9626 | 2.0867 | 2.2107 | 2.355 | 2.4504 | 2.5679 | 2.6822 | 2.7961 | 0
F11_Industrial_Agriculture_New_Space Heating_Natural Gas_Gas Boiler - Insulate Steam Lines/Condensate Tank_A_Achievable Economic RVT Potential | F11 | Industrial | Agriculture | New | Space Heating | Natural Gas | Gas Boiler - Insulate Steam Lines/Condensate Tank | A | Purchases (Cumulative) | Achievable Economic RVT Potential | 0 | 0 | 0.23714 | 0.65101 | 1.2412 | 2.0289 | 2.9356 | 3.9805 | 5.1617 | 6.4964 | 7.9454 | 9.5258 | 11.2358 | 13.0963 | 15.0589 | 17.1456 | 19.3563 | 21.7113 | 24.1617 | 26.7296 | 29.4117 | 32.2078 | 0
F1_Industrial_Agriculture_New_Process_Natural Gas_Gas Boiler - Insulate Steam Lines/Condensate Tank_A_Achievable Economic RVT Potential | F1 | Industrial | Agriculture | New | Process | Natural Gas | Gas Boiler - Insulate Steam Lines/Condensate Tank | A | Integrated Unit Energy Savings (kWh or therms) | Achievable Economic RVT Potential | 0 | 0 | 16.8395 | 16.8333 | 16.8272 | 16.8217 | 16.8136 | 16.8054 | 16.7969 | 16.7891 | 16.7805 | 16.7741 | 16.7692 | 16.7669 | 16.7639 | 16.7628 | 16.7621 | 16.7621 | 16.7603 | 16.7592 | 16.7579 | 16.7564 | 0
F2_Industrial_Agriculture_New_Process_Natural Gas_Gas Boiler - Insulate Steam Lines/Condensate Tank_A_Achievable Economic RVT Potential | F2 | Industrial | Agriculture | New | Process | Natural Gas | Gas Boiler - Insulate Steam Lines/Condensate Tank | A | Integrated Unit Summer Peak Savings (kW) | Achievable Economic RVT Potential | 0 | 0 | 0 | 0 | 0 | 0 | 0 | 0 | 0 | 0 | 0 | 0 | 0 | 0 | 0 | 0 | 0 | 0 | 0 | 0 | 0 | 0 | 0
F3_Industrial_Agriculture_New_Process_Natural Gas_Gas Boiler - Insulate Steam Lines/Condensate Tank_A_Achievable Economic RVT Potential | F3 | Industrial | Agriculture | New | Process | Natural Gas | Gas Boiler - Insulate Steam Lines/Condensate Tank | A | Integrated Unit Winter Peak Savings (kW) | Achievable Economic RVT Potential | 0 | 0 | 0 | 0 | 0 | 0 | 0 | 0 | 0 | 0 | 0 | 0 | 0 | 0 | 0 | 0 | 0 | 0 | 0 | 0 | 0 | 0 | 0
F4_Industrial_Agriculture_New_Process_Natural Gas_Gas Boiler - Insulate Steam Lines/Condensate Tank_A_Achievable Economic RVT Potential | F4 | Industrial | Agriculture | New | Process | Natural Gas | Gas Boiler - Insulate Steam Lines/Condensate Tank | A | Incremental Energy Savings (MWh or mTherms) | Achievable Economic RVT Potential | 0 | 0 | 0.033033 | 0.057628 | 0.082145 | 0.10961 | 0.12611 | 0.14525 | 0.16413 | 0.18536 | 0.20113 | 0.21928 | 0.23721 | 0.25804 | 0.27215 | 0.28934 | 0.30652 | 0.32654 | 0.33972 | 0.35599 | 0.3718 | 0.38756 | 0
F5_Industrial_Agriculture_New_Process_Natural Gas_Gas Boiler - Insulate Steam Lines/Condensate Tank_A_Achievable Economic RVT Potential | F5 | Industrial | Agriculture | New | Process | Natural Gas | Gas Boiler - Insulate Steam Lines/Condensate Tank | A | Incremental Summer Peak Savings (MW) | Achievable Economic RVT Potential | 0 | 0 | 0 | 0 | 0 | 0 | 0 | 0 | 0 | 0 | 0 | 0 | 0 | 0 | 0 | 0 | 0 | 0 | 0 | 0 | 0 | 0 | 0
F6_Industrial_Agriculture_New_Process_Natural Gas_Gas Boiler - Insulate Steam Lines/Condensate Tank_A_Achievable Economic RVT Potential | F6 | Industrial | Agriculture | New | Process | Natural Gas | Gas Boiler - Insulate Steam Lines/Condensate Tank | A | Incremental Winter Peak Savings (MW) | Achievable Economic RVT Potential | 0 | 0 | 0 | 0 | 0 | 0 | 0 | 0 | 0 | 0 | 0 | 0 | 0 | 0 | 0 | 0 | 0 | 0 | 0 | 0 | 0 | 0 | 0
F7_Industrial_Agriculture_New_Process_Natural Gas_Gas Boiler - Insulate Steam Lines/Condensate Tank_A_Achievable Economic RVT Potential | F7 | Industrial | Agriculture | New | Process | Natural Gas | Gas Boiler - Insulate Steam Lines/Condensate Tank | A | Cumulative Energy Savings (MWh or mTherms) | Achievable Economic RVT Potential | 0 | 0 | 0.033033 | 0.090649 | 0.17276 | 0.28232 | 0.40829 | 0.55334 | 0.71719 | 0.90221 | 1.1029 | 1.3217 | 1.5586 | 1.8164 | 2.0882 | 2.3774 | 2.6839 | 3.0104 | 3.3498 | 3.7056 | 4.0771 | 4.4643 | 0
F8_Industrial_Agriculture_New_Process_Natural Gas_Gas Boiler - Insulate Steam Lines/Condensate Tank_A_Achievable Economic RVT Potential | F8 | Industrial | Agriculture | New | Process | Natural Gas | Gas Boiler - Insulate Steam Lines/Condensate Tank | A | Cumulative Summer Peak Savings (MW) | Achievable Economic RVT Potential | 0 | 0 | 0 | 0 | 0 | 0 | 0 | 0 | 0 | 0 | 0 | 0 | 0 | 0 | 0 | 0 | 0 | 0 | 0 | 0 | 0 | 0 | 0
F9_Industrial_Agriculture_New_Process_Natural Gas_Gas Boiler - Insulate Steam Lines/Condensate Tank_A_Achievable Economic RVT Potential | F9 | Industrial | Agriculture | New | Process | Natural Gas | Gas Boiler - Insulate Steam Lines/Condensate Tank | A | Cumulative Winter Peak Savings (MW) | Achievable Economic RVT Potential | 0 | 0 | 0 | 0 | 0 | 0 | 0 | 0 | 0 | 0 | 0 | 0 | 0 | 0 | 0 | 0 | 0 | 0 | 0 | 0 | 0 | 0 | 0
F10_Industrial_Agriculture_New_Process_Natural Gas_Gas Boiler - Insulate Steam Lines/Condensate Tank_A_Achievable Economic RVT Potential | F10 | Industrial | Agriculture | New | Process | Natural Gas | Gas Boiler - Insulate Steam Lines/Condensate Tank | A | Purchases (Incremental) | Achievable Economic RVT Potential | 0 | 0 | 1.9617 | 3.4235 | 4.8817 | 6.5161 | 7.5004 | 8.6431 | 9.7713 | 11.0405 | 11.9857 | 13.0728 | 14.1456 | 15.39 | 16.2345 | 17.261 | 18.2867 | 19.4807 | 20.2694 | 21.2413 | 22.1867 | 23.1293 | 0
F11_Industrial_Agriculture_New_Process_Natural Gas_Gas Boiler - Insulate Steam Lines/Condensate Tank_A_Achievable Economic RVT Potential | F11 | Industrial | Agriculture | New | Process | Natural Gas | Gas Boiler - Insulate Steam Lines/Condensate Tank | A | Purchases (Cumulative) | Achievable Economic RVT Potential | 0 | 0 | 1.9617 | 5.3851 | 10.2668 | 16.7829 | 24.2833 | 32.9264 | 42.6977 | 53.7381 | 65.7238 | 78.7967 | 92.9422 | 108.3322 | 124.5668 | 141.8278 | 160.1145 | 179.5952 | 199.8646 | 221.1059 | 243.2926 | 266.4219 | 0
F1_Industrial_Agriculture_New_Space Heating_Natural Gas_Gas Boiler - Insulate Hot Water Lines_A_Achievable Economic RVT Potential | F1 | Industrial | Agriculture | New | Space Heating | Natural Gas | Gas Boiler - Insulate Hot Water Lines | A | Integrated Unit Energy Savings (kWh or therms) | Achievable Economic RVT Potential | 0 | 0 | 13.6342 | 13.4808 | 13.3763 | 13.2819 | 13.2257 | 13.1626 | 13.1044 | 13.0459 | 13.0042 | 12.9613 | 12.9 | 12.8451 | 12.792 | 12.7474 | 12.7054 | 12.6522 | 12.6251 | 12.5889 | 12.5598 | 12.5411 | 0
F2_Industrial_Agriculture_New_Space Heating_Natural Gas_Gas Boiler - Insulate Hot Water Lines_A_Achievable Economic RVT Potential | F2 | Industrial | Agriculture | New | Space Heating | Natural Gas | Gas Boiler - Insulate Hot Water Lines | A | Integrated Unit Summer Peak Savings (kW) | Achievable Economic RVT Potential | 0 | 0 | 0 | 0 | 0 | 0 | 0 | 0 | 0 | 0 | 0 | 0 | 0 | 0 | 0 | 0 | 0 | 0 | 0 | 0 | 0 | 0 | 0
F3_Industrial_Agriculture_New_Space Heating_Natural Gas_Gas Boiler - Insulate Hot Water Lines_A_Achievable Economic RVT Potential | F3 | Industrial | Agriculture | New | Space Heating | Natural Gas | Gas Boiler - Insulate Hot Water Lines | A | Integrated Unit Winter Peak Savings (kW) | Achievable Economic RVT Potential | 0 | 0 | 0 | 0 | 0 | 0 | 0 | 0 | 0 | 0 | 0 | 0 | 0 | 0 | 0 | 0 | 0 | 0 | 0 | 0 | 0 | 0 | 0
F4_Industrial_Agriculture_New_Space Heating_Natural Gas_Gas Boiler - Insulate Hot Water Lines_A_Achievable Economic RVT Potential | F4 | Industrial | Agriculture | New | Space Heating | Natural Gas | Gas Boiler - Insulate Hot Water Lines | A | Incremental Energy Savings (MWh or mTherms) | Achievable Economic RVT Potential | 0 | 0 | 0.0032333 | 0.0055792 | 0.007894 | 0.010463 | 0.011992 | 0.013753 | 0.01548 | 0.017412 | 0.018843 | 0.020484 | 0.02206 | 0.023898 | 0.025106 | 0.0266 | 0.028088 | 0.029796 | 0.030936 | 0.032327 | 0.033687 | 0.035066 | 0
F5_Industrial_Agriculture_New_Space Heating_Natural Gas_Gas Boiler - Insulate Hot Water Lines_A_Achievable Economic RVT Potential | F5 | Industrial | Agriculture | New | Space Heating | Natural Gas | Gas Boiler - Insulate Hot Water Lines | A | Incremental Summer Peak Savings (MW) | Achievable Economic RVT Potential | 0 | 0 | 0 | 0 | 0 | 0 | 0 | 0 | 0 | 0 | 0 | 0 | 0 | 0 | 0 | 0 | 0 | 0 | 0 | 0 | 0 | 0 | 0
F6_Industrial_Agriculture_New_Space Heating_Natural Gas_Gas Boiler - Insulate Hot Water Lines_A_Achievable Economic RVT Potential | F6 | Industrial | Agriculture | New | Space Heating | Natural Gas | Gas Boiler - Insulate Hot Water Lines | A | Incremental Winter Peak Savings (MW) | Achievable Economic RVT Potential | 0 | 0 | 0 | 0 | 0 | 0 | 0 | 0 | 0 | 0 | 0 | 0 | 0 | 0 | 0 | 0 | 0 | 0 | 0 | 0 | 0 | 0 | 0
F7_Industrial_Agriculture_New_Space Heating_Natural Gas_Gas Boiler - Insulate Hot Water Lines_A_Achievable Economic RVT Potential | F7 | Industrial | Agriculture | New | Space Heating | Natural Gas | Gas Boiler - Insulate Hot Water Lines | A | Cumulative Energy Savings (MWh or mTherms) | Achievable Economic RVT Potential | 0 | 0 | 0.0032333 | 0.0087761 | 0.016602 | 0.026948 | 0.038825 | 0.052393 | 0.067642 | 0.084752 | 0.10332 | 0.12347 | 0.14494 | 0.16822 | 0.19263 | 0.21856 | 0.24593 | 0.2747 | 0.30504 | 0.3365 | 0.36941 | 0.40392 | 0
F8_Industrial_Agriculture_New_Space Heating_Natural Gas_Gas Boiler - Insulate Hot Water Lines_A_Achievable Economic RVT Potential | F8 | Industrial | Agriculture | New | Space Heating | Natural Gas | Gas Boiler - Insulate Hot Water Lines | A | Cumulative Summer Peak Savings (MW) | Achievable Economic RVT Potential | 0 | 0 | 0 | 0 | 0 | 0 | 0 | 0 | 0 | 0 | 0 | 0 | 0 | 0 | 0 | 0 | 0 | 0 | 0 | 0 | 0 | 0 | 0
F9_Industrial_Agriculture_New_Space Heating_Natural Gas_Gas Boiler - Insulate Hot Water Lines_A_Achievable Economic RVT Potential | F9 | Industrial | Agriculture | New | Space Heating | Natural Gas | Gas Boiler - Insulate Hot Water Lines | A | Cumulative Winter Peak Savings (MW) | Achievable Economic RVT Potential | 0 | 0 | 0 | 0 | 0 | 0 | 0 | 0 | 0 | 0 | 0 | 0 | 0 | 0 | 0 | 0 | 0 | 0 | 0 | 0 | 0 | 0 | 0
F10_Industrial_Agriculture_New_Space Heating_Natural Gas_Gas Boiler - Insulate Hot Water Lines_A_Achievable Economic RVT Potential | F10 | Industrial | Agriculture | New | Space Heating | Natural Gas | Gas Boiler - Insulate Hot Water Lines | A | Purchases (Incremental) | Achievable Economic RVT Potential | 0 | 0 | 0.23714 | 0.41386 | 0.59015 | 0.78773 | 0.90673 | 1.0449 | 1.1813 | 1.3347 | 1.449 | 1.5804 | 1.7101 | 1.8605 | 1.9626 | 2.0867 | 2.2107 | 2.355 | 2.4504 | 2.5679 | 2.6822 | 2.7961 | 0
F11_Industrial_Agriculture_New_Space Heating_Natural Gas_Gas Boiler - Insulate Hot Water Lines_A_Achievable Economic RVT Potential | F11 | Industrial | Agriculture | New | Space Heating | Natural Gas | Gas Boiler - Insulate Hot Water Lines | A | Purchases (Cumulative) | Achievable Economic RVT Potential | 0 | 0 | 0.23714 | 0.65101 | 1.2412 | 2.0289 | 2.9356 | 3.9805 | 5.1617 | 6.4964 | 7.9454 | 9.5258 | 11.2358 | 13.0963 | 15.0589 | 17.1456 | 19.3563 | 21.7113 | 24.1617 | 26.7296 | 29.4117 | 32.2078 | 0
F1_Industrial_Agriculture_New_Process_Natural Gas_Gas Boiler - Insulate Hot Water Lines_A_Achievable Economic RVT Potential | F1 | Industrial | Agriculture | New | Process | Natural Gas | Gas Boiler - Insulate Hot Water Lines | A | Integrated Unit Energy Savings (kWh or therms) | Achievable Economic RVT Potential | 0 | 0 | 19.0398 | 19.0362 | 19.0324 | 19.029 | 19.0237 | 19.0178 | 19.0114 | 19.0056 | 18.9995 | 18.9954 | 18.9931 | 18.9932 | 18.9936 | 18.9956 | 18.9979 | 19.0007 | 19.0024 | 19.0044 | 19.0061 | 19.0078 | 0
F2_Industrial_Agriculture_New_Process_Natural Gas_Gas Boiler - Insulate Hot Water Lines_A_Achievable Economic RVT Potential | F2 | Industrial | Agriculture | New | Process | Natural Gas | Gas Boiler - Insulate Hot Water Lines | A | Integrated Unit Summer Peak Savings (kW) | Achievable Economic RVT Potential | 0 | 0 | 0 | 0 | 0 | 0 | 0 | 0 | 0 | 0 | 0 | 0 | 0 | 0 | 0 | 0 | 0 | 0 | 0 | 0 | 0 | 0 | 0
F3_Industrial_Agriculture_New_Process_Natural Gas_Gas Boiler - Insulate Hot Water Lines_A_Achievable Economic RVT Potential | F3 | Industrial | Agriculture | New | Process | Natural Gas | Gas Boiler - Insulate Hot Water Lines | A | Integrated Unit Winter Peak Savings (kW) | Achievable Economic RVT Potential | 0 | 0 | 0 | 0 | 0 | 0 | 0 | 0 | 0 | 0 | 0 | 0 | 0 | 0 | 0 | 0 | 0 | 0 | 0 | 0 | 0 | 0 | 0
F4_Industrial_Agriculture_New_Process_Natural Gas_Gas Boiler - Insulate Hot Water Lines_A_Achievable Economic RVT Potential | F4 | Industrial | Agriculture | New | Process | Natural Gas | Gas Boiler - Insulate Hot Water Lines | A | Incremental Energy Savings (MWh or mTherms) | Achievable Economic RVT Potential | 0 | 0 | 0.037349 | 0.06517 | 0.09291 | 0.12399 | 0.14269 | 0.16437 | 0.18577 | 0.20983 | 0.22772 | 0.24832 | 0.26867 | 0.29231 | 0.30835 | 0.32788 | 0.34741 | 0.37015 | 0.38517 | 0.40368 | 0.42168 | 0.43964 | 0
F5_Industrial_Agriculture_New_Process_Natural Gas_Gas Boiler - Insulate Hot Water Lines_A_Achievable Economic RVT Potential | F5 | Industrial | Agriculture | New | Process | Natural Gas | Gas Boiler - Insulate Hot Water Lines | A | Incremental Summer Peak Savings (MW) | Achievable Economic RVT Potential | 0 | 0 | 0 | 0 | 0 | 0 | 0 | 0 | 0 | 0 | 0 | 0 | 0 | 0 | 0 | 0 | 0 | 0 | 0 | 0 | 0 | 0 | 0
F6_Industrial_Agriculture_New_Process_Natural Gas_Gas Boiler - Insulate Hot Water Lines_A_Achievable Economic RVT Potential | F6 | Industrial | Agriculture | New | Process | Natural Gas | Gas Boiler - Insulate Hot Water Lines | A | Incremental Winter Peak Savings (MW) | Achievable Economic RVT Potential | 0 | 0 | 0 | 0 | 0 | 0 | 0 | 0 | 0 | 0 | 0 | 0 | 0 | 0 | 0 | 0 | 0 | 0 | 0 | 0 | 0 | 0 | 0
F7_Industrial_Agriculture_New_Process_Natural Gas_Gas Boiler - Insulate Hot Water Lines_A_Achievable Economic RVT Potential | F7 | Industrial | Agriculture | New | Process | Natural Gas | Gas Boiler - Insulate Hot Water Lines | A | Cumulative Energy Savings (MWh or mTherms) | Achievable Economic RVT Potential | 0 | 0 | 0.037349 | 0.10251 | 0.1954 | 0.31936 | 0.46196 | 0.62619 | 0.81174 | 1.0213 | 1.2487 | 1.4968 | 1.7653 | 2.0576 | 2.366 | 2.6941 | 3.0418 | 3.4124 | 3.7979 | 4.202 | 4.6241 | 5.0641 | 0
F8_Industrial_Agriculture_New_Process_Natural Gas_Gas Boiler - Insulate Hot Water Lines_A_Achievable Economic RVT Potential | F8 | Industrial | Agriculture | New | Process | Natural Gas | Gas Boiler - Insulate Hot Water Lines | A | Cumulative Summer Peak Savings (MW) | Achievable Economic RVT Potential | 0 | 0 | 0 | 0 | 0 | 0 | 0 | 0 | 0 | 0 | 0 | 0 | 0 | 0 | 0 | 0 | 0 | 0 | 0 | 0 | 0 | 0 | 0
F9_Industrial_Agriculture_New_Process_Natural Gas_Gas Boiler - Insulate Hot Water Lines_A_Achievable Economic RVT Potential | F9 | Industrial | Agriculture | New | Process | Natural Gas | Gas Boiler - Insulate Hot Water Lines | A | Cumulative Winter Peak Savings (MW) | Achievable Economic RVT Potential | 0 | 0 | 0 | 0 | 0 | 0 | 0 | 0 | 0 | 0 | 0 | 0 | 0 | 0 | 0 | 0 | 0 | 0 | 0 | 0 | 0 | 0 | 0
F10_Industrial_Agriculture_New_Process_Natural Gas_Gas Boiler - Insulate Hot Water Lines_A_Achievable Economic RVT Potential | F10 | Industrial | Agriculture | New | Process | Natural Gas | Gas Boiler - Insulate Hot Water Lines | A | Purchases (Incremental) | Achievable Economic RVT Potential | 0 | 0 | 1.9617 | 3.4235 | 4.8817 | 6.5161 | 7.5004 | 8.6431 | 9.7713 | 11.0405 | 11.9857 | 13.0728 | 14.1456 | 15.39 | 16.2345 | 17.261 | 18.2867 | 19.4807 | 20.2694 | 21.2413 | 22.1867 | 23.1293 | 0
F11_Industrial_Agriculture_New_Process_Natural Gas_Gas Boiler - Insulate Hot Water Lines_A_Achievable Economic RVT Potential | F11 | Industrial | Agriculture | New | Process | Natural Gas | Gas Boiler - Insulate Hot Water Lines | A | Purchases (Cumulative) | Achievable Economic RVT Potential | 0 | 0 | 1.9617 | 5.3851 | 10.2668 | 16.7829 | 24.2833 | 32.9264 | 42.6977 | 53.7381 | 65.7238 | 78.7967 | 92.9422 | 108.3322 | 124.5668 | 141.8278 | 160.1145 | 179.5952 | 199.8646 | 221.1059 | 243.2926 | 266.4219 | 0
F1_Industrial_Agriculture_New_Process_Natural Gas_Process - Insulate Heated Process Fluids_A_Achievable Economic RVT Potential | F1 | Industrial | Agriculture | New | Process | Natural Gas | Process - Insulate Heated Process Fluids | A | Integrated Unit Energy Savings (kWh or therms) | Achievable Economic RVT Potential | 0 | 0 | 13.5971 | 13.59 | 13.583 | 13.5769 | 13.5678 | 13.5591 | 13.5501 | 13.542 | 13.5328 | 13.5256 | 13.5197 | 13.5161 | 13.5113 | 13.5084 | 13.5058 | 13.5041 | 13.5003 | 13.4974 | 13.4943 | 13.491 | 0
F2_Industrial_Agriculture_New_Process_Natural Gas_Process - Insulate Heated Process Fluids_A_Achievable Economic RVT Potential | F2 | Industrial | Agriculture | New | Process | Natural Gas | Process - Insulate Heated Process Fluids | A | Integrated Unit Summer Peak Savings (kW) | Achievable Economic RVT Potential | 0 | 0 | 0 | 0 | 0 | 0 | 0 | 0 | 0 | 0 | 0 | 0 | 0 | 0 | 0 | 0 | 0 | 0 | 0 | 0 | 0 | 0 | 0
F3_Industrial_Agriculture_New_Process_Natural Gas_Process - Insulate Heated Process Fluids_A_Achievable Economic RVT Potential | F3 | Industrial | Agriculture | New | Process | Natural Gas | Process - Insulate Heated Process Fluids | A | Integrated Unit Winter Peak Savings (kW) | Achievable Economic RVT Potential | 0 | 0 | 0 | 0 | 0 | 0 | 0 | 0 | 0 | 0 | 0 | 0 | 0 | 0 | 0 | 0 | 0 | 0 | 0 | 0 | 0 | 0 | 0
F4_Industrial_Agriculture_New_Process_Natural Gas_Process - Insulate Heated Process Fluids_A_Achievable Economic RVT Potential | F4 | Industrial | Agriculture | New | Process | Natural Gas | Process - Insulate Heated Process Fluids | A | Incremental Energy Savings (MWh or mTherms) | Achievable Economic RVT Potential | 0 | 0 | 0 | 0 | 0 | 0 | 0 | 0 | 0 | 0 | 0 | 0 | 0 | 0 | 0 | 0 | 0 | 0 | 0 | 0 | 0 | 0 | 0
F5_Industrial_Agriculture_New_Process_Natural Gas_Process - Insulate Heated Process Fluids_A_Achievable Economic RVT Potential | F5 | Industrial | Agriculture | New | Process | Natural Gas | Process - Insulate Heated Process Fluids | A | Incremental Summer Peak Savings (MW) | Achievable Economic RVT Potential | 0 | 0 | 0 | 0 | 0 | 0 | 0 | 0 | 0 | 0 | 0 | 0 | 0 | 0 | 0 | 0 | 0 | 0 | 0 | 0 | 0 | 0 | 0
F6_Industrial_Agriculture_New_Process_Natural Gas_Process - Insulate Heated Process Fluids_A_Achievable Economic RVT Potential | F6 | Industrial | Agriculture | New | Process | Natural Gas | Process - Insulate Heated Process Fluids | A | Incremental Winter Peak Savings (MW) | Achievable Economic RVT Potential | 0 | 0 | 0 | 0 | 0 | 0 | 0 | 0 | 0 | 0 | 0 | 0 | 0 | 0 | 0 | 0 | 0 | 0 | 0 | 0 | 0 | 0 | 0
F7_Industrial_Agriculture_New_Process_Natural Gas_Process - Insulate Heated Process Fluids_A_Achievable Economic RVT Potential | F7 | Industrial | Agriculture | New | Process | Natural Gas | Process - Insulate Heated Process Fluids | A | Cumulative Energy Savings (MWh or mTherms) | Achievable Economic RVT Potential | 0 | 0 | 0 | 0 | 0 | 0 | 0 | 0 | 0 | 0 | 0 | 0 | 0 | 0 | 0 | 0 | 0 | 0 | 0 | 0 | 0 | 0 | 0
F8_Industrial_Agriculture_New_Process_Natural Gas_Process - Insulate Heated Process Fluids_A_Achievable Economic RVT Potential | F8 | Industrial | Agriculture | New | Process | Natural Gas | Process - Insulate Heated Process Fluids | A | Cumulative Summer Peak Savings (MW) | Achievable Economic RVT Potential | 0 | 0 | 0 | 0 | 0 | 0 | 0 | 0 | 0 | 0 | 0 | 0 | 0 | 0 | 0 | 0 | 0 | 0 | 0 | 0 | 0 | 0 | 0
F9_Industrial_Agriculture_New_Process_Natural Gas_Process - Insulate Heated Process Fluids_A_Achievable Economic RVT Potential | F9 | Industrial | Agriculture | New | Process | Natural Gas | Process - Insulate Heated Process Fluids | A | Cumulative Winter Peak Savings (MW) | Achievable Economic RVT Potential | 0 | 0 | 0 | 0 | 0 | 0 | 0 | 0 | 0 | 0 | 0 | 0 | 0 | 0 | 0 | 0 | 0 | 0 | 0 | 0 | 0 | 0 | 0
F10_Industrial_Agriculture_New_Process_Natural Gas_Process - Insulate Heated Process Fluids_A_Achievable Economic RVT Potential | F10 | Industrial | Agriculture | New | Process | Natural Gas | Process - Insulate Heated Process Fluids | A | Purchases (Incremental) | Achievable Economic RVT Potential | 0 | 0 | 0 | 0 | 0 | 0 | 0 | 0 | 0 | 0 | 0 | 0 | 0 | 0 | 0 | 0 | 0 | 0 | 0 | 0 | 0 | 0 | 0
F11_Industrial_Agriculture_New_Process_Natural Gas_Process - Insulate Heated Process Fluids_A_Achievable Economic RVT Potential | F11 | Industrial | Agriculture | New | Process | Natural Gas | Process - Insulate Heated Process Fluids | A | Purchases (Cumulative) | Achievable Economic RVT Potential | 0 | 0 | 0 | 0 | 0 | 0 | 0 | 0 | 0 | 0 | 0 | 0 | 0 | 0 | 0 | 0 | 0 | 0 | 0 | 0 | 0 | 0 | 0
F1_Industrial_Agriculture_New_Process_Natural Gas_Process Heat Recovery_A_Achievable Economic RVT Potential | F1 | Industrial | Agriculture | New | Process | Natural Gas | Process Heat Recovery | A | Integrated Unit Energy Savings (kWh or therms) | Achievable Economic RVT Potential | 0 | 0 | 0.13588 | 0.13565 | 0.13542 | 0.13521 | 0.13491 | 0.13468 | 0.13449 | 0.13434 | 0.13418 | 0.13406 | 0.13397 | 0.13393 | 0.13386 | 0.13383 | 0.13382 | 0.13385 | 0.13385 | 0.13388 | 0.1339 | 0.13392 | 0
F2_Industrial_Agriculture_New_Process_Natural Gas_Process Heat Recovery_A_Achievable Economic RVT Potential | F2 | Industrial | Agriculture | New | Process | Natural Gas | Process Heat Recovery | A | Integrated Unit Summer Peak Savings (kW) | Achievable Economic RVT Potential | 0 | 0 | 0 | 0 | 0 | 0 | 0 | 0 | 0 | 0 | 0 | 0 | 0 | 0 | 0 | 0 | 0 | 0 | 0 | 0 | 0 | 0 | 0
F3_Industrial_Agriculture_New_Process_Natural Gas_Process Heat Recovery_A_Achievable Economic RVT Potential | F3 | Industrial | Agriculture | New | Process | Natural Gas | Process Heat Recovery | A | Integrated Unit Winter Peak Savings (kW) | Achievable Economic RVT Potential | 0 | 0 | 0 | 0 | 0 | 0 | 0 | 0 | 0 | 0 | 0 | 0 | 0 | 0 | 0 | 0 | 0 | 0 | 0 | 0 | 0 | 0 | 0
F4_Industrial_Agriculture_New_Process_Natural Gas_Process Heat Recovery_A_Achievable Economic RVT Potential | F4 | Industrial | Agriculture | New | Process | Natural Gas | Process Heat Recovery | A | Incremental Energy Savings (MWh or mTherms) | Achievable Economic RVT Potential | 0 | 0 | 0 | 0 | 0 | 0 | 0 | 0 | 0 | 0 | 0 | 0 | 0 | 0 | 0 | 0 | 0 | 0 | 0 | 0 | 0 | 0 | 0
F5_Industrial_Agriculture_New_Process_Natural Gas_Process Heat Recovery_A_Achievable Economic RVT Potential | F5 | Industrial | Agriculture | New | Process | Natural Gas | Process Heat Recovery | A | Incremental Summer Peak Savings (MW) | Achievable Economic RVT Potential | 0 | 0 | 0 | 0 | 0 | 0 | 0 | 0 | 0 | 0 | 0 | 0 | 0 | 0 | 0 | 0 | 0 | 0 | 0 | 0 | 0 | 0 | 0
F6_Industrial_Agriculture_New_Process_Natural Gas_Process Heat Recovery_A_Achievable Economic RVT Potential | F6 | Industrial | Agriculture | New | Process | Natural Gas | Process Heat Recovery | A | Incremental Winter Peak Savings (MW) | Achievable Economic RVT Potential | 0 | 0 | 0 | 0 | 0 | 0 | 0 | 0 | 0 | 0 | 0 | 0 | 0 | 0 | 0 | 0 | 0 | 0 | 0 | 0 | 0 | 0 | 0
F7_Industrial_Agriculture_New_Process_Natural Gas_Process Heat Recovery_A_Achievable Economic RVT Potential | F7 | Industrial | Agriculture | New | Process | Natural Gas | Process Heat Recovery | A | Cumulative Energy Savings (MWh or mTherms) | Achievable Economic RVT Potential | 0 | 0 | 0 | 0 | 0 | 0 | 0 | 0 | 0 | 0 | 0 | 0 | 0 | 0 | 0 | 0 | 0 | 0 | 0 | 0 | 0 | 0 | 0
F8_Industrial_Agriculture_New_Process_Natural Gas_Process Heat Recovery_A_Achievable Economic RVT Potential | F8 | Industrial | Agriculture | New | Process | Natural Gas | Process Heat Recovery | A | Cumulative Summer Peak Savings (MW) | Achievable Economic RVT Potential | 0 | 0 | 0 | 0 | 0 | 0 | 0 | 0 | 0 | 0 | 0 | 0 | 0 | 0 | 0 | 0 | 0 | 0 | 0 | 0 | 0 | 0 | 0
F9_Industrial_Agriculture_New_Process_Natural Gas_Process Heat Recovery_A_Achievable Economic RVT Potential | F9 | Industrial | Agriculture | New | Process | Natural Gas | Process Heat Recovery | A | Cumulative Winter Peak Savings (MW) | Achievable Economic RVT Potential | 0 | 0 | 0 | 0 | 0 | 0 | 0 | 0 | 0 | 0 | 0 | 0 | 0 | 0 | 0 | 0 | 0 | 0 | 0 | 0 | 0 | 0 | 0
F10_Industrial_Agriculture_New_Process_Natural Gas_Process Heat Recovery_A_Achievable Economic RVT Potential | F10 | Industrial | Agriculture | New | Process | Natural Gas | Process Heat Recovery | A | Purchases (Incremental) | Achievable Economic RVT Potential | 0 | 0 | 0 | 0 | 0 | 0 | 0 | 0 | 0 | 0 | 0 | 0 | 0 | 0 | 0 | 0 | 0 | 0 | 0 | 0 | 0 | 0 | 0
F11_Industrial_Agriculture_New_Process_Natural Gas_Process Heat Recovery_A_Achievable Economic RVT Potential | F11 | Industrial | Agriculture | New | Process | Natural Gas | Process Heat Recovery | A | Purchases (Cumulative) | Achievable Economic RVT Potential | 0 | 0 | 0 | 0 | 0 | 0 | 0 | 0 | 0 | 0 | 0 | 0 | 0 | 0 | 0 | 0 | 0 | 0 | 0 | 0 | 0 | 0 | 0
F1_Industrial_Agriculture_New_Space Heating_Natural Gas_Building Automation System_A_Achievable Economic RVT Potential | F1 | Industrial | Agriculture | New | Space Heating | Natural Gas | Building Automation System | A | Integrated Unit Energy Savings (kWh or therms) | Achievable Economic RVT Potential | 0 | 0 | 0.014847 | 0.01468 | 0.014565 | 0.014462 | 0.0144 | 0.014331 | 0.014267 | 0.014203 | 0.014157 | 0.01411 | 0.014043 | 0.013983 | 0.013925 | 0.013876 | 0.01383 | 0.013771 | 0.013741 | 0.013701 | 0.013669 | 0.013648 | 0
F2_Industrial_Agriculture_New_Space Heating_Natural Gas_Building Automation System_A_Achievable Economic RVT Potential | F2 | Industrial | Agriculture | New | Space Heating | Natural Gas | Building Automation System | A | Integrated Unit Summer Peak Savings (kW) | Achievable Economic RVT Potential | 0 | 0 | 0 | 0 | 0 | 0 | 0 | 0 | 0 | 0 | 0 | 0 | 0 | 0 | 0 | 0 | 0 | 0 | 0 | 0 | 0 | 0 | 0
F3_Industrial_Agriculture_New_Space Heating_Natural Gas_Building Automation System_A_Achievable Economic RVT Potential | F3 | Industrial | Agriculture | New | Space Heating | Natural Gas | Building Automation System | A | Integrated Unit Winter Peak Savings (kW) | Achievable Economic RVT Potential | 0 | 0 | 0 | 0 | 0 | 0 | 0 | 0 | 0 | 0 | 0 | 0 | 0 | 0 | 0 | 0 | 0 | 0 | 0 | 0 | 0 | 0 | 0
F4_Industrial_Agriculture_New_Space Heating_Natural Gas_Building Automation System_A_Achievable Economic RVT Potential | F4 | Industrial | Agriculture | New | Space Heating | Natural Gas | Building Automation System | A | Incremental Energy Savings (MWh or mTherms) | Achievable Economic RVT Potential | 0 | 0 | 0.0072683 | 0.02507 | 0.062978 | 0.13577 | 0.2362 | 0.38796 | 0.59396 | 0.86608 | 1.1592 | 1.4859 | 1.7953 | 2.069 | 2.1825 | 2.1798 | 2.0236 | 1.7753 | 1.4095 | 1.0196 | 0.67881 | 0.46081 | 0
F5_Industrial_Agriculture_New_Space Heating_Natural Gas_Building Automation System_A_Achievable Economic RVT Potential | F5 | Industrial | Agriculture | New | Space Heating | Natural Gas | Building Automation System | A | Incremental Summer Peak Savings (MW) | Achievable Economic RVT Potential | 0 | 0 | 0 | 0 | 0 | 0 | 0 | 0 | 0 | 0 | 0 | 0 | 0 | 0 | 0 | 0 | 0 | 0 | 0 | 0 | 0 | 0 | 0
F6_Industrial_Agriculture_New_Space Heating_Natural Gas_Building Automation System_A_Achievable Economic RVT Potential | F6 | Industrial | Agriculture | New | Space Heating | Natural Gas | Building Automation System | A | Incremental Winter Peak Savings (MW) | Achievable Economic RVT Potential | 0 | 0 | 0 | 0 | 0 | 0 | 0 | 0 | 0 | 0 | 0 | 0 | 0 | 0 | 0 | 0 | 0 | 0 | 0 | 0 | 0 | 0 | 0
F7_Industrial_Agriculture_New_Space Heating_Natural Gas_Building Automation System_A_Achievable Economic RVT Potential | F7 | Industrial | Agriculture | New | Space Heating | Natural Gas | Building Automation System | A | Cumulative Energy Savings (MWh or mTherms) | Achievable Economic RVT Potential | 0 | 0 | 0.0072683 | 0.032256 | 0.094983 | 0.23008 | 0.4653 | 0.85102 | 1.4412 | 2.3008 | 3.4525 | 4.9269 | 6.6988 | 8.7392 | 10.8852 | 13.0266 | 15.007 | 16.7123 | 18.0619 | 18.9699 | 19.4759 | 19.6832 | 0
F8_Industrial_Agriculture_New_Space Heating_Natural Gas_Building Automation System_A_Achievable Economic RVT Potential | F8 | Industrial | Agriculture | New | Space Heating | Natural Gas | Building Automation System | A | Cumulative Summer Peak Savings (MW) | Achievable Economic RVT Potential | 0 | 0 | 0 | 0 | 0 | 0 | 0 | 0 | 0 | 0 | 0 | 0 | 0 | 0 | 0 | 0 | 0 | 0 | 0 | 0 | 0 | 0 | 0
F9_Industrial_Agriculture_New_Space Heating_Natural Gas_Building Automation System_A_Achievable Economic RVT Potential | F9 | Industrial | Agriculture | New | Space Heating | Natural Gas | Building Automation System | A | Cumulative Winter Peak Savings (MW) | Achievable Economic RVT Potential | 0 | 0 | 0 | 0 | 0 | 0 | 0 | 0 | 0 | 0 | 0 | 0 | 0 | 0 | 0 | 0 | 0 | 0 | 0 | 0 | 0 | 0 | 0
F10_Industrial_Agriculture_New_Space Heating_Natural Gas_Building Automation System_A_Achievable Economic RVT Potential | F10 | Industrial | Agriculture | New | Space Heating | Natural Gas | Building Automation System | A | Purchases (Incremental) | Achievable Economic RVT Potential | 0 | 0 | 489.5435 | 1707.7815 | 4323.8203 | 9388.0962 | 16402.3914 | 27070.6155 | 41630.3868 | 60977.4901 | 81875.6488 | 105308.3763 | 127844.2272 | 147966.4049 | 156738.2058 | 157094.158 | 146328.3567 | 128913.4765 | 102572.0472 | 74416.2173 | 49659.7389 | 33762.7387 | 0
F11_Industrial_Agriculture_New_Space Heating_Natural Gas_Building Automation System_A_Achievable Economic RVT Potential | F11 | Industrial | Agriculture | New | Space Heating | Natural Gas | Building Automation System | A | Purchases (Cumulative) | Achievable Economic RVT Potential | 0 | 0 | 489.5435 | 2197.325 | 6521.1453 | 15909.2416 | 32311.633 | 59382.2486 | 101012.6354 | 161990.1255 | 243865.7744 | 349174.1506 | 477018.3779 | 624984.7828 | 781722.9886 | 938817.1466 | 1085145.5033 | 1213569.4363 | 1314433.7019 | 1384526.0989 | 1424797.7416 | 1442158.0888 | 0
F1_Industrial_Agriculture_New_Space Heating_Natural Gas_Steam System Efficiency Improvements_A_Achievable Economic RVT Potential | F1 | Industrial | Agriculture | New | Space Heating | Natural Gas | Steam System Efficiency Improvements | A | Integrated Unit Energy Savings (kWh or therms) | Achievable Economic RVT Potential | 0 | 0 | 0.13295 | 0.13135 | 0.13021 | 0.12915 | 0.12838 | 0.12754 | 0.12671 | 0.12583 | 0.12502 | 0.12416 | 0.12309 | 0.12211 | 0.12109 | 0.12025 | 0.11953 | 0.11884 | 0.11843 | 0.11808 | 0.11789 | 0.11784 | 0
F2_Industrial_Agriculture_New_Space Heating_Natural Gas_Steam System Efficiency Improvements_A_Achievable Economic RVT Potential | F2 | Industrial | Agriculture | New | Space Heating | Natural Gas | Steam System Efficiency Improvements | A | Integrated Unit Summer Peak Savings (kW) | Achievable Economic RVT Potential | 0 | 0 | 0 | 0 | 0 | 0 | 0 | 0 | 0 | 0 | 0 | 0 | 0 | 0 | 0 | 0 | 0 | 0 | 0 | 0 | 0 | 0 | 0
F3_Industrial_Agriculture_New_Space Heating_Natural Gas_Steam System Efficiency Improvements_A_Achievable Economic RVT Potential | F3 | Industrial | Agriculture | New | Space Heating | Natural Gas | Steam System Efficiency Improvements | A | Integrated Unit Winter Peak Savings (kW) | Achievable Economic RVT Potential | 0 | 0 | 0 | 0 | 0 | 0 | 0 | 0 | 0 | 0 | 0 | 0 | 0 | 0 | 0 | 0 | 0 | 0 | 0 | 0 | 0 | 0 | 0
F4_Industrial_Agriculture_New_Space Heating_Natural Gas_Steam System Efficiency Improvements_A_Achievable Economic RVT Potential | F4 | Industrial | Agriculture | New | Space Heating | Natural Gas | Steam System Efficiency Improvements | A | Incremental Energy Savings (MWh or mTherms) | Achievable Economic RVT Potential | 0 | 0 | 0.00046127 | 0.0015898 | 0.0039901 | 0.0085929 | 0.014924 | 0.024469 | 0.037383 | 0.054376 | 0.072542 | 0.092665 | 0.11153 | 0.12805 | 0.13451 | 0.13388 | 0.12396 | 0.10858 | 0.12563 | 0.13479 | 0.13909 | 0.1359 | 0
F5_Industrial_Agriculture_New_Space Heating_Natural Gas_Steam System Efficiency Improvements_A_Achievable Economic RVT Potential | F5 | Industrial | Agriculture | New | Space Heating | Natural Gas | Steam System Efficiency Improvements | A | Incremental Summer Peak Savings (MW) | Achievable Economic RVT Potential | 0 | 0 | 0 | 0 | 0 | 0 | 0 | 0 | 0 | 0 | 0 | 0 | 0 | 0 | 0 | 0 | 0 | 0 | 0 | 0 | 0 | 0 | 0
F6_Industrial_Agriculture_New_Space Heating_Natural Gas_Steam System Efficiency Improvements_A_Achievable Economic RVT Potential | F6 | Industrial | Agriculture | New | Space Heating | Natural Gas | Steam System Efficiency Improvements | A | Incremental Winter Peak Savings (MW) | Achievable Economic RVT Potential | 0 | 0 | 0 | 0 | 0 | 0 | 0 | 0 | 0 | 0 | 0 | 0 | 0 | 0 | 0 | 0 | 0 | 0 | 0 | 0 | 0 | 0 | 0
F7_Industrial_Agriculture_New_Space Heating_Natural Gas_Steam System Efficiency Improvements_A_Achievable Economic RVT Potential | F7 | Industrial | Agriculture | New | Space Heating | Natural Gas | Steam System Efficiency Improvements | A | Cumulative Energy Savings (MWh or mTherms) | Achievable Economic RVT Potential | 0 | 0 | 0.00046127 | 0.0020455 | 0.0060178 | 0.014562 | 0.029399 | 0.053234 | 0.088734 | 0.13864 | 0.20197 | 0.27882 | 0.36434 | 0.45345 | 0.53185 | 0.59227 | 0.62345 | 0.62037 | 0.61821 | 0.6164 | 0.61537 | 0.61513 | 0
F8_Industrial_Agriculture_New_Space Heating_Natural Gas_Steam System Efficiency Improvements_A_Achievable Economic RVT Potential | F8 | Industrial | Agriculture | New | Space Heating | Natural Gas | Steam System Efficiency Improvements | A | Cumulative Summer Peak Savings (MW) | Achievable Economic RVT Potential | 0 | 0 | 0 | 0 | 0 | 0 | 0 | 0 | 0 | 0 | 0 | 0 | 0 | 0 | 0 | 0 | 0 | 0 | 0 | 0 | 0 | 0 | 0
F9_Industrial_Agriculture_New_Space Heating_Natural Gas_Steam System Efficiency Improvements_A_Achievable Economic RVT Potential | F9 | Industrial | Agriculture | New | Space Heating | Natural Gas | Steam System Efficiency Improvements | A | Cumulative Winter Peak Savings (MW) | Achievable Economic RVT Potential | 0 | 0 | 0 | 0 | 0 | 0 | 0 | 0 | 0 | 0 | 0 | 0 | 0 | 0 | 0 | 0 | 0 | 0 | 0 | 0 | 0 | 0 | 0
F10_Industrial_Agriculture_New_Space Heating_Natural Gas_Steam System Efficiency Improvements_A_Achievable Economic RVT Potential | F10 | Industrial | Agriculture | New | Space Heating | Natural Gas | Steam System Efficiency Improvements | A | Purchases (Incremental) | Achievable Economic RVT Potential | 0 | 0 | 3.4695 | 12.1033 | 30.6434 | 66.5346 | 116.2458 | 191.8528 | 295.0396 | 432.1549 | 580.2627 | 746.3333 | 906.0477 | 1048.656 | 1110.8228 | 1113.3455 | 1037.047 | 913.6256 | 1060.7593 | 1141.4663 | 1179.8801 | 1153.2927 | 0
F11_Industrial_Agriculture_New_Space Heating_Natural Gas_Steam System Efficiency Improvements_A_Achievable Economic RVT Potential | F11 | Industrial | Agriculture | New | Space Heating | Natural Gas | Steam System Efficiency Improvements | A | Purchases (Cumulative) | Achievable Economic RVT Potential | 0 | 0 | 3.4695 | 15.5727 | 46.2162 | 112.7507 | 228.9965 | 417.3798 | 700.3162 | 1101.8277 | 1615.5558 | 2245.6434 | 2959.8383 | 3713.4547 | 4392.1226 | 4925.2054 | 5215.919 | 5220.0274 | 5220.0274 | 5220.0274 | 5220.0274 | 5220.0274 | 0
F1_Industrial_Agriculture_New_Process_Natural Gas_Steam System Efficiency Improvements_A_Achievable Economic RVT Potential | F1 | Industrial | Agriculture | New | Process | Natural Gas | Steam System Efficiency Improvements | A | Integrated Unit Energy Savings (kWh or therms) | Achievable Economic RVT Potential | 0 | 0 | 0.18538 | 0.18506 | 0.18475 | 0.18447 | 0.18406 | 0.18375 | 0.18348 | 0.18328 | 0.18305 | 0.1829 | 0.18277 | 0.18272 | 0.18262 | 0.18259 | 0.18257 | 0.18261 | 0.18261 | 0.18265 | 0.18268 | 0.1827 | 0
F2_Industrial_Agriculture_New_Process_Natural Gas_Steam System Efficiency Improvements_A_Achievable Economic RVT Potential | F2 | Industrial | Agriculture | New | Process | Natural Gas | Steam System Efficiency Improvements | A | Integrated Unit Summer Peak Savings (kW) | Achievable Economic RVT Potential | 0 | 0 | 0 | 0 | 0 | 0 | 0 | 0 | 0 | 0 | 0 | 0 | 0 | 0 | 0 | 0 | 0 | 0 | 0 | 0 | 0 | 0 | 0
F3_Industrial_Agriculture_New_Process_Natural Gas_Steam System Efficiency Improvements_A_Achievable Economic RVT Potential | F3 | Industrial | Agriculture | New | Process | Natural Gas | Steam System Efficiency Improvements | A | Integrated Unit Winter Peak Savings (kW) | Achievable Economic RVT Potential | 0 | 0 | 0 | 0 | 0 | 0 | 0 | 0 | 0 | 0 | 0 | 0 | 0 | 0 | 0 | 0 | 0 | 0 | 0 | 0 | 0 | 0 | 0
F4_Industrial_Agriculture_New_Process_Natural Gas_Steam System Efficiency Improvements_A_Achievable Economic RVT Potential | F4 | Industrial | Agriculture | New | Process | Natural Gas | Steam System Efficiency Improvements | A | Incremental Energy Savings (MWh or mTherms) | Achievable Economic RVT Potential | 0 | 0 | 0 | 0 | 0 | 0 | 0 | 0 | 0 | 0 | 0 | 0 | 0 | 0 | 0 | 0 | 0 | 0 | 0 | 0 | 0 | 0 | 0
F5_Industrial_Agriculture_New_Process_Natural Gas_Steam System Efficiency Improvements_A_Achievable Economic RVT Potential | F5 | Industrial | Agriculture | New | Process | Natural Gas | Steam System Efficiency Improvements | A | Incremental Summer Peak Savings (MW) | Achievable Economic RVT Potential | 0 | 0 | 0 | 0 | 0 | 0 | 0 | 0 | 0 | 0 | 0 | 0 | 0 | 0 | 0 | 0 | 0 | 0 | 0 | 0 | 0 | 0 | 0
F6_Industrial_Agriculture_New_Process_Natural Gas_Steam System Efficiency Improvements_A_Achievable Economic RVT Potential | F6 | Industrial | Agriculture | New | Process | Natural Gas | Steam System Efficiency Improvements | A | Incremental Winter Peak Savings (MW) | Achievable Economic RVT Potential | 0 | 0 | 0 | 0 | 0 | 0 | 0 | 0 | 0 | 0 | 0 | 0 | 0 | 0 | 0 | 0 | 0 | 0 | 0 | 0 | 0 | 0 | 0
F7_Industrial_Agriculture_New_Process_Natural Gas_Steam System Efficiency Improvements_A_Achievable Economic RVT Potential | F7 | Industrial | Agriculture | New | Process | Natural Gas | Steam System Efficiency Improvements | A | Cumulative Energy Savings (MWh or mTherms) | Achievable Economic RVT Potential | 0 | 0 | 0 | 0 | 0 | 0 | 0 | 0 | 0 | 0 | 0 | 0 | 0 | 0 | 0 | 0 | 0 | 0 | 0 | 0 | 0 | 0 | 0
F8_Industrial_Agriculture_New_Process_Natural Gas_Steam System Efficiency Improvements_A_Achievable Economic RVT Potential | F8 | Industrial | Agriculture | New | Process | Natural Gas | Steam System Efficiency Improvements | A | Cumulative Summer Peak Savings (MW) | Achievable Economic RVT Potential | 0 | 0 | 0 | 0 | 0 | 0 | 0 | 0 | 0 | 0 | 0 | 0 | 0 | 0 | 0 | 0 | 0 | 0 | 0 | 0 | 0 | 0 | 0
F9_Industrial_Agriculture_New_Process_Natural Gas_Steam System Efficiency Improvements_A_Achievable Economic RVT Potential | F9 | Industrial | Agriculture | New | Process | Natural Gas | Steam System Efficiency Improvements | A | Cumulative Winter Peak Savings (MW) | Achievable Economic RVT Potential | 0 | 0 | 0 | 0 | 0 | 0 | 0 | 0 | 0 | 0 | 0 | 0 | 0 | 0 | 0 | 0 | 0 | 0 | 0 | 0 | 0 | 0 | 0
F10_Industrial_Agriculture_New_Process_Natural Gas_Steam System Efficiency Improvements_A_Achievable Economic RVT Potential | F10 | Industrial | Agriculture | New | Process | Natural Gas | Steam System Efficiency Improvements | A | Purchases (Incremental) | Achievable Economic RVT Potential | 0 | 0 | 0 | 0 | 0 | 0 | 0 | 0 | 0 | 0 | 0 | 0 | 0 | 0 | 0 | 0 | 0 | 0 | 0 | 0 | 0 | 0 | 0
F11_Industrial_Agriculture_New_Process_Natural Gas_Steam System Efficiency Improvements_A_Achievable Economic RVT Potential | F11 | Industrial | Agriculture | New | Process | Natural Gas | Steam System Efficiency Improvements | A | Purchases (Cumulative) | Achievable Economic RVT Potential | 0 | 0 | 0 | 0 | 0 | 0 | 0 | 0 | 0 | 0 | 0 | 0 | 0 | 0 | 0 | 0 | 0 | 0 | 0 | 0 | 0 | 0 | 0
F1_Industrial_Agriculture_New_Space Heating_Natural Gas_Strategic Energy Management_A_Achievable Economic RVT Potential | F1 | Industrial | Agriculture | New | Space Heating | Natural Gas | Strategic Energy Management | A | Integrated Unit Energy Savings (kWh or therms) | Achievable Economic RVT Potential | 0 | 0 | 3.9143 | 3.8693 | 3.8377 | 3.8082 | 3.788 | 3.7647 | 3.741 | 3.7156 | 3.6923 | 3.6675 | 3.6364 | 3.6074 | 3.5777 | 3.5531 | 3.5317 | 3.5111 | 3.4985 | 3.4876 | 3.4812 | 3.4793 | 0
F2_Industrial_Agriculture_New_Space Heating_Natural Gas_Strategic Energy Management_A_Achievable Economic RVT Potential | F2 | Industrial | Agriculture | New | Space Heating | Natural Gas | Strategic Energy Management | A | Integrated Unit Summer Peak Savings (kW) | Achievable Economic RVT Potential | 0 | 0 | 0 | 0 | 0 | 0 | 0 | 0 | 0 | 0 | 0 | 0 | 0 | 0 | 0 | 0 | 0 | 0 | 0 | 0 | 0 | 0 | 0
F3_Industrial_Agriculture_New_Space Heating_Natural Gas_Strategic Energy Management_A_Achievable Economic RVT Potential | F3 | Industrial | Agriculture | New | Space Heating | Natural Gas | Strategic Energy Management | A | Integrated Unit Winter Peak Savings (kW) | Achievable Economic RVT Potential | 0 | 0 | 0 | 0 | 0 | 0 | 0 | 0 | 0 | 0 | 0 | 0 | 0 | 0 | 0 | 0 | 0 | 0 | 0 | 0 | 0 | 0 | 0
F4_Industrial_Agriculture_New_Space Heating_Natural Gas_Strategic Energy Management_A_Achievable Economic RVT Potential | F4 | Industrial | Agriculture | New | Space Heating | Natural Gas | Strategic Energy Management | A | Incremental Energy Savings (MWh or mTherms) | Achievable Economic RVT Potential | 0 | 0 | 0.045695 | 0.078828 | 0.11149 | 0.14767 | 0.16908 | 0.19364 | 0.21753 | 0.24412 | 0.26336 | 0.28532 | 0.30611 | 0.33039 | 0.34565 | 0.36497 | 0.38433 | 0.40704 | 0.422 | 0.44086 | 0.49258 | 0.53393 | 0
F5_Industrial_Agriculture_New_Space Heating_Natural Gas_Strategic Energy Management_A_Achievable Economic RVT Potential | F5 | Industrial | Agriculture | New | Space Heating | Natural Gas | Strategic Energy Management | A | Incremental Summer Peak Savings (MW) | Achievable Economic RVT Potential | 0 | 0 | 0 | 0 | 0 | 0 | 0 | 0 | 0 | 0 | 0 | 0 | 0 | 0 | 0 | 0 | 0 | 0 | 0 | 0 | 0 | 0 | 0
F6_Industrial_Agriculture_New_Space Heating_Natural Gas_Strategic Energy Management_A_Achievable Economic RVT Potential | F6 | Industrial | Agriculture | New | Space Heating | Natural Gas | Strategic Energy Management | A | Incremental Winter Peak Savings (MW) | Achievable Economic RVT Potential | 0 | 0 | 0 | 0 | 0 | 0 | 0 | 0 | 0 | 0 | 0 | 0 | 0 | 0 | 0 | 0 | 0 | 0 | 0 | 0 | 0 | 0 | 0
F7_Industrial_Agriculture_New_Space Heating_Natural Gas_Strategic Energy Management_A_Achievable Economic RVT Potential | F7 | Industrial | Agriculture | New | Space Heating | Natural Gas | Strategic Energy Management | A | Cumulative Energy Savings (MWh or mTherms) | Achievable Economic RVT Potential | 0 | 0 | 0.045695 | 0.124 | 0.23447 | 0.38034 | 0.54741 | 0.69372 | 0.83067 | 0.96121 | 1.0754 | 1.1898 | 1.2987 | 1.409 | 1.508 | 1.6092 | 1.7091 | 1.7696 | 1.7935 | 1.7906 | 1.7873 | 1.7863 | 0
F8_Industrial_Agriculture_New_Space Heating_Natural Gas_Strategic Energy Management_A_Achievable Economic RVT Potential | F8 | Industrial | Agriculture | New | Space Heating | Natural Gas | Strategic Energy Management | A | Cumulative Summer Peak Savings (MW) | Achievable Economic RVT Potential | 0 | 0 | 0 | 0 | 0 | 0 | 0 | 0 | 0 | 0 | 0 | 0 | 0 | 0 | 0 | 0 | 0 | 0 | 0 | 0 | 0 | 0 | 0
F9_Industrial_Agriculture_New_Space Heating_Natural Gas_Strategic Energy Management_A_Achievable Economic RVT Potential | F9 | Industrial | Agriculture | New | Space Heating | Natural Gas | Strategic Energy Management | A | Cumulative Winter Peak Savings (MW) | Achievable Economic RVT Potential | 0 | 0 | 0 | 0 | 0 | 0 | 0 | 0 | 0 | 0 | 0 | 0 | 0 | 0 | 0 | 0 | 0 | 0 | 0 | 0 | 0 | 0 | 0
F10_Industrial_Agriculture_New_Space Heating_Natural Gas_Strategic Energy Management_A_Achievable Economic RVT Potential | F10 | Industrial | Agriculture | New | Space Heating | Natural Gas | Strategic Energy Management | A | Purchases (Incremental) | Achievable Economic RVT Potential | 0 | 0 | 11.6738 | 20.3729 | 29.0507 | 38.7772 | 44.6349 | 51.4348 | 58.1491 | 65.7016 | 71.3267 | 77.7963 | 84.1801 | 91.5855 | 96.6116 | 102.7201 | 108.8239 | 115.9297 | 120.6232 | 126.4067 | 141.4973 | 153.4588 | 0
F11_Industrial_Agriculture_New_Space Heating_Natural Gas_Strategic Energy Management_A_Achievable Economic RVT Potential | F11 | Industrial | Agriculture | New | Space Heating | Natural Gas | Strategic Energy Management | A | Purchases (Cumulative) | Achievable Economic RVT Potential | 0 | 0 | 11.6738 | 32.0467 | 61.0974 | 99.8746 | 144.5095 | 184.2706 | 222.0468 | 258.6977 | 291.2472 | 324.4086 | 357.1539 | 390.5903 | 421.5003 | 452.8937 | 483.9213 | 503.997 | 512.6618 | 513.4062 | 513.4062 | 513.4062 | 0
F1_Industrial_Agriculture_New_Process_Natural Gas_Strategic Energy Management_A_Achievable Economic RVT Potential | F1 | Industrial | Agriculture | New | Process | Natural Gas | Strategic Energy Management | A | Integrated Unit Energy Savings (kWh or therms) | Achievable Economic RVT Potential | 0 | 0 | 1.4046 | 1.4035 | 1.4024 | 1.4015 | 1.4001 | 1.3989 | 1.3977 | 1.3968 | 1.3958 | 1.395 | 1.3944 | 1.3941 | 1.3937 | 1.3934 | 1.3932 | 1.3932 | 1.3929 | 1.3927 | 1.3924 | 1.3922 | 0
F2_Industrial_Agriculture_New_Process_Natural Gas_Strategic Energy Management_A_Achievable Economic RVT Potential | F2 | Industrial | Agriculture | New | Process | Natural Gas | Strategic Energy Management | A | Integrated Unit Summer Peak Savings (kW) | Achievable Economic RVT Potential | 0 | 0 | 0 | 0 | 0 | 0 | 0 | 0 | 0 | 0 | 0 | 0 | 0 | 0 | 0 | 0 | 0 | 0 | 0 | 0 | 0 | 0 | 0
F3_Industrial_Agriculture_New_Process_Natural Gas_Strategic Energy Management_A_Achievable Economic RVT Potential | F3 | Industrial | Agriculture | New | Process | Natural Gas | Strategic Energy Management | A | Integrated Unit Winter Peak Savings (kW) | Achievable Economic RVT Potential | 0 | 0 | 0 | 0 | 0 | 0 | 0 | 0 | 0 | 0 | 0 | 0 | 0 | 0 | 0 | 0 | 0 | 0 | 0 | 0 | 0 | 0 | 0
F4_Industrial_Agriculture_New_Process_Natural Gas_Strategic Energy Management_A_Achievable Economic RVT Potential | F4 | Industrial | Agriculture | New | Process | Natural Gas | Strategic Energy Management | A | Incremental Energy Savings (MWh or mTherms) | Achievable Economic RVT Potential | 0 | 0 | 0.099194 | 0.17297 | 0.24646 | 0.32876 | 0.37804 | 0.43526 | 0.49168 | 0.55518 | 0.60226 | 0.65653 | 0.7101 | 0.77241 | 0.81452 | 0.86588 | 0.9172 | 0.97703 | 1.0164 | 1.065 | 1.1919 | 1.2924 | 0
F5_Industrial_Agriculture_New_Process_Natural Gas_Strategic Energy Management_A_Achievable Economic RVT Potential | F5 | Industrial | Agriculture | New | Process | Natural Gas | Strategic Energy Management | A | Incremental Summer Peak Savings (MW) | Achievable Economic RVT Potential | 0 | 0 | 0 | 0 | 0 | 0 | 0 | 0 | 0 | 0 | 0 | 0 | 0 | 0 | 0 | 0 | 0 | 0 | 0 | 0 | 0 | 0 | 0
F6_Industrial_Agriculture_New_Process_Natural Gas_Strategic Energy Management_A_Achievable Economic RVT Potential | F6 | Industrial | Agriculture | New | Process | Natural Gas | Strategic Energy Management | A | Incremental Winter Peak Savings (MW) | Achievable Economic RVT Potential | 0 | 0 | 0 | 0 | 0 | 0 | 0 | 0 | 0 | 0 | 0 | 0 | 0 | 0 | 0 | 0 | 0 | 0 | 0 | 0 | 0 | 0 | 0
F7_Industrial_Agriculture_New_Process_Natural Gas_Strategic Energy Management_A_Achievable Economic RVT Potential | F7 | Industrial | Agriculture | New | Process | Natural Gas | Strategic Energy Management | A | Cumulative Energy Savings (MWh or mTherms) | Achievable Economic RVT Potential | 0 | 0 | 0.099194 | 0.27209 | 0.51834 | 0.84674 | 1.224 | 1.5594 | 1.8775 | 2.186 | 2.4592 | 2.7377 | 3.0128 | 3.2941 | 3.5536 | 3.8177 | 4.0786 | 4.2476 | 4.3197 | 4.3254 | 4.3247 | 4.3239 | 0
F8_Industrial_Agriculture_New_Process_Natural Gas_Strategic Energy Management_A_Achievable Economic RVT Potential | F8 | Industrial | Agriculture | New | Process | Natural Gas | Strategic Energy Management | A | Cumulative Summer Peak Savings (MW) | Achievable Economic RVT Potential | 0 | 0 | 0 | 0 | 0 | 0 | 0 | 0 | 0 | 0 | 0 | 0 | 0 | 0 | 0 | 0 | 0 | 0 | 0 | 0 | 0 | 0 | 0
F9_Industrial_Agriculture_New_Process_Natural Gas_Strategic Energy Management_A_Achievable Economic RVT Potential | F9 | Industrial | Agriculture | New | Process | Natural Gas | Strategic Energy Management | A | Cumulative Winter Peak Savings (MW) | Achievable Economic RVT Potential | 0 | 0 | 0 | 0 | 0 | 0 | 0 | 0 | 0 | 0 | 0 | 0 | 0 | 0 | 0 | 0 | 0 | 0 | 0 | 0 | 0 | 0 | 0
F10_Industrial_Agriculture_New_Process_Natural Gas_Strategic Energy Management_A_Achievable Economic RVT Potential | F10 | Industrial | Agriculture | New | Process | Natural Gas | Strategic Energy Management | A | Purchases (Incremental) | Achievable Economic RVT Potential | 0 | 0 | 70.6195 | 123.2443 | 175.74 | 234.5794 | 270.0148 | 311.1507 | 351.7681 | 397.4565 | 431.4849 | 470.6222 | 509.2405 | 554.0388 | 584.4436 | 621.3963 | 658.3211 | 701.3066 | 729.6997 | 764.6868 | 855.9757 | 928.336 | 0
F11_Industrial_Agriculture_New_Process_Natural Gas_Strategic Energy Management_A_Achievable Economic RVT Potential | F11 | Industrial | Agriculture | New | Process | Natural Gas | Strategic Energy Management | A | Purchases (Cumulative) | Achievable Economic RVT Potential | 0 | 0 | 70.6195 | 193.8638 | 369.6038 | 604.1832 | 874.198 | 1114.7292 | 1343.253 | 1564.9695 | 1761.875 | 1962.4824 | 2160.5723 | 2362.8429 | 2549.8301 | 2739.7415 | 2927.4404 | 3048.8869 | 3101.3035 | 3105.8067 | 3105.8067 | 3105.8067 | 0
F1_Industrial_Agriculture_New_Miscellaneous_Natural Gas_Strategic Energy Management_A_Achievable Economic RVT Potential | F1 | Industrial | Agriculture | New | Miscellaneous | Natural Gas | Strategic Energy Management | A | Integrated Unit Energy Savings (kWh or therms) | Achievable Economic RVT Potential | 0 | 0 | 0.89787 | 0.89787 | 0.89787 | 0.89787 | 0.89787 | 0.89787 | 0.89787 | 0.89787 | 0.89787 | 0.89787 | 0.89787 | 0.89787 | 0.89787 | 0.89787 | 0.89787 | 0.89787 | 0.89787 | 0.89787 | 0.89787 | 0.89787 | 0
F2_Industrial_Agriculture_New_Miscellaneous_Natural Gas_Strategic Energy Management_A_Achievable Economic RVT Potential | F2 | Industrial | Agriculture | New | Miscellaneous | Natural Gas | Strategic Energy Management | A | Integrated Unit Summer Peak Savings (kW) | Achievable Economic RVT Potential | 0 | 0 | 0 | 0 | 0 | 0 | 0 | 0 | 0 | 0 | 0 | 0 | 0 | 0 | 0 | 0 | 0 | 0 | 0 | 0 | 0 | 0 | 0
F3_Industrial_Agriculture_New_Miscellaneous_Natural Gas_Strategic Energy Management_A_Achievable Economic RVT Potential | F3 | Industrial | Agriculture | New | Miscellaneous | Natural Gas | Strategic Energy Management | A | Integrated Unit Winter Peak Savings (kW) | Achievable Economic RVT Potential | 0 | 0 | 0 | 0 | 0 | 0 | 0 | 0 | 0 | 0 | 0 | 0 | 0 | 0 | 0 | 0 | 0 | 0 | 0 | 0 | 0 | 0 | 0
F4_Industrial_Agriculture_New_Miscellaneous_Natural Gas_Strategic Energy Management_A_Achievable Economic RVT Potential | F4 | Industrial | Agriculture | New | Miscellaneous | Natural Gas | Strategic Energy Management | A | Incremental Energy Savings (MWh or mTherms) | Achievable Economic RVT Potential | 0 | 0 | 0.015852 | 0.027664 | 0.039448 | 0.052655 | 0.06061 | 0.069843 | 0.078961 | 0.089216 | 0.096854 | 0.10564 | 0.11431 | 0.12436 | 0.13119 | 0.13948 | 0.14777 | 0.15742 | 0.16379 | 0.17165 | 0.19214 | 0.20838 | 0
F5_Industrial_Agriculture_New_Miscellaneous_Natural Gas_Strategic Energy Management_A_Achievable Economic RVT Potential | F5 | Industrial | Agriculture | New | Miscellaneous | Natural Gas | Strategic Energy Management | A | Incremental Summer Peak Savings (MW) | Achievable Economic RVT Potential | 0 | 0 | 0 | 0 | 0 | 0 | 0 | 0 | 0 | 0 | 0 | 0 | 0 | 0 | 0 | 0 | 0 | 0 | 0 | 0 | 0 | 0 | 0
F6_Industrial_Agriculture_New_Miscellaneous_Natural Gas_Strategic Energy Management_A_Achievable Economic RVT Potential | F6 | Industrial | Agriculture | New | Miscellaneous | Natural Gas | Strategic Energy Management | A | Incremental Winter Peak Savings (MW) | Achievable Economic RVT Potential | 0 | 0 | 0 | 0 | 0 | 0 | 0 | 0 | 0 | 0 | 0 | 0 | 0 | 0 | 0 | 0 | 0 | 0 | 0 | 0 | 0 | 0 | 0
F7_Industrial_Agriculture_New_Miscellaneous_Natural Gas_Strategic Energy Management_A_Achievable Economic RVT Potential | F7 | Industrial | Agriculture | New | Miscellaneous | Natural Gas | Strategic Energy Management | A | Cumulative Energy Savings (MWh or mTherms) | Achievable Economic RVT Potential | 0 | 0 | 0.015852 | 0.043516 | 0.082964 | 0.13562 | 0.19623 | 0.25022 | 0.30152 | 0.35129 | 0.39548 | 0.44051 | 0.48498 | 0.53038 | 0.57235 | 0.61498 | 0.65712 | 0.68438 | 0.69614 | 0.69715 | 0.69715 | 0.69715 | 0
F8_Industrial_Agriculture_New_Miscellaneous_Natural Gas_Strategic Energy Management_A_Achievable Economic RVT Potential | F8 | Industrial | Agriculture | New | Miscellaneous | Natural Gas | Strategic Energy Management | A | Cumulative Summer Peak Savings (MW) | Achievable Economic RVT Potential | 0 | 0 | 0 | 0 | 0 | 0 | 0 | 0 | 0 | 0 | 0 | 0 | 0 | 0 | 0 | 0 | 0 | 0 | 0 | 0 | 0 | 0 | 0
F9_Industrial_Agriculture_New_Miscellaneous_Natural Gas_Strategic Energy Management_A_Achievable Economic RVT Potential | F9 | Industrial | Agriculture | New | Miscellaneous | Natural Gas | Strategic Energy Management | A | Cumulative Winter Peak Savings (MW) | Achievable Economic RVT Potential | 0 | 0 | 0 | 0 | 0 | 0 | 0 | 0 | 0 | 0 | 0 | 0 | 0 | 0 | 0 | 0 | 0 | 0 | 0 | 0 | 0 | 0 | 0
F10_Industrial_Agriculture_New_Miscellaneous_Natural Gas_Strategic Energy Management_A_Achievable Economic RVT Potential | F10 | Industrial | Agriculture | New | Miscellaneous | Natural Gas | Strategic Energy Management | A | Purchases (Incremental) | Achievable Economic RVT Potential | 0 | 0 | 17.6549 | 30.8111 | 43.935 | 58.6448 | 67.5037 | 77.7877 | 87.942 | 99.3641 | 107.8712 | 117.6556 | 127.3101 | 138.5097 | 146.1109 | 155.3491 | 164.5803 | 175.3266 | 182.4249 | 191.1717 | 213.9939 | 232.084 | 0
F11_Industrial_Agriculture_New_Miscellaneous_Natural Gas_Strategic Energy Management_A_Achievable Economic RVT Potential | F11 | Industrial | Agriculture | New | Miscellaneous | Natural Gas | Strategic Energy Management | A | Purchases (Cumulative) | Achievable Economic RVT Potential | 0 | 0 | 17.6549 | 48.466 | 92.4009 | 151.0458 | 218.5495 | 278.6823 | 335.8132 | 391.2424 | 440.4688 | 490.6206 | 540.1431 | 590.7107 | 637.4575 | 684.9354 | 731.8601 | 762.2217 | 775.3259 | 776.4517 | 776.4517 | 776.4517 | 0
F1_Industrial_Agriculture_New_Space Heating_Natural Gas_Commissioning_A_Achievable Economic RVT Potential | F1 | Industrial | Agriculture | New | Space Heating | Natural Gas | Commissioning | A | Integrated Unit Energy Savings (kWh or therms) | Achievable Economic RVT Potential | 0 | 0 | 3.6141 | 3.5744 | 3.5477 | 3.5236 | 3.51 | 3.4945 | 3.4803 | 3.4658 | 3.456 | 3.4456 | 3.4303 | 3.4163 | 3.403 | 3.3917 | 3.3811 | 3.3673 | 3.3606 | 3.3513 | 3.3438 | 3.339 | 0
F2_Industrial_Agriculture_New_Space Heating_Natural Gas_Commissioning_A_Achievable Economic RVT Potential | F2 | Industrial | Agriculture | New | Space Heating | Natural Gas | Commissioning | A | Integrated Unit Summer Peak Savings (kW) | Achievable Economic RVT Potential | 0 | 0 | 0 | 0 | 0 | 0 | 0 | 0 | 0 | 0 | 0 | 0 | 0 | 0 | 0 | 0 | 0 | 0 | 0 | 0 | 0 | 0 | 0
F3_Industrial_Agriculture_New_Space Heating_Natural Gas_Commissioning_A_Achievable Economic RVT Potential | F3 | Industrial | Agriculture | New | Space Heating | Natural Gas | Commissioning | A | Integrated Unit Winter Peak Savings (kW) | Achievable Economic RVT Potential | 0 | 0 | 0 | 0 | 0 | 0 | 0 | 0 | 0 | 0 | 0 | 0 | 0 | 0 | 0 | 0 | 0 | 0 | 0 | 0 | 0 | 0 | 0
F4_Industrial_Agriculture_New_Space Heating_Natural Gas_Commissioning_A_Achievable Economic RVT Potential | F4 | Industrial | Agriculture | New | Space Heating | Natural Gas | Commissioning | A | Incremental Energy Savings (MWh or mTherms) | Achievable Economic RVT Potential | 0 | 0 | 0 | 0 | 0 | 0 | 0 | 0 | 0 | 0 | 0 | 0 | 0 | 0 | 0 | 0 | 0 | 0 | 0 | 0 | 0 | 0 | 0
F5_Industrial_Agriculture_New_Space Heating_Natural Gas_Commissioning_A_Achievable Economic RVT Potential | F5 | Industrial | Agriculture | New | Space Heating | Natural Gas | Commissioning | A | Incremental Summer Peak Savings (MW) | Achievable Economic RVT Potential | 0 | 0 | 0 | 0 | 0 | 0 | 0 | 0 | 0 | 0 | 0 | 0 | 0 | 0 | 0 | 0 | 0 | 0 | 0 | 0 | 0 | 0 | 0
F6_Industrial_Agriculture_New_Space Heating_Natural Gas_Commissioning_A_Achievable Economic RVT Potential | F6 | Industrial | Agriculture | New | Space Heating | Natural Gas | Commissioning | A | Incremental Winter Peak Savings (MW) | Achievable Economic RVT Potential | 0 | 0 | 0 | 0 | 0 | 0 | 0 | 0 | 0 | 0 | 0 | 0 | 0 | 0 | 0 | 0 | 0 | 0 | 0 | 0 | 0 | 0 | 0
F7_Industrial_Agriculture_New_Space Heating_Natural Gas_Commissioning_A_Achievable Economic RVT Potential | F7 | Industrial | Agriculture | New | Space Heating | Natural Gas | Commissioning | A | Cumulative Energy Savings (MWh or mTherms) | Achievable Economic RVT Potential | 0 | 0 | 0 | 0 | 0 | 0 | 0 | 0 | 0 | 0 | 0 | 0 | 0 | 0 | 0 | 0 | 0 | 0 | 0 | 0 | 0 | 0 | 0
F8_Industrial_Agriculture_New_Space Heating_Natural Gas_Commissioning_A_Achievable Economic RVT Potential | F8 | Industrial | Agriculture | New | Space Heating | Natural Gas | Commissioning | A | Cumulative Summer Peak Savings (MW) | Achievable Economic RVT Potential | 0 | 0 | 0 | 0 | 0 | 0 | 0 | 0 | 0 | 0 | 0 | 0 | 0 | 0 | 0 | 0 | 0 | 0 | 0 | 0 | 0 | 0 | 0
F9_Industrial_Agriculture_New_Space Heating_Natural Gas_Commissioning_A_Achievable Economic RVT Potential | F9 | Industrial | Agriculture | New | Space Heating | Natural Gas | Commissioning | A | Cumulative Winter Peak Savings (MW) | Achievable Economic RVT Potential | 0 | 0 | 0 | 0 | 0 | 0 | 0 | 0 | 0 | 0 | 0 | 0 | 0 | 0 | 0 | 0 | 0 | 0 | 0 | 0 | 0 | 0 | 0
F10_Industrial_Agriculture_New_Space Heating_Natural Gas_Commissioning_A_Achievable Economic RVT Potential | F10 | Industrial | Agriculture | New | Space Heating | Natural Gas | Commissioning | A | Purchases (Incremental) | Achievable Economic RVT Potential | 0 | 0 | 0 | 0 | 0 | 0 | 0 | 0 | 0 | 0 | 0 | 0 | 0 | 0 | 0 | 0 | 0 | 0 | 0 | 0 | 0 | 0 | 0
F11_Industrial_Agriculture_New_Space Heating_Natural Gas_Commissioning_A_Achievable Economic RVT Potential | F11 | Industrial | Agriculture | New | Space Heating | Natural Gas | Commissioning | A | Purchases (Cumulative) | Achievable Economic RVT Potential | 0 | 0 | 0 | 0 | 0 | 0 | 0 | 0 | 0 | 0 | 0 | 0 | 0 | 0 | 0 | 0 | 0 | 0 | 0 | 0 | 0 | 0 | 0
F1_Industrial_Agriculture_New_Process_Natural Gas_Commissioning_A_Achievable Economic RVT Potential | F1 | Industrial | Agriculture | New | Process | Natural Gas | Commissioning | A | Integrated Unit Energy Savings (kWh or therms) | Achievable Economic RVT Potential | 0 | 0 | 7.8497 | 7.8494 | 7.8493 | 7.8496 | 7.8497 | 7.8498 | 7.8499 | 7.85 | 7.85 | 7.8501 | 7.8501 | 7.8501 | 7.8502 | 7.8502 | 7.8502 | 7.8502 | 7.8502 | 7.8503 | 7.8503 | 7.8503 | 0
F2_Industrial_Agriculture_New_Process_Natural Gas_Commissioning_A_Achievable Economic RVT Potential | F2 | Industrial | Agriculture | New | Process | Natural Gas | Commissioning | A | Integrated Unit Summer Peak Savings (kW) | Achievable Economic RVT Potential | 0 | 0 | 0 | 0 | 0 | 0 | 0 | 0 | 0 | 0 | 0 | 0 | 0 | 0 | 0 | 0 | 0 | 0 | 0 | 0 | 0 | 0 | 0
F3_Industrial_Agriculture_New_Process_Natural Gas_Commissioning_A_Achievable Economic RVT Potential | F3 | Industrial | Agriculture | New | Process | Natural Gas | Commissioning | A | Integrated Unit Winter Peak Savings (kW) | Achievable Economic RVT Potential | 0 | 0 | 0 | 0 | 0 | 0 | 0 | 0 | 0 | 0 | 0 | 0 | 0 | 0 | 0 | 0 | 0 | 0 | 0 | 0 | 0 | 0 | 0
F4_Industrial_Agriculture_New_Process_Natural Gas_Commissioning_A_Achievable Economic RVT Potential | F4 | Industrial | Agriculture | New | Process | Natural Gas | Commissioning | A | Incremental Energy Savings (MWh or mTherms) | Achievable Economic RVT Potential | 0 | 0 | 0 | 0 | 0 | 0 | 0 | 0 | 0 | 0 | 0 | 0 | 0 | 0 | 0 | 0 | 0 | 0 | 0 | 0 | 0 | 0 | 0
F5_Industrial_Agriculture_New_Process_Natural Gas_Commissioning_A_Achievable Economic RVT Potential | F5 | Industrial | Agriculture | New | Process | Natural Gas | Commissioning | A | Incremental Summer Peak Savings (MW) | Achievable Economic RVT Potential | 0 | 0 | 0 | 0 | 0 | 0 | 0 | 0 | 0 | 0 | 0 | 0 | 0 | 0 | 0 | 0 | 0 | 0 | 0 | 0 | 0 | 0 | 0
F6_Industrial_Agriculture_New_Process_Natural Gas_Commissioning_A_Achievable Economic RVT Potential | F6 | Industrial | Agriculture | New | Process | Natural Gas | Commissioning | A | Incremental Winter Peak Savings (MW) | Achievable Economic RVT Potential | 0 | 0 | 0 | 0 | 0 | 0 | 0 | 0 | 0 | 0 | 0 | 0 | 0 | 0 | 0 | 0 | 0 | 0 | 0 | 0 | 0 | 0 | 0
F7_Industrial_Agriculture_New_Process_Natural Gas_Commissioning_A_Achievable Economic RVT Potential | F7 | Industrial | Agriculture | New | Process | Natural Gas | Commissioning | A | Cumulative Energy Savings (MWh or mTherms) | Achievable Economic RVT Potential | 0 | 0 | 0 | 0 | 0 | 0 | 0 | 0 | 0 | 0 | 0 | 0 | 0 | 0 | 0 | 0 | 0 | 0 | 0 | 0 | 0 | 0 | 0
F8_Industrial_Agriculture_New_Process_Natural Gas_Commissioning_A_Achievable Economic RVT Potential | F8 | Industrial | Agriculture | New | Process | Natural Gas | Commissioning | A | Cumulative Summer Peak Savings (MW) | Achievable Economic RVT Potential | 0 | 0 | 0 | 0 | 0 | 0 | 0 | 0 | 0 | 0 | 0 | 0 | 0 | 0 | 0 | 0 | 0 | 0 | 0 | 0 | 0 | 0 | 0
F9_Industrial_Agriculture_New_Process_Natural Gas_Commissioning_A_Achievable Economic RVT Potential | F9 | Industrial | Agriculture | New | Process | Natural Gas | Commissioning | A | Cumulative Winter Peak Savings (MW) | Achievable Economic RVT Potential | 0 | 0 | 0 | 0 | 0 | 0 | 0 | 0 | 0 | 0 | 0 | 0 | 0 | 0 | 0 | 0 | 0 | 0 | 0 | 0 | 0 | 0 | 0
F10_Industrial_Agriculture_New_Process_Natural Gas_Commissioning_A_Achievable Economic RVT Potential | F10 | Industrial | Agriculture | New | Process | Natural Gas | Commissioning | A | Purchases (Incremental) | Achievable Economic RVT Potential | 0 | 0 | 0 | 0 | 0 | 0 | 0 | 0 | 0 | 0 | 0 | 0 | 0 | 0 | 0 | 0 | 0 | 0 | 0 | 0 | 0 | 0 | 0
F11_Industrial_Agriculture_New_Process_Natural Gas_Commissioning_A_Achievable Economic RVT Potential | F11 | Industrial | Agriculture | New | Process | Natural Gas | Commissioning | A | Purchases (Cumulative) | Achievable Economic RVT Potential | 0 | 0 | 0 | 0 | 0 | 0 | 0 | 0 | 0 | 0 | 0 | 0 | 0 | 0 | 0 | 0 | 0 | 0 | 0 | 0 | 0 | 0 | 0
F1_Industrial_Agriculture_New_Space Heating_Natural Gas_Retrocommissioning_A_Achievable Economic RVT Potential | F1 | Industrial | Agriculture | New | Space Heating | Natural Gas | Retrocommissioning | A | Integrated Unit Energy Savings (kWh or therms) | Achievable Economic RVT Potential | 0 | 0 | 0 | 0 | 0 | 0 | 0 | 0 | 0 | 0 | 0 | 0 | 0 | 0 | 0 | 0 | 0 | 0 | 0 | 0 | 0 | 0 | 0
F2_Industrial_Agriculture_New_Space Heating_Natural Gas_Retrocommissioning_A_Achievable Economic RVT Potential | F2 | Industrial | Agriculture | New | Space Heating | Natural Gas | Retrocommissioning | A | Integrated Unit Summer Peak Savings (kW) | Achievable Economic RVT Potential | 0 | 0 | 0 | 0 | 0 | 0 | 0 | 0 | 0 | 0 | 0 | 0 | 0 | 0 | 0 | 0 | 0 | 0 | 0 | 0 | 0 | 0 | 0
F3_Industrial_Agriculture_New_Space Heating_Natural Gas_Retrocommissioning_A_Achievable Economic RVT Potential | F3 | Industrial | Agriculture | New | Space Heating | Natural Gas | Retrocommissioning | A | Integrated Unit Winter Peak Savings (kW) | Achievable Economic RVT Potential | 0 | 0 | 0 | 0 | 0 | 0 | 0 | 0 | 0 | 0 | 0 | 0 | 0 | 0 | 0 | 0 | 0 | 0 | 0 | 0 | 0 | 0 | 0
F4_Industrial_Agriculture_New_Space Heating_Natural Gas_Retrocommissioning_A_Achievable Economic RVT Potential | F4 | Industrial | Agriculture | New | Space Heating | Natural Gas | Retrocommissioning | A | Incremental Energy Savings (MWh or mTherms) | Achievable Economic RVT Potential | 0 | 0 | 0 | 0 | 0 | 0 | 0 | 0 | 0 | 0 | 0 | 0 | 0 | 0 | 0 | 0 | 0 | 0 | 0 | 0 | 0 | 0 | 0
F5_Industrial_Agriculture_New_Space Heating_Natural Gas_Retrocommissioning_A_Achievable Economic RVT Potential | F5 | Industrial | Agriculture | New | Space Heating | Natural Gas | Retrocommissioning | A | Incremental Summer Peak Savings (MW) | Achievable Economic RVT Potential | 0 | 0 | 0 | 0 | 0 | 0 | 0 | 0 | 0 | 0 | 0 | 0 | 0 | 0 | 0 | 0 | 0 | 0 | 0 | 0 | 0 | 0 | 0
F6_Industrial_Agriculture_New_Space Heating_Natural Gas_Retrocommissioning_A_Achievable Economic RVT Potential | F6 | Industrial | Agriculture | New | Space Heating | Natural Gas | Retrocommissioning | A | Incremental Winter Peak Savings (MW) | Achievable Economic RVT Potential | 0 | 0 | 0 | 0 | 0 | 0 | 0 | 0 | 0 | 0 | 0 | 0 | 0 | 0 | 0 | 0 | 0 | 0 | 0 | 0 | 0 | 0 | 0
F7_Industrial_Agriculture_New_Space Heating_Natural Gas_Retrocommissioning_A_Achievable Economic RVT Potential | F7 | Industrial | Agriculture | New | Space Heating | Natural Gas | Retrocommissioning | A | Cumulative Energy Savings (MWh or mTherms) | Achievable Economic RVT Potential | 0 | 0 | 0 | 0 | 0 | 0 | 0 | 0 | 0 | 0 | 0 | 0 | 0 | 0 | 0 | 0 | 0 | 0 | 0 | 0 | 0 | 0 | 0
F8_Industrial_Agriculture_New_Space Heating_Natural Gas_Retrocommissioning_A_Achievable Economic RVT Potential | F8 | Industrial | Agriculture | New | Space Heating | Natural Gas | Retrocommissioning | A | Cumulative Summer Peak Savings (MW) | Achievable Economic RVT Potential | 0 | 0 | 0 | 0 | 0 | 0 | 0 | 0 | 0 | 0 | 0 | 0 | 0 | 0 | 0 | 0 | 0 | 0 | 0 | 0 | 0 | 0 | 0
F9_Industrial_Agriculture_New_Space Heating_Natural Gas_Retrocommissioning_A_Achievable Economic RVT Potential | F9 | Industrial | Agriculture | New | Space Heating | Natural Gas | Retrocommissioning | A | Cumulative Winter Peak Savings (MW) | Achievable Economic RVT Potential | 0 | 0 | 0 | 0 | 0 | 0 | 0 | 0 | 0 | 0 | 0 | 0 | 0 | 0 | 0 | 0 | 0 | 0 | 0 | 0 | 0 | 0 | 0
F10_Industrial_Agriculture_New_Space Heating_Natural Gas_Retrocommissioning_A_Achievable Economic RVT Potential | F10 | Industrial | Agriculture | New | Space Heating | Natural Gas | Retrocommissioning | A | Purchases (Incremental) | Achievable Economic RVT Potential | 0 | 0 | 0 | 0 | 0 | 0 | 0 | 0 | 0 | 0 | 0 | 0 | 0 | 0 | 0 | 0 | 0 | 0 | 0 | 0 | 0 | 0 | 0
F11_Industrial_Agriculture_New_Space Heating_Natural Gas_Retrocommissioning_A_Achievable Economic RVT Potential | F11 | Industrial | Agriculture | New | Space Heating | Natural Gas | Retrocommissioning | A | Purchases (Cumulative) | Achievable Economic RVT Potential | 0 | 0 | 0 | 0 | 0 | 0 | 0 | 0 | 0 | 0 | 0 | 0 | 0 | 0 | 0 | 0 | 0 | 0 | 0 | 0 | 0 | 0 | 0
F1_Industrial_Agriculture_New_Process_Natural Gas_Retrocommissioning_A_Achievable Economic RVT Potential | F1 | Industrial | Agriculture | New | Process | Natural Gas | Retrocommissioning | A | Integrated Unit Energy Savings (kWh or therms) | Achievable Economic RVT Potential | 0 | 0 | 0 | 0 | 0 | 0 | 0 | 0 | 0 | 0 | 0 | 0 | 0 | 0 | 0 | 0 | 0 | 0 | 0 | 0 | 0 | 0 | 0
F2_Industrial_Agriculture_New_Process_Natural Gas_Retrocommissioning_A_Achievable Economic RVT Potential | F2 | Industrial | Agriculture | New | Process | Natural Gas | Retrocommissioning | A | Integrated Unit Summer Peak Savings (kW) | Achievable Economic RVT Potential | 0 | 0 | 0 | 0 | 0 | 0 | 0 | 0 | 0 | 0 | 0 | 0 | 0 | 0 | 0 | 0 | 0 | 0 | 0 | 0 | 0 | 0 | 0
F3_Industrial_Agriculture_New_Process_Natural Gas_Retrocommissioning_A_Achievable Economic RVT Potential | F3 | Industrial | Agriculture | New | Process | Natural Gas | Retrocommissioning | A | Integrated Unit Winter Peak Savings (kW) | Achievable Economic RVT Potential | 0 | 0 | 0 | 0 | 0 | 0 | 0 | 0 | 0 | 0 | 0 | 0 | 0 | 0 | 0 | 0 | 0 | 0 | 0 | 0 | 0 | 0 | 0
F4_Industrial_Agriculture_New_Process_Natural Gas_Retrocommissioning_A_Achievable Economic RVT Potential | F4 | Industrial | Agriculture | New | Process | Natural Gas | Retrocommissioning | A | Incremental Energy Savings (MWh or mTherms) | Achievable Economic RVT Potential | 0 | 0 | 0 | 0 | 0 | 0 | 0 | 0 | 0 | 0 | 0 | 0 | 0 | 0 | 0 | 0 | 0 | 0 | 0 | 0 | 0 | 0 | 0
F5_Industrial_Agriculture_New_Process_Natural Gas_Retrocommissioning_A_Achievable Economic RVT Potential | F5 | Industrial | Agriculture | New | Process | Natural Gas | Retrocommissioning | A | Incremental Summer Peak Savings (MW) | Achievable Economic RVT Potential | 0 | 0 | 0 | 0 | 0 | 0 | 0 | 0 | 0 | 0 | 0 | 0 | 0 | 0 | 0 | 0 | 0 | 0 | 0 | 0 | 0 | 0 | 0
F6_Industrial_Agriculture_New_Process_Natural Gas_Retrocommissioning_A_Achievable Economic RVT Potential | F6 | Industrial | Agriculture | New | Process | Natural Gas | Retrocommissioning | A | Incremental Winter Peak Savings (MW) | Achievable Economic RVT Potential | 0 | 0 | 0 | 0 | 0 | 0 | 0 | 0 | 0 | 0 | 0 | 0 | 0 | 0 | 0 | 0 | 0 | 0 | 0 | 0 | 0 | 0 | 0
F7_Industrial_Agriculture_New_Process_Natural Gas_Retrocommissioning_A_Achievable Economic RVT Potential | F7 | Industrial | Agriculture | New | Process | Natural Gas | Retrocommissioning | A | Cumulative Energy Savings (MWh or mTherms) | Achievable Economic RVT Potential | 0 | 0 | 0 | 0 | 0 | 0 | 0 | 0 | 0 | 0 | 0 | 0 | 0 | 0 | 0 | 0 | 0 | 0 | 0 | 0 | 0 | 0 | 0
F8_Industrial_Agriculture_New_Process_Natural Gas_Retrocommissioning_A_Achievable Economic RVT Potential | F8 | Industrial | Agriculture | New | Process | Natural Gas | Retrocommissioning | A | Cumulative Summer Peak Savings (MW) | Achievable Economic RVT Potential | 0 | 0 | 0 | 0 | 0 | 0 | 0 | 0 | 0 | 0 | 0 | 0 | 0 | 0 | 0 | 0 | 0 | 0 | 0 | 0 | 0 | 0 | 0
F9_Industrial_Agriculture_New_Process_Natural Gas_Retrocommissioning_A_Achievable Economic RVT Potential | F9 | Industrial | Agriculture | New | Process | Natural Gas | Retrocommissioning | A | Cumulative Winter Peak Savings (MW) | Achievable Economic RVT Potential | 0 | 0 | 0 | 0 | 0 | 0 | 0 | 0 | 0 | 0 | 0 | 0 | 0 | 0 | 0 | 0 | 0 | 0 | 0 | 0 | 0 | 0 | 0
F10_Industrial_Agriculture_New_Process_Natural Gas_Retrocommissioning_A_Achievable Economic RVT Potential | F10 | Industrial | Agriculture | New | Process | Natural Gas | Retrocommissioning | A | Purchases (Incremental) | Achievable Economic RVT Potential | 0 | 0 | 0 | 0 | 0 | 0 | 0 | 0 | 0 | 0 | 0 | 0 | 0 | 0 | 0 | 0 | 0 | 0 | 0 | 0 | 0 | 0 | 0
F11_Industrial_Agriculture_New_Process_Natural Gas_Retrocommissioning_A_Achievable Economic RVT Potential | F11 | Industrial | Agriculture | New | Process | Natural Gas | Retrocommissioning | A | Purchases (Cumulative) | Achievable Economic RVT Potential | 0 | 0 | 0 | 0 | 0 | 0 | 0 | 0 | 0 | 0 | 0 | 0 | 0 | 0 | 0 | 0 | 0 | 0 | 0 | 0 | 0 | 0 | 0
F1_Industrial_Primary Metals_Existing_Space Heating_Natural Gas_Insulation - Roof/Ceiling_A_Achievable Economic RVT Potential | F1 | Industrial | Primary Metals | Existing | Space Heating | Natural Gas | Insulation - Roof/Ceiling | A | Integrated Unit Energy Savings (kWh or therms) | Achievable Economic RVT Potential | 0 | 0 | 0.08286 | 0.082461 | 0.082029 | 0.081554 | 0.081023 | 0.080427 | 0.079756 | 0.079004 | 0.078171 | 0.077266 | 0.076301 | 0.075292 | 0.074262 | 0.073237 | 0.072242 | 0.071326 | 0.070501 | 0.069765 | 0.069106 | 0.068507 | 0
F2_Industrial_Primary Metals_Existing_Space Heating_Natural Gas_Insulation - Roof/Ceiling_A_Achievable Economic RVT Potential | F2 | Industrial | Primary Metals | Existing | Space Heating | Natural Gas | Insulation - Roof/Ceiling | A | Integrated Unit Summer Peak Savings (kW) | Achievable Economic RVT Potential | 0 | 0 | 0 | 0 | 0 | 0 | 0 | 0 | 0 | 0 | 0 | 0 | 0 | 0 | 0 | 0 | 0 | 0 | 0 | 0 | 0 | 0 | 0
F3_Industrial_Primary Metals_Existing_Space Heating_Natural Gas_Insulation - Roof/Ceiling_A_Achievable Economic RVT Potential | F3 | Industrial | Primary Metals | Existing | Space Heating | Natural Gas | Insulation - Roof/Ceiling | A | Integrated Unit Winter Peak Savings (kW) | Achievable Economic RVT Potential | 0 | 0 | 0 | 0 | 0 | 0 | 0 | 0 | 0 | 0 | 0 | 0 | 0 | 0 | 0 | 0 | 0 | 0 | 0 | 0 | 0 | 0 | 0
F4_Industrial_Primary Metals_Existing_Space Heating_Natural Gas_Insulation - Roof/Ceiling_A_Achievable Economic RVT Potential | F4 | Industrial | Primary Metals | Existing | Space Heating | Natural Gas | Insulation - Roof/Ceiling | A | Incremental Energy Savings (MWh or mTherms) | Achievable Economic RVT Potential | 0 | 0 | 0.30047 | 0.51427 | 0.78206 | 1.0698 | 1.3294 | 1.513 | 1.5879 | 1.5458 | 1.4029 | 1.1924 | 0.95301 | 0.71882 | 0.51341 | 0.34831 | 0.2251 | 0.13899 | 0.082184 | 0.054115 | 0 | 0 | 0
F5_Industrial_Primary Metals_Existing_Space Heating_Natural Gas_Insulation - Roof/Ceiling_A_Achievable Economic RVT Potential | F5 | Industrial | Primary Metals | Existing | Space Heating | Natural Gas | Insulation - Roof/Ceiling | A | Incremental Summer Peak Savings (MW) | Achievable Economic RVT Potential | 0 | 0 | 0 | 0 | 0 | 0 | 0 | 0 | 0 | 0 | 0 | 0 | 0 | 0 | 0 | 0 | 0 | 0 | 0 | 0 | 0 | 0 | 0
F6_Industrial_Primary Metals_Existing_Space Heating_Natural Gas_Insulation - Roof/Ceiling_A_Achievable Economic RVT Potential | F6 | Industrial | Primary Metals | Existing | Space Heating | Natural Gas | Insulation - Roof/Ceiling | A | Incremental Winter Peak Savings (MW) | Achievable Economic RVT Potential | 0 | 0 | 0 | 0 | 0 | 0 | 0 | 0 | 0 | 0 | 0 | 0 | 0 | 0 | 0 | 0 | 0 | 0 | 0 | 0 | 0 | 0 | 0
F7_Industrial_Primary Metals_Existing_Space Heating_Natural Gas_Insulation - Roof/Ceiling_A_Achievable Economic RVT Potential | F7 | Industrial | Primary Metals | Existing | Space Heating | Natural Gas | Insulation - Roof/Ceiling | A | Cumulative Energy Savings (MWh or mTherms) | Achievable Economic RVT Potential | 0 | 0 | 0.30047 | 0.8133 | 1.5911 | 2.6517 | 3.9638 | 5.4476 | 6.99 | 8.4699 | 9.7836 | 10.8627 | 11.68 | 12.2443 | 12.5903 | 12.7649 | 12.8165 | 12.793 | 12.7272 | 12.6484 | 12.5291 | 12.4203 | 0
F8_Industrial_Primary Metals_Existing_Space Heating_Natural Gas_Insulation - Roof/Ceiling_A_Achievable Economic RVT Potential | F8 | Industrial | Primary Metals | Existing | Space Heating | Natural Gas | Insulation - Roof/Ceiling | A | Cumulative Summer Peak Savings (MW) | Achievable Economic RVT Potential | 0 | 0 | 0 | 0 | 0 | 0 | 0 | 0 | 0 | 0 | 0 | 0 | 0 | 0 | 0 | 0 | 0 | 0 | 0 | 0 | 0 | 0 | 0
F9_Industrial_Primary Metals_Existing_Space Heating_Natural Gas_Insulation - Roof/Ceiling_A_Achievable Economic RVT Potential | F9 | Industrial | Primary Metals | Existing | Space Heating | Natural Gas | Insulation - Roof/Ceiling | A | Cumulative Winter Peak Savings (MW) | Achievable Economic RVT Potential | 0 | 0 | 0 | 0 | 0 | 0 | 0 | 0 | 0 | 0 | 0 | 0 | 0 | 0 | 0 | 0 | 0 | 0 | 0 | 0 | 0 | 0 | 0
F10_Industrial_Primary Metals_Existing_Space Heating_Natural Gas_Insulation - Roof/Ceiling_A_Achievable Economic RVT Potential | F10 | Industrial | Primary Metals | Existing | Space Heating | Natural Gas | Insulation - Roof/Ceiling | A | Purchases (Incremental) | Achievable Economic RVT Potential | 0 | 0 | 3626.254 | 6236.5317 | 9534.0083 | 13117.4803 | 16407.1306 | 18811.6239 | 19909.3844 | 19566.1192 | 17946.8541 | 15432.7474 | 12490.1952 | 9547.1032 | 6913.4196 | 4755.9559 | 3115.9711 | 1948.7029 | 1165.7158 | 775.6788 | 0 | 0 | 0
F11_Industrial_Primary Metals_Existing_Space Heating_Natural Gas_Insulation - Roof/Ceiling_A_Achievable Economic RVT Potential | F11 | Industrial | Primary Metals | Existing | Space Heating | Natural Gas | Insulation - Roof/Ceiling | A | Purchases (Cumulative) | Achievable Economic RVT Potential | 0 | 0 | 3626.254 | 9862.7858 | 19396.794 | 32514.2744 | 48921.405 | 67733.0288 | 87642.4132 | 107208.5324 | 125155.3865 | 140588.1339 | 153078.3291 | 162625.4323 | 169538.8519 | 174294.8077 | 177410.7788 | 179359.4817 | 180525.1976 | 181300.8764 | 181300.8764 | 181300.8764 | 0
F1_Industrial_Primary Metals_Existing_Space Heating_Natural Gas_Insulation - Wall Cavity_A_Achievable Economic RVT Potential | F1 | Industrial | Primary Metals | Existing | Space Heating | Natural Gas | Insulation - Wall Cavity | A | Integrated Unit Energy Savings (kWh or therms) | Achievable Economic RVT Potential | 0 | 0 | 0.018126 | 0.018038 | 0.017943 | 0.017837 | 0.01772 | 0.017588 | 0.01744 | 0.017274 | 0.01709 | 0.016891 | 0.016678 | 0.016457 | 0.016231 | 0.016006 | 0.015787 | 0.015587 | 0.015406 | 0.015245 | 0.0151 | 0.014969 | 0
F2_Industrial_Primary Metals_Existing_Space Heating_Natural Gas_Insulation - Wall Cavity_A_Achievable Economic RVT Potential | F2 | Industrial | Primary Metals | Existing | Space Heating | Natural Gas | Insulation - Wall Cavity | A | Integrated Unit Summer Peak Savings (kW) | Achievable Economic RVT Potential | 0 | 0 | 0 | 0 | 0 | 0 | 0 | 0 | 0 | 0 | 0 | 0 | 0 | 0 | 0 | 0 | 0 | 0 | 0 | 0 | 0 | 0 | 0
F3_Industrial_Primary Metals_Existing_Space Heating_Natural Gas_Insulation - Wall Cavity_A_Achievable Economic RVT Potential | F3 | Industrial | Primary Metals | Existing | Space Heating | Natural Gas | Insulation - Wall Cavity | A | Integrated Unit Winter Peak Savings (kW) | Achievable Economic RVT Potential | 0 | 0 | 0 | 0 | 0 | 0 | 0 | 0 | 0 | 0 | 0 | 0 | 0 | 0 | 0 | 0 | 0 | 0 | 0 | 0 | 0 | 0 | 0
F4_Industrial_Primary Metals_Existing_Space Heating_Natural Gas_Insulation - Wall Cavity_A_Achievable Economic RVT Potential | F4 | Industrial | Primary Metals | Existing | Space Heating | Natural Gas | Insulation - Wall Cavity | A | Incremental Energy Savings (MWh or mTherms) | Achievable Economic RVT Potential | 0 | 0 | 0.06573 | 0.1125 | 0.17106 | 0.23398 | 0.29074 | 0.33086 | 0.34722 | 0.33798 | 0.30672 | 0.26067 | 0.20832 | 0.15711 | 0.11221 | 0.076122 | 0.049193 | 0.030374 | 0.017959 | 0.011825 | 0 | 0 | 0
F5_Industrial_Primary Metals_Existing_Space Heating_Natural Gas_Insulation - Wall Cavity_A_Achievable Economic RVT Potential | F5 | Industrial | Primary Metals | Existing | Space Heating | Natural Gas | Insulation - Wall Cavity | A | Incremental Summer Peak Savings (MW) | Achievable Economic RVT Potential | 0 | 0 | 0 | 0 | 0 | 0 | 0 | 0 | 0 | 0 | 0 | 0 | 0 | 0 | 0 | 0 | 0 | 0 | 0 | 0 | 0 | 0 | 0
F6_Industrial_Primary Metals_Existing_Space Heating_Natural Gas_Insulation - Wall Cavity_A_Achievable Economic RVT Potential | F6 | Industrial | Primary Metals | Existing | Space Heating | Natural Gas | Insulation - Wall Cavity | A | Incremental Winter Peak Savings (MW) | Achievable Economic RVT Potential | 0 | 0 | 0 | 0 | 0 | 0 | 0 | 0 | 0 | 0 | 0 | 0 | 0 | 0 | 0 | 0 | 0 | 0 | 0 | 0 | 0 | 0 | 0
F7_Industrial_Primary Metals_Existing_Space Heating_Natural Gas_Insulation - Wall Cavity_A_Achievable Economic RVT Potential | F7 | Industrial | Primary Metals | Existing | Space Heating | Natural Gas | Insulation - Wall Cavity | A | Cumulative Energy Savings (MWh or mTherms) | Achievable Economic RVT Potential | 0 | 0 | 0.06573 | 0.17791 | 0.34803 | 0.57997 | 0.8669 | 1.1913 | 1.5285 | 1.8519 | 2.139 | 2.3747 | 2.5531 | 2.6763 | 2.7517 | 2.7897 | 2.8008 | 2.7956 | 2.7811 | 2.7639 | 2.7377 | 2.7139 | 0
F8_Industrial_Primary Metals_Existing_Space Heating_Natural Gas_Insulation - Wall Cavity_A_Achievable Economic RVT Potential | F8 | Industrial | Primary Metals | Existing | Space Heating | Natural Gas | Insulation - Wall Cavity | A | Cumulative Summer Peak Savings (MW) | Achievable Economic RVT Potential | 0 | 0 | 0 | 0 | 0 | 0 | 0 | 0 | 0 | 0 | 0 | 0 | 0 | 0 | 0 | 0 | 0 | 0 | 0 | 0 | 0 | 0 | 0
F9_Industrial_Primary Metals_Existing_Space Heating_Natural Gas_Insulation - Wall Cavity_A_Achievable Economic RVT Potential | F9 | Industrial | Primary Metals | Existing | Space Heating | Natural Gas | Insulation - Wall Cavity | A | Cumulative Winter Peak Savings (MW) | Achievable Economic RVT Potential | 0 | 0 | 0 | 0 | 0 | 0 | 0 | 0 | 0 | 0 | 0 | 0 | 0 | 0 | 0 | 0 | 0 | 0 | 0 | 0 | 0 | 0 | 0
F10_Industrial_Primary Metals_Existing_Space Heating_Natural Gas_Insulation - Wall Cavity_A_Achievable Economic RVT Potential | F10 | Industrial | Primary Metals | Existing | Space Heating | Natural Gas | Insulation - Wall Cavity | A | Purchases (Incremental) | Achievable Economic RVT Potential | 0 | 0 | 3626.254 | 6236.5317 | 9534.0083 | 13117.4803 | 16407.1306 | 18811.6239 | 19909.3844 | 19566.1192 | 17946.8541 | 15432.7474 | 12490.1952 | 9547.1032 | 6913.4196 | 4755.9559 | 3115.9711 | 1948.7029 | 1165.7158 | 775.6788 | 0 | 0 | 0
F11_Industrial_Primary Metals_Existing_Space Heating_Natural Gas_Insulation - Wall Cavity_A_Achievable Economic RVT Potential | F11 | Industrial | Primary Metals | Existing | Space Heating | Natural Gas | Insulation - Wall Cavity | A | Purchases (Cumulative) | Achievable Economic RVT Potential | 0 | 0 | 3626.254 | 9862.7858 | 19396.794 | 32514.2744 | 48921.405 | 67733.0288 | 87642.4132 | 107208.5324 | 125155.3865 | 140588.1339 | 153078.3291 | 162625.4323 | 169538.8519 | 174294.8077 | 177410.7788 | 179359.4817 | 180525.1976 | 181300.8764 | 181300.8764 | 181300.8764 | 0
F1_Industrial_Primary Metals_Existing_Space Heating_Natural Gas_Insulation - Ducting_A_Achievable Economic RVT Potential | F1 | Industrial | Primary Metals | Existing | Space Heating | Natural Gas | Insulation - Ducting | A | Integrated Unit Energy Savings (kWh or therms) | Achievable Economic RVT Potential | 0 | 0 | 0.0014367 | 0.0014252 | 0.0014131 | 0.0014003 | 0.0013866 | 0.0013719 | 0.001356 | 0.0013389 | 0.0013207 | 0.0013015 | 0.0012815 | 0.001261 | 0.0012405 | 0.0012203 | 0.0012009 | 0.001183 | 0.001167 | 0.0011526 | 0.0011397 | 0.001128 | 0
F2_Industrial_Primary Metals_Existing_Space Heating_Natural Gas_Insulation - Ducting_A_Achievable Economic RVT Potential | F2 | Industrial | Primary Metals | Existing | Space Heating | Natural Gas | Insulation - Ducting | A | Integrated Unit Summer Peak Savings (kW) | Achievable Economic RVT Potential | 0 | 0 | 0 | 0 | 0 | 0 | 0 | 0 | 0 | 0 | 0 | 0 | 0 | 0 | 0 | 0 | 0 | 0 | 0 | 0 | 0 | 0 | 0
F3_Industrial_Primary Metals_Existing_Space Heating_Natural Gas_Insulation - Ducting_A_Achievable Economic RVT Potential | F3 | Industrial | Primary Metals | Existing | Space Heating | Natural Gas | Insulation - Ducting | A | Integrated Unit Winter Peak Savings (kW) | Achievable Economic RVT Potential | 0 | 0 | 0 | 0 | 0 | 0 | 0 | 0 | 0 | 0 | 0 | 0 | 0 | 0 | 0 | 0 | 0 | 0 | 0 | 0 | 0 | 0 | 0
F4_Industrial_Primary Metals_Existing_Space Heating_Natural Gas_Insulation - Ducting_A_Achievable Economic RVT Potential | F4 | Industrial | Primary Metals | Existing | Space Heating | Natural Gas | Insulation - Ducting | A | Incremental Energy Savings (MWh or mTherms) | Achievable Economic RVT Potential | 0 | 0 | 0 | 0 | 0 | 0 | 0 | 0 | 0 | 0 | 0 | 0 | 0 | 0 | 0 | 0 | 0 | 0 | 0 | 0 | 0 | 0 | 0
F5_Industrial_Primary Metals_Existing_Space Heating_Natural Gas_Insulation - Ducting_A_Achievable Economic RVT Potential | F5 | Industrial | Primary Metals | Existing | Space Heating | Natural Gas | Insulation - Ducting | A | Incremental Summer Peak Savings (MW) | Achievable Economic RVT Potential | 0 | 0 | 0 | 0 | 0 | 0 | 0 | 0 | 0 | 0 | 0 | 0 | 0 | 0 | 0 | 0 | 0 | 0 | 0 | 0 | 0 | 0 | 0
F6_Industrial_Primary Metals_Existing_Space Heating_Natural Gas_Insulation - Ducting_A_Achievable Economic RVT Potential | F6 | Industrial | Primary Metals | Existing | Space Heating | Natural Gas | Insulation - Ducting | A | Incremental Winter Peak Savings (MW) | Achievable Economic RVT Potential | 0 | 0 | 0 | 0 | 0 | 0 | 0 | 0 | 0 | 0 | 0 | 0 | 0 | 0 | 0 | 0 | 0 | 0 | 0 | 0 | 0 | 0 | 0
F7_Industrial_Primary Metals_Existing_Space Heating_Natural Gas_Insulation - Ducting_A_Achievable Economic RVT Potential | F7 | Industrial | Primary Metals | Existing | Space Heating | Natural Gas | Insulation - Ducting | A | Cumulative Energy Savings (MWh or mTherms) | Achievable Economic RVT Potential | 0 | 0 | 0 | 0 | 0 | 0 | 0 | 0 | 0 | 0 | 0 | 0 | 0 | 0 | 0 | 0 | 0 | 0 | 0 | 0 | 0 | 0 | 0
F8_Industrial_Primary Metals_Existing_Space Heating_Natural Gas_Insulation - Ducting_A_Achievable Economic RVT Potential | F8 | Industrial | Primary Metals | Existing | Space Heating | Natural Gas | Insulation - Ducting | A | Cumulative Summer Peak Savings (MW) | Achievable Economic RVT Potential | 0 | 0 | 0 | 0 | 0 | 0 | 0 | 0 | 0 | 0 | 0 | 0 | 0 | 0 | 0 | 0 | 0 | 0 | 0 | 0 | 0 | 0 | 0
F9_Industrial_Primary Metals_Existing_Space Heating_Natural Gas_Insulation - Ducting_A_Achievable Economic RVT Potential | F9 | Industrial | Primary Metals | Existing | Space Heating | Natural Gas | Insulation - Ducting | A | Cumulative Winter Peak Savings (MW) | Achievable Economic RVT Potential | 0 | 0 | 0 | 0 | 0 | 0 | 0 | 0 | 0 | 0 | 0 | 0 | 0 | 0 | 0 | 0 | 0 | 0 | 0 | 0 | 0 | 0 | 0
F10_Industrial_Primary Metals_Existing_Space Heating_Natural Gas_Insulation - Ducting_A_Achievable Economic RVT Potential | F10 | Industrial | Primary Metals | Existing | Space Heating | Natural Gas | Insulation - Ducting | A | Purchases (Incremental) | Achievable Economic RVT Potential | 0 | 0 | 0 | 0 | 0 | 0 | 0 | 0 | 0 | 0 | 0 | 0 | 0 | 0 | 0 | 0 | 0 | 0 | 0 | 0 | 0 | 0 | 0
F11_Industrial_Primary Metals_Existing_Space Heating_Natural Gas_Insulation - Ducting_A_Achievable Economic RVT Potential | F11 | Industrial | Primary Metals | Existing | Space Heating | Natural Gas | Insulation - Ducting | A | Purchases (Cumulative) | Achievable Economic RVT Potential | 0 | 0 | 0 | 0 | 0 | 0 | 0 | 0 | 0 | 0 | 0 | 0 | 0 | 0 | 0 | 0 | 0 | 0 | 0 | 0 | 0 | 0 | 0
F1_Industrial_Primary Metals_Existing_Space Heating_Natural Gas_HVAC - Duct Repair and Sealing_A_Achievable Economic RVT Potential | F1 | Industrial | Primary Metals | Existing | Space Heating | Natural Gas | HVAC - Duct Repair and Sealing | A | Integrated Unit Energy Savings (kWh or therms) | Achievable Economic RVT Potential | 0 | 0 | 0.0040635 | 0.004031 | 0.0039969 | 0.0039609 | 0.0039226 | 0.0038815 | 0.0038374 | 0.00379 | 0.0037395 | 0.0036864 | 0.0036312 | 0.0035747 | 0.0035179 | 0.0034619 | 0.003408 | 0.0033584 | 0.0033136 | 0.0032735 | 0.0032373 | 0.0032044 | 0
F2_Industrial_Primary Metals_Existing_Space Heating_Natural Gas_HVAC - Duct Repair and Sealing_A_Achievable Economic RVT Potential | F2 | Industrial | Primary Metals | Existing | Space Heating | Natural Gas | HVAC - Duct Repair and Sealing | A | Integrated Unit Summer Peak Savings (kW) | Achievable Economic RVT Potential | 0 | 0 | 0 | 0 | 0 | 0 | 0 | 0 | 0 | 0 | 0 | 0 | 0 | 0 | 0 | 0 | 0 | 0 | 0 | 0 | 0 | 0 | 0
F3_Industrial_Primary Metals_Existing_Space Heating_Natural Gas_HVAC - Duct Repair and Sealing_A_Achievable Economic RVT Potential | F3 | Industrial | Primary Metals | Existing | Space Heating | Natural Gas | HVAC - Duct Repair and Sealing | A | Integrated Unit Winter Peak Savings (kW) | Achievable Economic RVT Potential | 0 | 0 | 0 | 0 | 0 | 0 | 0 | 0 | 0 | 0 | 0 | 0 | 0 | 0 | 0 | 0 | 0 | 0 | 0 | 0 | 0 | 0 | 0
F4_Industrial_Primary Metals_Existing_Space Heating_Natural Gas_HVAC - Duct Repair and Sealing_A_Achievable Economic RVT Potential | F4 | Industrial | Primary Metals | Existing | Space Heating | Natural Gas | HVAC - Duct Repair and Sealing | A | Incremental Energy Savings (MWh or mTherms) | Achievable Economic RVT Potential | 0 | 0 | 0 | 0 | 0 | 0 | 0 | 0 | 0 | 0 | 0 | 0 | 0 | 0 | 0 | 0 | 0 | 0 | 0 | 0 | 0 | 0 | 0
F5_Industrial_Primary Metals_Existing_Space Heating_Natural Gas_HVAC - Duct Repair and Sealing_A_Achievable Economic RVT Potential | F5 | Industrial | Primary Metals | Existing | Space Heating | Natural Gas | HVAC - Duct Repair and Sealing | A | Incremental Summer Peak Savings (MW) | Achievable Economic RVT Potential | 0 | 0 | 0 | 0 | 0 | 0 | 0 | 0 | 0 | 0 | 0 | 0 | 0 | 0 | 0 | 0 | 0 | 0 | 0 | 0 | 0 | 0 | 0
F6_Industrial_Primary Metals_Existing_Space Heating_Natural Gas_HVAC - Duct Repair and Sealing_A_Achievable Economic RVT Potential | F6 | Industrial | Primary Metals | Existing | Space Heating | Natural Gas | HVAC - Duct Repair and Sealing | A | Incremental Winter Peak Savings (MW) | Achievable Economic RVT Potential | 0 | 0 | 0 | 0 | 0 | 0 | 0 | 0 | 0 | 0 | 0 | 0 | 0 | 0 | 0 | 0 | 0 | 0 | 0 | 0 | 0 | 0 | 0
F7_Industrial_Primary Metals_Existing_Space Heating_Natural Gas_HVAC - Duct Repair and Sealing_A_Achievable Economic RVT Potential | F7 | Industrial | Primary Metals | Existing | Space Heating | Natural Gas | HVAC - Duct Repair and Sealing | A | Cumulative Energy Savings (MWh or mTherms) | Achievable Economic RVT Potential | 0 | 0 | 0 | 0 | 0 | 0 | 0 | 0 | 0 | 0 | 0 | 0 | 0 | 0 | 0 | 0 | 0 | 0 | 0 | 0 | 0 | 0 | 0
F8_Industrial_Primary Metals_Existing_Space Heating_Natural Gas_HVAC - Duct Repair and Sealing_A_Achievable Economic RVT Potential | F8 | Industrial | Primary Metals | Existing | Space Heating | Natural Gas | HVAC - Duct Repair and Sealing | A | Cumulative Summer Peak Savings (MW) | Achievable Economic RVT Potential | 0 | 0 | 0 | 0 | 0 | 0 | 0 | 0 | 0 | 0 | 0 | 0 | 0 | 0 | 0 | 0 | 0 | 0 | 0 | 0 | 0 | 0 | 0
F9_Industrial_Primary Metals_Existing_Space Heating_Natural Gas_HVAC - Duct Repair and Sealing_A_Achievable Economic RVT Potential | F9 | Industrial | Primary Metals | Existing | Space Heating | Natural Gas | HVAC - Duct Repair and Sealing | A | Cumulative Winter Peak Savings (MW) | Achievable Economic RVT Potential | 0 | 0 | 0 | 0 | 0 | 0 | 0 | 0 | 0 | 0 | 0 | 0 | 0 | 0 | 0 | 0 | 0 | 0 | 0 | 0 | 0 | 0 | 0
F10_Industrial_Primary Metals_Existing_Space Heating_Natural Gas_HVAC - Duct Repair and Sealing_A_Achievable Economic RVT Potential | F10 | Industrial | Primary Metals | Existing | Space Heating | Natural Gas | HVAC - Duct Repair and Sealing | A | Purchases (Incremental) | Achievable Economic RVT Potential | 0 | 0 | 0 | 0 | 0 | 0 | 0 | 0 | 0 | 0 | 0 | 0 | 0 | 0 | 0 | 0 | 0 | 0 | 0 | 0 | 0 | 0 | 0
F11_Industrial_Primary Metals_Existing_Space Heating_Natural Gas_HVAC - Duct Repair and Sealing_A_Achievable Economic RVT Potential | F11 | Industrial | Primary Metals | Existing | Space Heating | Natural Gas | HVAC - Duct Repair and Sealing | A | Purchases (Cumulative) | Achievable Economic RVT Potential | 0 | 0 | 0 | 0 | 0 | 0 | 0 | 0 | 0 | 0 | 0 | 0 | 0 | 0 | 0 | 0 | 0 | 0 | 0 | 0 | 0 | 0 | 0
F1_Industrial_Primary Metals_Existing_Space Heating_Natural Gas_Windows - High Efficiency_A_Achievable Economic RVT Potential | F1 | Industrial | Primary Metals | Existing | Space Heating | Natural Gas | Windows - High Efficiency | A | Integrated Unit Energy Savings (kWh or therms) | Achievable Economic RVT Potential | 0 | 0 | 0.0077508 | 0.0077131 | 0.0076722 | 0.0076273 | 0.0075772 | 0.0075208 | 0.0074574 | 0.0073864 | 0.0073079 | 0.0072226 | 0.0071317 | 0.0070369 | 0.0069402 | 0.006844 | 0.0067507 | 0.0066648 | 0.0065875 | 0.0065186 | 0.0064569 | 0.0064007 | 0
F2_Industrial_Primary Metals_Existing_Space Heating_Natural Gas_Windows - High Efficiency_A_Achievable Economic RVT Potential | F2 | Industrial | Primary Metals | Existing | Space Heating | Natural Gas | Windows - High Efficiency | A | Integrated Unit Summer Peak Savings (kW) | Achievable Economic RVT Potential | 0 | 0 | 0 | 0 | 0 | 0 | 0 | 0 | 0 | 0 | 0 | 0 | 0 | 0 | 0 | 0 | 0 | 0 | 0 | 0 | 0 | 0 | 0
F3_Industrial_Primary Metals_Existing_Space Heating_Natural Gas_Windows - High Efficiency_A_Achievable Economic RVT Potential | F3 | Industrial | Primary Metals | Existing | Space Heating | Natural Gas | Windows - High Efficiency | A | Integrated Unit Winter Peak Savings (kW) | Achievable Economic RVT Potential | 0 | 0 | 0 | 0 | 0 | 0 | 0 | 0 | 0 | 0 | 0 | 0 | 0 | 0 | 0 | 0 | 0 | 0 | 0 | 0 | 0 | 0 | 0
F4_Industrial_Primary Metals_Existing_Space Heating_Natural Gas_Windows - High Efficiency_A_Achievable Economic RVT Potential | F4 | Industrial | Primary Metals | Existing | Space Heating | Natural Gas | Windows - High Efficiency | A | Incremental Energy Savings (MWh or mTherms) | Achievable Economic RVT Potential | 0 | 0 | 0 | 0 | 0 | 0 | 0 | 0 | 0 | 0 | 0 | 0 | 0 | 0 | 0 | 0 | 0 | 0 | 0 | 0 | 0 | 0 | 0
F5_Industrial_Primary Metals_Existing_Space Heating_Natural Gas_Windows - High Efficiency_A_Achievable Economic RVT Potential | F5 | Industrial | Primary Metals | Existing | Space Heating | Natural Gas | Windows - High Efficiency | A | Incremental Summer Peak Savings (MW) | Achievable Economic RVT Potential | 0 | 0 | 0 | 0 | 0 | 0 | 0 | 0 | 0 | 0 | 0 | 0 | 0 | 0 | 0 | 0 | 0 | 0 | 0 | 0 | 0 | 0 | 0
F6_Industrial_Primary Metals_Existing_Space Heating_Natural Gas_Windows - High Efficiency_A_Achievable Economic RVT Potential | F6 | Industrial | Primary Metals | Existing | Space Heating | Natural Gas | Windows - High Efficiency | A | Incremental Winter Peak Savings (MW) | Achievable Economic RVT Potential | 0 | 0 | 0 | 0 | 0 | 0 | 0 | 0 | 0 | 0 | 0 | 0 | 0 | 0 | 0 | 0 | 0 | 0 | 0 | 0 | 0 | 0 | 0
F7_Industrial_Primary Metals_Existing_Space Heating_Natural Gas_Windows - High Efficiency_A_Achievable Economic RVT Potential | F7 | Industrial | Primary Metals | Existing | Space Heating | Natural Gas | Windows - High Efficiency | A | Cumulative Energy Savings (MWh or mTherms) | Achievable Economic RVT Potential | 0 | 0 | 0 | 0 | 0 | 0 | 0 | 0 | 0 | 0 | 0 | 0 | 0 | 0 | 0 | 0 | 0 | 0 | 0 | 0 | 0 | 0 | 0
F8_Industrial_Primary Metals_Existing_Space Heating_Natural Gas_Windows - High Efficiency_A_Achievable Economic RVT Potential | F8 | Industrial | Primary Metals | Existing | Space Heating | Natural Gas | Windows - High Efficiency | A | Cumulative Summer Peak Savings (MW) | Achievable Economic RVT Potential | 0 | 0 | 0 | 0 | 0 | 0 | 0 | 0 | 0 | 0 | 0 | 0 | 0 | 0 | 0 | 0 | 0 | 0 | 0 | 0 | 0 | 0 | 0
F9_Industrial_Primary Metals_Existing_Space Heating_Natural Gas_Windows - High Efficiency_A_Achievable Economic RVT Potential | F9 | Industrial | Primary Metals | Existing | Space Heating | Natural Gas | Windows - High Efficiency | A | Cumulative Winter Peak Savings (MW) | Achievable Economic RVT Potential | 0 | 0 | 0 | 0 | 0 | 0 | 0 | 0 | 0 | 0 | 0 | 0 | 0 | 0 | 0 | 0 | 0 | 0 | 0 | 0 | 0 | 0 | 0
F10_Industrial_Primary Metals_Existing_Space Heating_Natural Gas_Windows - High Efficiency_A_Achievable Economic RVT Potential | F10 | Industrial | Primary Metals | Existing | Space Heating | Natural Gas | Windows - High Efficiency | A | Purchases (Incremental) | Achievable Economic RVT Potential | 0 | 0 | 0 | 0 | 0 | 0 | 0 | 0 | 0 | 0 | 0 | 0 | 0 | 0 | 0 | 0 | 0 | 0 | 0 | 0 | 0 | 0 | 0
F11_Industrial_Primary Metals_Existing_Space Heating_Natural Gas_Windows - High Efficiency_A_Achievable Economic RVT Potential | F11 | Industrial | Primary Metals | Existing | Space Heating | Natural Gas | Windows - High Efficiency | A | Purchases (Cumulative) | Achievable Economic RVT Potential | 0 | 0 | 0 | 0 | 0 | 0 | 0 | 0 | 0 | 0 | 0 | 0 | 0 | 0 | 0 | 0 | 0 | 0 | 0 | 0 | 0 | 0 | 0
F1_Industrial_Primary Metals_Existing_Space Heating_Natural Gas_Gas Boiler - Maintenance_A_Achievable Economic RVT Potential | F1 | Industrial | Primary Metals | Existing | Space Heating | Natural Gas | Gas Boiler - Maintenance | A | Integrated Unit Energy Savings (kWh or therms) | Achievable Economic RVT Potential | 0 | 0 | 29.1758 | 29.0911 | 29.0025 | 28.9089 | 28.8089 | 28.7009 | 28.5837 | 28.4564 | 28.3193 | 28.173 | 28.0181 | 27.8549 | 27.6839 | 27.5061 | 27.3228 | 27.1498 | 26.9886 | 26.8398 | 26.7033 | 26.5797 | 0
F2_Industrial_Primary Metals_Existing_Space Heating_Natural Gas_Gas Boiler - Maintenance_A_Achievable Economic RVT Potential | F2 | Industrial | Primary Metals | Existing | Space Heating | Natural Gas | Gas Boiler - Maintenance | A | Integrated Unit Summer Peak Savings (kW) | Achievable Economic RVT Potential | 0 | 0 | 0 | 0 | 0 | 0 | 0 | 0 | 0 | 0 | 0 | 0 | 0 | 0 | 0 | 0 | 0 | 0 | 0 | 0 | 0 | 0 | 0
F3_Industrial_Primary Metals_Existing_Space Heating_Natural Gas_Gas Boiler - Maintenance_A_Achievable Economic RVT Potential | F3 | Industrial | Primary Metals | Existing | Space Heating | Natural Gas | Gas Boiler - Maintenance | A | Integrated Unit Winter Peak Savings (kW) | Achievable Economic RVT Potential | 0 | 0 | 0 | 0 | 0 | 0 | 0 | 0 | 0 | 0 | 0 | 0 | 0 | 0 | 0 | 0 | 0 | 0 | 0 | 0 | 0 | 0 | 0
F4_Industrial_Primary Metals_Existing_Space Heating_Natural Gas_Gas Boiler - Maintenance_A_Achievable Economic RVT Potential | F4 | Industrial | Primary Metals | Existing | Space Heating | Natural Gas | Gas Boiler - Maintenance | A | Incremental Energy Savings (MWh or mTherms) | Achievable Economic RVT Potential | 0 | 0 | 0.0040124 | 0.0027559 | 0.0018692 | 0.001426 | 0.0012236 | 0.0010367 | 0.00086923 | 0.00072253 | 0.0005962 | 0.00048888 | 0.0003987 | 0.00030337 | 0.00023077 | 0.00017549 | 0.00013342 | 0.00011963 | 9.1466e-05 | 7.6978e-05 | 6.3126e-05 | 4.9875e-05 | 0
F5_Industrial_Primary Metals_Existing_Space Heating_Natural Gas_Gas Boiler - Maintenance_A_Achievable Economic RVT Potential | F5 | Industrial | Primary Metals | Existing | Space Heating | Natural Gas | Gas Boiler - Maintenance | A | Incremental Summer Peak Savings (MW) | Achievable Economic RVT Potential | 0 | 0 | 0 | 0 | 0 | 0 | 0 | 0 | 0 | 0 | 0 | 0 | 0 | 0 | 0 | 0 | 0 | 0 | 0 | 0 | 0 | 0 | 0
F6_Industrial_Primary Metals_Existing_Space Heating_Natural Gas_Gas Boiler - Maintenance_A_Achievable Economic RVT Potential | F6 | Industrial | Primary Metals | Existing | Space Heating | Natural Gas | Gas Boiler - Maintenance | A | Incremental Winter Peak Savings (MW) | Achievable Economic RVT Potential | 0 | 0 | 0 | 0 | 0 | 0 | 0 | 0 | 0 | 0 | 0 | 0 | 0 | 0 | 0 | 0 | 0 | 0 | 0 | 0 | 0 | 0 | 0
F7_Industrial_Primary Metals_Existing_Space Heating_Natural Gas_Gas Boiler - Maintenance_A_Achievable Economic RVT Potential | F7 | Industrial | Primary Metals | Existing | Space Heating | Natural Gas | Gas Boiler - Maintenance | A | Cumulative Energy Savings (MWh or mTherms) | Achievable Economic RVT Potential | 0 | 0 | 0.0040124 | 0.0067566 | 0.0086052 | 0.010003 | 0.011192 | 0.012187 | 0.013007 | 0.013671 | 0.014202 | 0.014617 | 0.014935 | 0.015152 | 0.01529 | 0.015367 | 0.015398 | 0.01542 | 0.01542 | 0.015412 | 0.015397 | 0.015375 | 0
F8_Industrial_Primary Metals_Existing_Space Heating_Natural Gas_Gas Boiler - Maintenance_A_Achievable Economic RVT Potential | F8 | Industrial | Primary Metals | Existing | Space Heating | Natural Gas | Gas Boiler - Maintenance | A | Cumulative Summer Peak Savings (MW) | Achievable Economic RVT Potential | 0 | 0 | 0 | 0 | 0 | 0 | 0 | 0 | 0 | 0 | 0 | 0 | 0 | 0 | 0 | 0 | 0 | 0 | 0 | 0 | 0 | 0 | 0
F9_Industrial_Primary Metals_Existing_Space Heating_Natural Gas_Gas Boiler - Maintenance_A_Achievable Economic RVT Potential | F9 | Industrial | Primary Metals | Existing | Space Heating | Natural Gas | Gas Boiler - Maintenance | A | Cumulative Winter Peak Savings (MW) | Achievable Economic RVT Potential | 0 | 0 | 0 | 0 | 0 | 0 | 0 | 0 | 0 | 0 | 0 | 0 | 0 | 0 | 0 | 0 | 0 | 0 | 0 | 0 | 0 | 0 | 0
F10_Industrial_Primary Metals_Existing_Space Heating_Natural Gas_Gas Boiler - Maintenance_A_Achievable Economic RVT Potential | F10 | Industrial | Primary Metals | Existing | Space Heating | Natural Gas | Gas Boiler - Maintenance | A | Purchases (Incremental) | Achievable Economic RVT Potential | 0 | 0 | 0.13752 | 0.094732 | 0.064449 | 0.049328 | 0.042473 | 0.03612 | 0.03041 | 0.025391 | 0.021053 | 0.017353 | 0.01423 | 0.010891 | 0.0083359 | 0.0063801 | 0.0048831 | 0.0044064 | 0.0033891 | 0.002868 | 0.002364 | 0.0018765 | 0
F11_Industrial_Primary Metals_Existing_Space Heating_Natural Gas_Gas Boiler - Maintenance_A_Achievable Economic RVT Potential | F11 | Industrial | Primary Metals | Existing | Space Heating | Natural Gas | Gas Boiler - Maintenance | A | Purchases (Cumulative) | Achievable Economic RVT Potential | 0 | 0 | 0.13752 | 0.23226 | 0.29671 | 0.34603 | 0.38851 | 0.42463 | 0.45504 | 0.48043 | 0.50148 | 0.51883 | 0.53306 | 0.54395 | 0.55229 | 0.55867 | 0.56355 | 0.56796 | 0.57135 | 0.57422 | 0.57658 | 0.57846 | 0
F1_Industrial_Primary Metals_Existing_Process_Natural Gas_Gas Boiler - Maintenance_A_Achievable Economic RVT Potential | F1 | Industrial | Primary Metals | Existing | Process | Natural Gas | Gas Boiler - Maintenance | A | Integrated Unit Energy Savings (kWh or therms) | Achievable Economic RVT Potential | 0 | 0 | 28.0317 | 28.0317 | 28.0317 | 28.0317 | 28.0317 | 28.0317 | 28.0317 | 28.0317 | 28.0317 | 28.0317 | 28.0317 | 28.0317 | 28.0317 | 28.0317 | 28.0317 | 28.0317 | 28.0317 | 28.0317 | 28.0317 | 28.0317 | 0
F2_Industrial_Primary Metals_Existing_Process_Natural Gas_Gas Boiler - Maintenance_A_Achievable Economic RVT Potential | F2 | Industrial | Primary Metals | Existing | Process | Natural Gas | Gas Boiler - Maintenance | A | Integrated Unit Summer Peak Savings (kW) | Achievable Economic RVT Potential | 0 | 0 | 0 | 0 | 0 | 0 | 0 | 0 | 0 | 0 | 0 | 0 | 0 | 0 | 0 | 0 | 0 | 0 | 0 | 0 | 0 | 0 | 0
F3_Industrial_Primary Metals_Existing_Process_Natural Gas_Gas Boiler - Maintenance_A_Achievable Economic RVT Potential | F3 | Industrial | Primary Metals | Existing | Process | Natural Gas | Gas Boiler - Maintenance | A | Integrated Unit Winter Peak Savings (kW) | Achievable Economic RVT Potential | 0 | 0 | 0 | 0 | 0 | 0 | 0 | 0 | 0 | 0 | 0 | 0 | 0 | 0 | 0 | 0 | 0 | 0 | 0 | 0 | 0 | 0 | 0
F4_Industrial_Primary Metals_Existing_Process_Natural Gas_Gas Boiler - Maintenance_A_Achievable Economic RVT Potential | F4 | Industrial | Primary Metals | Existing | Process | Natural Gas | Gas Boiler - Maintenance | A | Incremental Energy Savings (MWh or mTherms) | Achievable Economic RVT Potential | 0 | 0 | 0.13963 | 0.09618 | 0.065434 | 0.050082 | 0.043123 | 0.036672 | 0.030875 | 0.025779 | 0.021375 | 0.017618 | 0.014448 | 0.011058 | 0.0084633 | 0.0064776 | 0.0049578 | 0.0044738 | 0.0034409 | 0.0029119 | 0.0024001 | 0.0019051 | 0
F5_Industrial_Primary Metals_Existing_Process_Natural Gas_Gas Boiler - Maintenance_A_Achievable Economic RVT Potential | F5 | Industrial | Primary Metals | Existing | Process | Natural Gas | Gas Boiler - Maintenance | A | Incremental Summer Peak Savings (MW) | Achievable Economic RVT Potential | 0 | 0 | 0 | 0 | 0 | 0 | 0 | 0 | 0 | 0 | 0 | 0 | 0 | 0 | 0 | 0 | 0 | 0 | 0 | 0 | 0 | 0 | 0
F6_Industrial_Primary Metals_Existing_Process_Natural Gas_Gas Boiler - Maintenance_A_Achievable Economic RVT Potential | F6 | Industrial | Primary Metals | Existing | Process | Natural Gas | Gas Boiler - Maintenance | A | Incremental Winter Peak Savings (MW) | Achievable Economic RVT Potential | 0 | 0 | 0 | 0 | 0 | 0 | 0 | 0 | 0 | 0 | 0 | 0 | 0 | 0 | 0 | 0 | 0 | 0 | 0 | 0 | 0 | 0 | 0
F7_Industrial_Primary Metals_Existing_Process_Natural Gas_Gas Boiler - Maintenance_A_Achievable Economic RVT Potential | F7 | Industrial | Primary Metals | Existing | Process | Natural Gas | Gas Boiler - Maintenance | A | Cumulative Energy Savings (MWh or mTherms) | Achievable Economic RVT Potential | 0 | 0 | 0.13963 | 0.23581 | 0.30124 | 0.35132 | 0.39445 | 0.43112 | 0.46199 | 0.48777 | 0.50915 | 0.52676 | 0.54121 | 0.55227 | 0.56073 | 0.56721 | 0.57217 | 0.57664 | 0.58008 | 0.58299 | 0.58539 | 0.5873 | 0
F8_Industrial_Primary Metals_Existing_Process_Natural Gas_Gas Boiler - Maintenance_A_Achievable Economic RVT Potential | F8 | Industrial | Primary Metals | Existing | Process | Natural Gas | Gas Boiler - Maintenance | A | Cumulative Summer Peak Savings (MW) | Achievable Economic RVT Potential | 0 | 0 | 0 | 0 | 0 | 0 | 0 | 0 | 0 | 0 | 0 | 0 | 0 | 0 | 0 | 0 | 0 | 0 | 0 | 0 | 0 | 0 | 0
F9_Industrial_Primary Metals_Existing_Process_Natural Gas_Gas Boiler - Maintenance_A_Achievable Economic RVT Potential | F9 | Industrial | Primary Metals | Existing | Process | Natural Gas | Gas Boiler - Maintenance | A | Cumulative Winter Peak Savings (MW) | Achievable Economic RVT Potential | 0 | 0 | 0 | 0 | 0 | 0 | 0 | 0 | 0 | 0 | 0 | 0 | 0 | 0 | 0 | 0 | 0 | 0 | 0 | 0 | 0 | 0 | 0
F10_Industrial_Primary Metals_Existing_Process_Natural Gas_Gas Boiler - Maintenance_A_Achievable Economic RVT Potential | F10 | Industrial | Primary Metals | Existing | Process | Natural Gas | Gas Boiler - Maintenance | A | Purchases (Incremental) | Achievable Economic RVT Potential | 0 | 0 | 4.981 | 3.4311 | 2.3343 | 1.7866 | 1.5384 | 1.3082 | 1.1014 | 0.91963 | 0.76252 | 0.6285 | 0.5154 | 0.39447 | 0.30192 | 0.23108 | 0.17686 | 0.1596 | 0.12275 | 0.10388 | 0.085622 | 0.067964 | 0
F11_Industrial_Primary Metals_Existing_Process_Natural Gas_Gas Boiler - Maintenance_A_Achievable Economic RVT Potential | F11 | Industrial | Primary Metals | Existing | Process | Natural Gas | Gas Boiler - Maintenance | A | Purchases (Cumulative) | Achievable Economic RVT Potential | 0 | 0 | 4.981 | 8.4122 | 10.7465 | 12.5331 | 14.0714 | 15.3797 | 16.4811 | 17.4007 | 18.1632 | 18.7917 | 19.3071 | 19.7016 | 20.0035 | 20.2346 | 20.4115 | 20.5711 | 20.6938 | 20.7977 | 20.8833 | 20.9513 | 0
F1_Industrial_Primary Metals_Existing_Space Heating_Natural Gas_Gas Furnace - Maintenance_A_Achievable Economic RVT Potential | F1 | Industrial | Primary Metals | Existing | Space Heating | Natural Gas | Gas Furnace - Maintenance | A | Integrated Unit Energy Savings (kWh or therms) | Achievable Economic RVT Potential | 0 | 0 | 0.0093802 | 0.0093093 | 0.0092366 | 0.0091622 | 0.0090859 | 0.0090076 | 0.0089274 | 0.0088452 | 0.0087618 | 0.0086776 | 0.0085929 | 0.0085074 | 0.0084214 | 0.0083347 | 0.0082477 | 0.0081648 | 0.0080863 | 0.0080123 | 0.0079426 | 0.0078772 | 0
F2_Industrial_Primary Metals_Existing_Space Heating_Natural Gas_Gas Furnace - Maintenance_A_Achievable Economic RVT Potential | F2 | Industrial | Primary Metals | Existing | Space Heating | Natural Gas | Gas Furnace - Maintenance | A | Integrated Unit Summer Peak Savings (kW) | Achievable Economic RVT Potential | 0 | 0 | 0 | 0 | 0 | 0 | 0 | 0 | 0 | 0 | 0 | 0 | 0 | 0 | 0 | 0 | 0 | 0 | 0 | 0 | 0 | 0 | 0
F3_Industrial_Primary Metals_Existing_Space Heating_Natural Gas_Gas Furnace - Maintenance_A_Achievable Economic RVT Potential | F3 | Industrial | Primary Metals | Existing | Space Heating | Natural Gas | Gas Furnace - Maintenance | A | Integrated Unit Winter Peak Savings (kW) | Achievable Economic RVT Potential | 0 | 0 | 0 | 0 | 0 | 0 | 0 | 0 | 0 | 0 | 0 | 0 | 0 | 0 | 0 | 0 | 0 | 0 | 0 | 0 | 0 | 0 | 0
F4_Industrial_Primary Metals_Existing_Space Heating_Natural Gas_Gas Furnace - Maintenance_A_Achievable Economic RVT Potential | F4 | Industrial | Primary Metals | Existing | Space Heating | Natural Gas | Gas Furnace - Maintenance | A | Incremental Energy Savings (MWh or mTherms) | Achievable Economic RVT Potential | 0 | 0 | 0 | 0 | 0 | 0 | 0 | 0 | 0 | 0 | 0 | 0 | 0 | 0 | 0 | 0 | 0 | 0 | 0 | 0 | 0 | 0 | 0
F5_Industrial_Primary Metals_Existing_Space Heating_Natural Gas_Gas Furnace - Maintenance_A_Achievable Economic RVT Potential | F5 | Industrial | Primary Metals | Existing | Space Heating | Natural Gas | Gas Furnace - Maintenance | A | Incremental Summer Peak Savings (MW) | Achievable Economic RVT Potential | 0 | 0 | 0 | 0 | 0 | 0 | 0 | 0 | 0 | 0 | 0 | 0 | 0 | 0 | 0 | 0 | 0 | 0 | 0 | 0 | 0 | 0 | 0
F6_Industrial_Primary Metals_Existing_Space Heating_Natural Gas_Gas Furnace - Maintenance_A_Achievable Economic RVT Potential | F6 | Industrial | Primary Metals | Existing | Space Heating | Natural Gas | Gas Furnace - Maintenance | A | Incremental Winter Peak Savings (MW) | Achievable Economic RVT Potential | 0 | 0 | 0 | 0 | 0 | 0 | 0 | 0 | 0 | 0 | 0 | 0 | 0 | 0 | 0 | 0 | 0 | 0 | 0 | 0 | 0 | 0 | 0
F7_Industrial_Primary Metals_Existing_Space Heating_Natural Gas_Gas Furnace - Maintenance_A_Achievable Economic RVT Potential | F7 | Industrial | Primary Metals | Existing | Space Heating | Natural Gas | Gas Furnace - Maintenance | A | Cumulative Energy Savings (MWh or mTherms) | Achievable Economic RVT Potential | 0 | 0 | 0 | 0 | 0 | 0 | 0 | 0 | 0 | 0 | 0 | 0 | 0 | 0 | 0 | 0 | 0 | 0 | 0 | 0 | 0 | 0 | 0
F8_Industrial_Primary Metals_Existing_Space Heating_Natural Gas_Gas Furnace - Maintenance_A_Achievable Economic RVT Potential | F8 | Industrial | Primary Metals | Existing | Space Heating | Natural Gas | Gas Furnace - Maintenance | A | Cumulative Summer Peak Savings (MW) | Achievable Economic RVT Potential | 0 | 0 | 0 | 0 | 0 | 0 | 0 | 0 | 0 | 0 | 0 | 0 | 0 | 0 | 0 | 0 | 0 | 0 | 0 | 0 | 0 | 0 | 0
F9_Industrial_Primary Metals_Existing_Space Heating_Natural Gas_Gas Furnace - Maintenance_A_Achievable Economic RVT Potential | F9 | Industrial | Primary Metals | Existing | Space Heating | Natural Gas | Gas Furnace - Maintenance | A | Cumulative Winter Peak Savings (MW) | Achievable Economic RVT Potential | 0 | 0 | 0 | 0 | 0 | 0 | 0 | 0 | 0 | 0 | 0 | 0 | 0 | 0 | 0 | 0 | 0 | 0 | 0 | 0 | 0 | 0 | 0
F10_Industrial_Primary Metals_Existing_Space Heating_Natural Gas_Gas Furnace - Maintenance_A_Achievable Economic RVT Potential | F10 | Industrial | Primary Metals | Existing | Space Heating | Natural Gas | Gas Furnace - Maintenance | A | Purchases (Incremental) | Achievable Economic RVT Potential | 0 | 0 | 0 | 0 | 0 | 0 | 0 | 0 | 0 | 0 | 0 | 0 | 0 | 0 | 0 | 0 | 0 | 0 | 0 | 0 | 0 | 0 | 0
F11_Industrial_Primary Metals_Existing_Space Heating_Natural Gas_Gas Furnace - Maintenance_A_Achievable Economic RVT Potential | F11 | Industrial | Primary Metals | Existing | Space Heating | Natural Gas | Gas Furnace - Maintenance | A | Purchases (Cumulative) | Achievable Economic RVT Potential | 0 | 0 | 0 | 0 | 0 | 0 | 0 | 0 | 0 | 0 | 0 | 0 | 0 | 0 | 0 | 0 | 0 | 0 | 0 | 0 | 0 | 0 | 0
F1_Industrial_Primary Metals_Existing_Space Heating_Natural Gas_Gas Boiler - Hot Water Reset_A_Achievable Economic RVT Potential | F1 | Industrial | Primary Metals | Existing | Space Heating | Natural Gas | Gas Boiler - Hot Water Reset | A | Integrated Unit Energy Savings (kWh or therms) | Achievable Economic RVT Potential | 0 | 0 | 105.9424 | 105.4827 | 105.0086 | 104.5159 | 103.9985 | 103.4513 | 102.8704 | 102.252 | 101.5976 | 100.9092 | 100.1896 | 99.4395 | 98.6611 | 97.8581 | 97.0354 | 96.2483 | 95.5029 | 94.8001 | 94.1403 | 93.5245 | 0
F2_Industrial_Primary Metals_Existing_Space Heating_Natural Gas_Gas Boiler - Hot Water Reset_A_Achievable Economic RVT Potential | F2 | Industrial | Primary Metals | Existing | Space Heating | Natural Gas | Gas Boiler - Hot Water Reset | A | Integrated Unit Summer Peak Savings (kW) | Achievable Economic RVT Potential | 0 | 0 | 0 | 0 | 0 | 0 | 0 | 0 | 0 | 0 | 0 | 0 | 0 | 0 | 0 | 0 | 0 | 0 | 0 | 0 | 0 | 0 | 0
F3_Industrial_Primary Metals_Existing_Space Heating_Natural Gas_Gas Boiler - Hot Water Reset_A_Achievable Economic RVT Potential | F3 | Industrial | Primary Metals | Existing | Space Heating | Natural Gas | Gas Boiler - Hot Water Reset | A | Integrated Unit Winter Peak Savings (kW) | Achievable Economic RVT Potential | 0 | 0 | 0 | 0 | 0 | 0 | 0 | 0 | 0 | 0 | 0 | 0 | 0 | 0 | 0 | 0 | 0 | 0 | 0 | 0 | 0 | 0 | 0
F4_Industrial_Primary Metals_Existing_Space Heating_Natural Gas_Gas Boiler - Hot Water Reset_A_Achievable Economic RVT Potential | F4 | Industrial | Primary Metals | Existing | Space Heating | Natural Gas | Gas Boiler - Hot Water Reset | A | Incremental Energy Savings (MWh or mTherms) | Achievable Economic RVT Potential | 0 | 0 | 0.0070807 | 0.008507 | 0.010185 | 0.011564 | 0.012899 | 0.014743 | 0.015805 | 0.015772 | 0.014513 | 0.012177 | 0.0091948 | 0.0059356 | 0.0033605 | 0.0015772 | 0.00065026 | 0.0002305 | 7.0207e-05 | 1.4928e-05 | 2.3946e-06 | 2.8063e-07 | 0
F5_Industrial_Primary Metals_Existing_Space Heating_Natural Gas_Gas Boiler - Hot Water Reset_A_Achievable Economic RVT Potential | F5 | Industrial | Primary Metals | Existing | Space Heating | Natural Gas | Gas Boiler - Hot Water Reset | A | Incremental Summer Peak Savings (MW) | Achievable Economic RVT Potential | 0 | 0 | 0 | 0 | 0 | 0 | 0 | 0 | 0 | 0 | 0 | 0 | 0 | 0 | 0 | 0 | 0 | 0 | 0 | 0 | 0 | 0 | 0
F6_Industrial_Primary Metals_Existing_Space Heating_Natural Gas_Gas Boiler - Hot Water Reset_A_Achievable Economic RVT Potential | F6 | Industrial | Primary Metals | Existing | Space Heating | Natural Gas | Gas Boiler - Hot Water Reset | A | Incremental Winter Peak Savings (MW) | Achievable Economic RVT Potential | 0 | 0 | 0 | 0 | 0 | 0 | 0 | 0 | 0 | 0 | 0 | 0 | 0 | 0 | 0 | 0 | 0 | 0 | 0 | 0 | 0 | 0 | 0
F7_Industrial_Primary Metals_Existing_Space Heating_Natural Gas_Gas Boiler - Hot Water Reset_A_Achievable Economic RVT Potential | F7 | Industrial | Primary Metals | Existing | Space Heating | Natural Gas | Gas Boiler - Hot Water Reset | A | Cumulative Energy Savings (MWh or mTherms) | Achievable Economic RVT Potential | 0 | 0 | 0.0070807 | 0.015557 | 0.025672 | 0.037116 | 0.049831 | 0.064311 | 0.079755 | 0.095047 | 0.10895 | 0.12039 | 0.12873 | 0.1337 | 0.13601 | 0.13648 | 0.13599 | 0.13511 | 0.13414 | 0.13317 | 0.13224 | 0.13138 | 0
F8_Industrial_Primary Metals_Existing_Space Heating_Natural Gas_Gas Boiler - Hot Water Reset_A_Achievable Economic RVT Potential | F8 | Industrial | Primary Metals | Existing | Space Heating | Natural Gas | Gas Boiler - Hot Water Reset | A | Cumulative Summer Peak Savings (MW) | Achievable Economic RVT Potential | 0 | 0 | 0 | 0 | 0 | 0 | 0 | 0 | 0 | 0 | 0 | 0 | 0 | 0 | 0 | 0 | 0 | 0 | 0 | 0 | 0 | 0 | 0
F9_Industrial_Primary Metals_Existing_Space Heating_Natural Gas_Gas Boiler - Hot Water Reset_A_Achievable Economic RVT Potential | F9 | Industrial | Primary Metals | Existing | Space Heating | Natural Gas | Gas Boiler - Hot Water Reset | A | Cumulative Winter Peak Savings (MW) | Achievable Economic RVT Potential | 0 | 0 | 0 | 0 | 0 | 0 | 0 | 0 | 0 | 0 | 0 | 0 | 0 | 0 | 0 | 0 | 0 | 0 | 0 | 0 | 0 | 0 | 0
F10_Industrial_Primary Metals_Existing_Space Heating_Natural Gas_Gas Boiler - Hot Water Reset_A_Achievable Economic RVT Potential | F10 | Industrial | Primary Metals | Existing | Space Heating | Natural Gas | Gas Boiler - Hot Water Reset | A | Purchases (Incremental) | Achievable Economic RVT Potential | 0 | 0 | 0.066835 | 0.080648 | 0.096988 | 0.11065 | 0.12403 | 0.14251 | 0.15364 | 0.15424 | 0.14285 | 0.12068 | 0.091774 | 0.059691 | 0.034061 | 0.016117 | 0.0067013 | 0.0023948 | 0.00073513 | 0.00015746 | 2.5436e-05 | 3.0006e-06 | 0
F11_Industrial_Primary Metals_Existing_Space Heating_Natural Gas_Gas Boiler - Hot Water Reset_A_Achievable Economic RVT Potential | F11 | Industrial | Primary Metals | Existing | Space Heating | Natural Gas | Gas Boiler - Hot Water Reset | A | Purchases (Cumulative) | Achievable Economic RVT Potential | 0 | 0 | 0.066835 | 0.14748 | 0.24447 | 0.35512 | 0.47915 | 0.62166 | 0.77529 | 0.92954 | 1.0724 | 1.1931 | 1.2848 | 1.3445 | 1.3786 | 1.3947 | 1.4014 | 1.4038 | 1.4045 | 1.4047 | 1.4047 | 1.4047 | 0
F1_Industrial_Primary Metals_Existing_Process_Natural Gas_Gas Boiler - Hot Water Reset_A_Achievable Economic RVT Potential | F1 | Industrial | Primary Metals | Existing | Process | Natural Gas | Gas Boiler - Hot Water Reset | A | Integrated Unit Energy Savings (kWh or therms) | Achievable Economic RVT Potential | 0 | 0 | 50.8729 | 50.7783 | 50.6828 | 50.586 | 50.4877 | 50.3928 | 50.305 | 50.2227 | 50.1446 | 50.0697 | 49.9972 | 49.9262 | 49.8564 | 49.7873 | 49.7184 | 49.6495 | 49.584 | 49.5174 | 49.4497 | 49.3809 | 0
F2_Industrial_Primary Metals_Existing_Process_Natural Gas_Gas Boiler - Hot Water Reset_A_Achievable Economic RVT Potential | F2 | Industrial | Primary Metals | Existing | Process | Natural Gas | Gas Boiler - Hot Water Reset | A | Integrated Unit Summer Peak Savings (kW) | Achievable Economic RVT Potential | 0 | 0 | 0 | 0 | 0 | 0 | 0 | 0 | 0 | 0 | 0 | 0 | 0 | 0 | 0 | 0 | 0 | 0 | 0 | 0 | 0 | 0 | 0
F3_Industrial_Primary Metals_Existing_Process_Natural Gas_Gas Boiler - Hot Water Reset_A_Achievable Economic RVT Potential | F3 | Industrial | Primary Metals | Existing | Process | Natural Gas | Gas Boiler - Hot Water Reset | A | Integrated Unit Winter Peak Savings (kW) | Achievable Economic RVT Potential | 0 | 0 | 0 | 0 | 0 | 0 | 0 | 0 | 0 | 0 | 0 | 0 | 0 | 0 | 0 | 0 | 0 | 0 | 0 | 0 | 0 | 0 | 0
F4_Industrial_Primary Metals_Existing_Process_Natural Gas_Gas Boiler - Hot Water Reset_A_Achievable Economic RVT Potential | F4 | Industrial | Primary Metals | Existing | Process | Natural Gas | Gas Boiler - Hot Water Reset | A | Incremental Energy Savings (MWh or mTherms) | Achievable Economic RVT Potential | 0 | 0 | 0.12315 | 0.14832 | 0.17804 | 0.20273 | 0.22681 | 0.2601 | 0.27993 | 0.28058 | 0.25945 | 0.21884 | 0.16619 | 0.10794 | 0.061507 | 0.029063 | 0.012067 | 0.0043065 | 0.0013202 | 0.00028241 | 4.5557e-05 | 5.3666e-06 | 0
F5_Industrial_Primary Metals_Existing_Process_Natural Gas_Gas Boiler - Hot Water Reset_A_Achievable Economic RVT Potential | F5 | Industrial | Primary Metals | Existing | Process | Natural Gas | Gas Boiler - Hot Water Reset | A | Incremental Summer Peak Savings (MW) | Achievable Economic RVT Potential | 0 | 0 | 0 | 0 | 0 | 0 | 0 | 0 | 0 | 0 | 0 | 0 | 0 | 0 | 0 | 0 | 0 | 0 | 0 | 0 | 0 | 0 | 0
F6_Industrial_Primary Metals_Existing_Process_Natural Gas_Gas Boiler - Hot Water Reset_A_Achievable Economic RVT Potential | F6 | Industrial | Primary Metals | Existing | Process | Natural Gas | Gas Boiler - Hot Water Reset | A | Incremental Winter Peak Savings (MW) | Achievable Economic RVT Potential | 0 | 0 | 0 | 0 | 0 | 0 | 0 | 0 | 0 | 0 | 0 | 0 | 0 | 0 | 0 | 0 | 0 | 0 | 0 | 0 | 0 | 0 | 0
F7_Industrial_Primary Metals_Existing_Process_Natural Gas_Gas Boiler - Hot Water Reset_A_Achievable Economic RVT Potential | F7 | Industrial | Primary Metals | Existing | Process | Natural Gas | Gas Boiler - Hot Water Reset | A | Cumulative Energy Savings (MWh or mTherms) | Achievable Economic RVT Potential | 0 | 0 | 0.12315 | 0.27124 | 0.44877 | 0.65064 | 0.87619 | 1.1346 | 1.4126 | 1.6909 | 1.9477 | 2.1636 | 2.3267 | 2.4313 | 2.4894 | 2.515 | 2.5236 | 2.5244 | 2.5224 | 2.5193 | 2.5159 | 2.5124 | 0
F8_Industrial_Primary Metals_Existing_Process_Natural Gas_Gas Boiler - Hot Water Reset_A_Achievable Economic RVT Potential | F8 | Industrial | Primary Metals | Existing | Process | Natural Gas | Gas Boiler - Hot Water Reset | A | Cumulative Summer Peak Savings (MW) | Achievable Economic RVT Potential | 0 | 0 | 0 | 0 | 0 | 0 | 0 | 0 | 0 | 0 | 0 | 0 | 0 | 0 | 0 | 0 | 0 | 0 | 0 | 0 | 0 | 0 | 0
F9_Industrial_Primary Metals_Existing_Process_Natural Gas_Gas Boiler - Hot Water Reset_A_Achievable Economic RVT Potential | F9 | Industrial | Primary Metals | Existing | Process | Natural Gas | Gas Boiler - Hot Water Reset | A | Cumulative Winter Peak Savings (MW) | Achievable Economic RVT Potential | 0 | 0 | 0 | 0 | 0 | 0 | 0 | 0 | 0 | 0 | 0 | 0 | 0 | 0 | 0 | 0 | 0 | 0 | 0 | 0 | 0 | 0 | 0
F10_Industrial_Primary Metals_Existing_Process_Natural Gas_Gas Boiler - Hot Water Reset_A_Achievable Economic RVT Potential | F10 | Industrial | Primary Metals | Existing | Process | Natural Gas | Gas Boiler - Hot Water Reset | A | Purchases (Incremental) | Achievable Economic RVT Potential | 0 | 0 | 2.4207 | 2.921 | 3.5128 | 4.0075 | 4.4923 | 5.1615 | 5.5646 | 5.5866 | 5.174 | 4.3708 | 3.324 | 2.1619 | 1.2337 | 0.58375 | 0.24271 | 0.086738 | 0.026626 | 0.0057032 | 0.00092128 | 0.00010868 | 0
F11_Industrial_Primary Metals_Existing_Process_Natural Gas_Gas Boiler - Hot Water Reset_A_Achievable Economic RVT Potential | F11 | Industrial | Primary Metals | Existing | Process | Natural Gas | Gas Boiler - Hot Water Reset | A | Purchases (Cumulative) | Achievable Economic RVT Potential | 0 | 0 | 2.4207 | 5.3417 | 8.8546 | 12.8621 | 17.3544 | 22.5159 | 28.0805 | 33.6672 | 38.8411 | 43.2119 | 46.5359 | 48.6978 | 49.9315 | 50.5152 | 50.758 | 50.8447 | 50.8713 | 50.877 | 50.8779 | 50.8781 | 0
F1_Industrial_Primary Metals_Existing_Space Heating_Natural Gas_Steam Trap Maintenance_A_Achievable Economic RVT Potential | F1 | Industrial | Primary Metals | Existing | Space Heating | Natural Gas | Steam Trap Maintenance | A | Integrated Unit Energy Savings (kWh or therms) | Achievable Economic RVT Potential | 0 | 0 | 37.4745 | 37.3599 | 37.2405 | 37.1149 | 36.9809 | 36.8367 | 36.6809 | 36.512 | 36.3305 | 36.1372 | 35.9329 | 35.718 | 35.493 | 35.2594 | 35.0187 | 34.7911 | 34.5788 | 34.3821 | 34.2013 | 34.0369 | 0
F2_Industrial_Primary Metals_Existing_Space Heating_Natural Gas_Steam Trap Maintenance_A_Achievable Economic RVT Potential | F2 | Industrial | Primary Metals | Existing | Space Heating | Natural Gas | Steam Trap Maintenance | A | Integrated Unit Summer Peak Savings (kW) | Achievable Economic RVT Potential | 0 | 0 | 0 | 0 | 0 | 0 | 0 | 0 | 0 | 0 | 0 | 0 | 0 | 0 | 0 | 0 | 0 | 0 | 0 | 0 | 0 | 0 | 0
F3_Industrial_Primary Metals_Existing_Space Heating_Natural Gas_Steam Trap Maintenance_A_Achievable Economic RVT Potential | F3 | Industrial | Primary Metals | Existing | Space Heating | Natural Gas | Steam Trap Maintenance | A | Integrated Unit Winter Peak Savings (kW) | Achievable Economic RVT Potential | 0 | 0 | 0 | 0 | 0 | 0 | 0 | 0 | 0 | 0 | 0 | 0 | 0 | 0 | 0 | 0 | 0 | 0 | 0 | 0 | 0 | 0 | 0
F4_Industrial_Primary Metals_Existing_Space Heating_Natural Gas_Steam Trap Maintenance_A_Achievable Economic RVT Potential | F4 | Industrial | Primary Metals | Existing | Space Heating | Natural Gas | Steam Trap Maintenance | A | Incremental Energy Savings (MWh or mTherms) | Achievable Economic RVT Potential | 0 | 0 | 0.0013979 | 0.0013696 | 0.0013417 | 0.0013141 | 0.0012868 | 0.0012597 | 0.0012327 | 0.0012059 | 0.0011792 | 0.0011527 | 0.0011264 | 0.0011004 | 0.0010746 | 0.0010491 | 0.001024 | 0.00099982 | 0.00097658 | 0.00095429 | 0.0009329 | 0.00091241 | 0
F5_Industrial_Primary Metals_Existing_Space Heating_Natural Gas_Steam Trap Maintenance_A_Achievable Economic RVT Potential | F5 | Industrial | Primary Metals | Existing | Space Heating | Natural Gas | Steam Trap Maintenance | A | Incremental Summer Peak Savings (MW) | Achievable Economic RVT Potential | 0 | 0 | 0 | 0 | 0 | 0 | 0 | 0 | 0 | 0 | 0 | 0 | 0 | 0 | 0 | 0 | 0 | 0 | 0 | 0 | 0 | 0 | 0
F6_Industrial_Primary Metals_Existing_Space Heating_Natural Gas_Steam Trap Maintenance_A_Achievable Economic RVT Potential | F6 | Industrial | Primary Metals | Existing | Space Heating | Natural Gas | Steam Trap Maintenance | A | Incremental Winter Peak Savings (MW) | Achievable Economic RVT Potential | 0 | 0 | 0 | 0 | 0 | 0 | 0 | 0 | 0 | 0 | 0 | 0 | 0 | 0 | 0 | 0 | 0 | 0 | 0 | 0 | 0 | 0 | 0
F7_Industrial_Primary Metals_Existing_Space Heating_Natural Gas_Steam Trap Maintenance_A_Achievable Economic RVT Potential | F7 | Industrial | Primary Metals | Existing | Space Heating | Natural Gas | Steam Trap Maintenance | A | Cumulative Energy Savings (MWh or mTherms) | Achievable Economic RVT Potential | 0 | 0 | 0.0013979 | 0.0027633 | 0.0040962 | 0.0053965 | 0.0066638 | 0.0078975 | 0.0090968 | 0.010261 | 0.011389 | 0.012481 | 0.013537 | 0.014556 | 0.015539 | 0.016486 | 0.017398 | 0.018285 | 0.01915 | 0.019995 | 0.020823 | 0.021635 | 0
F8_Industrial_Primary Metals_Existing_Space Heating_Natural Gas_Steam Trap Maintenance_A_Achievable Economic RVT Potential | F8 | Industrial | Primary Metals | Existing | Space Heating | Natural Gas | Steam Trap Maintenance | A | Cumulative Summer Peak Savings (MW) | Achievable Economic RVT Potential | 0 | 0 | 0 | 0 | 0 | 0 | 0 | 0 | 0 | 0 | 0 | 0 | 0 | 0 | 0 | 0 | 0 | 0 | 0 | 0 | 0 | 0 | 0
F9_Industrial_Primary Metals_Existing_Space Heating_Natural Gas_Steam Trap Maintenance_A_Achievable Economic RVT Potential | F9 | Industrial | Primary Metals | Existing | Space Heating | Natural Gas | Steam Trap Maintenance | A | Cumulative Winter Peak Savings (MW) | Achievable Economic RVT Potential | 0 | 0 | 0 | 0 | 0 | 0 | 0 | 0 | 0 | 0 | 0 | 0 | 0 | 0 | 0 | 0 | 0 | 0 | 0 | 0 | 0 | 0 | 0
F10_Industrial_Primary Metals_Existing_Space Heating_Natural Gas_Steam Trap Maintenance_A_Achievable Economic RVT Potential | F10 | Industrial | Primary Metals | Existing | Space Heating | Natural Gas | Steam Trap Maintenance | A | Purchases (Incremental) | Achievable Economic RVT Potential | 0 | 0 | 0.037303 | 0.03666 | 0.036028 | 0.035407 | 0.034797 | 0.034197 | 0.033607 | 0.033028 | 0.032458 | 0.031899 | 0.031349 | 0.030808 | 0.030277 | 0.029755 | 0.029242 | 0.028738 | 0.028242 | 0.027755 | 0.027277 | 0.026806 | 0
F11_Industrial_Primary Metals_Existing_Space Heating_Natural Gas_Steam Trap Maintenance_A_Achievable Economic RVT Potential | F11 | Industrial | Primary Metals | Existing | Space Heating | Natural Gas | Steam Trap Maintenance | A | Purchases (Cumulative) | Achievable Economic RVT Potential | 0 | 0 | 0.037303 | 0.073964 | 0.10999 | 0.1454 | 0.1802 | 0.21439 | 0.248 | 0.28103 | 0.31348 | 0.34538 | 0.37673 | 0.40754 | 0.43782 | 0.46757 | 0.49681 | 0.52555 | 0.55379 | 0.58155 | 0.60883 | 0.63563 | 0
F1_Industrial_Primary Metals_Existing_Process_Natural Gas_Steam Trap Maintenance_A_Achievable Economic RVT Potential | F1 | Industrial | Primary Metals | Existing | Process | Natural Gas | Steam Trap Maintenance | A | Integrated Unit Energy Savings (kWh or therms) | Achievable Economic RVT Potential | 0 | 0 | 35.9749 | 35.9389 | 35.9026 | 35.8659 | 35.8287 | 35.7943 | 35.7656 | 35.7413 | 35.7205 | 35.7026 | 35.6869 | 35.673 | 35.6605 | 35.6491 | 35.6386 | 35.6287 | 35.6219 | 35.615 | 35.608 | 35.6009 | 0
F2_Industrial_Primary Metals_Existing_Process_Natural Gas_Steam Trap Maintenance_A_Achievable Economic RVT Potential | F2 | Industrial | Primary Metals | Existing | Process | Natural Gas | Steam Trap Maintenance | A | Integrated Unit Summer Peak Savings (kW) | Achievable Economic RVT Potential | 0 | 0 | 0 | 0 | 0 | 0 | 0 | 0 | 0 | 0 | 0 | 0 | 0 | 0 | 0 | 0 | 0 | 0 | 0 | 0 | 0 | 0 | 0
F3_Industrial_Primary Metals_Existing_Process_Natural Gas_Steam Trap Maintenance_A_Achievable Economic RVT Potential | F3 | Industrial | Primary Metals | Existing | Process | Natural Gas | Steam Trap Maintenance | A | Integrated Unit Winter Peak Savings (kW) | Achievable Economic RVT Potential | 0 | 0 | 0 | 0 | 0 | 0 | 0 | 0 | 0 | 0 | 0 | 0 | 0 | 0 | 0 | 0 | 0 | 0 | 0 | 0 | 0 | 0 | 0
F4_Industrial_Primary Metals_Existing_Process_Natural Gas_Steam Trap Maintenance_A_Achievable Economic RVT Potential | F4 | Industrial | Primary Metals | Existing | Process | Natural Gas | Steam Trap Maintenance | A | Incremental Energy Savings (MWh or mTherms) | Achievable Economic RVT Potential | 0 | 0 | 0.048606 | 0.04772 | 0.04685 | 0.045995 | 0.045155 | 0.044334 | 0.043535 | 0.042755 | 0.041993 | 0.041249 | 0.04052 | 0.039806 | 0.039106 | 0.038419 | 0.037745 | 0.037084 | 0.036438 | 0.035803 | 0.035179 | 0.034565 | 0
F5_Industrial_Primary Metals_Existing_Process_Natural Gas_Steam Trap Maintenance_A_Achievable Economic RVT Potential | F5 | Industrial | Primary Metals | Existing | Process | Natural Gas | Steam Trap Maintenance | A | Incremental Summer Peak Savings (MW) | Achievable Economic RVT Potential | 0 | 0 | 0 | 0 | 0 | 0 | 0 | 0 | 0 | 0 | 0 | 0 | 0 | 0 | 0 | 0 | 0 | 0 | 0 | 0 | 0 | 0 | 0
F6_Industrial_Primary Metals_Existing_Process_Natural Gas_Steam Trap Maintenance_A_Achievable Economic RVT Potential | F6 | Industrial | Primary Metals | Existing | Process | Natural Gas | Steam Trap Maintenance | A | Incremental Winter Peak Savings (MW) | Achievable Economic RVT Potential | 0 | 0 | 0 | 0 | 0 | 0 | 0 | 0 | 0 | 0 | 0 | 0 | 0 | 0 | 0 | 0 | 0 | 0 | 0 | 0 | 0 | 0 | 0
F7_Industrial_Primary Metals_Existing_Process_Natural Gas_Steam Trap Maintenance_A_Achievable Economic RVT Potential | F7 | Industrial | Primary Metals | Existing | Process | Natural Gas | Steam Trap Maintenance | A | Cumulative Energy Savings (MWh or mTherms) | Achievable Economic RVT Potential | 0 | 0 | 0.048606 | 0.096277 | 0.14303 | 0.18888 | 0.23384 | 0.27795 | 0.32126 | 0.36379 | 0.40558 | 0.44662 | 0.48695 | 0.52656 | 0.56548 | 0.60372 | 0.64129 | 0.67819 | 0.7145 | 0.75017 | 0.7852 | 0.81961 | 0
F8_Industrial_Primary Metals_Existing_Process_Natural Gas_Steam Trap Maintenance_A_Achievable Economic RVT Potential | F8 | Industrial | Primary Metals | Existing | Process | Natural Gas | Steam Trap Maintenance | A | Cumulative Summer Peak Savings (MW) | Achievable Economic RVT Potential | 0 | 0 | 0 | 0 | 0 | 0 | 0 | 0 | 0 | 0 | 0 | 0 | 0 | 0 | 0 | 0 | 0 | 0 | 0 | 0 | 0 | 0 | 0
F9_Industrial_Primary Metals_Existing_Process_Natural Gas_Steam Trap Maintenance_A_Achievable Economic RVT Potential | F9 | Industrial | Primary Metals | Existing | Process | Natural Gas | Steam Trap Maintenance | A | Cumulative Winter Peak Savings (MW) | Achievable Economic RVT Potential | 0 | 0 | 0 | 0 | 0 | 0 | 0 | 0 | 0 | 0 | 0 | 0 | 0 | 0 | 0 | 0 | 0 | 0 | 0 | 0 | 0 | 0 | 0
F10_Industrial_Primary Metals_Existing_Process_Natural Gas_Steam Trap Maintenance_A_Achievable Economic RVT Potential | F10 | Industrial | Primary Metals | Existing | Process | Natural Gas | Steam Trap Maintenance | A | Purchases (Incremental) | Achievable Economic RVT Potential | 0 | 0 | 1.3511 | 1.3278 | 1.3049 | 1.2824 | 1.2603 | 1.2386 | 1.2172 | 1.1962 | 1.1756 | 1.1553 | 1.1354 | 1.1158 | 1.0966 | 1.0777 | 1.0591 | 1.0409 | 1.0229 | 1.0053 | 0.98794 | 0.97091 | 0
F11_Industrial_Primary Metals_Existing_Process_Natural Gas_Steam Trap Maintenance_A_Achievable Economic RVT Potential | F11 | Industrial | Primary Metals | Existing | Process | Natural Gas | Steam Trap Maintenance | A | Purchases (Cumulative) | Achievable Economic RVT Potential | 0 | 0 | 1.3511 | 2.6789 | 3.9838 | 5.2662 | 6.5265 | 7.7651 | 8.9823 | 10.1786 | 11.3542 | 12.5095 | 13.6449 | 14.7608 | 15.8574 | 16.9351 | 17.9942 | 19.0351 | 20.058 | 21.0632 | 22.0512 | 23.0221 | 0
F1_Industrial_Primary Metals_Existing_Space Heating_Natural Gas_Gas Boiler - High Turndown_A_Achievable Economic RVT Potential | F1 | Industrial | Primary Metals | Existing | Space Heating | Natural Gas | Gas Boiler - High Turndown | A | Integrated Unit Energy Savings (kWh or therms) | Achievable Economic RVT Potential | 0 | 0 | 39.7103 | 39.5139 | 39.3032 | 39.0731 | 38.8175 | 38.5306 | 38.2078 | 37.8456 | 37.4443 | 37.007 | 36.54 | 36.0519 | 35.5538 | 35.0583 | 34.577 | 34.1346 | 33.7363 | 33.3817 | 33.0651 | 32.778 | 0
F2_Industrial_Primary Metals_Existing_Space Heating_Natural Gas_Gas Boiler - High Turndown_A_Achievable Economic RVT Potential | F2 | Industrial | Primary Metals | Existing | Space Heating | Natural Gas | Gas Boiler - High Turndown | A | Integrated Unit Summer Peak Savings (kW) | Achievable Economic RVT Potential | 0 | 0 | 0 | 0 | 0 | 0 | 0 | 0 | 0 | 0 | 0 | 0 | 0 | 0 | 0 | 0 | 0 | 0 | 0 | 0 | 0 | 0 | 0
F3_Industrial_Primary Metals_Existing_Space Heating_Natural Gas_Gas Boiler - High Turndown_A_Achievable Economic RVT Potential | F3 | Industrial | Primary Metals | Existing | Space Heating | Natural Gas | Gas Boiler - High Turndown | A | Integrated Unit Winter Peak Savings (kW) | Achievable Economic RVT Potential | 0 | 0 | 0 | 0 | 0 | 0 | 0 | 0 | 0 | 0 | 0 | 0 | 0 | 0 | 0 | 0 | 0 | 0 | 0 | 0 | 0 | 0 | 0
F4_Industrial_Primary Metals_Existing_Space Heating_Natural Gas_Gas Boiler - High Turndown_A_Achievable Economic RVT Potential | F4 | Industrial | Primary Metals | Existing | Space Heating | Natural Gas | Gas Boiler - High Turndown | A | Incremental Energy Savings (MWh or mTherms) | Achievable Economic RVT Potential | 0 | 0 | 0 | 0 | 0 | 0 | 0 | 0 | 0 | 0 | 0 | 0 | 0 | 0 | 0 | 0 | 0 | 0 | 0 | 0 | 0 | 0 | 0
F5_Industrial_Primary Metals_Existing_Space Heating_Natural Gas_Gas Boiler - High Turndown_A_Achievable Economic RVT Potential | F5 | Industrial | Primary Metals | Existing | Space Heating | Natural Gas | Gas Boiler - High Turndown | A | Incremental Summer Peak Savings (MW) | Achievable Economic RVT Potential | 0 | 0 | 0 | 0 | 0 | 0 | 0 | 0 | 0 | 0 | 0 | 0 | 0 | 0 | 0 | 0 | 0 | 0 | 0 | 0 | 0 | 0 | 0
F6_Industrial_Primary Metals_Existing_Space Heating_Natural Gas_Gas Boiler - High Turndown_A_Achievable Economic RVT Potential | F6 | Industrial | Primary Metals | Existing | Space Heating | Natural Gas | Gas Boiler - High Turndown | A | Incremental Winter Peak Savings (MW) | Achievable Economic RVT Potential | 0 | 0 | 0 | 0 | 0 | 0 | 0 | 0 | 0 | 0 | 0 | 0 | 0 | 0 | 0 | 0 | 0 | 0 | 0 | 0 | 0 | 0 | 0
F7_Industrial_Primary Metals_Existing_Space Heating_Natural Gas_Gas Boiler - High Turndown_A_Achievable Economic RVT Potential | F7 | Industrial | Primary Metals | Existing | Space Heating | Natural Gas | Gas Boiler - High Turndown | A | Cumulative Energy Savings (MWh or mTherms) | Achievable Economic RVT Potential | 0 | 0 | 0 | 0 | 0 | 0 | 0 | 0 | 0 | 0 | 0 | 0 | 0 | 0 | 0 | 0 | 0 | 0 | 0 | 0 | 0 | 0 | 0
F8_Industrial_Primary Metals_Existing_Space Heating_Natural Gas_Gas Boiler - High Turndown_A_Achievable Economic RVT Potential | F8 | Industrial | Primary Metals | Existing | Space Heating | Natural Gas | Gas Boiler - High Turndown | A | Cumulative Summer Peak Savings (MW) | Achievable Economic RVT Potential | 0 | 0 | 0 | 0 | 0 | 0 | 0 | 0 | 0 | 0 | 0 | 0 | 0 | 0 | 0 | 0 | 0 | 0 | 0 | 0 | 0 | 0 | 0
F9_Industrial_Primary Metals_Existing_Space Heating_Natural Gas_Gas Boiler - High Turndown_A_Achievable Economic RVT Potential | F9 | Industrial | Primary Metals | Existing | Space Heating | Natural Gas | Gas Boiler - High Turndown | A | Cumulative Winter Peak Savings (MW) | Achievable Economic RVT Potential | 0 | 0 | 0 | 0 | 0 | 0 | 0 | 0 | 0 | 0 | 0 | 0 | 0 | 0 | 0 | 0 | 0 | 0 | 0 | 0 | 0 | 0 | 0
F10_Industrial_Primary Metals_Existing_Space Heating_Natural Gas_Gas Boiler - High Turndown_A_Achievable Economic RVT Potential | F10 | Industrial | Primary Metals | Existing | Space Heating | Natural Gas | Gas Boiler - High Turndown | A | Purchases (Incremental) | Achievable Economic RVT Potential | 0 | 0 | 0 | 0 | 0 | 0 | 0 | 0 | 0 | 0 | 0 | 0 | 0 | 0 | 0 | 0 | 0 | 0 | 0 | 0 | 0 | 0 | 0
F11_Industrial_Primary Metals_Existing_Space Heating_Natural Gas_Gas Boiler - High Turndown_A_Achievable Economic RVT Potential | F11 | Industrial | Primary Metals | Existing | Space Heating | Natural Gas | Gas Boiler - High Turndown | A | Purchases (Cumulative) | Achievable Economic RVT Potential | 0 | 0 | 0 | 0 | 0 | 0 | 0 | 0 | 0 | 0 | 0 | 0 | 0 | 0 | 0 | 0 | 0 | 0 | 0 | 0 | 0 | 0 | 0
F1_Industrial_Primary Metals_Existing_Process_Natural Gas_Gas Boiler - High Turndown_A_Achievable Economic RVT Potential | F1 | Industrial | Primary Metals | Existing | Process | Natural Gas | Gas Boiler - High Turndown | A | Integrated Unit Energy Savings (kWh or therms) | Achievable Economic RVT Potential | 0 | 0 | 38.1386 | 38.0511 | 37.962 | 37.8714 | 37.7789 | 37.6886 | 37.6039 | 37.5237 | 37.4474 | 37.3743 | 37.304 | 37.2361 | 37.1698 | 37.1046 | 37.04 | 36.9754 | 36.9137 | 36.851 | 36.7874 | 36.7226 | 0
F2_Industrial_Primary Metals_Existing_Process_Natural Gas_Gas Boiler - High Turndown_A_Achievable Economic RVT Potential | F2 | Industrial | Primary Metals | Existing | Process | Natural Gas | Gas Boiler - High Turndown | A | Integrated Unit Summer Peak Savings (kW) | Achievable Economic RVT Potential | 0 | 0 | 0 | 0 | 0 | 0 | 0 | 0 | 0 | 0 | 0 | 0 | 0 | 0 | 0 | 0 | 0 | 0 | 0 | 0 | 0 | 0 | 0
F3_Industrial_Primary Metals_Existing_Process_Natural Gas_Gas Boiler - High Turndown_A_Achievable Economic RVT Potential | F3 | Industrial | Primary Metals | Existing | Process | Natural Gas | Gas Boiler - High Turndown | A | Integrated Unit Winter Peak Savings (kW) | Achievable Economic RVT Potential | 0 | 0 | 0 | 0 | 0 | 0 | 0 | 0 | 0 | 0 | 0 | 0 | 0 | 0 | 0 | 0 | 0 | 0 | 0 | 0 | 0 | 0 | 0
F4_Industrial_Primary Metals_Existing_Process_Natural Gas_Gas Boiler - High Turndown_A_Achievable Economic RVT Potential | F4 | Industrial | Primary Metals | Existing | Process | Natural Gas | Gas Boiler - High Turndown | A | Incremental Energy Savings (MWh or mTherms) | Achievable Economic RVT Potential | 0 | 0 | 0 | 0 | 0 | 0 | 0 | 0 | 0 | 0 | 0 | 0 | 0 | 0 | 0 | 0 | 0 | 0 | 0 | 0 | 0 | 0 | 0
F5_Industrial_Primary Metals_Existing_Process_Natural Gas_Gas Boiler - High Turndown_A_Achievable Economic RVT Potential | F5 | Industrial | Primary Metals | Existing | Process | Natural Gas | Gas Boiler - High Turndown | A | Incremental Summer Peak Savings (MW) | Achievable Economic RVT Potential | 0 | 0 | 0 | 0 | 0 | 0 | 0 | 0 | 0 | 0 | 0 | 0 | 0 | 0 | 0 | 0 | 0 | 0 | 0 | 0 | 0 | 0 | 0
F6_Industrial_Primary Metals_Existing_Process_Natural Gas_Gas Boiler - High Turndown_A_Achievable Economic RVT Potential | F6 | Industrial | Primary Metals | Existing | Process | Natural Gas | Gas Boiler - High Turndown | A | Incremental Winter Peak Savings (MW) | Achievable Economic RVT Potential | 0 | 0 | 0 | 0 | 0 | 0 | 0 | 0 | 0 | 0 | 0 | 0 | 0 | 0 | 0 | 0 | 0 | 0 | 0 | 0 | 0 | 0 | 0
F7_Industrial_Primary Metals_Existing_Process_Natural Gas_Gas Boiler - High Turndown_A_Achievable Economic RVT Potential | F7 | Industrial | Primary Metals | Existing | Process | Natural Gas | Gas Boiler - High Turndown | A | Cumulative Energy Savings (MWh or mTherms) | Achievable Economic RVT Potential | 0 | 0 | 0 | 0 | 0 | 0 | 0 | 0 | 0 | 0 | 0 | 0 | 0 | 0 | 0 | 0 | 0 | 0 | 0 | 0 | 0 | 0 | 0
F8_Industrial_Primary Metals_Existing_Process_Natural Gas_Gas Boiler - High Turndown_A_Achievable Economic RVT Potential | F8 | Industrial | Primary Metals | Existing | Process | Natural Gas | Gas Boiler - High Turndown | A | Cumulative Summer Peak Savings (MW) | Achievable Economic RVT Potential | 0 | 0 | 0 | 0 | 0 | 0 | 0 | 0 | 0 | 0 | 0 | 0 | 0 | 0 | 0 | 0 | 0 | 0 | 0 | 0 | 0 | 0 | 0
F9_Industrial_Primary Metals_Existing_Process_Natural Gas_Gas Boiler - High Turndown_A_Achievable Economic RVT Potential | F9 | Industrial | Primary Metals | Existing | Process | Natural Gas | Gas Boiler - High Turndown | A | Cumulative Winter Peak Savings (MW) | Achievable Economic RVT Potential | 0 | 0 | 0 | 0 | 0 | 0 | 0 | 0 | 0 | 0 | 0 | 0 | 0 | 0 | 0 | 0 | 0 | 0 | 0 | 0 | 0 | 0 | 0
F10_Industrial_Primary Metals_Existing_Process_Natural Gas_Gas Boiler - High Turndown_A_Achievable Economic RVT Potential | F10 | Industrial | Primary Metals | Existing | Process | Natural Gas | Gas Boiler - High Turndown | A | Purchases (Incremental) | Achievable Economic RVT Potential | 0 | 0 | 0 | 0 | 0 | 0 | 0 | 0 | 0 | 0 | 0 | 0 | 0 | 0 | 0 | 0 | 0 | 0 | 0 | 0 | 0 | 0 | 0
F11_Industrial_Primary Metals_Existing_Process_Natural Gas_Gas Boiler - High Turndown_A_Achievable Economic RVT Potential | F11 | Industrial | Primary Metals | Existing | Process | Natural Gas | Gas Boiler - High Turndown | A | Purchases (Cumulative) | Achievable Economic RVT Potential | 0 | 0 | 0 | 0 | 0 | 0 | 0 | 0 | 0 | 0 | 0 | 0 | 0 | 0 | 0 | 0 | 0 | 0 | 0 | 0 | 0 | 0 | 0
F1_Industrial_Primary Metals_Existing_Space Heating_Natural Gas_Gas Boiler - Burner Control Optimization_A_Achievable Economic RVT Potential | F1 | Industrial | Primary Metals | Existing | Space Heating | Natural Gas | Gas Boiler - Burner Control Optimization | A | Integrated Unit Energy Savings (kWh or therms) | Achievable Economic RVT Potential | 0 | 0 | 11.5155 | 11.4581 | 11.3964 | 11.3292 | 11.2546 | 11.171 | 11.077 | 10.9717 | 10.855 | 10.728 | 10.5924 | 10.4508 | 10.3062 | 10.1625 | 10.0228 | 9.8945 | 9.7789 | 9.6761 | 9.5842 | 9.5009 | 0
F2_Industrial_Primary Metals_Existing_Space Heating_Natural Gas_Gas Boiler - Burner Control Optimization_A_Achievable Economic RVT Potential | F2 | Industrial | Primary Metals | Existing | Space Heating | Natural Gas | Gas Boiler - Burner Control Optimization | A | Integrated Unit Summer Peak Savings (kW) | Achievable Economic RVT Potential | 0 | 0 | 0 | 0 | 0 | 0 | 0 | 0 | 0 | 0 | 0 | 0 | 0 | 0 | 0 | 0 | 0 | 0 | 0 | 0 | 0 | 0 | 0
F3_Industrial_Primary Metals_Existing_Space Heating_Natural Gas_Gas Boiler - Burner Control Optimization_A_Achievable Economic RVT Potential | F3 | Industrial | Primary Metals | Existing | Space Heating | Natural Gas | Gas Boiler - Burner Control Optimization | A | Integrated Unit Winter Peak Savings (kW) | Achievable Economic RVT Potential | 0 | 0 | 0 | 0 | 0 | 0 | 0 | 0 | 0 | 0 | 0 | 0 | 0 | 0 | 0 | 0 | 0 | 0 | 0 | 0 | 0 | 0 | 0
F4_Industrial_Primary Metals_Existing_Space Heating_Natural Gas_Gas Boiler - Burner Control Optimization_A_Achievable Economic RVT Potential | F4 | Industrial | Primary Metals | Existing | Space Heating | Natural Gas | Gas Boiler - Burner Control Optimization | A | Incremental Energy Savings (MWh or mTherms) | Achievable Economic RVT Potential | 0 | 0 | 0 | 0 | 0 | 0 | 0 | 0 | 0 | 0 | 0 | 0 | 0 | 0 | 0 | 0 | 0 | 0 | 0 | 0 | 0 | 0 | 0
F5_Industrial_Primary Metals_Existing_Space Heating_Natural Gas_Gas Boiler - Burner Control Optimization_A_Achievable Economic RVT Potential | F5 | Industrial | Primary Metals | Existing | Space Heating | Natural Gas | Gas Boiler - Burner Control Optimization | A | Incremental Summer Peak Savings (MW) | Achievable Economic RVT Potential | 0 | 0 | 0 | 0 | 0 | 0 | 0 | 0 | 0 | 0 | 0 | 0 | 0 | 0 | 0 | 0 | 0 | 0 | 0 | 0 | 0 | 0 | 0
F6_Industrial_Primary Metals_Existing_Space Heating_Natural Gas_Gas Boiler - Burner Control Optimization_A_Achievable Economic RVT Potential | F6 | Industrial | Primary Metals | Existing | Space Heating | Natural Gas | Gas Boiler - Burner Control Optimization | A | Incremental Winter Peak Savings (MW) | Achievable Economic RVT Potential | 0 | 0 | 0 | 0 | 0 | 0 | 0 | 0 | 0 | 0 | 0 | 0 | 0 | 0 | 0 | 0 | 0 | 0 | 0 | 0 | 0 | 0 | 0
F7_Industrial_Primary Metals_Existing_Space Heating_Natural Gas_Gas Boiler - Burner Control Optimization_A_Achievable Economic RVT Potential | F7 | Industrial | Primary Metals | Existing | Space Heating | Natural Gas | Gas Boiler - Burner Control Optimization | A | Cumulative Energy Savings (MWh or mTherms) | Achievable Economic RVT Potential | 0 | 0 | 0 | 0 | 0 | 0 | 0 | 0 | 0 | 0 | 0 | 0 | 0 | 0 | 0 | 0 | 0 | 0 | 0 | 0 | 0 | 0 | 0
F8_Industrial_Primary Metals_Existing_Space Heating_Natural Gas_Gas Boiler - Burner Control Optimization_A_Achievable Economic RVT Potential | F8 | Industrial | Primary Metals | Existing | Space Heating | Natural Gas | Gas Boiler - Burner Control Optimization | A | Cumulative Summer Peak Savings (MW) | Achievable Economic RVT Potential | 0 | 0 | 0 | 0 | 0 | 0 | 0 | 0 | 0 | 0 | 0 | 0 | 0 | 0 | 0 | 0 | 0 | 0 | 0 | 0 | 0 | 0 | 0
F9_Industrial_Primary Metals_Existing_Space Heating_Natural Gas_Gas Boiler - Burner Control Optimization_A_Achievable Economic RVT Potential | F9 | Industrial | Primary Metals | Existing | Space Heating | Natural Gas | Gas Boiler - Burner Control Optimization | A | Cumulative Winter Peak Savings (MW) | Achievable Economic RVT Potential | 0 | 0 | 0 | 0 | 0 | 0 | 0 | 0 | 0 | 0 | 0 | 0 | 0 | 0 | 0 | 0 | 0 | 0 | 0 | 0 | 0 | 0 | 0
F10_Industrial_Primary Metals_Existing_Space Heating_Natural Gas_Gas Boiler - Burner Control Optimization_A_Achievable Economic RVT Potential | F10 | Industrial | Primary Metals | Existing | Space Heating | Natural Gas | Gas Boiler - Burner Control Optimization | A | Purchases (Incremental) | Achievable Economic RVT Potential | 0 | 0 | 0 | 0 | 0 | 0 | 0 | 0 | 0 | 0 | 0 | 0 | 0 | 0 | 0 | 0 | 0 | 0 | 0 | 0 | 0 | 0 | 0
F11_Industrial_Primary Metals_Existing_Space Heating_Natural Gas_Gas Boiler - Burner Control Optimization_A_Achievable Economic RVT Potential | F11 | Industrial | Primary Metals | Existing | Space Heating | Natural Gas | Gas Boiler - Burner Control Optimization | A | Purchases (Cumulative) | Achievable Economic RVT Potential | 0 | 0 | 0 | 0 | 0 | 0 | 0 | 0 | 0 | 0 | 0 | 0 | 0 | 0 | 0 | 0 | 0 | 0 | 0 | 0 | 0 | 0 | 0
F1_Industrial_Primary Metals_Existing_Process_Natural Gas_Gas Boiler - Burner Control Optimization_A_Achievable Economic RVT Potential | F1 | Industrial | Primary Metals | Existing | Process | Natural Gas | Gas Boiler - Burner Control Optimization | A | Integrated Unit Energy Savings (kWh or therms) | Achievable Economic RVT Potential | 0 | 0 | 11.0596 | 11.0335 | 11.0071 | 10.9801 | 10.9527 | 10.9258 | 10.9008 | 10.8771 | 10.8546 | 10.8331 | 10.8125 | 10.7925 | 10.7731 | 10.754 | 10.7351 | 10.7162 | 10.6982 | 10.6799 | 10.6614 | 10.6425 | 0
F2_Industrial_Primary Metals_Existing_Process_Natural Gas_Gas Boiler - Burner Control Optimization_A_Achievable Economic RVT Potential | F2 | Industrial | Primary Metals | Existing | Process | Natural Gas | Gas Boiler - Burner Control Optimization | A | Integrated Unit Summer Peak Savings (kW) | Achievable Economic RVT Potential | 0 | 0 | 0 | 0 | 0 | 0 | 0 | 0 | 0 | 0 | 0 | 0 | 0 | 0 | 0 | 0 | 0 | 0 | 0 | 0 | 0 | 0 | 0
F3_Industrial_Primary Metals_Existing_Process_Natural Gas_Gas Boiler - Burner Control Optimization_A_Achievable Economic RVT Potential | F3 | Industrial | Primary Metals | Existing | Process | Natural Gas | Gas Boiler - Burner Control Optimization | A | Integrated Unit Winter Peak Savings (kW) | Achievable Economic RVT Potential | 0 | 0 | 0 | 0 | 0 | 0 | 0 | 0 | 0 | 0 | 0 | 0 | 0 | 0 | 0 | 0 | 0 | 0 | 0 | 0 | 0 | 0 | 0
F4_Industrial_Primary Metals_Existing_Process_Natural Gas_Gas Boiler - Burner Control Optimization_A_Achievable Economic RVT Potential | F4 | Industrial | Primary Metals | Existing | Process | Natural Gas | Gas Boiler - Burner Control Optimization | A | Incremental Energy Savings (MWh or mTherms) | Achievable Economic RVT Potential | 0 | 0 | 0 | 0 | 0 | 0 | 0 | 0 | 0 | 0 | 0 | 0 | 0 | 0 | 0 | 0 | 0 | 0 | 0 | 0 | 0 | 0 | 0
F5_Industrial_Primary Metals_Existing_Process_Natural Gas_Gas Boiler - Burner Control Optimization_A_Achievable Economic RVT Potential | F5 | Industrial | Primary Metals | Existing | Process | Natural Gas | Gas Boiler - Burner Control Optimization | A | Incremental Summer Peak Savings (MW) | Achievable Economic RVT Potential | 0 | 0 | 0 | 0 | 0 | 0 | 0 | 0 | 0 | 0 | 0 | 0 | 0 | 0 | 0 | 0 | 0 | 0 | 0 | 0 | 0 | 0 | 0
F6_Industrial_Primary Metals_Existing_Process_Natural Gas_Gas Boiler - Burner Control Optimization_A_Achievable Economic RVT Potential | F6 | Industrial | Primary Metals | Existing | Process | Natural Gas | Gas Boiler - Burner Control Optimization | A | Incremental Winter Peak Savings (MW) | Achievable Economic RVT Potential | 0 | 0 | 0 | 0 | 0 | 0 | 0 | 0 | 0 | 0 | 0 | 0 | 0 | 0 | 0 | 0 | 0 | 0 | 0 | 0 | 0 | 0 | 0
F7_Industrial_Primary Metals_Existing_Process_Natural Gas_Gas Boiler - Burner Control Optimization_A_Achievable Economic RVT Potential | F7 | Industrial | Primary Metals | Existing | Process | Natural Gas | Gas Boiler - Burner Control Optimization | A | Cumulative Energy Savings (MWh or mTherms) | Achievable Economic RVT Potential | 0 | 0 | 0 | 0 | 0 | 0 | 0 | 0 | 0 | 0 | 0 | 0 | 0 | 0 | 0 | 0 | 0 | 0 | 0 | 0 | 0 | 0 | 0
F8_Industrial_Primary Metals_Existing_Process_Natural Gas_Gas Boiler - Burner Control Optimization_A_Achievable Economic RVT Potential | F8 | Industrial | Primary Metals | Existing | Process | Natural Gas | Gas Boiler - Burner Control Optimization | A | Cumulative Summer Peak Savings (MW) | Achievable Economic RVT Potential | 0 | 0 | 0 | 0 | 0 | 0 | 0 | 0 | 0 | 0 | 0 | 0 | 0 | 0 | 0 | 0 | 0 | 0 | 0 | 0 | 0 | 0 | 0
F9_Industrial_Primary Metals_Existing_Process_Natural Gas_Gas Boiler - Burner Control Optimization_A_Achievable Economic RVT Potential | F9 | Industrial | Primary Metals | Existing | Process | Natural Gas | Gas Boiler - Burner Control Optimization | A | Cumulative Winter Peak Savings (MW) | Achievable Economic RVT Potential | 0 | 0 | 0 | 0 | 0 | 0 | 0 | 0 | 0 | 0 | 0 | 0 | 0 | 0 | 0 | 0 | 0 | 0 | 0 | 0 | 0 | 0 | 0
F10_Industrial_Primary Metals_Existing_Process_Natural Gas_Gas Boiler - Burner Control Optimization_A_Achievable Economic RVT Potential | F10 | Industrial | Primary Metals | Existing | Process | Natural Gas | Gas Boiler - Burner Control Optimization | A | Purchases (Incremental) | Achievable Economic RVT Potential | 0 | 0 | 0 | 0 | 0 | 0 | 0 | 0 | 0 | 0 | 0 | 0 | 0 | 0 | 0 | 0 | 0 | 0 | 0 | 0 | 0 | 0 | 0
F11_Industrial_Primary Metals_Existing_Process_Natural Gas_Gas Boiler - Burner Control Optimization_A_Achievable Economic RVT Potential | F11 | Industrial | Primary Metals | Existing | Process | Natural Gas | Gas Boiler - Burner Control Optimization | A | Purchases (Cumulative) | Achievable Economic RVT Potential | 0 | 0 | 0 | 0 | 0 | 0 | 0 | 0 | 0 | 0 | 0 | 0 | 0 | 0 | 0 | 0 | 0 | 0 | 0 | 0 | 0 | 0 | 0
F1_Industrial_Primary Metals_Existing_Space Heating_Natural Gas_HVAC - Demand Controlled Ventilation_A_Achievable Economic RVT Potential | F1 | Industrial | Primary Metals | Existing | Space Heating | Natural Gas | HVAC - Demand Controlled Ventilation | A | Integrated Unit Energy Savings (kWh or therms) | Achievable Economic RVT Potential | 0 | 0 | 0.0766 | 0.076133 | 0.075654 | 0.075162 | 0.074657 | 0.074137 | 0.073602 | 0.073051 | 0.07249 | 0.07192 | 0.071342 | 0.070757 | 0.070163 | 0.069563 | 0.068958 | 0.068387 | 0.067854 | 0.067358 | 0.066898 | 0.066474 | 0
F2_Industrial_Primary Metals_Existing_Space Heating_Natural Gas_HVAC - Demand Controlled Ventilation_A_Achievable Economic RVT Potential | F2 | Industrial | Primary Metals | Existing | Space Heating | Natural Gas | HVAC - Demand Controlled Ventilation | A | Integrated Unit Summer Peak Savings (kW) | Achievable Economic RVT Potential | 0 | 0 | 0 | 0 | 0 | 0 | 0 | 0 | 0 | 0 | 0 | 0 | 0 | 0 | 0 | 0 | 0 | 0 | 0 | 0 | 0 | 0 | 0
F3_Industrial_Primary Metals_Existing_Space Heating_Natural Gas_HVAC - Demand Controlled Ventilation_A_Achievable Economic RVT Potential | F3 | Industrial | Primary Metals | Existing | Space Heating | Natural Gas | HVAC - Demand Controlled Ventilation | A | Integrated Unit Winter Peak Savings (kW) | Achievable Economic RVT Potential | 0 | 0 | 0 | 0 | 0 | 0 | 0 | 0 | 0 | 0 | 0 | 0 | 0 | 0 | 0 | 0 | 0 | 0 | 0 | 0 | 0 | 0 | 0
F4_Industrial_Primary Metals_Existing_Space Heating_Natural Gas_HVAC - Demand Controlled Ventilation_A_Achievable Economic RVT Potential | F4 | Industrial | Primary Metals | Existing | Space Heating | Natural Gas | HVAC - Demand Controlled Ventilation | A | Incremental Energy Savings (MWh or mTherms) | Achievable Economic RVT Potential | 0 | 0 | 0.040781 | 0.039834 | 0.038901 | 0.037982 | 0.037076 | 0.036183 | 0.035302 | 0.034434 | 0.03358 | 0.032742 | 0.031919 | 0.031111 | 0.030318 | 0.02954 | 0.028779 | 0.028049 | 0.02735 | 0.026682 | 0.026043 | 0.025432 | 0
F5_Industrial_Primary Metals_Existing_Space Heating_Natural Gas_HVAC - Demand Controlled Ventilation_A_Achievable Economic RVT Potential | F5 | Industrial | Primary Metals | Existing | Space Heating | Natural Gas | HVAC - Demand Controlled Ventilation | A | Incremental Summer Peak Savings (MW) | Achievable Economic RVT Potential | 0 | 0 | 0 | 0 | 0 | 0 | 0 | 0 | 0 | 0 | 0 | 0 | 0 | 0 | 0 | 0 | 0 | 0 | 0 | 0 | 0 | 0 | 0
F6_Industrial_Primary Metals_Existing_Space Heating_Natural Gas_HVAC - Demand Controlled Ventilation_A_Achievable Economic RVT Potential | F6 | Industrial | Primary Metals | Existing | Space Heating | Natural Gas | HVAC - Demand Controlled Ventilation | A | Incremental Winter Peak Savings (MW) | Achievable Economic RVT Potential | 0 | 0 | 0 | 0 | 0 | 0 | 0 | 0 | 0 | 0 | 0 | 0 | 0 | 0 | 0 | 0 | 0 | 0 | 0 | 0 | 0 | 0 | 0
F7_Industrial_Primary Metals_Existing_Space Heating_Natural Gas_HVAC - Demand Controlled Ventilation_A_Achievable Economic RVT Potential | F7 | Industrial | Primary Metals | Existing | Space Heating | Natural Gas | HVAC - Demand Controlled Ventilation | A | Cumulative Energy Savings (MWh or mTherms) | Achievable Economic RVT Potential | 0 | 0 | 0.040781 | 0.080367 | 0.11876 | 0.15597 | 0.192 | 0.22684 | 0.26051 | 0.29299 | 0.32432 | 0.35451 | 0.38359 | 0.41155 | 0.43841 | 0.4642 | 0.48895 | 0.51295 | 0.5363 | 0.55906 | 0.58128 | 0.60304 | 0
F8_Industrial_Primary Metals_Existing_Space Heating_Natural Gas_HVAC - Demand Controlled Ventilation_A_Achievable Economic RVT Potential | F8 | Industrial | Primary Metals | Existing | Space Heating | Natural Gas | HVAC - Demand Controlled Ventilation | A | Cumulative Summer Peak Savings (MW) | Achievable Economic RVT Potential | 0 | 0 | 0 | 0 | 0 | 0 | 0 | 0 | 0 | 0 | 0 | 0 | 0 | 0 | 0 | 0 | 0 | 0 | 0 | 0 | 0 | 0 | 0
F9_Industrial_Primary Metals_Existing_Space Heating_Natural Gas_HVAC - Demand Controlled Ventilation_A_Achievable Economic RVT Potential | F9 | Industrial | Primary Metals | Existing | Space Heating | Natural Gas | HVAC - Demand Controlled Ventilation | A | Cumulative Winter Peak Savings (MW) | Achievable Economic RVT Potential | 0 | 0 | 0 | 0 | 0 | 0 | 0 | 0 | 0 | 0 | 0 | 0 | 0 | 0 | 0 | 0 | 0 | 0 | 0 | 0 | 0 | 0 | 0
F10_Industrial_Primary Metals_Existing_Space Heating_Natural Gas_HVAC - Demand Controlled Ventilation_A_Achievable Economic RVT Potential | F10 | Industrial | Primary Metals | Existing | Space Heating | Natural Gas | HVAC - Demand Controlled Ventilation | A | Purchases (Incremental) | Achievable Economic RVT Potential | 0 | 0 | 532.393 | 523.2139 | 514.1929 | 505.3275 | 496.615 | 488.0527 | 479.638 | 471.3683 | 463.2413 | 455.2544 | 447.4052 | 439.6913 | 432.1104 | 424.6602 | 417.3385 | 410.143 | 403.0716 | 396.1221 | 389.2924 | 382.5804 | 0
F11_Industrial_Primary Metals_Existing_Space Heating_Natural Gas_HVAC - Demand Controlled Ventilation_A_Achievable Economic RVT Potential | F11 | Industrial | Primary Metals | Existing | Space Heating | Natural Gas | HVAC - Demand Controlled Ventilation | A | Purchases (Cumulative) | Achievable Economic RVT Potential | 0 | 0 | 532.393 | 1055.6069 | 1569.7998 | 2075.1274 | 2571.7424 | 3059.795 | 3539.433 | 4010.8013 | 4474.0426 | 4929.297 | 5376.7022 | 5816.3935 | 6248.5039 | 6673.1641 | 7090.5026 | 7500.6456 | 7903.7172 | 8299.8392 | 8689.1316 | 9071.712 | 0
F1_Industrial_Primary Metals_Existing_Space Heating_Natural Gas_Gas Boiler - Stack Economizer_A_Achievable Economic RVT Potential | F1 | Industrial | Primary Metals | Existing | Space Heating | Natural Gas | Gas Boiler - Stack Economizer | A | Integrated Unit Energy Savings (kWh or therms) | Achievable Economic RVT Potential | 0 | 0 | 28.9909 | 28.85 | 28.6985 | 28.533 | 28.3489 | 28.1417 | 27.9078 | 27.6449 | 27.353 | 27.0347 | 26.6945 | 26.3388 | 25.9757 | 25.6144 | 25.2633 | 24.9407 | 24.6501 | 24.3913 | 24.1604 | 23.951 | 0
F2_Industrial_Primary Metals_Existing_Space Heating_Natural Gas_Gas Boiler - Stack Economizer_A_Achievable Economic RVT Potential | F2 | Industrial | Primary Metals | Existing | Space Heating | Natural Gas | Gas Boiler - Stack Economizer | A | Integrated Unit Summer Peak Savings (kW) | Achievable Economic RVT Potential | 0 | 0 | 0 | 0 | 0 | 0 | 0 | 0 | 0 | 0 | 0 | 0 | 0 | 0 | 0 | 0 | 0 | 0 | 0 | 0 | 0 | 0 | 0
F3_Industrial_Primary Metals_Existing_Space Heating_Natural Gas_Gas Boiler - Stack Economizer_A_Achievable Economic RVT Potential | F3 | Industrial | Primary Metals | Existing | Space Heating | Natural Gas | Gas Boiler - Stack Economizer | A | Integrated Unit Winter Peak Savings (kW) | Achievable Economic RVT Potential | 0 | 0 | 0 | 0 | 0 | 0 | 0 | 0 | 0 | 0 | 0 | 0 | 0 | 0 | 0 | 0 | 0 | 0 | 0 | 0 | 0 | 0 | 0
F4_Industrial_Primary Metals_Existing_Space Heating_Natural Gas_Gas Boiler - Stack Economizer_A_Achievable Economic RVT Potential | F4 | Industrial | Primary Metals | Existing | Space Heating | Natural Gas | Gas Boiler - Stack Economizer | A | Incremental Energy Savings (MWh or mTherms) | Achievable Economic RVT Potential | 0 | 0 | 0.0078856 | 0.007712 | 0.0075392 | 0.0073665 | 0.0071928 | 0.0063154 | 0.004924 | 0.0038348 | 0.0029831 | 0.002318 | 0.0017995 | 0.0013959 | 0.0010824 | 0.00083913 | 0.00065069 | 0.00050504 | 3.3459e-06 | 1.162e-06 | 3.8564e-07 | 1.2251e-07 | 0
F5_Industrial_Primary Metals_Existing_Space Heating_Natural Gas_Gas Boiler - Stack Economizer_A_Achievable Economic RVT Potential | F5 | Industrial | Primary Metals | Existing | Space Heating | Natural Gas | Gas Boiler - Stack Economizer | A | Incremental Summer Peak Savings (MW) | Achievable Economic RVT Potential | 0 | 0 | 0 | 0 | 0 | 0 | 0 | 0 | 0 | 0 | 0 | 0 | 0 | 0 | 0 | 0 | 0 | 0 | 0 | 0 | 0 | 0 | 0
F6_Industrial_Primary Metals_Existing_Space Heating_Natural Gas_Gas Boiler - Stack Economizer_A_Achievable Economic RVT Potential | F6 | Industrial | Primary Metals | Existing | Space Heating | Natural Gas | Gas Boiler - Stack Economizer | A | Incremental Winter Peak Savings (MW) | Achievable Economic RVT Potential | 0 | 0 | 0 | 0 | 0 | 0 | 0 | 0 | 0 | 0 | 0 | 0 | 0 | 0 | 0 | 0 | 0 | 0 | 0 | 0 | 0 | 0 | 0
F7_Industrial_Primary Metals_Existing_Space Heating_Natural Gas_Gas Boiler - Stack Economizer_A_Achievable Economic RVT Potential | F7 | Industrial | Primary Metals | Existing | Space Heating | Natural Gas | Gas Boiler - Stack Economizer | A | Cumulative Energy Savings (MWh or mTherms) | Achievable Economic RVT Potential | 0 | 0 | 0.0078856 | 0.015559 | 0.023017 | 0.030251 | 0.037248 | 0.043291 | 0.047856 | 0.051239 | 0.053682 | 0.055375 | 0.056478 | 0.057121 | 0.057416 | 0.057456 | 0.05732 | 0.057093 | 0.056431 | 0.05584 | 0.055311 | 0.054832 | 0
F8_Industrial_Primary Metals_Existing_Space Heating_Natural Gas_Gas Boiler - Stack Economizer_A_Achievable Economic RVT Potential | F8 | Industrial | Primary Metals | Existing | Space Heating | Natural Gas | Gas Boiler - Stack Economizer | A | Cumulative Summer Peak Savings (MW) | Achievable Economic RVT Potential | 0 | 0 | 0 | 0 | 0 | 0 | 0 | 0 | 0 | 0 | 0 | 0 | 0 | 0 | 0 | 0 | 0 | 0 | 0 | 0 | 0 | 0 | 0
F9_Industrial_Primary Metals_Existing_Space Heating_Natural Gas_Gas Boiler - Stack Economizer_A_Achievable Economic RVT Potential | F9 | Industrial | Primary Metals | Existing | Space Heating | Natural Gas | Gas Boiler - Stack Economizer | A | Cumulative Winter Peak Savings (MW) | Achievable Economic RVT Potential | 0 | 0 | 0 | 0 | 0 | 0 | 0 | 0 | 0 | 0 | 0 | 0 | 0 | 0 | 0 | 0 | 0 | 0 | 0 | 0 | 0 | 0 | 0
F10_Industrial_Primary Metals_Existing_Space Heating_Natural Gas_Gas Boiler - Stack Economizer_A_Achievable Economic RVT Potential | F10 | Industrial | Primary Metals | Existing | Space Heating | Natural Gas | Gas Boiler - Stack Economizer | A | Purchases (Incremental) | Achievable Economic RVT Potential | 0 | 0 | 0.272 | 0.26731 | 0.2627 | 0.25818 | 0.25372 | 0.22441 | 0.17644 | 0.13872 | 0.10906 | 0.085743 | 0.067412 | 0.053 | 0.041669 | 0.03276 | 0.025756 | 0.02025 | 0.00013574 | 4.7642e-05 | 1.5961e-05 | 5.1151e-06 | 0
F11_Industrial_Primary Metals_Existing_Space Heating_Natural Gas_Gas Boiler - Stack Economizer_A_Achievable Economic RVT Potential | F11 | Industrial | Primary Metals | Existing | Space Heating | Natural Gas | Gas Boiler - Stack Economizer | A | Purchases (Cumulative) | Achievable Economic RVT Potential | 0 | 0 | 0.272 | 0.53932 | 0.80202 | 1.0602 | 1.3139 | 1.5383 | 1.7148 | 1.8535 | 1.9625 | 2.0483 | 2.1157 | 2.1687 | 2.2104 | 2.2431 | 2.2689 | 2.2891 | 2.2893 | 2.2893 | 2.2893 | 2.2893 | 0
F1_Industrial_Primary Metals_Existing_Process_Natural Gas_Gas Boiler - Stack Economizer_A_Achievable Economic RVT Potential | F1 | Industrial | Primary Metals | Existing | Process | Natural Gas | Gas Boiler - Stack Economizer | A | Integrated Unit Energy Savings (kWh or therms) | Achievable Economic RVT Potential | 0 | 0 | 36.6184 | 36.5398 | 36.4598 | 36.3783 | 36.2951 | 36.2135 | 36.1365 | 36.0632 | 35.9929 | 35.9254 | 35.8602 | 35.7969 | 35.7351 | 35.6741 | 35.6135 | 35.5529 | 35.4946 | 35.4353 | 35.3751 | 35.3139 | 0
F2_Industrial_Primary Metals_Existing_Process_Natural Gas_Gas Boiler - Stack Economizer_A_Achievable Economic RVT Potential | F2 | Industrial | Primary Metals | Existing | Process | Natural Gas | Gas Boiler - Stack Economizer | A | Integrated Unit Summer Peak Savings (kW) | Achievable Economic RVT Potential | 0 | 0 | 0 | 0 | 0 | 0 | 0 | 0 | 0 | 0 | 0 | 0 | 0 | 0 | 0 | 0 | 0 | 0 | 0 | 0 | 0 | 0 | 0
F3_Industrial_Primary Metals_Existing_Process_Natural Gas_Gas Boiler - Stack Economizer_A_Achievable Economic RVT Potential | F3 | Industrial | Primary Metals | Existing | Process | Natural Gas | Gas Boiler - Stack Economizer | A | Integrated Unit Winter Peak Savings (kW) | Achievable Economic RVT Potential | 0 | 0 | 0 | 0 | 0 | 0 | 0 | 0 | 0 | 0 | 0 | 0 | 0 | 0 | 0 | 0 | 0 | 0 | 0 | 0 | 0 | 0 | 0
F4_Industrial_Primary Metals_Existing_Process_Natural Gas_Gas Boiler - Stack Economizer_A_Achievable Economic RVT Potential | F4 | Industrial | Primary Metals | Existing | Process | Natural Gas | Gas Boiler - Stack Economizer | A | Incremental Energy Savings (MWh or mTherms) | Achievable Economic RVT Potential | 0 | 0 | 0.36076 | 0.35377 | 0.34691 | 0.34017 | 0.33354 | 0.29435 | 0.23093 | 0.18119 | 0.14217 | 0.11157 | 0.087556 | 0.068716 | 0.053932 | 0.042329 | 0.033223 | 0.026076 | 0.0001745 | 6.1145e-05 | 2.0451e-05 | 6.5424e-06 | 0
F5_Industrial_Primary Metals_Existing_Process_Natural Gas_Gas Boiler - Stack Economizer_A_Achievable Economic RVT Potential | F5 | Industrial | Primary Metals | Existing | Process | Natural Gas | Gas Boiler - Stack Economizer | A | Incremental Summer Peak Savings (MW) | Achievable Economic RVT Potential | 0 | 0 | 0 | 0 | 0 | 0 | 0 | 0 | 0 | 0 | 0 | 0 | 0 | 0 | 0 | 0 | 0 | 0 | 0 | 0 | 0 | 0 | 0
F6_Industrial_Primary Metals_Existing_Process_Natural Gas_Gas Boiler - Stack Economizer_A_Achievable Economic RVT Potential | F6 | Industrial | Primary Metals | Existing | Process | Natural Gas | Gas Boiler - Stack Economizer | A | Incremental Winter Peak Savings (MW) | Achievable Economic RVT Potential | 0 | 0 | 0 | 0 | 0 | 0 | 0 | 0 | 0 | 0 | 0 | 0 | 0 | 0 | 0 | 0 | 0 | 0 | 0 | 0 | 0 | 0 | 0
F7_Industrial_Primary Metals_Existing_Process_Natural Gas_Gas Boiler - Stack Economizer_A_Achievable Economic RVT Potential | F7 | Industrial | Primary Metals | Existing | Process | Natural Gas | Gas Boiler - Stack Economizer | A | Cumulative Energy Savings (MWh or mTherms) | Achievable Economic RVT Potential | 0 | 0 | 0.36076 | 0.71375 | 1.0591 | 1.3969 | 1.7273 | 2.0177 | 2.2444 | 2.421 | 2.5584 | 2.6652 | 2.7479 | 2.8118 | 2.8609 | 2.8983 | 2.9266 | 2.9477 | 2.9431 | 2.9382 | 2.9332 | 2.9282 | 0
F8_Industrial_Primary Metals_Existing_Process_Natural Gas_Gas Boiler - Stack Economizer_A_Achievable Economic RVT Potential | F8 | Industrial | Primary Metals | Existing | Process | Natural Gas | Gas Boiler - Stack Economizer | A | Cumulative Summer Peak Savings (MW) | Achievable Economic RVT Potential | 0 | 0 | 0 | 0 | 0 | 0 | 0 | 0 | 0 | 0 | 0 | 0 | 0 | 0 | 0 | 0 | 0 | 0 | 0 | 0 | 0 | 0 | 0
F9_Industrial_Primary Metals_Existing_Process_Natural Gas_Gas Boiler - Stack Economizer_A_Achievable Economic RVT Potential | F9 | Industrial | Primary Metals | Existing | Process | Natural Gas | Gas Boiler - Stack Economizer | A | Cumulative Winter Peak Savings (MW) | Achievable Economic RVT Potential | 0 | 0 | 0 | 0 | 0 | 0 | 0 | 0 | 0 | 0 | 0 | 0 | 0 | 0 | 0 | 0 | 0 | 0 | 0 | 0 | 0 | 0 | 0
F10_Industrial_Primary Metals_Existing_Process_Natural Gas_Gas Boiler - Stack Economizer_A_Achievable Economic RVT Potential | F10 | Industrial | Primary Metals | Existing | Process | Natural Gas | Gas Boiler - Stack Economizer | A | Purchases (Incremental) | Achievable Economic RVT Potential | 0 | 0 | 9.8517 | 9.6819 | 9.515 | 9.3509 | 9.1897 | 8.1281 | 6.3904 | 5.0242 | 3.95 | 3.1055 | 2.4416 | 1.9196 | 1.5092 | 1.1865 | 0.93287 | 0.73343 | 0.0049163 | 0.0017255 | 0.00057811 | 0.00018526 | 0
F11_Industrial_Primary Metals_Existing_Process_Natural Gas_Gas Boiler - Stack Economizer_A_Achievable Economic RVT Potential | F11 | Industrial | Primary Metals | Existing | Process | Natural Gas | Gas Boiler - Stack Economizer | A | Purchases (Cumulative) | Achievable Economic RVT Potential | 0 | 0 | 9.8517 | 19.5336 | 29.0486 | 38.3995 | 47.5892 | 55.7173 | 62.1077 | 67.1318 | 71.0819 | 74.1874 | 76.629 | 78.5486 | 80.0578 | 81.2444 | 82.1772 | 82.9107 | 82.9156 | 82.9173 | 82.9179 | 82.9181 | 0
F1_Industrial_Primary Metals_Existing_Space Heating_Natural Gas_Gas Furnace Tube Inserts_A_Achievable Economic RVT Potential | F1 | Industrial | Primary Metals | Existing | Space Heating | Natural Gas | Gas Furnace Tube Inserts | A | Integrated Unit Energy Savings (kWh or therms) | Achievable Economic RVT Potential | 0 | 0 | 0.088078 | 0.087554 | 0.087015 | 0.086462 | 0.085893 | 0.085308 | 0.084705 | 0.084085 | 0.083452 | 0.082809 | 0.082158 | 0.081497 | 0.080827 | 0.080149 | 0.079467 | 0.078823 | 0.078223 | 0.077665 | 0.07715 | 0.076676 | 0
F2_Industrial_Primary Metals_Existing_Space Heating_Natural Gas_Gas Furnace Tube Inserts_A_Achievable Economic RVT Potential | F2 | Industrial | Primary Metals | Existing | Space Heating | Natural Gas | Gas Furnace Tube Inserts | A | Integrated Unit Summer Peak Savings (kW) | Achievable Economic RVT Potential | 0 | 0 | 0 | 0 | 0 | 0 | 0 | 0 | 0 | 0 | 0 | 0 | 0 | 0 | 0 | 0 | 0 | 0 | 0 | 0 | 0 | 0 | 0
F3_Industrial_Primary Metals_Existing_Space Heating_Natural Gas_Gas Furnace Tube Inserts_A_Achievable Economic RVT Potential | F3 | Industrial | Primary Metals | Existing | Space Heating | Natural Gas | Gas Furnace Tube Inserts | A | Integrated Unit Winter Peak Savings (kW) | Achievable Economic RVT Potential | 0 | 0 | 0 | 0 | 0 | 0 | 0 | 0 | 0 | 0 | 0 | 0 | 0 | 0 | 0 | 0 | 0 | 0 | 0 | 0 | 0 | 0 | 0
F4_Industrial_Primary Metals_Existing_Space Heating_Natural Gas_Gas Furnace Tube Inserts_A_Achievable Economic RVT Potential | F4 | Industrial | Primary Metals | Existing | Space Heating | Natural Gas | Gas Furnace Tube Inserts | A | Incremental Energy Savings (MWh or mTherms) | Achievable Economic RVT Potential | 0 | 0 | 0 | 0 | 0 | 0 | 0 | 0 | 0 | 0 | 0 | 0 | 0 | 0 | 0 | 0 | 0 | 0 | 0 | 0 | 0 | 0 | 0
F5_Industrial_Primary Metals_Existing_Space Heating_Natural Gas_Gas Furnace Tube Inserts_A_Achievable Economic RVT Potential | F5 | Industrial | Primary Metals | Existing | Space Heating | Natural Gas | Gas Furnace Tube Inserts | A | Incremental Summer Peak Savings (MW) | Achievable Economic RVT Potential | 0 | 0 | 0 | 0 | 0 | 0 | 0 | 0 | 0 | 0 | 0 | 0 | 0 | 0 | 0 | 0 | 0 | 0 | 0 | 0 | 0 | 0 | 0
F6_Industrial_Primary Metals_Existing_Space Heating_Natural Gas_Gas Furnace Tube Inserts_A_Achievable Economic RVT Potential | F6 | Industrial | Primary Metals | Existing | Space Heating | Natural Gas | Gas Furnace Tube Inserts | A | Incremental Winter Peak Savings (MW) | Achievable Economic RVT Potential | 0 | 0 | 0 | 0 | 0 | 0 | 0 | 0 | 0 | 0 | 0 | 0 | 0 | 0 | 0 | 0 | 0 | 0 | 0 | 0 | 0 | 0 | 0
F7_Industrial_Primary Metals_Existing_Space Heating_Natural Gas_Gas Furnace Tube Inserts_A_Achievable Economic RVT Potential | F7 | Industrial | Primary Metals | Existing | Space Heating | Natural Gas | Gas Furnace Tube Inserts | A | Cumulative Energy Savings (MWh or mTherms) | Achievable Economic RVT Potential | 0 | 0 | 0 | 0 | 0 | 0 | 0 | 0 | 0 | 0 | 0 | 0 | 0 | 0 | 0 | 0 | 0 | 0 | 0 | 0 | 0 | 0 | 0
F8_Industrial_Primary Metals_Existing_Space Heating_Natural Gas_Gas Furnace Tube Inserts_A_Achievable Economic RVT Potential | F8 | Industrial | Primary Metals | Existing | Space Heating | Natural Gas | Gas Furnace Tube Inserts | A | Cumulative Summer Peak Savings (MW) | Achievable Economic RVT Potential | 0 | 0 | 0 | 0 | 0 | 0 | 0 | 0 | 0 | 0 | 0 | 0 | 0 | 0 | 0 | 0 | 0 | 0 | 0 | 0 | 0 | 0 | 0
F9_Industrial_Primary Metals_Existing_Space Heating_Natural Gas_Gas Furnace Tube Inserts_A_Achievable Economic RVT Potential | F9 | Industrial | Primary Metals | Existing | Space Heating | Natural Gas | Gas Furnace Tube Inserts | A | Cumulative Winter Peak Savings (MW) | Achievable Economic RVT Potential | 0 | 0 | 0 | 0 | 0 | 0 | 0 | 0 | 0 | 0 | 0 | 0 | 0 | 0 | 0 | 0 | 0 | 0 | 0 | 0 | 0 | 0 | 0
F10_Industrial_Primary Metals_Existing_Space Heating_Natural Gas_Gas Furnace Tube Inserts_A_Achievable Economic RVT Potential | F10 | Industrial | Primary Metals | Existing | Space Heating | Natural Gas | Gas Furnace Tube Inserts | A | Purchases (Incremental) | Achievable Economic RVT Potential | 0 | 0 | 0 | 0 | 0 | 0 | 0 | 0 | 0 | 0 | 0 | 0 | 0 | 0 | 0 | 0 | 0 | 0 | 0 | 0 | 0 | 0 | 0
F11_Industrial_Primary Metals_Existing_Space Heating_Natural Gas_Gas Furnace Tube Inserts_A_Achievable Economic RVT Potential | F11 | Industrial | Primary Metals | Existing | Space Heating | Natural Gas | Gas Furnace Tube Inserts | A | Purchases (Cumulative) | Achievable Economic RVT Potential | 0 | 0 | 0 | 0 | 0 | 0 | 0 | 0 | 0 | 0 | 0 | 0 | 0 | 0 | 0 | 0 | 0 | 0 | 0 | 0 | 0 | 0 | 0
F1_Industrial_Primary Metals_Existing_Space Heating_Natural Gas_Space Heating - Heat Recovery Ventilator_A_Achievable Economic RVT Potential | F1 | Industrial | Primary Metals | Existing | Space Heating | Natural Gas | Space Heating - Heat Recovery Ventilator | A | Integrated Unit Energy Savings (kWh or therms) | Achievable Economic RVT Potential | 0 | 0 | 0.013332 | 0.013267 | 0.013197 | 0.013119 | 0.013033 | 0.012936 | 0.012827 | 0.012705 | 0.01257 | 0.012423 | 0.012267 | 0.012104 | 0.011937 | 0.011772 | 0.011611 | 0.011464 | 0.011331 | 0.011212 | 0.011106 | 0.011009 | 0
F2_Industrial_Primary Metals_Existing_Space Heating_Natural Gas_Space Heating - Heat Recovery Ventilator_A_Achievable Economic RVT Potential | F2 | Industrial | Primary Metals | Existing | Space Heating | Natural Gas | Space Heating - Heat Recovery Ventilator | A | Integrated Unit Summer Peak Savings (kW) | Achievable Economic RVT Potential | 0 | 0 | 0 | 0 | 0 | 0 | 0 | 0 | 0 | 0 | 0 | 0 | 0 | 0 | 0 | 0 | 0 | 0 | 0 | 0 | 0 | 0 | 0
F3_Industrial_Primary Metals_Existing_Space Heating_Natural Gas_Space Heating - Heat Recovery Ventilator_A_Achievable Economic RVT Potential | F3 | Industrial | Primary Metals | Existing | Space Heating | Natural Gas | Space Heating - Heat Recovery Ventilator | A | Integrated Unit Winter Peak Savings (kW) | Achievable Economic RVT Potential | 0 | 0 | 0 | 0 | 0 | 0 | 0 | 0 | 0 | 0 | 0 | 0 | 0 | 0 | 0 | 0 | 0 | 0 | 0 | 0 | 0 | 0 | 0
F4_Industrial_Primary Metals_Existing_Space Heating_Natural Gas_Space Heating - Heat Recovery Ventilator_A_Achievable Economic RVT Potential | F4 | Industrial | Primary Metals | Existing | Space Heating | Natural Gas | Space Heating - Heat Recovery Ventilator | A | Incremental Energy Savings (MWh or mTherms) | Achievable Economic RVT Potential | 0 | 0 | 0 | 0 | 0 | 0 | 0 | 0 | 0 | 0 | 0 | 0 | 0 | 0 | 0 | 0 | 0 | 0 | 0 | 0 | 0 | 0 | 0
F5_Industrial_Primary Metals_Existing_Space Heating_Natural Gas_Space Heating - Heat Recovery Ventilator_A_Achievable Economic RVT Potential | F5 | Industrial | Primary Metals | Existing | Space Heating | Natural Gas | Space Heating - Heat Recovery Ventilator | A | Incremental Summer Peak Savings (MW) | Achievable Economic RVT Potential | 0 | 0 | 0 | 0 | 0 | 0 | 0 | 0 | 0 | 0 | 0 | 0 | 0 | 0 | 0 | 0 | 0 | 0 | 0 | 0 | 0 | 0 | 0
F6_Industrial_Primary Metals_Existing_Space Heating_Natural Gas_Space Heating - Heat Recovery Ventilator_A_Achievable Economic RVT Potential | F6 | Industrial | Primary Metals | Existing | Space Heating | Natural Gas | Space Heating - Heat Recovery Ventilator | A | Incremental Winter Peak Savings (MW) | Achievable Economic RVT Potential | 0 | 0 | 0 | 0 | 0 | 0 | 0 | 0 | 0 | 0 | 0 | 0 | 0 | 0 | 0 | 0 | 0 | 0 | 0 | 0 | 0 | 0 | 0
F7_Industrial_Primary Metals_Existing_Space Heating_Natural Gas_Space Heating - Heat Recovery Ventilator_A_Achievable Economic RVT Potential | F7 | Industrial | Primary Metals | Existing | Space Heating | Natural Gas | Space Heating - Heat Recovery Ventilator | A | Cumulative Energy Savings (MWh or mTherms) | Achievable Economic RVT Potential | 0 | 0 | 0 | 0 | 0 | 0 | 0 | 0 | 0 | 0 | 0 | 0 | 0 | 0 | 0 | 0 | 0 | 0 | 0 | 0 | 0 | 0 | 0
F8_Industrial_Primary Metals_Existing_Space Heating_Natural Gas_Space Heating - Heat Recovery Ventilator_A_Achievable Economic RVT Potential | F8 | Industrial | Primary Metals | Existing | Space Heating | Natural Gas | Space Heating - Heat Recovery Ventilator | A | Cumulative Summer Peak Savings (MW) | Achievable Economic RVT Potential | 0 | 0 | 0 | 0 | 0 | 0 | 0 | 0 | 0 | 0 | 0 | 0 | 0 | 0 | 0 | 0 | 0 | 0 | 0 | 0 | 0 | 0 | 0
F9_Industrial_Primary Metals_Existing_Space Heating_Natural Gas_Space Heating - Heat Recovery Ventilator_A_Achievable Economic RVT Potential | F9 | Industrial | Primary Metals | Existing | Space Heating | Natural Gas | Space Heating - Heat Recovery Ventilator | A | Cumulative Winter Peak Savings (MW) | Achievable Economic RVT Potential | 0 | 0 | 0 | 0 | 0 | 0 | 0 | 0 | 0 | 0 | 0 | 0 | 0 | 0 | 0 | 0 | 0 | 0 | 0 | 0 | 0 | 0 | 0
F10_Industrial_Primary Metals_Existing_Space Heating_Natural Gas_Space Heating - Heat Recovery Ventilator_A_Achievable Economic RVT Potential | F10 | Industrial | Primary Metals | Existing | Space Heating | Natural Gas | Space Heating - Heat Recovery Ventilator | A | Purchases (Incremental) | Achievable Economic RVT Potential | 0 | 0 | 0 | 0 | 0 | 0 | 0 | 0 | 0 | 0 | 0 | 0 | 0 | 0 | 0 | 0 | 0 | 0 | 0 | 0 | 0 | 0 | 0
F11_Industrial_Primary Metals_Existing_Space Heating_Natural Gas_Space Heating - Heat Recovery Ventilator_A_Achievable Economic RVT Potential | F11 | Industrial | Primary Metals | Existing | Space Heating | Natural Gas | Space Heating - Heat Recovery Ventilator | A | Purchases (Cumulative) | Achievable Economic RVT Potential | 0 | 0 | 0 | 0 | 0 | 0 | 0 | 0 | 0 | 0 | 0 | 0 | 0 | 0 | 0 | 0 | 0 | 0 | 0 | 0 | 0 | 0 | 0
F1_Industrial_Primary Metals_Existing_Space Heating_Natural Gas_Thermostat - Programmable_A_Achievable Economic RVT Potential | F1 | Industrial | Primary Metals | Existing | Space Heating | Natural Gas | Thermostat - Programmable | A | Integrated Unit Energy Savings (kWh or therms) | Achievable Economic RVT Potential | 0 | 0 | 0.0064495 | 0.0064181 | 0.0063841 | 0.0063467 | 0.006305 | 0.0062581 | 0.0062053 | 0.0061462 | 0.0060809 | 0.0060099 | 0.0059343 | 0.0058554 | 0.005775 | 0.005695 | 0.0056173 | 0.0055458 | 0.0054815 | 0.0054241 | 0.0053728 | 0.0053261 | 0
F2_Industrial_Primary Metals_Existing_Space Heating_Natural Gas_Thermostat - Programmable_A_Achievable Economic RVT Potential | F2 | Industrial | Primary Metals | Existing | Space Heating | Natural Gas | Thermostat - Programmable | A | Integrated Unit Summer Peak Savings (kW) | Achievable Economic RVT Potential | 0 | 0 | 0 | 0 | 0 | 0 | 0 | 0 | 0 | 0 | 0 | 0 | 0 | 0 | 0 | 0 | 0 | 0 | 0 | 0 | 0 | 0 | 0
F3_Industrial_Primary Metals_Existing_Space Heating_Natural Gas_Thermostat - Programmable_A_Achievable Economic RVT Potential | F3 | Industrial | Primary Metals | Existing | Space Heating | Natural Gas | Thermostat - Programmable | A | Integrated Unit Winter Peak Savings (kW) | Achievable Economic RVT Potential | 0 | 0 | 0 | 0 | 0 | 0 | 0 | 0 | 0 | 0 | 0 | 0 | 0 | 0 | 0 | 0 | 0 | 0 | 0 | 0 | 0 | 0 | 0
F4_Industrial_Primary Metals_Existing_Space Heating_Natural Gas_Thermostat - Programmable_A_Achievable Economic RVT Potential | F4 | Industrial | Primary Metals | Existing | Space Heating | Natural Gas | Thermostat - Programmable | A | Incremental Energy Savings (MWh or mTherms) | Achievable Economic RVT Potential | 0 | 0 | 0 | 0 | 0 | 0 | 0 | 0 | 0 | 0 | 0 | 0 | 0 | 0 | 0 | 0 | 0 | 0 | 0 | 0 | 0 | 0 | 0
F5_Industrial_Primary Metals_Existing_Space Heating_Natural Gas_Thermostat - Programmable_A_Achievable Economic RVT Potential | F5 | Industrial | Primary Metals | Existing | Space Heating | Natural Gas | Thermostat - Programmable | A | Incremental Summer Peak Savings (MW) | Achievable Economic RVT Potential | 0 | 0 | 0 | 0 | 0 | 0 | 0 | 0 | 0 | 0 | 0 | 0 | 0 | 0 | 0 | 0 | 0 | 0 | 0 | 0 | 0 | 0 | 0
F6_Industrial_Primary Metals_Existing_Space Heating_Natural Gas_Thermostat - Programmable_A_Achievable Economic RVT Potential | F6 | Industrial | Primary Metals | Existing | Space Heating | Natural Gas | Thermostat - Programmable | A | Incremental Winter Peak Savings (MW) | Achievable Economic RVT Potential | 0 | 0 | 0 | 0 | 0 | 0 | 0 | 0 | 0 | 0 | 0 | 0 | 0 | 0 | 0 | 0 | 0 | 0 | 0 | 0 | 0 | 0 | 0
F7_Industrial_Primary Metals_Existing_Space Heating_Natural Gas_Thermostat - Programmable_A_Achievable Economic RVT Potential | F7 | Industrial | Primary Metals | Existing | Space Heating | Natural Gas | Thermostat - Programmable | A | Cumulative Energy Savings (MWh or mTherms) | Achievable Economic RVT Potential | 0 | 0 | 0 | 0 | 0 | 0 | 0 | 0 | 0 | 0 | 0 | 0 | 0 | 0 | 0 | 0 | 0 | 0 | 0 | 0 | 0 | 0 | 0
F8_Industrial_Primary Metals_Existing_Space Heating_Natural Gas_Thermostat - Programmable_A_Achievable Economic RVT Potential | F8 | Industrial | Primary Metals | Existing | Space Heating | Natural Gas | Thermostat - Programmable | A | Cumulative Summer Peak Savings (MW) | Achievable Economic RVT Potential | 0 | 0 | 0 | 0 | 0 | 0 | 0 | 0 | 0 | 0 | 0 | 0 | 0 | 0 | 0 | 0 | 0 | 0 | 0 | 0 | 0 | 0 | 0
F9_Industrial_Primary Metals_Existing_Space Heating_Natural Gas_Thermostat - Programmable_A_Achievable Economic RVT Potential | F9 | Industrial | Primary Metals | Existing | Space Heating | Natural Gas | Thermostat - Programmable | A | Cumulative Winter Peak Savings (MW) | Achievable Economic RVT Potential | 0 | 0 | 0 | 0 | 0 | 0 | 0 | 0 | 0 | 0 | 0 | 0 | 0 | 0 | 0 | 0 | 0 | 0 | 0 | 0 | 0 | 0 | 0
F10_Industrial_Primary Metals_Existing_Space Heating_Natural Gas_Thermostat - Programmable_A_Achievable Economic RVT Potential | F10 | Industrial | Primary Metals | Existing | Space Heating | Natural Gas | Thermostat - Programmable | A | Purchases (Incremental) | Achievable Economic RVT Potential | 0 | 0 | 0 | 0 | 0 | 0 | 0 | 0 | 0 | 0 | 0 | 0 | 0 | 0 | 0 | 0 | 0 | 0 | 0 | 0 | 0 | 0 | 0
F11_Industrial_Primary Metals_Existing_Space Heating_Natural Gas_Thermostat - Programmable_A_Achievable Economic RVT Potential | F11 | Industrial | Primary Metals | Existing | Space Heating | Natural Gas | Thermostat - Programmable | A | Purchases (Cumulative) | Achievable Economic RVT Potential | 0 | 0 | 0 | 0 | 0 | 0 | 0 | 0 | 0 | 0 | 0 | 0 | 0 | 0 | 0 | 0 | 0 | 0 | 0 | 0 | 0 | 0 | 0
F1_Industrial_Primary Metals_Existing_Space Heating_Natural Gas_ENERGY STAR Connected Thermostat_A_Achievable Economic RVT Potential | F1 | Industrial | Primary Metals | Existing | Space Heating | Natural Gas | ENERGY STAR Connected Thermostat | A | Integrated Unit Energy Savings (kWh or therms) | Achievable Economic RVT Potential | 0 | 0 | 0.015591 | 0.015515 | 0.015433 | 0.015342 | 0.015241 | 0.015128 | 0.015 | 0.014858 | 0.0147 | 0.014528 | 0.014345 | 0.014155 | 0.01396 | 0.013767 | 0.013579 | 0.013406 | 0.013251 | 0.013112 | 0.012988 | 0.012875 | 0
F2_Industrial_Primary Metals_Existing_Space Heating_Natural Gas_ENERGY STAR Connected Thermostat_A_Achievable Economic RVT Potential | F2 | Industrial | Primary Metals | Existing | Space Heating | Natural Gas | ENERGY STAR Connected Thermostat | A | Integrated Unit Summer Peak Savings (kW) | Achievable Economic RVT Potential | 0 | 0 | 0 | 0 | 0 | 0 | 0 | 0 | 0 | 0 | 0 | 0 | 0 | 0 | 0 | 0 | 0 | 0 | 0 | 0 | 0 | 0 | 0
F3_Industrial_Primary Metals_Existing_Space Heating_Natural Gas_ENERGY STAR Connected Thermostat_A_Achievable Economic RVT Potential | F3 | Industrial | Primary Metals | Existing | Space Heating | Natural Gas | ENERGY STAR Connected Thermostat | A | Integrated Unit Winter Peak Savings (kW) | Achievable Economic RVT Potential | 0 | 0 | 0 | 0 | 0 | 0 | 0 | 0 | 0 | 0 | 0 | 0 | 0 | 0 | 0 | 0 | 0 | 0 | 0 | 0 | 0 | 0 | 0
F4_Industrial_Primary Metals_Existing_Space Heating_Natural Gas_ENERGY STAR Connected Thermostat_A_Achievable Economic RVT Potential | F4 | Industrial | Primary Metals | Existing | Space Heating | Natural Gas | ENERGY STAR Connected Thermostat | A | Incremental Energy Savings (MWh or mTherms) | Achievable Economic RVT Potential | 0 | 0 | 0 | 0 | 0 | 0 | 0 | 0 | 0 | 0 | 0 | 0 | 0 | 0 | 0 | 0 | 0 | 0 | 0 | 0 | 0 | 0 | 0
F5_Industrial_Primary Metals_Existing_Space Heating_Natural Gas_ENERGY STAR Connected Thermostat_A_Achievable Economic RVT Potential | F5 | Industrial | Primary Metals | Existing | Space Heating | Natural Gas | ENERGY STAR Connected Thermostat | A | Incremental Summer Peak Savings (MW) | Achievable Economic RVT Potential | 0 | 0 | 0 | 0 | 0 | 0 | 0 | 0 | 0 | 0 | 0 | 0 | 0 | 0 | 0 | 0 | 0 | 0 | 0 | 0 | 0 | 0 | 0
F6_Industrial_Primary Metals_Existing_Space Heating_Natural Gas_ENERGY STAR Connected Thermostat_A_Achievable Economic RVT Potential | F6 | Industrial | Primary Metals | Existing | Space Heating | Natural Gas | ENERGY STAR Connected Thermostat | A | Incremental Winter Peak Savings (MW) | Achievable Economic RVT Potential | 0 | 0 | 0 | 0 | 0 | 0 | 0 | 0 | 0 | 0 | 0 | 0 | 0 | 0 | 0 | 0 | 0 | 0 | 0 | 0 | 0 | 0 | 0
F7_Industrial_Primary Metals_Existing_Space Heating_Natural Gas_ENERGY STAR Connected Thermostat_A_Achievable Economic RVT Potential | F7 | Industrial | Primary Metals | Existing | Space Heating | Natural Gas | ENERGY STAR Connected Thermostat | A | Cumulative Energy Savings (MWh or mTherms) | Achievable Economic RVT Potential | 0 | 0 | 0 | 0 | 0 | 0 | 0 | 0 | 0 | 0 | 0 | 0 | 0 | 0 | 0 | 0 | 0 | 0 | 0 | 0 | 0 | 0 | 0
F8_Industrial_Primary Metals_Existing_Space Heating_Natural Gas_ENERGY STAR Connected Thermostat_A_Achievable Economic RVT Potential | F8 | Industrial | Primary Metals | Existing | Space Heating | Natural Gas | ENERGY STAR Connected Thermostat | A | Cumulative Summer Peak Savings (MW) | Achievable Economic RVT Potential | 0 | 0 | 0 | 0 | 0 | 0 | 0 | 0 | 0 | 0 | 0 | 0 | 0 | 0 | 0 | 0 | 0 | 0 | 0 | 0 | 0 | 0 | 0
F9_Industrial_Primary Metals_Existing_Space Heating_Natural Gas_ENERGY STAR Connected Thermostat_A_Achievable Economic RVT Potential | F9 | Industrial | Primary Metals | Existing | Space Heating | Natural Gas | ENERGY STAR Connected Thermostat | A | Cumulative Winter Peak Savings (MW) | Achievable Economic RVT Potential | 0 | 0 | 0 | 0 | 0 | 0 | 0 | 0 | 0 | 0 | 0 | 0 | 0 | 0 | 0 | 0 | 0 | 0 | 0 | 0 | 0 | 0 | 0
F10_Industrial_Primary Metals_Existing_Space Heating_Natural Gas_ENERGY STAR Connected Thermostat_A_Achievable Economic RVT Potential | F10 | Industrial | Primary Metals | Existing | Space Heating | Natural Gas | ENERGY STAR Connected Thermostat | A | Purchases (Incremental) | Achievable Economic RVT Potential | 0 | 0 | 0 | 0 | 0 | 0 | 0 | 0 | 0 | 0 | 0 | 0 | 0 | 0 | 0 | 0 | 0 | 0 | 0 | 0 | 0 | 0 | 0
F11_Industrial_Primary Metals_Existing_Space Heating_Natural Gas_ENERGY STAR Connected Thermostat_A_Achievable Economic RVT Potential | F11 | Industrial | Primary Metals | Existing | Space Heating | Natural Gas | ENERGY STAR Connected Thermostat | A | Purchases (Cumulative) | Achievable Economic RVT Potential | 0 | 0 | 0 | 0 | 0 | 0 | 0 | 0 | 0 | 0 | 0 | 0 | 0 | 0 | 0 | 0 | 0 | 0 | 0 | 0 | 0 | 0 | 0
F1_Industrial_Primary Metals_Existing_Space Heating_Natural Gas_Destratification Fans (HVLS)_A_Achievable Economic RVT Potential | F1 | Industrial | Primary Metals | Existing | Space Heating | Natural Gas | Destratification Fans (HVLS) | A | Integrated Unit Energy Savings (kWh or therms) | Achievable Economic RVT Potential | 0 | 0 | 0.015591 | 0.015515 | 0.015433 | 0.015342 | 0.015241 | 0.015128 | 0.015 | 0.014858 | 0.0147 | 0.014528 | 0.014345 | 0.014155 | 0.01396 | 0.013767 | 0.013579 | 0.013406 | 0.013251 | 0.013112 | 0.012988 | 0.012875 | 0
F2_Industrial_Primary Metals_Existing_Space Heating_Natural Gas_Destratification Fans (HVLS)_A_Achievable Economic RVT Potential | F2 | Industrial | Primary Metals | Existing | Space Heating | Natural Gas | Destratification Fans (HVLS) | A | Integrated Unit Summer Peak Savings (kW) | Achievable Economic RVT Potential | 0 | 0 | 0 | 0 | 0 | 0 | 0 | 0 | 0 | 0 | 0 | 0 | 0 | 0 | 0 | 0 | 0 | 0 | 0 | 0 | 0 | 0 | 0
F3_Industrial_Primary Metals_Existing_Space Heating_Natural Gas_Destratification Fans (HVLS)_A_Achievable Economic RVT Potential | F3 | Industrial | Primary Metals | Existing | Space Heating | Natural Gas | Destratification Fans (HVLS) | A | Integrated Unit Winter Peak Savings (kW) | Achievable Economic RVT Potential | 0 | 0 | 0 | 0 | 0 | 0 | 0 | 0 | 0 | 0 | 0 | 0 | 0 | 0 | 0 | 0 | 0 | 0 | 0 | 0 | 0 | 0 | 0
F4_Industrial_Primary Metals_Existing_Space Heating_Natural Gas_Destratification Fans (HVLS)_A_Achievable Economic RVT Potential | F4 | Industrial | Primary Metals | Existing | Space Heating | Natural Gas | Destratification Fans (HVLS) | A | Incremental Energy Savings (MWh or mTherms) | Achievable Economic RVT Potential | 0 | 0 | 0 | 0 | 0 | 0 | 0 | 0 | 0 | 0 | 0 | 0 | 0 | 0 | 0 | 0 | 0 | 0 | 0 | 0 | 0 | 0 | 0
F5_Industrial_Primary Metals_Existing_Space Heating_Natural Gas_Destratification Fans (HVLS)_A_Achievable Economic RVT Potential | F5 | Industrial | Primary Metals | Existing | Space Heating | Natural Gas | Destratification Fans (HVLS) | A | Incremental Summer Peak Savings (MW) | Achievable Economic RVT Potential | 0 | 0 | 0 | 0 | 0 | 0 | 0 | 0 | 0 | 0 | 0 | 0 | 0 | 0 | 0 | 0 | 0 | 0 | 0 | 0 | 0 | 0 | 0
F6_Industrial_Primary Metals_Existing_Space Heating_Natural Gas_Destratification Fans (HVLS)_A_Achievable Economic RVT Potential | F6 | Industrial | Primary Metals | Existing | Space Heating | Natural Gas | Destratification Fans (HVLS) | A | Incremental Winter Peak Savings (MW) | Achievable Economic RVT Potential | 0 | 0 | 0 | 0 | 0 | 0 | 0 | 0 | 0 | 0 | 0 | 0 | 0 | 0 | 0 | 0 | 0 | 0 | 0 | 0 | 0 | 0 | 0
F7_Industrial_Primary Metals_Existing_Space Heating_Natural Gas_Destratification Fans (HVLS)_A_Achievable Economic RVT Potential | F7 | Industrial | Primary Metals | Existing | Space Heating | Natural Gas | Destratification Fans (HVLS) | A | Cumulative Energy Savings (MWh or mTherms) | Achievable Economic RVT Potential | 0 | 0 | 0 | 0 | 0 | 0 | 0 | 0 | 0 | 0 | 0 | 0 | 0 | 0 | 0 | 0 | 0 | 0 | 0 | 0 | 0 | 0 | 0
F8_Industrial_Primary Metals_Existing_Space Heating_Natural Gas_Destratification Fans (HVLS)_A_Achievable Economic RVT Potential | F8 | Industrial | Primary Metals | Existing | Space Heating | Natural Gas | Destratification Fans (HVLS) | A | Cumulative Summer Peak Savings (MW) | Achievable Economic RVT Potential | 0 | 0 | 0 | 0 | 0 | 0 | 0 | 0 | 0 | 0 | 0 | 0 | 0 | 0 | 0 | 0 | 0 | 0 | 0 | 0 | 0 | 0 | 0
F9_Industrial_Primary Metals_Existing_Space Heating_Natural Gas_Destratification Fans (HVLS)_A_Achievable Economic RVT Potential | F9 | Industrial | Primary Metals | Existing | Space Heating | Natural Gas | Destratification Fans (HVLS) | A | Cumulative Winter Peak Savings (MW) | Achievable Economic RVT Potential | 0 | 0 | 0 | 0 | 0 | 0 | 0 | 0 | 0 | 0 | 0 | 0 | 0 | 0 | 0 | 0 | 0 | 0 | 0 | 0 | 0 | 0 | 0
F10_Industrial_Primary Metals_Existing_Space Heating_Natural Gas_Destratification Fans (HVLS)_A_Achievable Economic RVT Potential | F10 | Industrial | Primary Metals | Existing | Space Heating | Natural Gas | Destratification Fans (HVLS) | A | Purchases (Incremental) | Achievable Economic RVT Potential | 0 | 0 | 0 | 0 | 0 | 0 | 0 | 0 | 0 | 0 | 0 | 0 | 0 | 0 | 0 | 0 | 0 | 0 | 0 | 0 | 0 | 0 | 0
F11_Industrial_Primary Metals_Existing_Space Heating_Natural Gas_Destratification Fans (HVLS)_A_Achievable Economic RVT Potential | F11 | Industrial | Primary Metals | Existing | Space Heating | Natural Gas | Destratification Fans (HVLS) | A | Purchases (Cumulative) | Achievable Economic RVT Potential | 0 | 0 | 0 | 0 | 0 | 0 | 0 | 0 | 0 | 0 | 0 | 0 | 0 | 0 | 0 | 0 | 0 | 0 | 0 | 0 | 0 | 0 | 0
F1_Industrial_Primary Metals_Existing_Space Heating_Natural Gas_Gas Boiler - Insulate Steam Lines/Condensate Tank_A_Achievable Economic RVT Potential | F1 | Industrial | Primary Metals | Existing | Space Heating | Natural Gas | Gas Boiler - Insulate Steam Lines/Condensate Tank | A | Integrated Unit Energy Savings (kWh or therms) | Achievable Economic RVT Potential | 0 | 0 | 315.4175 | 313.9003 | 312.269 | 310.4846 | 308.4981 | 306.2601 | 303.7327 | 300.8881 | 297.7294 | 294.2822 | 290.5971 | 286.7426 | 282.8074 | 278.8909 | 275.087 | 271.5921 | 268.4453 | 265.6459 | 263.1496 | 260.8871 | 0
F2_Industrial_Primary Metals_Existing_Space Heating_Natural Gas_Gas Boiler - Insulate Steam Lines/Condensate Tank_A_Achievable Economic RVT Potential | F2 | Industrial | Primary Metals | Existing | Space Heating | Natural Gas | Gas Boiler - Insulate Steam Lines/Condensate Tank | A | Integrated Unit Summer Peak Savings (kW) | Achievable Economic RVT Potential | 0 | 0 | 0 | 0 | 0 | 0 | 0 | 0 | 0 | 0 | 0 | 0 | 0 | 0 | 0 | 0 | 0 | 0 | 0 | 0 | 0 | 0 | 0
F3_Industrial_Primary Metals_Existing_Space Heating_Natural Gas_Gas Boiler - Insulate Steam Lines/Condensate Tank_A_Achievable Economic RVT Potential | F3 | Industrial | Primary Metals | Existing | Space Heating | Natural Gas | Gas Boiler - Insulate Steam Lines/Condensate Tank | A | Integrated Unit Winter Peak Savings (kW) | Achievable Economic RVT Potential | 0 | 0 | 0 | 0 | 0 | 0 | 0 | 0 | 0 | 0 | 0 | 0 | 0 | 0 | 0 | 0 | 0 | 0 | 0 | 0 | 0 | 0 | 0
F4_Industrial_Primary Metals_Existing_Space Heating_Natural Gas_Gas Boiler - Insulate Steam Lines/Condensate Tank_A_Achievable Economic RVT Potential | F4 | Industrial | Primary Metals | Existing | Space Heating | Natural Gas | Gas Boiler - Insulate Steam Lines/Condensate Tank | A | Incremental Energy Savings (MWh or mTherms) | Achievable Economic RVT Potential | 0 | 0 | 0.0049026 | 0.0047949 | 0.0046877 | 0.0045806 | 0.0044728 | 0.0043638 | 0.0042531 | 0.0041407 | 0.0040266 | 0.0039113 | 0.0037957 | 0.0036808 | 0.0035677 | 0.0034577 | 0.0033517 | 0.0032521 | 0.003159 | 0.0030721 | 0.0029908 | 0.0029139 | 0
F5_Industrial_Primary Metals_Existing_Space Heating_Natural Gas_Gas Boiler - Insulate Steam Lines/Condensate Tank_A_Achievable Economic RVT Potential | F5 | Industrial | Primary Metals | Existing | Space Heating | Natural Gas | Gas Boiler - Insulate Steam Lines/Condensate Tank | A | Incremental Summer Peak Savings (MW) | Achievable Economic RVT Potential | 0 | 0 | 0 | 0 | 0 | 0 | 0 | 0 | 0 | 0 | 0 | 0 | 0 | 0 | 0 | 0 | 0 | 0 | 0 | 0 | 0 | 0 | 0
F6_Industrial_Primary Metals_Existing_Space Heating_Natural Gas_Gas Boiler - Insulate Steam Lines/Condensate Tank_A_Achievable Economic RVT Potential | F6 | Industrial | Primary Metals | Existing | Space Heating | Natural Gas | Gas Boiler - Insulate Steam Lines/Condensate Tank | A | Incremental Winter Peak Savings (MW) | Achievable Economic RVT Potential | 0 | 0 | 0 | 0 | 0 | 0 | 0 | 0 | 0 | 0 | 0 | 0 | 0 | 0 | 0 | 0 | 0 | 0 | 0 | 0 | 0 | 0 | 0
F7_Industrial_Primary Metals_Existing_Space Heating_Natural Gas_Gas Boiler - Insulate Steam Lines/Condensate Tank_A_Achievable Economic RVT Potential | F7 | Industrial | Primary Metals | Existing | Space Heating | Natural Gas | Gas Boiler - Insulate Steam Lines/Condensate Tank | A | Cumulative Energy Savings (MWh or mTherms) | Achievable Economic RVT Potential | 0 | 0 | 0.0049026 | 0.0096738 | 0.014311 | 0.01881 | 0.023162 | 0.027358 | 0.031386 | 0.035232 | 0.038889 | 0.04235 | 0.045616 | 0.048691 | 0.051591 | 0.054334 | 0.056945 | 0.059473 | 0.061943 | 0.064369 | 0.066755 | 0.069095 | 0
F8_Industrial_Primary Metals_Existing_Space Heating_Natural Gas_Gas Boiler - Insulate Steam Lines/Condensate Tank_A_Achievable Economic RVT Potential | F8 | Industrial | Primary Metals | Existing | Space Heating | Natural Gas | Gas Boiler - Insulate Steam Lines/Condensate Tank | A | Cumulative Summer Peak Savings (MW) | Achievable Economic RVT Potential | 0 | 0 | 0 | 0 | 0 | 0 | 0 | 0 | 0 | 0 | 0 | 0 | 0 | 0 | 0 | 0 | 0 | 0 | 0 | 0 | 0 | 0 | 0
F9_Industrial_Primary Metals_Existing_Space Heating_Natural Gas_Gas Boiler - Insulate Steam Lines/Condensate Tank_A_Achievable Economic RVT Potential | F9 | Industrial | Primary Metals | Existing | Space Heating | Natural Gas | Gas Boiler - Insulate Steam Lines/Condensate Tank | A | Cumulative Winter Peak Savings (MW) | Achievable Economic RVT Potential | 0 | 0 | 0 | 0 | 0 | 0 | 0 | 0 | 0 | 0 | 0 | 0 | 0 | 0 | 0 | 0 | 0 | 0 | 0 | 0 | 0 | 0 | 0
F10_Industrial_Primary Metals_Existing_Space Heating_Natural Gas_Gas Boiler - Insulate Steam Lines/Condensate Tank_A_Achievable Economic RVT Potential | F10 | Industrial | Primary Metals | Existing | Space Heating | Natural Gas | Gas Boiler - Insulate Steam Lines/Condensate Tank | A | Purchases (Incremental) | Achievable Economic RVT Potential | 0 | 0 | 0.015543 | 0.015275 | 0.015012 | 0.014753 | 0.014499 | 0.014249 | 0.014003 | 0.013761 | 0.013524 | 0.013291 | 0.013062 | 0.012837 | 0.012615 | 0.012398 | 0.012184 | 0.011974 | 0.011768 | 0.011565 | 0.011365 | 0.011169 | 0
F11_Industrial_Primary Metals_Existing_Space Heating_Natural Gas_Gas Boiler - Insulate Steam Lines/Condensate Tank_A_Achievable Economic RVT Potential | F11 | Industrial | Primary Metals | Existing | Space Heating | Natural Gas | Gas Boiler - Insulate Steam Lines/Condensate Tank | A | Purchases (Cumulative) | Achievable Economic RVT Potential | 0 | 0 | 0.015543 | 0.030818 | 0.04583 | 0.060583 | 0.075081 | 0.08933 | 0.10333 | 0.11709 | 0.13062 | 0.14391 | 0.15697 | 0.16981 | 0.18242 | 0.19482 | 0.20701 | 0.21898 | 0.23075 | 0.24231 | 0.25368 | 0.26485 | 0
F1_Industrial_Primary Metals_Existing_Process_Natural Gas_Gas Boiler - Insulate Steam Lines/Condensate Tank_A_Achievable Economic RVT Potential | F1 | Industrial | Primary Metals | Existing | Process | Natural Gas | Gas Boiler - Insulate Steam Lines/Condensate Tank | A | Integrated Unit Energy Savings (kWh or therms) | Achievable Economic RVT Potential | 0 | 0 | 302.958 | 302.3283 | 301.6879 | 301.0353 | 300.3693 | 299.7168 | 299.1023 | 298.5185 | 297.9607 | 297.4255 | 296.9097 | 296.4108 | 295.9239 | 295.4447 | 294.9687 | 294.4928 | 294.0366 | 293.573 | 293.1018 | 292.6228 | 0
F2_Industrial_Primary Metals_Existing_Process_Natural Gas_Gas Boiler - Insulate Steam Lines/Condensate Tank_A_Achievable Economic RVT Potential | F2 | Industrial | Primary Metals | Existing | Process | Natural Gas | Gas Boiler - Insulate Steam Lines/Condensate Tank | A | Integrated Unit Summer Peak Savings (kW) | Achievable Economic RVT Potential | 0 | 0 | 0 | 0 | 0 | 0 | 0 | 0 | 0 | 0 | 0 | 0 | 0 | 0 | 0 | 0 | 0 | 0 | 0 | 0 | 0 | 0 | 0
F3_Industrial_Primary Metals_Existing_Process_Natural Gas_Gas Boiler - Insulate Steam Lines/Condensate Tank_A_Achievable Economic RVT Potential | F3 | Industrial | Primary Metals | Existing | Process | Natural Gas | Gas Boiler - Insulate Steam Lines/Condensate Tank | A | Integrated Unit Winter Peak Savings (kW) | Achievable Economic RVT Potential | 0 | 0 | 0 | 0 | 0 | 0 | 0 | 0 | 0 | 0 | 0 | 0 | 0 | 0 | 0 | 0 | 0 | 0 | 0 | 0 | 0 | 0 | 0
F4_Industrial_Primary Metals_Existing_Process_Natural Gas_Gas Boiler - Insulate Steam Lines/Condensate Tank_A_Achievable Economic RVT Potential | F4 | Industrial | Primary Metals | Existing | Process | Natural Gas | Gas Boiler - Insulate Steam Lines/Condensate Tank | A | Incremental Energy Savings (MWh or mTherms) | Achievable Economic RVT Potential | 0 | 0 | 0.17055 | 0.16726 | 0.16403 | 0.16086 | 0.15773 | 0.15468 | 0.1517 | 0.14879 | 0.14595 | 0.14318 | 0.14047 | 0.13781 | 0.13521 | 0.13267 | 0.13017 | 0.12772 | 0.12532 | 0.12297 | 0.12065 | 0.11838 | 0
F5_Industrial_Primary Metals_Existing_Process_Natural Gas_Gas Boiler - Insulate Steam Lines/Condensate Tank_A_Achievable Economic RVT Potential | F5 | Industrial | Primary Metals | Existing | Process | Natural Gas | Gas Boiler - Insulate Steam Lines/Condensate Tank | A | Incremental Summer Peak Savings (MW) | Achievable Economic RVT Potential | 0 | 0 | 0 | 0 | 0 | 0 | 0 | 0 | 0 | 0 | 0 | 0 | 0 | 0 | 0 | 0 | 0 | 0 | 0 | 0 | 0 | 0 | 0
F6_Industrial_Primary Metals_Existing_Process_Natural Gas_Gas Boiler - Insulate Steam Lines/Condensate Tank_A_Achievable Economic RVT Potential | F6 | Industrial | Primary Metals | Existing | Process | Natural Gas | Gas Boiler - Insulate Steam Lines/Condensate Tank | A | Incremental Winter Peak Savings (MW) | Achievable Economic RVT Potential | 0 | 0 | 0 | 0 | 0 | 0 | 0 | 0 | 0 | 0 | 0 | 0 | 0 | 0 | 0 | 0 | 0 | 0 | 0 | 0 | 0 | 0 | 0
F7_Industrial_Primary Metals_Existing_Process_Natural Gas_Gas Boiler - Insulate Steam Lines/Condensate Tank_A_Achievable Economic RVT Potential | F7 | Industrial | Primary Metals | Existing | Process | Natural Gas | Gas Boiler - Insulate Steam Lines/Condensate Tank | A | Cumulative Energy Savings (MWh or mTherms) | Achievable Economic RVT Potential | 0 | 0 | 0.17055 | 0.33746 | 0.50078 | 0.66055 | 0.81682 | 0.96972 | 1.1194 | 1.266 | 1.4096 | 1.5503 | 1.688 | 1.823 | 1.9552 | 2.0847 | 2.2116 | 2.3357 | 2.4574 | 2.5765 | 2.693 | 2.807 | 0
F8_Industrial_Primary Metals_Existing_Process_Natural Gas_Gas Boiler - Insulate Steam Lines/Condensate Tank_A_Achievable Economic RVT Potential | F8 | Industrial | Primary Metals | Existing | Process | Natural Gas | Gas Boiler - Insulate Steam Lines/Condensate Tank | A | Cumulative Summer Peak Savings (MW) | Achievable Economic RVT Potential | 0 | 0 | 0 | 0 | 0 | 0 | 0 | 0 | 0 | 0 | 0 | 0 | 0 | 0 | 0 | 0 | 0 | 0 | 0 | 0 | 0 | 0 | 0
F9_Industrial_Primary Metals_Existing_Process_Natural Gas_Gas Boiler - Insulate Steam Lines/Condensate Tank_A_Achievable Economic RVT Potential | F9 | Industrial | Primary Metals | Existing | Process | Natural Gas | Gas Boiler - Insulate Steam Lines/Condensate Tank | A | Cumulative Winter Peak Savings (MW) | Achievable Economic RVT Potential | 0 | 0 | 0 | 0 | 0 | 0 | 0 | 0 | 0 | 0 | 0 | 0 | 0 | 0 | 0 | 0 | 0 | 0 | 0 | 0 | 0 | 0 | 0
F10_Industrial_Primary Metals_Existing_Process_Natural Gas_Gas Boiler - Insulate Steam Lines/Condensate Tank_A_Achievable Economic RVT Potential | F10 | Industrial | Primary Metals | Existing | Process | Natural Gas | Gas Boiler - Insulate Steam Lines/Condensate Tank | A | Purchases (Incremental) | Achievable Economic RVT Potential | 0 | 0 | 0.56296 | 0.55325 | 0.54371 | 0.53434 | 0.52513 | 0.51607 | 0.50718 | 0.49843 | 0.48984 | 0.48139 | 0.47309 | 0.46493 | 0.45692 | 0.44904 | 0.4413 | 0.43369 | 0.42621 | 0.41886 | 0.41164 | 0.40455 | 0
F11_Industrial_Primary Metals_Existing_Process_Natural Gas_Gas Boiler - Insulate Steam Lines/Condensate Tank_A_Achievable Economic RVT Potential | F11 | Industrial | Primary Metals | Existing | Process | Natural Gas | Gas Boiler - Insulate Steam Lines/Condensate Tank | A | Purchases (Cumulative) | Achievable Economic RVT Potential | 0 | 0 | 0.56296 | 1.1162 | 1.6599 | 2.1943 | 2.7194 | 3.2355 | 3.7426 | 4.2411 | 4.7309 | 5.2123 | 5.6854 | 6.1503 | 6.6072 | 7.0563 | 7.4976 | 7.9313 | 8.3575 | 8.7764 | 9.188 | 9.5925 | 0
F1_Industrial_Primary Metals_Existing_Space Heating_Natural Gas_Gas Boiler - Insulate Hot Water Lines_A_Achievable Economic RVT Potential | F1 | Industrial | Primary Metals | Existing | Space Heating | Natural Gas | Gas Boiler - Insulate Hot Water Lines | A | Integrated Unit Energy Savings (kWh or therms) | Achievable Economic RVT Potential | 0 | 0 | 356.609 | 355.0291 | 353.393 | 351.6876 | 349.8926 | 347.9883 | 345.9643 | 343.8124 | 341.5428 | 339.1675 | 336.699 | 334.1416 | 331.5003 | 328.7841 | 326.0058 | 323.3491 | 320.8333 | 318.4609 | 316.2327 | 314.1524 | 0
F2_Industrial_Primary Metals_Existing_Space Heating_Natural Gas_Gas Boiler - Insulate Hot Water Lines_A_Achievable Economic RVT Potential | F2 | Industrial | Primary Metals | Existing | Space Heating | Natural Gas | Gas Boiler - Insulate Hot Water Lines | A | Integrated Unit Summer Peak Savings (kW) | Achievable Economic RVT Potential | 0 | 0 | 0 | 0 | 0 | 0 | 0 | 0 | 0 | 0 | 0 | 0 | 0 | 0 | 0 | 0 | 0 | 0 | 0 | 0 | 0 | 0 | 0
F3_Industrial_Primary Metals_Existing_Space Heating_Natural Gas_Gas Boiler - Insulate Hot Water Lines_A_Achievable Economic RVT Potential | F3 | Industrial | Primary Metals | Existing | Space Heating | Natural Gas | Gas Boiler - Insulate Hot Water Lines | A | Integrated Unit Winter Peak Savings (kW) | Achievable Economic RVT Potential | 0 | 0 | 0 | 0 | 0 | 0 | 0 | 0 | 0 | 0 | 0 | 0 | 0 | 0 | 0 | 0 | 0 | 0 | 0 | 0 | 0 | 0 | 0
F4_Industrial_Primary Metals_Existing_Space Heating_Natural Gas_Gas Boiler - Insulate Hot Water Lines_A_Achievable Economic RVT Potential | F4 | Industrial | Primary Metals | Existing | Space Heating | Natural Gas | Gas Boiler - Insulate Hot Water Lines | A | Incremental Energy Savings (MWh or mTherms) | Achievable Economic RVT Potential | 0 | 0 | 0.011086 | 0.010846 | 0.01061 | 0.010377 | 0.010146 | 0.0099167 | 0.009689 | 0.0094627 | 0.0092382 | 0.0090158 | 0.0087959 | 0.0085785 | 0.008364 | 0.0081524 | 0.0079442 | 0.0077436 | 0.0075509 | 0.0073658 | 0.0071882 | 0.0070178 | 0
F5_Industrial_Primary Metals_Existing_Space Heating_Natural Gas_Gas Boiler - Insulate Hot Water Lines_A_Achievable Economic RVT Potential | F5 | Industrial | Primary Metals | Existing | Space Heating | Natural Gas | Gas Boiler - Insulate Hot Water Lines | A | Incremental Summer Peak Savings (MW) | Achievable Economic RVT Potential | 0 | 0 | 0 | 0 | 0 | 0 | 0 | 0 | 0 | 0 | 0 | 0 | 0 | 0 | 0 | 0 | 0 | 0 | 0 | 0 | 0 | 0 | 0
F6_Industrial_Primary Metals_Existing_Space Heating_Natural Gas_Gas Boiler - Insulate Hot Water Lines_A_Achievable Economic RVT Potential | F6 | Industrial | Primary Metals | Existing | Space Heating | Natural Gas | Gas Boiler - Insulate Hot Water Lines | A | Incremental Winter Peak Savings (MW) | Achievable Economic RVT Potential | 0 | 0 | 0 | 0 | 0 | 0 | 0 | 0 | 0 | 0 | 0 | 0 | 0 | 0 | 0 | 0 | 0 | 0 | 0 | 0 | 0 | 0 | 0
F7_Industrial_Primary Metals_Existing_Space Heating_Natural Gas_Gas Boiler - Insulate Hot Water Lines_A_Achievable Economic RVT Potential | F7 | Industrial | Primary Metals | Existing | Space Heating | Natural Gas | Gas Boiler - Insulate Hot Water Lines | A | Cumulative Energy Savings (MWh or mTherms) | Achievable Economic RVT Potential | 0 | 0 | 0.011086 | 0.021883 | 0.032392 | 0.042613 | 0.052541 | 0.062172 | 0.071499 | 0.080517 | 0.089224 | 0.097619 | 0.1057 | 0.11348 | 0.12095 | 0.12811 | 0.13497 | 0.14161 | 0.14806 | 0.15433 | 0.16044 | 0.1664 | 0
F8_Industrial_Primary Metals_Existing_Space Heating_Natural Gas_Gas Boiler - Insulate Hot Water Lines_A_Achievable Economic RVT Potential | F8 | Industrial | Primary Metals | Existing | Space Heating | Natural Gas | Gas Boiler - Insulate Hot Water Lines | A | Cumulative Summer Peak Savings (MW) | Achievable Economic RVT Potential | 0 | 0 | 0 | 0 | 0 | 0 | 0 | 0 | 0 | 0 | 0 | 0 | 0 | 0 | 0 | 0 | 0 | 0 | 0 | 0 | 0 | 0 | 0
F9_Industrial_Primary Metals_Existing_Space Heating_Natural Gas_Gas Boiler - Insulate Hot Water Lines_A_Achievable Economic RVT Potential | F9 | Industrial | Primary Metals | Existing | Space Heating | Natural Gas | Gas Boiler - Insulate Hot Water Lines | A | Cumulative Winter Peak Savings (MW) | Achievable Economic RVT Potential | 0 | 0 | 0 | 0 | 0 | 0 | 0 | 0 | 0 | 0 | 0 | 0 | 0 | 0 | 0 | 0 | 0 | 0 | 0 | 0 | 0 | 0 | 0
F10_Industrial_Primary Metals_Existing_Space Heating_Natural Gas_Gas Boiler - Insulate Hot Water Lines_A_Achievable Economic RVT Potential | F10 | Industrial | Primary Metals | Existing | Space Heating | Natural Gas | Gas Boiler - Insulate Hot Water Lines | A | Purchases (Incremental) | Achievable Economic RVT Potential | 0 | 0 | 0.031086 | 0.03055 | 0.030024 | 0.029506 | 0.028997 | 0.028497 | 0.028006 | 0.027523 | 0.027048 | 0.026582 | 0.026124 | 0.025673 | 0.025231 | 0.024796 | 0.024368 | 0.023948 | 0.023535 | 0.023129 | 0.022731 | 0.022339 | 0
F11_Industrial_Primary Metals_Existing_Space Heating_Natural Gas_Gas Boiler - Insulate Hot Water Lines_A_Achievable Economic RVT Potential | F11 | Industrial | Primary Metals | Existing | Space Heating | Natural Gas | Gas Boiler - Insulate Hot Water Lines | A | Purchases (Cumulative) | Achievable Economic RVT Potential | 0 | 0 | 0.031086 | 0.061636 | 0.09166 | 0.12117 | 0.15016 | 0.17866 | 0.20667 | 0.23419 | 0.26124 | 0.28782 | 0.31394 | 0.33962 | 0.36485 | 0.38964 | 0.41401 | 0.43796 | 0.46149 | 0.48462 | 0.50735 | 0.52969 | 0
F1_Industrial_Primary Metals_Existing_Process_Natural Gas_Gas Boiler - Insulate Hot Water Lines_A_Achievable Economic RVT Potential | F1 | Industrial | Primary Metals | Existing | Process | Natural Gas | Gas Boiler - Insulate Hot Water Lines | A | Integrated Unit Energy Savings (kWh or therms) | Achievable Economic RVT Potential | 0 | 0 | 342.4911 | 341.8333 | 341.1642 | 340.4821 | 339.7855 | 339.105 | 338.4682 | 337.867 | 337.296 | 336.7515 | 336.2299 | 335.7282 | 335.2411 | 334.7636 | 334.2908 | 333.8191 | 333.3706 | 332.9148 | 332.4514 | 331.9802 | 0
F2_Industrial_Primary Metals_Existing_Process_Natural Gas_Gas Boiler - Insulate Hot Water Lines_A_Achievable Economic RVT Potential | F2 | Industrial | Primary Metals | Existing | Process | Natural Gas | Gas Boiler - Insulate Hot Water Lines | A | Integrated Unit Summer Peak Savings (kW) | Achievable Economic RVT Potential | 0 | 0 | 0 | 0 | 0 | 0 | 0 | 0 | 0 | 0 | 0 | 0 | 0 | 0 | 0 | 0 | 0 | 0 | 0 | 0 | 0 | 0 | 0
F3_Industrial_Primary Metals_Existing_Process_Natural Gas_Gas Boiler - Insulate Hot Water Lines_A_Achievable Economic RVT Potential | F3 | Industrial | Primary Metals | Existing | Process | Natural Gas | Gas Boiler - Insulate Hot Water Lines | A | Integrated Unit Winter Peak Savings (kW) | Achievable Economic RVT Potential | 0 | 0 | 0 | 0 | 0 | 0 | 0 | 0 | 0 | 0 | 0 | 0 | 0 | 0 | 0 | 0 | 0 | 0 | 0 | 0 | 0 | 0 | 0
F4_Industrial_Primary Metals_Existing_Process_Natural Gas_Gas Boiler - Insulate Hot Water Lines_A_Achievable Economic RVT Potential | F4 | Industrial | Primary Metals | Existing | Process | Natural Gas | Gas Boiler - Insulate Hot Water Lines | A | Incremental Energy Savings (MWh or mTherms) | Achievable Economic RVT Potential | 0 | 0 | 0.38562 | 0.37824 | 0.37099 | 0.36387 | 0.35686 | 0.35001 | 0.34333 | 0.33681 | 0.33044 | 0.32422 | 0.31814 | 0.31218 | 0.30636 | 0.30065 | 0.29504 | 0.28955 | 0.28417 | 0.27889 | 0.2737 | 0.2686 | 0
F5_Industrial_Primary Metals_Existing_Process_Natural Gas_Gas Boiler - Insulate Hot Water Lines_A_Achievable Economic RVT Potential | F5 | Industrial | Primary Metals | Existing | Process | Natural Gas | Gas Boiler - Insulate Hot Water Lines | A | Incremental Summer Peak Savings (MW) | Achievable Economic RVT Potential | 0 | 0 | 0 | 0 | 0 | 0 | 0 | 0 | 0 | 0 | 0 | 0 | 0 | 0 | 0 | 0 | 0 | 0 | 0 | 0 | 0 | 0 | 0
F6_Industrial_Primary Metals_Existing_Process_Natural Gas_Gas Boiler - Insulate Hot Water Lines_A_Achievable Economic RVT Potential | F6 | Industrial | Primary Metals | Existing | Process | Natural Gas | Gas Boiler - Insulate Hot Water Lines | A | Incremental Winter Peak Savings (MW) | Achievable Economic RVT Potential | 0 | 0 | 0 | 0 | 0 | 0 | 0 | 0 | 0 | 0 | 0 | 0 | 0 | 0 | 0 | 0 | 0 | 0 | 0 | 0 | 0 | 0 | 0
F7_Industrial_Primary Metals_Existing_Process_Natural Gas_Gas Boiler - Insulate Hot Water Lines_A_Achievable Economic RVT Potential | F7 | Industrial | Primary Metals | Existing | Process | Natural Gas | Gas Boiler - Insulate Hot Water Lines | A | Cumulative Energy Savings (MWh or mTherms) | Achievable Economic RVT Potential | 0 | 0 | 0.38562 | 0.76312 | 1.1326 | 1.4942 | 1.848 | 2.1943 | 2.5335 | 2.8658 | 3.1914 | 3.5105 | 3.8232 | 4.1297 | 4.43 | 4.7244 | 5.0127 | 5.2952 | 5.5723 | 5.8436 | 6.1091 | 6.3691 | 0
F8_Industrial_Primary Metals_Existing_Process_Natural Gas_Gas Boiler - Insulate Hot Water Lines_A_Achievable Economic RVT Potential | F8 | Industrial | Primary Metals | Existing | Process | Natural Gas | Gas Boiler - Insulate Hot Water Lines | A | Cumulative Summer Peak Savings (MW) | Achievable Economic RVT Potential | 0 | 0 | 0 | 0 | 0 | 0 | 0 | 0 | 0 | 0 | 0 | 0 | 0 | 0 | 0 | 0 | 0 | 0 | 0 | 0 | 0 | 0 | 0
F9_Industrial_Primary Metals_Existing_Process_Natural Gas_Gas Boiler - Insulate Hot Water Lines_A_Achievable Economic RVT Potential | F9 | Industrial | Primary Metals | Existing | Process | Natural Gas | Gas Boiler - Insulate Hot Water Lines | A | Cumulative Winter Peak Savings (MW) | Achievable Economic RVT Potential | 0 | 0 | 0 | 0 | 0 | 0 | 0 | 0 | 0 | 0 | 0 | 0 | 0 | 0 | 0 | 0 | 0 | 0 | 0 | 0 | 0 | 0 | 0
F10_Industrial_Primary Metals_Existing_Process_Natural Gas_Gas Boiler - Insulate Hot Water Lines_A_Achievable Economic RVT Potential | F10 | Industrial | Primary Metals | Existing | Process | Natural Gas | Gas Boiler - Insulate Hot Water Lines | A | Purchases (Incremental) | Achievable Economic RVT Potential | 0 | 0 | 1.1259 | 1.1065 | 1.0874 | 1.0687 | 1.0503 | 1.0321 | 1.0144 | 0.99686 | 0.97967 | 0.96278 | 0.94618 | 0.92987 | 0.91384 | 0.89808 | 0.8826 | 0.86738 | 0.85243 | 0.83773 | 0.82329 | 0.80909 | 0
F11_Industrial_Primary Metals_Existing_Process_Natural Gas_Gas Boiler - Insulate Hot Water Lines_A_Achievable Economic RVT Potential | F11 | Industrial | Primary Metals | Existing | Process | Natural Gas | Gas Boiler - Insulate Hot Water Lines | A | Purchases (Cumulative) | Achievable Economic RVT Potential | 0 | 0 | 1.1259 | 2.2324 | 3.3199 | 4.3885 | 5.4388 | 6.4709 | 7.4853 | 8.4821 | 9.4618 | 10.4246 | 11.3708 | 12.3007 | 13.2145 | 14.1126 | 14.9952 | 15.8626 | 16.715 | 17.5527 | 18.376 | 19.1851 | 0
F1_Industrial_Primary Metals_Existing_Process_Natural Gas_Process - Insulate Heated Process Fluids_A_Achievable Economic RVT Potential | F1 | Industrial | Primary Metals | Existing | Process | Natural Gas | Process - Insulate Heated Process Fluids | A | Integrated Unit Energy Savings (kWh or therms) | Achievable Economic RVT Potential | 0 | 0 | 1904.7897 | 1904.7127 | 1904.6575 | 1904.6129 | 1904.5724 | 1904.5361 | 1904.5035 | 1904.4742 | 1904.448 | 1904.4243 | 1904.4028 | 1904.3839 | 1904.3669 | 1904.3514 | 1904.337 | 1904.3227 | 1904.3091 | 1904.2958 | 1904.2828 | 1904.27 | 0
F2_Industrial_Primary Metals_Existing_Process_Natural Gas_Process - Insulate Heated Process Fluids_A_Achievable Economic RVT Potential | F2 | Industrial | Primary Metals | Existing | Process | Natural Gas | Process - Insulate Heated Process Fluids | A | Integrated Unit Summer Peak Savings (kW) | Achievable Economic RVT Potential | 0 | 0 | 0 | 0 | 0 | 0 | 0 | 0 | 0 | 0 | 0 | 0 | 0 | 0 | 0 | 0 | 0 | 0 | 0 | 0 | 0 | 0 | 0
F3_Industrial_Primary Metals_Existing_Process_Natural Gas_Process - Insulate Heated Process Fluids_A_Achievable Economic RVT Potential | F3 | Industrial | Primary Metals | Existing | Process | Natural Gas | Process - Insulate Heated Process Fluids | A | Integrated Unit Winter Peak Savings (kW) | Achievable Economic RVT Potential | 0 | 0 | 0 | 0 | 0 | 0 | 0 | 0 | 0 | 0 | 0 | 0 | 0 | 0 | 0 | 0 | 0 | 0 | 0 | 0 | 0 | 0 | 0
F4_Industrial_Primary Metals_Existing_Process_Natural Gas_Process - Insulate Heated Process Fluids_A_Achievable Economic RVT Potential | F4 | Industrial | Primary Metals | Existing | Process | Natural Gas | Process - Insulate Heated Process Fluids | A | Incremental Energy Savings (MWh or mTherms) | Achievable Economic RVT Potential | 0 | 0 | 2.3457 | 2.3052 | 2.2653 | 2.2262 | 2.1878 | 1.935 | 1.5213 | 1.196 | 0.94033 | 0.73928 | 0.58122 | 0.45696 | 0.35926 | 0.28245 | 0.22206 | 0.17459 | 0.0011703 | 0.00041074 | 0.00013761 | 4.4099e-05 | 0
F5_Industrial_Primary Metals_Existing_Process_Natural Gas_Process - Insulate Heated Process Fluids_A_Achievable Economic RVT Potential | F5 | Industrial | Primary Metals | Existing | Process | Natural Gas | Process - Insulate Heated Process Fluids | A | Incremental Summer Peak Savings (MW) | Achievable Economic RVT Potential | 0 | 0 | 0 | 0 | 0 | 0 | 0 | 0 | 0 | 0 | 0 | 0 | 0 | 0 | 0 | 0 | 0 | 0 | 0 | 0 | 0 | 0 | 0
F6_Industrial_Primary Metals_Existing_Process_Natural Gas_Process - Insulate Heated Process Fluids_A_Achievable Economic RVT Potential | F6 | Industrial | Primary Metals | Existing | Process | Natural Gas | Process - Insulate Heated Process Fluids | A | Incremental Winter Peak Savings (MW) | Achievable Economic RVT Potential | 0 | 0 | 0 | 0 | 0 | 0 | 0 | 0 | 0 | 0 | 0 | 0 | 0 | 0 | 0 | 0 | 0 | 0 | 0 | 0 | 0 | 0 | 0
F7_Industrial_Primary Metals_Existing_Process_Natural Gas_Process - Insulate Heated Process Fluids_A_Achievable Economic RVT Potential | F7 | Industrial | Primary Metals | Existing | Process | Natural Gas | Process - Insulate Heated Process Fluids | A | Cumulative Energy Savings (MWh or mTherms) | Achievable Economic RVT Potential | 0 | 0 | 2.3457 | 4.6507 | 6.916 | 9.142 | 11.3296 | 13.2645 | 14.7855 | 15.9814 | 16.9215 | 17.6605 | 18.2416 | 18.6983 | 19.0574 | 19.3397 | 19.5616 | 19.7361 | 19.7371 | 19.7374 | 19.7374 | 19.7373 | 0
F8_Industrial_Primary Metals_Existing_Process_Natural Gas_Process - Insulate Heated Process Fluids_A_Achievable Economic RVT Potential | F8 | Industrial | Primary Metals | Existing | Process | Natural Gas | Process - Insulate Heated Process Fluids | A | Cumulative Summer Peak Savings (MW) | Achievable Economic RVT Potential | 0 | 0 | 0 | 0 | 0 | 0 | 0 | 0 | 0 | 0 | 0 | 0 | 0 | 0 | 0 | 0 | 0 | 0 | 0 | 0 | 0 | 0 | 0
F9_Industrial_Primary Metals_Existing_Process_Natural Gas_Process - Insulate Heated Process Fluids_A_Achievable Economic RVT Potential | F9 | Industrial | Primary Metals | Existing | Process | Natural Gas | Process - Insulate Heated Process Fluids | A | Cumulative Winter Peak Savings (MW) | Achievable Economic RVT Potential | 0 | 0 | 0 | 0 | 0 | 0 | 0 | 0 | 0 | 0 | 0 | 0 | 0 | 0 | 0 | 0 | 0 | 0 | 0 | 0 | 0 | 0 | 0
F10_Industrial_Primary Metals_Existing_Process_Natural Gas_Process - Insulate Heated Process Fluids_A_Achievable Economic RVT Potential | F10 | Industrial | Primary Metals | Existing | Process | Natural Gas | Process - Insulate Heated Process Fluids | A | Purchases (Incremental) | Achievable Economic RVT Potential | 0 | 0 | 1.2315 | 1.2102 | 1.1894 | 1.1689 | 1.1487 | 1.016 | 0.7988 | 0.62802 | 0.49375 | 0.38819 | 0.3052 | 0.23995 | 0.18865 | 0.14832 | 0.11661 | 0.091679 | 0.00061454 | 0.00021569 | 7.2264e-05 | 2.3158e-05 | 0
F11_Industrial_Primary Metals_Existing_Process_Natural Gas_Process - Insulate Heated Process Fluids_A_Achievable Economic RVT Potential | F11 | Industrial | Primary Metals | Existing | Process | Natural Gas | Process - Insulate Heated Process Fluids | A | Purchases (Cumulative) | Achievable Economic RVT Potential | 0 | 0 | 1.2315 | 2.4417 | 3.6311 | 4.7999 | 5.9486 | 6.9647 | 7.7635 | 8.3915 | 8.8852 | 9.2734 | 9.5786 | 9.8186 | 10.0072 | 10.1555 | 10.2722 | 10.3638 | 10.3644 | 10.3647 | 10.3647 | 10.3648 | 0
F1_Industrial_Primary Metals_Existing_Process_Natural Gas_Process Heat Recovery_A_Achievable Economic RVT Potential | F1 | Industrial | Primary Metals | Existing | Process | Natural Gas | Process Heat Recovery | A | Integrated Unit Energy Savings (kWh or therms) | Achievable Economic RVT Potential | 0 | 0 | 3.7699 | 3.761 | 3.752 | 3.7427 | 3.7332 | 3.7238 | 3.715 | 3.7066 | 3.6986 | 3.691 | 3.6836 | 3.6765 | 3.6697 | 3.663 | 3.6563 | 3.6498 | 3.6435 | 3.6372 | 3.6308 | 3.6243 | 0
F2_Industrial_Primary Metals_Existing_Process_Natural Gas_Process Heat Recovery_A_Achievable Economic RVT Potential | F2 | Industrial | Primary Metals | Existing | Process | Natural Gas | Process Heat Recovery | A | Integrated Unit Summer Peak Savings (kW) | Achievable Economic RVT Potential | 0 | 0 | 0 | 0 | 0 | 0 | 0 | 0 | 0 | 0 | 0 | 0 | 0 | 0 | 0 | 0 | 0 | 0 | 0 | 0 | 0 | 0 | 0
F3_Industrial_Primary Metals_Existing_Process_Natural Gas_Process Heat Recovery_A_Achievable Economic RVT Potential | F3 | Industrial | Primary Metals | Existing | Process | Natural Gas | Process Heat Recovery | A | Integrated Unit Winter Peak Savings (kW) | Achievable Economic RVT Potential | 0 | 0 | 0 | 0 | 0 | 0 | 0 | 0 | 0 | 0 | 0 | 0 | 0 | 0 | 0 | 0 | 0 | 0 | 0 | 0 | 0 | 0 | 0
F4_Industrial_Primary Metals_Existing_Process_Natural Gas_Process Heat Recovery_A_Achievable Economic RVT Potential | F4 | Industrial | Primary Metals | Existing | Process | Natural Gas | Process Heat Recovery | A | Incremental Energy Savings (MWh or mTherms) | Achievable Economic RVT Potential | 0 | 0 | 0 | 0 | 0 | 0 | 0 | 0 | 0 | 0 | 0 | 0 | 0 | 0 | 0 | 0 | 0 | 0 | 0 | 0 | 0 | 0 | 0
F5_Industrial_Primary Metals_Existing_Process_Natural Gas_Process Heat Recovery_A_Achievable Economic RVT Potential | F5 | Industrial | Primary Metals | Existing | Process | Natural Gas | Process Heat Recovery | A | Incremental Summer Peak Savings (MW) | Achievable Economic RVT Potential | 0 | 0 | 0 | 0 | 0 | 0 | 0 | 0 | 0 | 0 | 0 | 0 | 0 | 0 | 0 | 0 | 0 | 0 | 0 | 0 | 0 | 0 | 0
F6_Industrial_Primary Metals_Existing_Process_Natural Gas_Process Heat Recovery_A_Achievable Economic RVT Potential | F6 | Industrial | Primary Metals | Existing | Process | Natural Gas | Process Heat Recovery | A | Incremental Winter Peak Savings (MW) | Achievable Economic RVT Potential | 0 | 0 | 0 | 0 | 0 | 0 | 0 | 0 | 0 | 0 | 0 | 0 | 0 | 0 | 0 | 0 | 0 | 0 | 0 | 0 | 0 | 0 | 0
F7_Industrial_Primary Metals_Existing_Process_Natural Gas_Process Heat Recovery_A_Achievable Economic RVT Potential | F7 | Industrial | Primary Metals | Existing | Process | Natural Gas | Process Heat Recovery | A | Cumulative Energy Savings (MWh or mTherms) | Achievable Economic RVT Potential | 0 | 0 | 0 | 0 | 0 | 0 | 0 | 0 | 0 | 0 | 0 | 0 | 0 | 0 | 0 | 0 | 0 | 0 | 0 | 0 | 0 | 0 | 0
F8_Industrial_Primary Metals_Existing_Process_Natural Gas_Process Heat Recovery_A_Achievable Economic RVT Potential | F8 | Industrial | Primary Metals | Existing | Process | Natural Gas | Process Heat Recovery | A | Cumulative Summer Peak Savings (MW) | Achievable Economic RVT Potential | 0 | 0 | 0 | 0 | 0 | 0 | 0 | 0 | 0 | 0 | 0 | 0 | 0 | 0 | 0 | 0 | 0 | 0 | 0 | 0 | 0 | 0 | 0
F9_Industrial_Primary Metals_Existing_Process_Natural Gas_Process Heat Recovery_A_Achievable Economic RVT Potential | F9 | Industrial | Primary Metals | Existing | Process | Natural Gas | Process Heat Recovery | A | Cumulative Winter Peak Savings (MW) | Achievable Economic RVT Potential | 0 | 0 | 0 | 0 | 0 | 0 | 0 | 0 | 0 | 0 | 0 | 0 | 0 | 0 | 0 | 0 | 0 | 0 | 0 | 0 | 0 | 0 | 0
F10_Industrial_Primary Metals_Existing_Process_Natural Gas_Process Heat Recovery_A_Achievable Economic RVT Potential | F10 | Industrial | Primary Metals | Existing | Process | Natural Gas | Process Heat Recovery | A | Purchases (Incremental) | Achievable Economic RVT Potential | 0 | 0 | 0 | 0 | 0 | 0 | 0 | 0 | 0 | 0 | 0 | 0 | 0 | 0 | 0 | 0 | 0 | 0 | 0 | 0 | 0 | 0 | 0
F11_Industrial_Primary Metals_Existing_Process_Natural Gas_Process Heat Recovery_A_Achievable Economic RVT Potential | F11 | Industrial | Primary Metals | Existing | Process | Natural Gas | Process Heat Recovery | A | Purchases (Cumulative) | Achievable Economic RVT Potential | 0 | 0 | 0 | 0 | 0 | 0 | 0 | 0 | 0 | 0 | 0 | 0 | 0 | 0 | 0 | 0 | 0 | 0 | 0 | 0 | 0 | 0 | 0
F1_Industrial_Primary Metals_Existing_Space Heating_Natural Gas_Building Automation System_A_Achievable Economic RVT Potential | F1 | Industrial | Primary Metals | Existing | Space Heating | Natural Gas | Building Automation System | A | Integrated Unit Energy Savings (kWh or therms) | Achievable Economic RVT Potential | 0 | 0 | 0.015595 | 0.015527 | 0.015455 | 0.015379 | 0.015299 | 0.015215 | 0.015125 | 0.015029 | 0.014929 | 0.014825 | 0.014717 | 0.014605 | 0.014489 | 0.014371 | 0.014249 | 0.014132 | 0.014022 | 0.013917 | 0.013818 | 0.013725 | 0
F2_Industrial_Primary Metals_Existing_Space Heating_Natural Gas_Building Automation System_A_Achievable Economic RVT Potential | F2 | Industrial | Primary Metals | Existing | Space Heating | Natural Gas | Building Automation System | A | Integrated Unit Summer Peak Savings (kW) | Achievable Economic RVT Potential | 0 | 0 | 0 | 0 | 0 | 0 | 0 | 0 | 0 | 0 | 0 | 0 | 0 | 0 | 0 | 0 | 0 | 0 | 0 | 0 | 0 | 0 | 0
F3_Industrial_Primary Metals_Existing_Space Heating_Natural Gas_Building Automation System_A_Achievable Economic RVT Potential | F3 | Industrial | Primary Metals | Existing | Space Heating | Natural Gas | Building Automation System | A | Integrated Unit Winter Peak Savings (kW) | Achievable Economic RVT Potential | 0 | 0 | 0 | 0 | 0 | 0 | 0 | 0 | 0 | 0 | 0 | 0 | 0 | 0 | 0 | 0 | 0 | 0 | 0 | 0 | 0 | 0 | 0
F4_Industrial_Primary Metals_Existing_Space Heating_Natural Gas_Building Automation System_A_Achievable Economic RVT Potential | F4 | Industrial | Primary Metals | Existing | Space Heating | Natural Gas | Building Automation System | A | Incremental Energy Savings (MWh or mTherms) | Achievable Economic RVT Potential | 0 | 0 | 0.012508 | 0.024463 | 0.042489 | 0.06759 | 0.1003 | 0.14039 | 0.18657 | 0.2362 | 0.28518 | 0.32819 | 0.35922 | 0.3727 | 0.3649 | 0.33528 | 0.28725 | 0.23155 | 0.17265 | 0.11659 | 0.072681 | 0.04627 | 0
F5_Industrial_Primary Metals_Existing_Space Heating_Natural Gas_Building Automation System_A_Achievable Economic RVT Potential | F5 | Industrial | Primary Metals | Existing | Space Heating | Natural Gas | Building Automation System | A | Incremental Summer Peak Savings (MW) | Achievable Economic RVT Potential | 0 | 0 | 0 | 0 | 0 | 0 | 0 | 0 | 0 | 0 | 0 | 0 | 0 | 0 | 0 | 0 | 0 | 0 | 0 | 0 | 0 | 0 | 0
F6_Industrial_Primary Metals_Existing_Space Heating_Natural Gas_Building Automation System_A_Achievable Economic RVT Potential | F6 | Industrial | Primary Metals | Existing | Space Heating | Natural Gas | Building Automation System | A | Incremental Winter Peak Savings (MW) | Achievable Economic RVT Potential | 0 | 0 | 0 | 0 | 0 | 0 | 0 | 0 | 0 | 0 | 0 | 0 | 0 | 0 | 0 | 0 | 0 | 0 | 0 | 0 | 0 | 0 | 0
F7_Industrial_Primary Metals_Existing_Space Heating_Natural Gas_Building Automation System_A_Achievable Economic RVT Potential | F7 | Industrial | Primary Metals | Existing | Space Heating | Natural Gas | Building Automation System | A | Cumulative Energy Savings (MWh or mTherms) | Achievable Economic RVT Potential | 0 | 0 | 0.012508 | 0.036916 | 0.079234 | 0.14644 | 0.24598 | 0.38501 | 0.56931 | 0.80191 | 1.0818 | 1.4024 | 1.7514 | 2.1108 | 2.459 | 2.7741 | 3.0379 | 3.2446 | 3.3918 | 3.483 | 3.5309 | 3.5535 | 0
F8_Industrial_Primary Metals_Existing_Space Heating_Natural Gas_Building Automation System_A_Achievable Economic RVT Potential | F8 | Industrial | Primary Metals | Existing | Space Heating | Natural Gas | Building Automation System | A | Cumulative Summer Peak Savings (MW) | Achievable Economic RVT Potential | 0 | 0 | 0 | 0 | 0 | 0 | 0 | 0 | 0 | 0 | 0 | 0 | 0 | 0 | 0 | 0 | 0 | 0 | 0 | 0 | 0 | 0 | 0
F9_Industrial_Primary Metals_Existing_Space Heating_Natural Gas_Building Automation System_A_Achievable Economic RVT Potential | F9 | Industrial | Primary Metals | Existing | Space Heating | Natural Gas | Building Automation System | A | Cumulative Winter Peak Savings (MW) | Achievable Economic RVT Potential | 0 | 0 | 0 | 0 | 0 | 0 | 0 | 0 | 0 | 0 | 0 | 0 | 0 | 0 | 0 | 0 | 0 | 0 | 0 | 0 | 0 | 0 | 0
F10_Industrial_Primary Metals_Existing_Space Heating_Natural Gas_Building Automation System_A_Achievable Economic RVT Potential | F10 | Industrial | Primary Metals | Existing | Space Heating | Natural Gas | Building Automation System | A | Purchases (Incremental) | Achievable Economic RVT Potential | 0 | 0 | 802.0322 | 1575.5682 | 2749.26 | 4394.9439 | 6555.8953 | 9227.556 | 12335.5962 | 15715.6744 | 19102.45 | 22137.9414 | 24409.1018 | 25518.987 | 25183.706 | 23330.5816 | 20159.1303 | 16383.9405 | 12312.8802 | 8377.331 | 5259.9047 | 3371.2282 | 0
F11_Industrial_Primary Metals_Existing_Space Heating_Natural Gas_Building Automation System_A_Achievable Economic RVT Potential | F11 | Industrial | Primary Metals | Existing | Space Heating | Natural Gas | Building Automation System | A | Purchases (Cumulative) | Achievable Economic RVT Potential | 0 | 0 | 802.0322 | 2377.6003 | 5126.8603 | 9521.8042 | 16077.6995 | 25305.2555 | 37640.8518 | 53356.5262 | 72458.9762 | 94596.9177 | 119006.0194 | 144525.0065 | 169708.7125 | 193039.2941 | 213198.4245 | 229582.365 | 241895.2452 | 250272.5762 | 255532.4808 | 258903.7091 | 0
F1_Industrial_Primary Metals_Existing_Space Heating_Natural Gas_Steam System Efficiency Improvements_A_Achievable Economic RVT Potential | F1 | Industrial | Primary Metals | Existing | Space Heating | Natural Gas | Steam System Efficiency Improvements | A | Integrated Unit Energy Savings (kWh or therms) | Achievable Economic RVT Potential | 0 | 0 | 0.13922 | 0.13853 | 0.13778 | 0.13697 | 0.13606 | 0.13504 | 0.1339 | 0.13262 | 0.1312 | 0.12966 | 0.12801 | 0.12629 | 0.12454 | 0.1228 | 0.1211 | 0.11955 | 0.11815 | 0.11691 | 0.11579 | 0.11479 | 0
F2_Industrial_Primary Metals_Existing_Space Heating_Natural Gas_Steam System Efficiency Improvements_A_Achievable Economic RVT Potential | F2 | Industrial | Primary Metals | Existing | Space Heating | Natural Gas | Steam System Efficiency Improvements | A | Integrated Unit Summer Peak Savings (kW) | Achievable Economic RVT Potential | 0 | 0 | 0 | 0 | 0 | 0 | 0 | 0 | 0 | 0 | 0 | 0 | 0 | 0 | 0 | 0 | 0 | 0 | 0 | 0 | 0 | 0 | 0
F3_Industrial_Primary Metals_Existing_Space Heating_Natural Gas_Steam System Efficiency Improvements_A_Achievable Economic RVT Potential | F3 | Industrial | Primary Metals | Existing | Space Heating | Natural Gas | Steam System Efficiency Improvements | A | Integrated Unit Winter Peak Savings (kW) | Achievable Economic RVT Potential | 0 | 0 | 0 | 0 | 0 | 0 | 0 | 0 | 0 | 0 | 0 | 0 | 0 | 0 | 0 | 0 | 0 | 0 | 0 | 0 | 0 | 0 | 0
F4_Industrial_Primary Metals_Existing_Space Heating_Natural Gas_Steam System Efficiency Improvements_A_Achievable Economic RVT Potential | F4 | Industrial | Primary Metals | Existing | Space Heating | Natural Gas | Steam System Efficiency Improvements | A | Incremental Energy Savings (MWh or mTherms) | Achievable Economic RVT Potential | 0 | 0 | 0.00079136 | 0.0015468 | 0.0026846 | 0.0042662 | 0.0063217 | 0.0088315 | 0.011706 | 0.014771 | 0.017762 | 0.020343 | 0.022145 | 0.022841 | 0.022228 | 0.020304 | 0.017302 | 0.013882 | 0.01031 | 0.0069408 | 0.0043165 | 0.0027425 | 0
F5_Industrial_Primary Metals_Existing_Space Heating_Natural Gas_Steam System Efficiency Improvements_A_Achievable Economic RVT Potential | F5 | Industrial | Primary Metals | Existing | Space Heating | Natural Gas | Steam System Efficiency Improvements | A | Incremental Summer Peak Savings (MW) | Achievable Economic RVT Potential | 0 | 0 | 0 | 0 | 0 | 0 | 0 | 0 | 0 | 0 | 0 | 0 | 0 | 0 | 0 | 0 | 0 | 0 | 0 | 0 | 0 | 0 | 0
F6_Industrial_Primary Metals_Existing_Space Heating_Natural Gas_Steam System Efficiency Improvements_A_Achievable Economic RVT Potential | F6 | Industrial | Primary Metals | Existing | Space Heating | Natural Gas | Steam System Efficiency Improvements | A | Incremental Winter Peak Savings (MW) | Achievable Economic RVT Potential | 0 | 0 | 0 | 0 | 0 | 0 | 0 | 0 | 0 | 0 | 0 | 0 | 0 | 0 | 0 | 0 | 0 | 0 | 0 | 0 | 0 | 0 | 0
F7_Industrial_Primary Metals_Existing_Space Heating_Natural Gas_Steam System Efficiency Improvements_A_Achievable Economic RVT Potential | F7 | Industrial | Primary Metals | Existing | Space Heating | Natural Gas | Steam System Efficiency Improvements | A | Cumulative Energy Savings (MWh or mTherms) | Achievable Economic RVT Potential | 0 | 0 | 0.00079136 | 0.0023343 | 0.0050063 | 0.0092428 | 0.015503 | 0.024219 | 0.03572 | 0.05015 | 0.067375 | 0.086925 | 0.10797 | 0.12936 | 0.14979 | 0.168 | 0.18298 | 0.19452 | 0.20255 | 0.20736 | 0.2097 | 0.21062 | 0
F8_Industrial_Primary Metals_Existing_Space Heating_Natural Gas_Steam System Efficiency Improvements_A_Achievable Economic RVT Potential | F8 | Industrial | Primary Metals | Existing | Space Heating | Natural Gas | Steam System Efficiency Improvements | A | Cumulative Summer Peak Savings (MW) | Achievable Economic RVT Potential | 0 | 0 | 0 | 0 | 0 | 0 | 0 | 0 | 0 | 0 | 0 | 0 | 0 | 0 | 0 | 0 | 0 | 0 | 0 | 0 | 0 | 0 | 0
F9_Industrial_Primary Metals_Existing_Space Heating_Natural Gas_Steam System Efficiency Improvements_A_Achievable Economic RVT Potential | F9 | Industrial | Primary Metals | Existing | Space Heating | Natural Gas | Steam System Efficiency Improvements | A | Cumulative Winter Peak Savings (MW) | Achievable Economic RVT Potential | 0 | 0 | 0 | 0 | 0 | 0 | 0 | 0 | 0 | 0 | 0 | 0 | 0 | 0 | 0 | 0 | 0 | 0 | 0 | 0 | 0 | 0 | 0
F10_Industrial_Primary Metals_Existing_Space Heating_Natural Gas_Steam System Efficiency Improvements_A_Achievable Economic RVT Potential | F10 | Industrial | Primary Metals | Existing | Space Heating | Natural Gas | Steam System Efficiency Improvements | A | Purchases (Incremental) | Achievable Economic RVT Potential | 0 | 0 | 5.6841 | 11.1662 | 19.4843 | 31.1475 | 46.4624 | 65.3968 | 87.4239 | 111.3789 | 135.3814 | 156.8943 | 172.9903 | 180.8562 | 178.48 | 165.3467 | 142.8702 | 116.115 | 87.2629 | 59.3712 | 37.2776 | 23.8923 | 0
F11_Industrial_Primary Metals_Existing_Space Heating_Natural Gas_Steam System Efficiency Improvements_A_Achievable Economic RVT Potential | F11 | Industrial | Primary Metals | Existing | Space Heating | Natural Gas | Steam System Efficiency Improvements | A | Purchases (Cumulative) | Achievable Economic RVT Potential | 0 | 0 | 5.6841 | 16.8503 | 36.3347 | 67.4822 | 113.9446 | 179.3414 | 266.7653 | 378.1442 | 513.5256 | 670.4199 | 843.4102 | 1024.2664 | 1202.7464 | 1368.0931 | 1510.9633 | 1627.0783 | 1714.3412 | 1773.7124 | 1810.9899 | 1834.8823 | 0
F1_Industrial_Primary Metals_Existing_Process_Natural Gas_Steam System Efficiency Improvements_A_Achievable Economic RVT Potential | F1 | Industrial | Primary Metals | Existing | Process | Natural Gas | Steam System Efficiency Improvements | A | Integrated Unit Energy Savings (kWh or therms) | Achievable Economic RVT Potential | 0 | 0 | 0.13371 | 0.1334 | 0.13307 | 0.13275 | 0.13241 | 0.13208 | 0.13176 | 0.13147 | 0.13118 | 0.13091 | 0.13065 | 0.1304 | 0.13016 | 0.12992 | 0.12968 | 0.12945 | 0.12923 | 0.129 | 0.12878 | 0.12855 | 0
F2_Industrial_Primary Metals_Existing_Process_Natural Gas_Steam System Efficiency Improvements_A_Achievable Economic RVT Potential | F2 | Industrial | Primary Metals | Existing | Process | Natural Gas | Steam System Efficiency Improvements | A | Integrated Unit Summer Peak Savings (kW) | Achievable Economic RVT Potential | 0 | 0 | 0 | 0 | 0 | 0 | 0 | 0 | 0 | 0 | 0 | 0 | 0 | 0 | 0 | 0 | 0 | 0 | 0 | 0 | 0 | 0 | 0
F3_Industrial_Primary Metals_Existing_Process_Natural Gas_Steam System Efficiency Improvements_A_Achievable Economic RVT Potential | F3 | Industrial | Primary Metals | Existing | Process | Natural Gas | Steam System Efficiency Improvements | A | Integrated Unit Winter Peak Savings (kW) | Achievable Economic RVT Potential | 0 | 0 | 0 | 0 | 0 | 0 | 0 | 0 | 0 | 0 | 0 | 0 | 0 | 0 | 0 | 0 | 0 | 0 | 0 | 0 | 0 | 0 | 0
F4_Industrial_Primary Metals_Existing_Process_Natural Gas_Steam System Efficiency Improvements_A_Achievable Economic RVT Potential | F4 | Industrial | Primary Metals | Existing | Process | Natural Gas | Steam System Efficiency Improvements | A | Incremental Energy Savings (MWh or mTherms) | Achievable Economic RVT Potential | 0 | 0 | 0 | 0 | 0 | 0 | 0 | 0 | 0 | 0 | 0 | 0 | 0 | 0 | 0 | 0 | 0 | 0 | 0 | 0 | 0 | 0 | 0
F5_Industrial_Primary Metals_Existing_Process_Natural Gas_Steam System Efficiency Improvements_A_Achievable Economic RVT Potential | F5 | Industrial | Primary Metals | Existing | Process | Natural Gas | Steam System Efficiency Improvements | A | Incremental Summer Peak Savings (MW) | Achievable Economic RVT Potential | 0 | 0 | 0 | 0 | 0 | 0 | 0 | 0 | 0 | 0 | 0 | 0 | 0 | 0 | 0 | 0 | 0 | 0 | 0 | 0 | 0 | 0 | 0
F6_Industrial_Primary Metals_Existing_Process_Natural Gas_Steam System Efficiency Improvements_A_Achievable Economic RVT Potential | F6 | Industrial | Primary Metals | Existing | Process | Natural Gas | Steam System Efficiency Improvements | A | Incremental Winter Peak Savings (MW) | Achievable Economic RVT Potential | 0 | 0 | 0 | 0 | 0 | 0 | 0 | 0 | 0 | 0 | 0 | 0 | 0 | 0 | 0 | 0 | 0 | 0 | 0 | 0 | 0 | 0 | 0
F7_Industrial_Primary Metals_Existing_Process_Natural Gas_Steam System Efficiency Improvements_A_Achievable Economic RVT Potential | F7 | Industrial | Primary Metals | Existing | Process | Natural Gas | Steam System Efficiency Improvements | A | Cumulative Energy Savings (MWh or mTherms) | Achievable Economic RVT Potential | 0 | 0 | 0 | 0 | 0 | 0 | 0 | 0 | 0 | 0 | 0 | 0 | 0 | 0 | 0 | 0 | 0 | 0 | 0 | 0 | 0 | 0 | 0
F8_Industrial_Primary Metals_Existing_Process_Natural Gas_Steam System Efficiency Improvements_A_Achievable Economic RVT Potential | F8 | Industrial | Primary Metals | Existing | Process | Natural Gas | Steam System Efficiency Improvements | A | Cumulative Summer Peak Savings (MW) | Achievable Economic RVT Potential | 0 | 0 | 0 | 0 | 0 | 0 | 0 | 0 | 0 | 0 | 0 | 0 | 0 | 0 | 0 | 0 | 0 | 0 | 0 | 0 | 0 | 0 | 0
F9_Industrial_Primary Metals_Existing_Process_Natural Gas_Steam System Efficiency Improvements_A_Achievable Economic RVT Potential | F9 | Industrial | Primary Metals | Existing | Process | Natural Gas | Steam System Efficiency Improvements | A | Cumulative Winter Peak Savings (MW) | Achievable Economic RVT Potential | 0 | 0 | 0 | 0 | 0 | 0 | 0 | 0 | 0 | 0 | 0 | 0 | 0 | 0 | 0 | 0 | 0 | 0 | 0 | 0 | 0 | 0 | 0
F10_Industrial_Primary Metals_Existing_Process_Natural Gas_Steam System Efficiency Improvements_A_Achievable Economic RVT Potential | F10 | Industrial | Primary Metals | Existing | Process | Natural Gas | Steam System Efficiency Improvements | A | Purchases (Incremental) | Achievable Economic RVT Potential | 0 | 0 | 0 | 0 | 0 | 0 | 0 | 0 | 0 | 0 | 0 | 0 | 0 | 0 | 0 | 0 | 0 | 0 | 0 | 0 | 0 | 0 | 0
F11_Industrial_Primary Metals_Existing_Process_Natural Gas_Steam System Efficiency Improvements_A_Achievable Economic RVT Potential | F11 | Industrial | Primary Metals | Existing | Process | Natural Gas | Steam System Efficiency Improvements | A | Purchases (Cumulative) | Achievable Economic RVT Potential | 0 | 0 | 0 | 0 | 0 | 0 | 0 | 0 | 0 | 0 | 0 | 0 | 0 | 0 | 0 | 0 | 0 | 0 | 0 | 0 | 0 | 0 | 0
F1_Industrial_Primary Metals_Existing_Space Heating_Natural Gas_Strategic Energy Management_A_Achievable Economic RVT Potential | F1 | Industrial | Primary Metals | Existing | Space Heating | Natural Gas | Strategic Energy Management | A | Integrated Unit Energy Savings (kWh or therms) | Achievable Economic RVT Potential | 0 | 0 | 16.4618 | 16.4063 | 16.348 | 16.2864 | 16.2208 | 16.1505 | 16.0751 | 15.9942 | 15.908 | 15.8172 | 15.7218 | 15.622 | 15.5178 | 15.4098 | 15.2985 | 15.1927 | 15.0932 | 15.0001 | 14.9134 | 14.8333 | 0
F2_Industrial_Primary Metals_Existing_Space Heating_Natural Gas_Strategic Energy Management_A_Achievable Economic RVT Potential | F2 | Industrial | Primary Metals | Existing | Space Heating | Natural Gas | Strategic Energy Management | A | Integrated Unit Summer Peak Savings (kW) | Achievable Economic RVT Potential | 0 | 0 | 0 | 0 | 0 | 0 | 0 | 0 | 0 | 0 | 0 | 0 | 0 | 0 | 0 | 0 | 0 | 0 | 0 | 0 | 0 | 0 | 0
F3_Industrial_Primary Metals_Existing_Space Heating_Natural Gas_Strategic Energy Management_A_Achievable Economic RVT Potential | F3 | Industrial | Primary Metals | Existing | Space Heating | Natural Gas | Strategic Energy Management | A | Integrated Unit Winter Peak Savings (kW) | Achievable Economic RVT Potential | 0 | 0 | 0 | 0 | 0 | 0 | 0 | 0 | 0 | 0 | 0 | 0 | 0 | 0 | 0 | 0 | 0 | 0 | 0 | 0 | 0 | 0 | 0
F4_Industrial_Primary Metals_Existing_Space Heating_Natural Gas_Strategic Energy Management_A_Achievable Economic RVT Potential | F4 | Industrial | Primary Metals | Existing | Space Heating | Natural Gas | Strategic Energy Management | A | Incremental Energy Savings (MWh or mTherms) | Achievable Economic RVT Potential | 0 | 0 | 0.078731 | 0.077112 | 0.075513 | 0.073932 | 0.072365 | 0.070809 | 0.069263 | 0.067726 | 0.0662 | 0.064687 | 0.063189 | 0.061705 | 0.060236 | 0.058786 | 0.057355 | 0.055976 | 0.054651 | 0.053377 | 0.052154 | 0.050979 | 0
F5_Industrial_Primary Metals_Existing_Space Heating_Natural Gas_Strategic Energy Management_A_Achievable Economic RVT Potential | F5 | Industrial | Primary Metals | Existing | Space Heating | Natural Gas | Strategic Energy Management | A | Incremental Summer Peak Savings (MW) | Achievable Economic RVT Potential | 0 | 0 | 0 | 0 | 0 | 0 | 0 | 0 | 0 | 0 | 0 | 0 | 0 | 0 | 0 | 0 | 0 | 0 | 0 | 0 | 0 | 0 | 0
F6_Industrial_Primary Metals_Existing_Space Heating_Natural Gas_Strategic Energy Management_A_Achievable Economic RVT Potential | F6 | Industrial | Primary Metals | Existing | Space Heating | Natural Gas | Strategic Energy Management | A | Incremental Winter Peak Savings (MW) | Achievable Economic RVT Potential | 0 | 0 | 0 | 0 | 0 | 0 | 0 | 0 | 0 | 0 | 0 | 0 | 0 | 0 | 0 | 0 | 0 | 0 | 0 | 0 | 0 | 0 | 0
F7_Industrial_Primary Metals_Existing_Space Heating_Natural Gas_Strategic Energy Management_A_Achievable Economic RVT Potential | F7 | Industrial | Primary Metals | Existing | Space Heating | Natural Gas | Strategic Energy Management | A | Cumulative Energy Savings (MWh or mTherms) | Achievable Economic RVT Potential | 0 | 0 | 0.078731 | 0.15558 | 0.23054 | 0.3036 | 0.37474 | 0.44393 | 0.51112 | 0.57627 | 0.63937 | 0.7004 | 0.75937 | 0.81625 | 0.87104 | 0.92377 | 0.97445 | 1.0237 | 1.0716 | 1.1184 | 1.1641 | 1.2088 | 0
F8_Industrial_Primary Metals_Existing_Space Heating_Natural Gas_Strategic Energy Management_A_Achievable Economic RVT Potential | F8 | Industrial | Primary Metals | Existing | Space Heating | Natural Gas | Strategic Energy Management | A | Cumulative Summer Peak Savings (MW) | Achievable Economic RVT Potential | 0 | 0 | 0 | 0 | 0 | 0 | 0 | 0 | 0 | 0 | 0 | 0 | 0 | 0 | 0 | 0 | 0 | 0 | 0 | 0 | 0 | 0 | 0
F9_Industrial_Primary Metals_Existing_Space Heating_Natural Gas_Strategic Energy Management_A_Achievable Economic RVT Potential | F9 | Industrial | Primary Metals | Existing | Space Heating | Natural Gas | Strategic Energy Management | A | Cumulative Winter Peak Savings (MW) | Achievable Economic RVT Potential | 0 | 0 | 0 | 0 | 0 | 0 | 0 | 0 | 0 | 0 | 0 | 0 | 0 | 0 | 0 | 0 | 0 | 0 | 0 | 0 | 0 | 0 | 0
F10_Industrial_Primary Metals_Existing_Space Heating_Natural Gas_Strategic Energy Management_A_Achievable Economic RVT Potential | F10 | Industrial | Primary Metals | Existing | Space Heating | Natural Gas | Strategic Energy Management | A | Purchases (Incremental) | Achievable Economic RVT Potential | 0 | 0 | 4.7826 | 4.7002 | 4.6191 | 4.5395 | 4.4612 | 4.3843 | 4.3087 | 4.2344 | 4.1614 | 4.0897 | 4.0192 | 3.9499 | 3.8818 | 3.8148 | 3.7491 | 3.6844 | 3.6209 | 3.5585 | 3.4971 | 3.4368 | 0
F11_Industrial_Primary Metals_Existing_Space Heating_Natural Gas_Strategic Energy Management_A_Achievable Economic RVT Potential | F11 | Industrial | Primary Metals | Existing | Space Heating | Natural Gas | Strategic Energy Management | A | Purchases (Cumulative) | Achievable Economic RVT Potential | 0 | 0 | 4.7826 | 9.4828 | 14.1019 | 18.6414 | 23.1027 | 27.487 | 31.7957 | 36.0301 | 40.1916 | 44.2812 | 48.3004 | 52.2503 | 56.132 | 59.9469 | 63.6959 | 67.3804 | 71.0013 | 74.5597 | 78.0569 | 81.4937 | 0
F1_Industrial_Primary Metals_Existing_Process_Natural Gas_Strategic Energy Management_A_Achievable Economic RVT Potential | F1 | Industrial | Primary Metals | Existing | Process | Natural Gas | Strategic Energy Management | A | Integrated Unit Energy Savings (kWh or therms) | Achievable Economic RVT Potential | 0 | 0 | 100.6862 | 100.5833 | 100.4798 | 100.3751 | 100.2689 | 100.1705 | 100.0878 | 100.0176 | 99.9573 | 99.9048 | 99.8586 | 99.8173 | 99.78 | 99.7456 | 99.7136 | 99.6834 | 99.6618 | 99.6399 | 99.6177 | 99.5951 | 0
F2_Industrial_Primary Metals_Existing_Process_Natural Gas_Strategic Energy Management_A_Achievable Economic RVT Potential | F2 | Industrial | Primary Metals | Existing | Process | Natural Gas | Strategic Energy Management | A | Integrated Unit Summer Peak Savings (kW) | Achievable Economic RVT Potential | 0 | 0 | 0 | 0 | 0 | 0 | 0 | 0 | 0 | 0 | 0 | 0 | 0 | 0 | 0 | 0 | 0 | 0 | 0 | 0 | 0 | 0 | 0
F3_Industrial_Primary Metals_Existing_Process_Natural Gas_Strategic Energy Management_A_Achievable Economic RVT Potential | F3 | Industrial | Primary Metals | Existing | Process | Natural Gas | Strategic Energy Management | A | Integrated Unit Winter Peak Savings (kW) | Achievable Economic RVT Potential | 0 | 0 | 0 | 0 | 0 | 0 | 0 | 0 | 0 | 0 | 0 | 0 | 0 | 0 | 0 | 0 | 0 | 0 | 0 | 0 | 0 | 0 | 0
F4_Industrial_Primary Metals_Existing_Process_Natural Gas_Strategic Energy Management_A_Achievable Economic RVT Potential | F4 | Industrial | Primary Metals | Existing | Process | Natural Gas | Strategic Energy Management | A | Incremental Energy Savings (MWh or mTherms) | Achievable Economic RVT Potential | 0 | 0 | 2.0406 | 2.0033 | 1.9668 | 1.9308 | 1.8955 | 1.861 | 1.8274 | 1.7947 | 1.7627 | 1.7314 | 1.7007 | 1.6707 | 1.6413 | 1.6124 | 1.5841 | 1.5563 | 1.5292 | 1.5025 | 1.4762 | 1.4505 | 0
F5_Industrial_Primary Metals_Existing_Process_Natural Gas_Strategic Energy Management_A_Achievable Economic RVT Potential | F5 | Industrial | Primary Metals | Existing | Process | Natural Gas | Strategic Energy Management | A | Incremental Summer Peak Savings (MW) | Achievable Economic RVT Potential | 0 | 0 | 0 | 0 | 0 | 0 | 0 | 0 | 0 | 0 | 0 | 0 | 0 | 0 | 0 | 0 | 0 | 0 | 0 | 0 | 0 | 0 | 0
F6_Industrial_Primary Metals_Existing_Process_Natural Gas_Strategic Energy Management_A_Achievable Economic RVT Potential | F6 | Industrial | Primary Metals | Existing | Process | Natural Gas | Strategic Energy Management | A | Incremental Winter Peak Savings (MW) | Achievable Economic RVT Potential | 0 | 0 | 0 | 0 | 0 | 0 | 0 | 0 | 0 | 0 | 0 | 0 | 0 | 0 | 0 | 0 | 0 | 0 | 0 | 0 | 0 | 0 | 0
F7_Industrial_Primary Metals_Existing_Process_Natural Gas_Strategic Energy Management_A_Achievable Economic RVT Potential | F7 | Industrial | Primary Metals | Existing | Process | Natural Gas | Strategic Energy Management | A | Cumulative Energy Savings (MWh or mTherms) | Achievable Economic RVT Potential | 0 | 0 | 2.0406 | 4.0418 | 6.0044 | 7.929 | 9.8161 | 11.6675 | 13.4853 | 15.2705 | 17.024 | 18.7464 | 20.4385 | 22.1007 | 23.7337 | 25.338 | 26.914 | 28.4622 | 29.9852 | 31.4811 | 32.9503 | 34.3933 | 0
F8_Industrial_Primary Metals_Existing_Process_Natural Gas_Strategic Energy Management_A_Achievable Economic RVT Potential | F8 | Industrial | Primary Metals | Existing | Process | Natural Gas | Strategic Energy Management | A | Cumulative Summer Peak Savings (MW) | Achievable Economic RVT Potential | 0 | 0 | 0 | 0 | 0 | 0 | 0 | 0 | 0 | 0 | 0 | 0 | 0 | 0 | 0 | 0 | 0 | 0 | 0 | 0 | 0 | 0 | 0
F9_Industrial_Primary Metals_Existing_Process_Natural Gas_Strategic Energy Management_A_Achievable Economic RVT Potential | F9 | Industrial | Primary Metals | Existing | Process | Natural Gas | Strategic Energy Management | A | Cumulative Winter Peak Savings (MW) | Achievable Economic RVT Potential | 0 | 0 | 0 | 0 | 0 | 0 | 0 | 0 | 0 | 0 | 0 | 0 | 0 | 0 | 0 | 0 | 0 | 0 | 0 | 0 | 0 | 0 | 0
F10_Industrial_Primary Metals_Existing_Process_Natural Gas_Strategic Energy Management_A_Achievable Economic RVT Potential | F10 | Industrial | Primary Metals | Existing | Process | Natural Gas | Strategic Energy Management | A | Purchases (Incremental) | Achievable Economic RVT Potential | 0 | 0 | 20.2665 | 19.9171 | 19.5737 | 19.2362 | 18.9046 | 18.5786 | 18.2583 | 17.9435 | 17.6341 | 17.3301 | 17.0313 | 16.7377 | 16.4491 | 16.1655 | 15.8868 | 15.6128 | 15.3437 | 15.0791 | 14.8191 | 14.5636 | 0
F11_Industrial_Primary Metals_Existing_Process_Natural Gas_Strategic Energy Management_A_Achievable Economic RVT Potential | F11 | Industrial | Primary Metals | Existing | Process | Natural Gas | Strategic Energy Management | A | Purchases (Cumulative) | Achievable Economic RVT Potential | 0 | 0 | 20.2665 | 40.1836 | 59.7573 | 78.9936 | 97.8981 | 116.4767 | 134.735 | 152.6786 | 170.3127 | 187.6428 | 204.6741 | 221.4117 | 237.8608 | 254.0263 | 269.9131 | 285.5259 | 300.8696 | 315.9487 | 330.7678 | 345.3315 | 0
F1_Industrial_Primary Metals_Existing_Miscellaneous_Natural Gas_Strategic Energy Management_A_Achievable Economic RVT Potential | F1 | Industrial | Primary Metals | Existing | Miscellaneous | Natural Gas | Strategic Energy Management | A | Integrated Unit Energy Savings (kWh or therms) | Achievable Economic RVT Potential | 0 | 0 | 17.014 | 17.014 | 17.014 | 17.014 | 17.014 | 17.014 | 17.014 | 17.014 | 17.014 | 17.014 | 17.014 | 17.014 | 17.014 | 17.014 | 17.014 | 17.014 | 17.014 | 17.014 | 17.014 | 17.014 | 0
F2_Industrial_Primary Metals_Existing_Miscellaneous_Natural Gas_Strategic Energy Management_A_Achievable Economic RVT Potential | F2 | Industrial | Primary Metals | Existing | Miscellaneous | Natural Gas | Strategic Energy Management | A | Integrated Unit Summer Peak Savings (kW) | Achievable Economic RVT Potential | 0 | 0 | 0 | 0 | 0 | 0 | 0 | 0 | 0 | 0 | 0 | 0 | 0 | 0 | 0 | 0 | 0 | 0 | 0 | 0 | 0 | 0 | 0
F3_Industrial_Primary Metals_Existing_Miscellaneous_Natural Gas_Strategic Energy Management_A_Achievable Economic RVT Potential | F3 | Industrial | Primary Metals | Existing | Miscellaneous | Natural Gas | Strategic Energy Management | A | Integrated Unit Winter Peak Savings (kW) | Achievable Economic RVT Potential | 0 | 0 | 0 | 0 | 0 | 0 | 0 | 0 | 0 | 0 | 0 | 0 | 0 | 0 | 0 | 0 | 0 | 0 | 0 | 0 | 0 | 0 | 0
F4_Industrial_Primary Metals_Existing_Miscellaneous_Natural Gas_Strategic Energy Management_A_Achievable Economic RVT Potential | F4 | Industrial | Primary Metals | Existing | Miscellaneous | Natural Gas | Strategic Energy Management | A | Incremental Energy Savings (MWh or mTherms) | Achievable Economic RVT Potential | 0 | 0 | 0.086204 | 0.084718 | 0.083257 | 0.081821 | 0.080411 | 0.079024 | 0.077662 | 0.076323 | 0.075007 | 0.073714 | 0.072443 | 0.071194 | 0.069966 | 0.06876 | 0.067574 | 0.066409 | 0.065264 | 0.064139 | 0.063033 | 0.061947 | 0
F5_Industrial_Primary Metals_Existing_Miscellaneous_Natural Gas_Strategic Energy Management_A_Achievable Economic RVT Potential | F5 | Industrial | Primary Metals | Existing | Miscellaneous | Natural Gas | Strategic Energy Management | A | Incremental Summer Peak Savings (MW) | Achievable Economic RVT Potential | 0 | 0 | 0 | 0 | 0 | 0 | 0 | 0 | 0 | 0 | 0 | 0 | 0 | 0 | 0 | 0 | 0 | 0 | 0 | 0 | 0 | 0 | 0
F6_Industrial_Primary Metals_Existing_Miscellaneous_Natural Gas_Strategic Energy Management_A_Achievable Economic RVT Potential | F6 | Industrial | Primary Metals | Existing | Miscellaneous | Natural Gas | Strategic Energy Management | A | Incremental Winter Peak Savings (MW) | Achievable Economic RVT Potential | 0 | 0 | 0 | 0 | 0 | 0 | 0 | 0 | 0 | 0 | 0 | 0 | 0 | 0 | 0 | 0 | 0 | 0 | 0 | 0 | 0 | 0 | 0
F7_Industrial_Primary Metals_Existing_Miscellaneous_Natural Gas_Strategic Energy Management_A_Achievable Economic RVT Potential | F7 | Industrial | Primary Metals | Existing | Miscellaneous | Natural Gas | Strategic Energy Management | A | Cumulative Energy Savings (MWh or mTherms) | Achievable Economic RVT Potential | 0 | 0 | 0.086204 | 0.17092 | 0.25418 | 0.336 | 0.41641 | 0.49543 | 0.5731 | 0.64942 | 0.72443 | 0.79814 | 0.87058 | 0.94178 | 1.0117 | 1.0805 | 1.1481 | 1.2145 | 1.2798 | 1.3439 | 1.4069 | 1.4689 | 0
F8_Industrial_Primary Metals_Existing_Miscellaneous_Natural Gas_Strategic Energy Management_A_Achievable Economic RVT Potential | F8 | Industrial | Primary Metals | Existing | Miscellaneous | Natural Gas | Strategic Energy Management | A | Cumulative Summer Peak Savings (MW) | Achievable Economic RVT Potential | 0 | 0 | 0 | 0 | 0 | 0 | 0 | 0 | 0 | 0 | 0 | 0 | 0 | 0 | 0 | 0 | 0 | 0 | 0 | 0 | 0 | 0 | 0
F9_Industrial_Primary Metals_Existing_Miscellaneous_Natural Gas_Strategic Energy Management_A_Achievable Economic RVT Potential | F9 | Industrial | Primary Metals | Existing | Miscellaneous | Natural Gas | Strategic Energy Management | A | Cumulative Winter Peak Savings (MW) | Achievable Economic RVT Potential | 0 | 0 | 0 | 0 | 0 | 0 | 0 | 0 | 0 | 0 | 0 | 0 | 0 | 0 | 0 | 0 | 0 | 0 | 0 | 0 | 0 | 0 | 0
F10_Industrial_Primary Metals_Existing_Miscellaneous_Natural Gas_Strategic Energy Management_A_Achievable Economic RVT Potential | F10 | Industrial | Primary Metals | Existing | Miscellaneous | Natural Gas | Strategic Energy Management | A | Purchases (Incremental) | Achievable Economic RVT Potential | 0 | 0 | 5.0666 | 4.9793 | 4.8934 | 4.8091 | 4.7261 | 4.6447 | 4.5646 | 4.4859 | 4.4085 | 4.3325 | 4.2578 | 4.1844 | 4.1123 | 4.0414 | 3.9717 | 3.9032 | 3.8359 | 3.7698 | 3.7048 | 3.6409 | 0
F11_Industrial_Primary Metals_Existing_Miscellaneous_Natural Gas_Strategic Energy Management_A_Achievable Economic RVT Potential | F11 | Industrial | Primary Metals | Existing | Miscellaneous | Natural Gas | Strategic Energy Management | A | Purchases (Cumulative) | Achievable Economic RVT Potential | 0 | 0 | 5.0666 | 10.0459 | 14.9393 | 19.7484 | 24.4745 | 29.1192 | 33.6838 | 38.1696 | 42.5782 | 46.9107 | 51.1685 | 55.3529 | 59.4652 | 63.5066 | 67.4783 | 71.3815 | 75.2174 | 78.9872 | 82.692 | 86.3329 | 0
F1_Industrial_Primary Metals_Existing_Space Heating_Natural Gas_Commissioning_A_Achievable Economic RVT Potential | F1 | Industrial | Primary Metals | Existing | Space Heating | Natural Gas | Commissioning | A | Integrated Unit Energy Savings (kWh or therms) | Achievable Economic RVT Potential | 0 | 0 | 21.6956 | 21.6354 | 21.5715 | 21.5032 | 21.4297 | 21.35 | 21.2636 | 21.1699 | 21.0693 | 20.9626 | 20.8499 | 20.7312 | 20.6069 | 20.4775 | 20.3438 | 20.2174 | 20.0994 | 19.99 | 19.8893 | 19.7973 | 0
F2_Industrial_Primary Metals_Existing_Space Heating_Natural Gas_Commissioning_A_Achievable Economic RVT Potential | F2 | Industrial | Primary Metals | Existing | Space Heating | Natural Gas | Commissioning | A | Integrated Unit Summer Peak Savings (kW) | Achievable Economic RVT Potential | 0 | 0 | 0 | 0 | 0 | 0 | 0 | 0 | 0 | 0 | 0 | 0 | 0 | 0 | 0 | 0 | 0 | 0 | 0 | 0 | 0 | 0 | 0
F3_Industrial_Primary Metals_Existing_Space Heating_Natural Gas_Commissioning_A_Achievable Economic RVT Potential | F3 | Industrial | Primary Metals | Existing | Space Heating | Natural Gas | Commissioning | A | Integrated Unit Winter Peak Savings (kW) | Achievable Economic RVT Potential | 0 | 0 | 0 | 0 | 0 | 0 | 0 | 0 | 0 | 0 | 0 | 0 | 0 | 0 | 0 | 0 | 0 | 0 | 0 | 0 | 0 | 0 | 0
F4_Industrial_Primary Metals_Existing_Space Heating_Natural Gas_Commissioning_A_Achievable Economic RVT Potential | F4 | Industrial | Primary Metals | Existing | Space Heating | Natural Gas | Commissioning | A | Incremental Energy Savings (MWh or mTherms) | Achievable Economic RVT Potential | 0 | 0 | 0 | 0 | 0 | 0 | 0 | 0 | 0 | 0 | 0 | 0 | 0 | 0 | 0 | 0 | 0 | 0 | 0 | 0 | 0 | 0 | 0
F5_Industrial_Primary Metals_Existing_Space Heating_Natural Gas_Commissioning_A_Achievable Economic RVT Potential | F5 | Industrial | Primary Metals | Existing | Space Heating | Natural Gas | Commissioning | A | Incremental Summer Peak Savings (MW) | Achievable Economic RVT Potential | 0 | 0 | 0 | 0 | 0 | 0 | 0 | 0 | 0 | 0 | 0 | 0 | 0 | 0 | 0 | 0 | 0 | 0 | 0 | 0 | 0 | 0 | 0
F6_Industrial_Primary Metals_Existing_Space Heating_Natural Gas_Commissioning_A_Achievable Economic RVT Potential | F6 | Industrial | Primary Metals | Existing | Space Heating | Natural Gas | Commissioning | A | Incremental Winter Peak Savings (MW) | Achievable Economic RVT Potential | 0 | 0 | 0 | 0 | 0 | 0 | 0 | 0 | 0 | 0 | 0 | 0 | 0 | 0 | 0 | 0 | 0 | 0 | 0 | 0 | 0 | 0 | 0
F7_Industrial_Primary Metals_Existing_Space Heating_Natural Gas_Commissioning_A_Achievable Economic RVT Potential | F7 | Industrial | Primary Metals | Existing | Space Heating | Natural Gas | Commissioning | A | Cumulative Energy Savings (MWh or mTherms) | Achievable Economic RVT Potential | 0 | 0 | 0 | 0 | 0 | 0 | 0 | 0 | 0 | 0 | 0 | 0 | 0 | 0 | 0 | 0 | 0 | 0 | 0 | 0 | 0 | 0 | 0
F8_Industrial_Primary Metals_Existing_Space Heating_Natural Gas_Commissioning_A_Achievable Economic RVT Potential | F8 | Industrial | Primary Metals | Existing | Space Heating | Natural Gas | Commissioning | A | Cumulative Summer Peak Savings (MW) | Achievable Economic RVT Potential | 0 | 0 | 0 | 0 | 0 | 0 | 0 | 0 | 0 | 0 | 0 | 0 | 0 | 0 | 0 | 0 | 0 | 0 | 0 | 0 | 0 | 0 | 0
F9_Industrial_Primary Metals_Existing_Space Heating_Natural Gas_Commissioning_A_Achievable Economic RVT Potential | F9 | Industrial | Primary Metals | Existing | Space Heating | Natural Gas | Commissioning | A | Cumulative Winter Peak Savings (MW) | Achievable Economic RVT Potential | 0 | 0 | 0 | 0 | 0 | 0 | 0 | 0 | 0 | 0 | 0 | 0 | 0 | 0 | 0 | 0 | 0 | 0 | 0 | 0 | 0 | 0 | 0
F10_Industrial_Primary Metals_Existing_Space Heating_Natural Gas_Commissioning_A_Achievable Economic RVT Potential | F10 | Industrial | Primary Metals | Existing | Space Heating | Natural Gas | Commissioning | A | Purchases (Incremental) | Achievable Economic RVT Potential | 0 | 0 | 0 | 0 | 0 | 0 | 0 | 0 | 0 | 0 | 0 | 0 | 0 | 0 | 0 | 0 | 0 | 0 | 0 | 0 | 0 | 0 | 0
F11_Industrial_Primary Metals_Existing_Space Heating_Natural Gas_Commissioning_A_Achievable Economic RVT Potential | F11 | Industrial | Primary Metals | Existing | Space Heating | Natural Gas | Commissioning | A | Purchases (Cumulative) | Achievable Economic RVT Potential | 0 | 0 | 0 | 0 | 0 | 0 | 0 | 0 | 0 | 0 | 0 | 0 | 0 | 0 | 0 | 0 | 0 | 0 | 0 | 0 | 0 | 0 | 0
F1_Industrial_Primary Metals_Existing_Process_Natural Gas_Commissioning_A_Achievable Economic RVT Potential | F1 | Industrial | Primary Metals | Existing | Process | Natural Gas | Commissioning | A | Integrated Unit Energy Savings (kWh or therms) | Achievable Economic RVT Potential | 0 | 0 | 562.5435 | 562.5435 | 562.5435 | 562.5435 | 562.5435 | 562.5435 | 562.5435 | 562.5435 | 562.5435 | 562.5435 | 562.5435 | 562.5435 | 562.5435 | 562.5435 | 562.5435 | 562.5435 | 562.5435 | 562.5435 | 562.5435 | 562.5435 | 0
F2_Industrial_Primary Metals_Existing_Process_Natural Gas_Commissioning_A_Achievable Economic RVT Potential | F2 | Industrial | Primary Metals | Existing | Process | Natural Gas | Commissioning | A | Integrated Unit Summer Peak Savings (kW) | Achievable Economic RVT Potential | 0 | 0 | 0 | 0 | 0 | 0 | 0 | 0 | 0 | 0 | 0 | 0 | 0 | 0 | 0 | 0 | 0 | 0 | 0 | 0 | 0 | 0 | 0
F3_Industrial_Primary Metals_Existing_Process_Natural Gas_Commissioning_A_Achievable Economic RVT Potential | F3 | Industrial | Primary Metals | Existing | Process | Natural Gas | Commissioning | A | Integrated Unit Winter Peak Savings (kW) | Achievable Economic RVT Potential | 0 | 0 | 0 | 0 | 0 | 0 | 0 | 0 | 0 | 0 | 0 | 0 | 0 | 0 | 0 | 0 | 0 | 0 | 0 | 0 | 0 | 0 | 0
F4_Industrial_Primary Metals_Existing_Process_Natural Gas_Commissioning_A_Achievable Economic RVT Potential | F4 | Industrial | Primary Metals | Existing | Process | Natural Gas | Commissioning | A | Incremental Energy Savings (MWh or mTherms) | Achievable Economic RVT Potential | 0 | 0 | 0 | 0 | 0 | 0 | 0 | 0 | 0 | 0 | 0 | 0 | 0 | 0 | 0 | 0 | 0 | 0 | 0 | 0 | 0 | 0 | 0
F5_Industrial_Primary Metals_Existing_Process_Natural Gas_Commissioning_A_Achievable Economic RVT Potential | F5 | Industrial | Primary Metals | Existing | Process | Natural Gas | Commissioning | A | Incremental Summer Peak Savings (MW) | Achievable Economic RVT Potential | 0 | 0 | 0 | 0 | 0 | 0 | 0 | 0 | 0 | 0 | 0 | 0 | 0 | 0 | 0 | 0 | 0 | 0 | 0 | 0 | 0 | 0 | 0
F6_Industrial_Primary Metals_Existing_Process_Natural Gas_Commissioning_A_Achievable Economic RVT Potential | F6 | Industrial | Primary Metals | Existing | Process | Natural Gas | Commissioning | A | Incremental Winter Peak Savings (MW) | Achievable Economic RVT Potential | 0 | 0 | 0 | 0 | 0 | 0 | 0 | 0 | 0 | 0 | 0 | 0 | 0 | 0 | 0 | 0 | 0 | 0 | 0 | 0 | 0 | 0 | 0
F7_Industrial_Primary Metals_Existing_Process_Natural Gas_Commissioning_A_Achievable Economic RVT Potential | F7 | Industrial | Primary Metals | Existing | Process | Natural Gas | Commissioning | A | Cumulative Energy Savings (MWh or mTherms) | Achievable Economic RVT Potential | 0 | 0 | 0 | 0 | 0 | 0 | 0 | 0 | 0 | 0 | 0 | 0 | 0 | 0 | 0 | 0 | 0 | 0 | 0 | 0 | 0 | 0 | 0
F8_Industrial_Primary Metals_Existing_Process_Natural Gas_Commissioning_A_Achievable Economic RVT Potential | F8 | Industrial | Primary Metals | Existing | Process | Natural Gas | Commissioning | A | Cumulative Summer Peak Savings (MW) | Achievable Economic RVT Potential | 0 | 0 | 0 | 0 | 0 | 0 | 0 | 0 | 0 | 0 | 0 | 0 | 0 | 0 | 0 | 0 | 0 | 0 | 0 | 0 | 0 | 0 | 0
F9_Industrial_Primary Metals_Existing_Process_Natural Gas_Commissioning_A_Achievable Economic RVT Potential | F9 | Industrial | Primary Metals | Existing | Process | Natural Gas | Commissioning | A | Cumulative Winter Peak Savings (MW) | Achievable Economic RVT Potential | 0 | 0 | 0 | 0 | 0 | 0 | 0 | 0 | 0 | 0 | 0 | 0 | 0 | 0 | 0 | 0 | 0 | 0 | 0 | 0 | 0 | 0 | 0
F10_Industrial_Primary Metals_Existing_Process_Natural Gas_Commissioning_A_Achievable Economic RVT Potential | F10 | Industrial | Primary Metals | Existing | Process | Natural Gas | Commissioning | A | Purchases (Incremental) | Achievable Economic RVT Potential | 0 | 0 | 0 | 0 | 0 | 0 | 0 | 0 | 0 | 0 | 0 | 0 | 0 | 0 | 0 | 0 | 0 | 0 | 0 | 0 | 0 | 0 | 0
F11_Industrial_Primary Metals_Existing_Process_Natural Gas_Commissioning_A_Achievable Economic RVT Potential | F11 | Industrial | Primary Metals | Existing | Process | Natural Gas | Commissioning | A | Purchases (Cumulative) | Achievable Economic RVT Potential | 0 | 0 | 0 | 0 | 0 | 0 | 0 | 0 | 0 | 0 | 0 | 0 | 0 | 0 | 0 | 0 | 0 | 0 | 0 | 0 | 0 | 0 | 0
F1_Industrial_Primary Metals_Existing_Space Heating_Natural Gas_Retrocommissioning_A_Achievable Economic RVT Potential | F1 | Industrial | Primary Metals | Existing | Space Heating | Natural Gas | Retrocommissioning | A | Integrated Unit Energy Savings (kWh or therms) | Achievable Economic RVT Potential | 0 | 0 | 3.0132 | 3.0048 | 2.9958 | 2.9863 | 2.9761 | 2.9649 | 2.9529 | 2.9399 | 2.9259 | 2.911 | 2.8953 | 2.8788 | 2.8616 | 2.8436 | 2.825 | 2.8074 | 2.791 | 2.7758 | 2.7618 | 2.749 | 0
F2_Industrial_Primary Metals_Existing_Space Heating_Natural Gas_Retrocommissioning_A_Achievable Economic RVT Potential | F2 | Industrial | Primary Metals | Existing | Space Heating | Natural Gas | Retrocommissioning | A | Integrated Unit Summer Peak Savings (kW) | Achievable Economic RVT Potential | 0 | 0 | 0 | 0 | 0 | 0 | 0 | 0 | 0 | 0 | 0 | 0 | 0 | 0 | 0 | 0 | 0 | 0 | 0 | 0 | 0 | 0 | 0
F3_Industrial_Primary Metals_Existing_Space Heating_Natural Gas_Retrocommissioning_A_Achievable Economic RVT Potential | F3 | Industrial | Primary Metals | Existing | Space Heating | Natural Gas | Retrocommissioning | A | Integrated Unit Winter Peak Savings (kW) | Achievable Economic RVT Potential | 0 | 0 | 0 | 0 | 0 | 0 | 0 | 0 | 0 | 0 | 0 | 0 | 0 | 0 | 0 | 0 | 0 | 0 | 0 | 0 | 0 | 0 | 0
F4_Industrial_Primary Metals_Existing_Space Heating_Natural Gas_Retrocommissioning_A_Achievable Economic RVT Potential | F4 | Industrial | Primary Metals | Existing | Space Heating | Natural Gas | Retrocommissioning | A | Incremental Energy Savings (MWh or mTherms) | Achievable Economic RVT Potential | 0 | 0 | 0.011874 | 0.011637 | 0.011402 | 0.01117 | 0.01094 | 0.010711 | 0.010483 | 0.010257 | 0.010032 | 0.0098094 | 0.0095883 | 0.0093693 | 0.0091525 | 0.0089382 | 0.0087267 | 0.0085229 | 0.008327 | 0.0081389 | 0.0079582 | 0.0077848 | 0
F5_Industrial_Primary Metals_Existing_Space Heating_Natural Gas_Retrocommissioning_A_Achievable Economic RVT Potential | F5 | Industrial | Primary Metals | Existing | Space Heating | Natural Gas | Retrocommissioning | A | Incremental Summer Peak Savings (MW) | Achievable Economic RVT Potential | 0 | 0 | 0 | 0 | 0 | 0 | 0 | 0 | 0 | 0 | 0 | 0 | 0 | 0 | 0 | 0 | 0 | 0 | 0 | 0 | 0 | 0 | 0
F6_Industrial_Primary Metals_Existing_Space Heating_Natural Gas_Retrocommissioning_A_Achievable Economic RVT Potential | F6 | Industrial | Primary Metals | Existing | Space Heating | Natural Gas | Retrocommissioning | A | Incremental Winter Peak Savings (MW) | Achievable Economic RVT Potential | 0 | 0 | 0 | 0 | 0 | 0 | 0 | 0 | 0 | 0 | 0 | 0 | 0 | 0 | 0 | 0 | 0 | 0 | 0 | 0 | 0 | 0 | 0
F7_Industrial_Primary Metals_Existing_Space Heating_Natural Gas_Retrocommissioning_A_Achievable Economic RVT Potential | F7 | Industrial | Primary Metals | Existing | Space Heating | Natural Gas | Retrocommissioning | A | Cumulative Energy Savings (MWh or mTherms) | Achievable Economic RVT Potential | 0 | 0 | 0.011874 | 0.023478 | 0.03481 | 0.045869 | 0.056651 | 0.067151 | 0.077362 | 0.087277 | 0.096894 | 0.10621 | 0.11523 | 0.12394 | 0.13235 | 0.14046 | 0.14826 | 0.15587 | 0.16328 | 0.17053 | 0.17763 | 0.18459 | 0
F8_Industrial_Primary Metals_Existing_Space Heating_Natural Gas_Retrocommissioning_A_Achievable Economic RVT Potential | F8 | Industrial | Primary Metals | Existing | Space Heating | Natural Gas | Retrocommissioning | A | Cumulative Summer Peak Savings (MW) | Achievable Economic RVT Potential | 0 | 0 | 0 | 0 | 0 | 0 | 0 | 0 | 0 | 0 | 0 | 0 | 0 | 0 | 0 | 0 | 0 | 0 | 0 | 0 | 0 | 0 | 0
F9_Industrial_Primary Metals_Existing_Space Heating_Natural Gas_Retrocommissioning_A_Achievable Economic RVT Potential | F9 | Industrial | Primary Metals | Existing | Space Heating | Natural Gas | Retrocommissioning | A | Cumulative Winter Peak Savings (MW) | Achievable Economic RVT Potential | 0 | 0 | 0 | 0 | 0 | 0 | 0 | 0 | 0 | 0 | 0 | 0 | 0 | 0 | 0 | 0 | 0 | 0 | 0 | 0 | 0 | 0 | 0
F10_Industrial_Primary Metals_Existing_Space Heating_Natural Gas_Retrocommissioning_A_Achievable Economic RVT Potential | F10 | Industrial | Primary Metals | Existing | Space Heating | Natural Gas | Retrocommissioning | A | Purchases (Incremental) | Achievable Economic RVT Potential | 0 | 0 | 3.9407 | 3.8728 | 3.806 | 3.7404 | 3.6759 | 3.6125 | 3.5502 | 3.489 | 3.4289 | 3.3697 | 3.3116 | 3.2545 | 3.1984 | 3.1433 | 3.0891 | 3.0358 | 2.9835 | 2.9321 | 2.8815 | 2.8318 | 0
F11_Industrial_Primary Metals_Existing_Space Heating_Natural Gas_Retrocommissioning_A_Achievable Economic RVT Potential | F11 | Industrial | Primary Metals | Existing | Space Heating | Natural Gas | Retrocommissioning | A | Purchases (Cumulative) | Achievable Economic RVT Potential | 0 | 0 | 3.9407 | 7.8135 | 11.6195 | 15.3599 | 19.0357 | 22.6483 | 26.1985 | 29.6875 | 33.1164 | 36.4861 | 39.7977 | 43.0523 | 46.2507 | 49.394 | 52.4831 | 55.5189 | 58.5024 | 61.4345 | 64.316 | 67.1478 | 0
F1_Industrial_Primary Metals_Existing_Process_Natural Gas_Retrocommissioning_A_Achievable Economic RVT Potential | F1 | Industrial | Primary Metals | Existing | Process | Natural Gas | Retrocommissioning | A | Integrated Unit Energy Savings (kWh or therms) | Achievable Economic RVT Potential | 0 | 0 | 0 | 0 | 0 | 0 | 0 | 0 | 0 | 0 | 0 | 0 | 0 | 0 | 0 | 0 | 0 | 0 | 0 | 0 | 0 | 0 | 0
F2_Industrial_Primary Metals_Existing_Process_Natural Gas_Retrocommissioning_A_Achievable Economic RVT Potential | F2 | Industrial | Primary Metals | Existing | Process | Natural Gas | Retrocommissioning | A | Integrated Unit Summer Peak Savings (kW) | Achievable Economic RVT Potential | 0 | 0 | 0 | 0 | 0 | 0 | 0 | 0 | 0 | 0 | 0 | 0 | 0 | 0 | 0 | 0 | 0 | 0 | 0 | 0 | 0 | 0 | 0
F3_Industrial_Primary Metals_Existing_Process_Natural Gas_Retrocommissioning_A_Achievable Economic RVT Potential | F3 | Industrial | Primary Metals | Existing | Process | Natural Gas | Retrocommissioning | A | Integrated Unit Winter Peak Savings (kW) | Achievable Economic RVT Potential | 0 | 0 | 0 | 0 | 0 | 0 | 0 | 0 | 0 | 0 | 0 | 0 | 0 | 0 | 0 | 0 | 0 | 0 | 0 | 0 | 0 | 0 | 0
F4_Industrial_Primary Metals_Existing_Process_Natural Gas_Retrocommissioning_A_Achievable Economic RVT Potential | F4 | Industrial | Primary Metals | Existing | Process | Natural Gas | Retrocommissioning | A | Incremental Energy Savings (MWh or mTherms) | Achievable Economic RVT Potential | 0 | 0 | 0 | 0 | 0 | 0 | 0 | 0 | 0 | 0 | 0 | 0 | 0 | 0 | 0 | 0 | 0 | 0 | 0 | 0 | 0 | 0 | 0
F5_Industrial_Primary Metals_Existing_Process_Natural Gas_Retrocommissioning_A_Achievable Economic RVT Potential | F5 | Industrial | Primary Metals | Existing | Process | Natural Gas | Retrocommissioning | A | Incremental Summer Peak Savings (MW) | Achievable Economic RVT Potential | 0 | 0 | 0 | 0 | 0 | 0 | 0 | 0 | 0 | 0 | 0 | 0 | 0 | 0 | 0 | 0 | 0 | 0 | 0 | 0 | 0 | 0 | 0
F6_Industrial_Primary Metals_Existing_Process_Natural Gas_Retrocommissioning_A_Achievable Economic RVT Potential | F6 | Industrial | Primary Metals | Existing | Process | Natural Gas | Retrocommissioning | A | Incremental Winter Peak Savings (MW) | Achievable Economic RVT Potential | 0 | 0 | 0 | 0 | 0 | 0 | 0 | 0 | 0 | 0 | 0 | 0 | 0 | 0 | 0 | 0 | 0 | 0 | 0 | 0 | 0 | 0 | 0
F7_Industrial_Primary Metals_Existing_Process_Natural Gas_Retrocommissioning_A_Achievable Economic RVT Potential | F7 | Industrial | Primary Metals | Existing | Process | Natural Gas | Retrocommissioning | A | Cumulative Energy Savings (MWh or mTherms) | Achievable Economic RVT Potential | 0 | 0 | 0 | 0 | 0 | 0 | 0 | 0 | 0 | 0 | 0 | 0 | 0 | 0 | 0 | 0 | 0 | 0 | 0 | 0 | 0 | 0 | 0
F8_Industrial_Primary Metals_Existing_Process_Natural Gas_Retrocommissioning_A_Achievable Economic RVT Potential | F8 | Industrial | Primary Metals | Existing | Process | Natural Gas | Retrocommissioning | A | Cumulative Summer Peak Savings (MW) | Achievable Economic RVT Potential | 0 | 0 | 0 | 0 | 0 | 0 | 0 | 0 | 0 | 0 | 0 | 0 | 0 | 0 | 0 | 0 | 0 | 0 | 0 | 0 | 0 | 0 | 0
F9_Industrial_Primary Metals_Existing_Process_Natural Gas_Retrocommissioning_A_Achievable Economic RVT Potential | F9 | Industrial | Primary Metals | Existing | Process | Natural Gas | Retrocommissioning | A | Cumulative Winter Peak Savings (MW) | Achievable Economic RVT Potential | 0 | 0 | 0 | 0 | 0 | 0 | 0 | 0 | 0 | 0 | 0 | 0 | 0 | 0 | 0 | 0 | 0 | 0 | 0 | 0 | 0 | 0 | 0
F10_Industrial_Primary Metals_Existing_Process_Natural Gas_Retrocommissioning_A_Achievable Economic RVT Potential | F10 | Industrial | Primary Metals | Existing | Process | Natural Gas | Retrocommissioning | A | Purchases (Incremental) | Achievable Economic RVT Potential | 0 | 0 | 3.9407 | 3.8728 | 3.806 | 3.7404 | 3.6759 | 3.6125 | 3.5502 | 3.489 | 3.4289 | 3.3697 | 3.3116 | 3.2545 | 3.1984 | 3.1433 | 3.0891 | 3.0358 | 2.9835 | 2.9321 | 2.8815 | 2.8318 | 0
F11_Industrial_Primary Metals_Existing_Process_Natural Gas_Retrocommissioning_A_Achievable Economic RVT Potential | F11 | Industrial | Primary Metals | Existing | Process | Natural Gas | Retrocommissioning | A | Purchases (Cumulative) | Achievable Economic RVT Potential | 0 | 0 | 3.9407 | 7.8135 | 11.6195 | 15.3599 | 19.0357 | 22.6483 | 26.1985 | 29.6875 | 33.1164 | 36.4861 | 39.7977 | 43.0523 | 46.2507 | 49.394 | 52.4831 | 55.5189 | 58.5024 | 61.4345 | 64.316 | 67.1478 | 0
F1_Industrial_Primary Metals_New_Space Heating_Natural Gas_Insulation - Roof/Ceiling_A_Achievable Economic RVT Potential | F1 | Industrial | Primary Metals | New | Space Heating | Natural Gas | Insulation - Roof/Ceiling | A | Integrated Unit Energy Savings (kWh or therms) | Achievable Economic RVT Potential | 0 | 0 | 0.078819 | 0.077871 | 0.077198 | 0.076572 | 0.076122 | 0.075628 | 0.075135 | 0.074617 | 0.074141 | 0.073637 | 0.073007 | 0.072425 | 0.071823 | 0.071326 | 0.070896 | 0.07049 | 0.070243 | 0.070037 | 0.069918 | 0.06989 | 0
F2_Industrial_Primary Metals_New_Space Heating_Natural Gas_Insulation - Roof/Ceiling_A_Achievable Economic RVT Potential | F2 | Industrial | Primary Metals | New | Space Heating | Natural Gas | Insulation - Roof/Ceiling | A | Integrated Unit Summer Peak Savings (kW) | Achievable Economic RVT Potential | 0 | 0 | 0 | 0 | 0 | 0 | 0 | 0 | 0 | 0 | 0 | 0 | 0 | 0 | 0 | 0 | 0 | 0 | 0 | 0 | 0 | 0 | 0
F3_Industrial_Primary Metals_New_Space Heating_Natural Gas_Insulation - Roof/Ceiling_A_Achievable Economic RVT Potential | F3 | Industrial | Primary Metals | New | Space Heating | Natural Gas | Insulation - Roof/Ceiling | A | Integrated Unit Winter Peak Savings (kW) | Achievable Economic RVT Potential | 0 | 0 | 0 | 0 | 0 | 0 | 0 | 0 | 0 | 0 | 0 | 0 | 0 | 0 | 0 | 0 | 0 | 0 | 0 | 0 | 0 | 0 | 0
F4_Industrial_Primary Metals_New_Space Heating_Natural Gas_Insulation - Roof/Ceiling_A_Achievable Economic RVT Potential | F4 | Industrial | Primary Metals | New | Space Heating | Natural Gas | Insulation - Roof/Ceiling | A | Incremental Energy Savings (MWh or mTherms) | Achievable Economic RVT Potential | 0 | 0 | 0 | 0 | 0 | 0 | 0 | 0 | 0 | 0 | 0 | 0 | 0 | 0 | 0 | 0 | 0 | 0 | 0 | 0 | 0 | 0 | 0
F5_Industrial_Primary Metals_New_Space Heating_Natural Gas_Insulation - Roof/Ceiling_A_Achievable Economic RVT Potential | F5 | Industrial | Primary Metals | New | Space Heating | Natural Gas | Insulation - Roof/Ceiling | A | Incremental Summer Peak Savings (MW) | Achievable Economic RVT Potential | 0 | 0 | 0 | 0 | 0 | 0 | 0 | 0 | 0 | 0 | 0 | 0 | 0 | 0 | 0 | 0 | 0 | 0 | 0 | 0 | 0 | 0 | 0
F6_Industrial_Primary Metals_New_Space Heating_Natural Gas_Insulation - Roof/Ceiling_A_Achievable Economic RVT Potential | F6 | Industrial | Primary Metals | New | Space Heating | Natural Gas | Insulation - Roof/Ceiling | A | Incremental Winter Peak Savings (MW) | Achievable Economic RVT Potential | 0 | 0 | 0 | 0 | 0 | 0 | 0 | 0 | 0 | 0 | 0 | 0 | 0 | 0 | 0 | 0 | 0 | 0 | 0 | 0 | 0 | 0 | 0
F7_Industrial_Primary Metals_New_Space Heating_Natural Gas_Insulation - Roof/Ceiling_A_Achievable Economic RVT Potential | F7 | Industrial | Primary Metals | New | Space Heating | Natural Gas | Insulation - Roof/Ceiling | A | Cumulative Energy Savings (MWh or mTherms) | Achievable Economic RVT Potential | 0 | 0 | 0 | 0 | 0 | 0 | 0 | 0 | 0 | 0 | 0 | 0 | 0 | 0 | 0 | 0 | 0 | 0 | 0 | 0 | 0 | 0 | 0
F8_Industrial_Primary Metals_New_Space Heating_Natural Gas_Insulation - Roof/Ceiling_A_Achievable Economic RVT Potential | F8 | Industrial | Primary Metals | New | Space Heating | Natural Gas | Insulation - Roof/Ceiling | A | Cumulative Summer Peak Savings (MW) | Achievable Economic RVT Potential | 0 | 0 | 0 | 0 | 0 | 0 | 0 | 0 | 0 | 0 | 0 | 0 | 0 | 0 | 0 | 0 | 0 | 0 | 0 | 0 | 0 | 0 | 0
F9_Industrial_Primary Metals_New_Space Heating_Natural Gas_Insulation - Roof/Ceiling_A_Achievable Economic RVT Potential | F9 | Industrial | Primary Metals | New | Space Heating | Natural Gas | Insulation - Roof/Ceiling | A | Cumulative Winter Peak Savings (MW) | Achievable Economic RVT Potential | 0 | 0 | 0 | 0 | 0 | 0 | 0 | 0 | 0 | 0 | 0 | 0 | 0 | 0 | 0 | 0 | 0 | 0 | 0 | 0 | 0 | 0 | 0
F10_Industrial_Primary Metals_New_Space Heating_Natural Gas_Insulation - Roof/Ceiling_A_Achievable Economic RVT Potential | F10 | Industrial | Primary Metals | New | Space Heating | Natural Gas | Insulation - Roof/Ceiling | A | Purchases (Incremental) | Achievable Economic RVT Potential | 0 | 0 | 0 | 0 | 0 | 0 | 0 | 0 | 0 | 0 | 0 | 0 | 0 | 0 | 0 | 0 | 0 | 0 | 0 | 0 | 0 | 0 | 0
F11_Industrial_Primary Metals_New_Space Heating_Natural Gas_Insulation - Roof/Ceiling_A_Achievable Economic RVT Potential | F11 | Industrial | Primary Metals | New | Space Heating | Natural Gas | Insulation - Roof/Ceiling | A | Purchases (Cumulative) | Achievable Economic RVT Potential | 0 | 0 | 0 | 0 | 0 | 0 | 0 | 0 | 0 | 0 | 0 | 0 | 0 | 0 | 0 | 0 | 0 | 0 | 0 | 0 | 0 | 0 | 0
F1_Industrial_Primary Metals_New_Space Heating_Natural Gas_Insulation - Wall Cavity_A_Achievable Economic RVT Potential | F1 | Industrial | Primary Metals | New | Space Heating | Natural Gas | Insulation - Wall Cavity | A | Integrated Unit Energy Savings (kWh or therms) | Achievable Economic RVT Potential | 0 | 0 | 0.017243 | 0.017036 | 0.016888 | 0.016751 | 0.016653 | 0.016545 | 0.016437 | 0.016324 | 0.01622 | 0.016109 | 0.015971 | 0.015844 | 0.015713 | 0.015604 | 0.01551 | 0.015421 | 0.015367 | 0.015322 | 0.015296 | 0.01529 | 0
F2_Industrial_Primary Metals_New_Space Heating_Natural Gas_Insulation - Wall Cavity_A_Achievable Economic RVT Potential | F2 | Industrial | Primary Metals | New | Space Heating | Natural Gas | Insulation - Wall Cavity | A | Integrated Unit Summer Peak Savings (kW) | Achievable Economic RVT Potential | 0 | 0 | 0 | 0 | 0 | 0 | 0 | 0 | 0 | 0 | 0 | 0 | 0 | 0 | 0 | 0 | 0 | 0 | 0 | 0 | 0 | 0 | 0
F3_Industrial_Primary Metals_New_Space Heating_Natural Gas_Insulation - Wall Cavity_A_Achievable Economic RVT Potential | F3 | Industrial | Primary Metals | New | Space Heating | Natural Gas | Insulation - Wall Cavity | A | Integrated Unit Winter Peak Savings (kW) | Achievable Economic RVT Potential | 0 | 0 | 0 | 0 | 0 | 0 | 0 | 0 | 0 | 0 | 0 | 0 | 0 | 0 | 0 | 0 | 0 | 0 | 0 | 0 | 0 | 0 | 0
F4_Industrial_Primary Metals_New_Space Heating_Natural Gas_Insulation - Wall Cavity_A_Achievable Economic RVT Potential | F4 | Industrial | Primary Metals | New | Space Heating | Natural Gas | Insulation - Wall Cavity | A | Incremental Energy Savings (MWh or mTherms) | Achievable Economic RVT Potential | 0 | 0 | 0 | 0 | 0 | 0 | 0 | 0 | 0 | 0 | 0 | 0 | 0 | 0 | 0 | 0 | 0 | 0 | 0 | 0 | 0 | 0 | 0
F5_Industrial_Primary Metals_New_Space Heating_Natural Gas_Insulation - Wall Cavity_A_Achievable Economic RVT Potential | F5 | Industrial | Primary Metals | New | Space Heating | Natural Gas | Insulation - Wall Cavity | A | Incremental Summer Peak Savings (MW) | Achievable Economic RVT Potential | 0 | 0 | 0 | 0 | 0 | 0 | 0 | 0 | 0 | 0 | 0 | 0 | 0 | 0 | 0 | 0 | 0 | 0 | 0 | 0 | 0 | 0 | 0
F6_Industrial_Primary Metals_New_Space Heating_Natural Gas_Insulation - Wall Cavity_A_Achievable Economic RVT Potential | F6 | Industrial | Primary Metals | New | Space Heating | Natural Gas | Insulation - Wall Cavity | A | Incremental Winter Peak Savings (MW) | Achievable Economic RVT Potential | 0 | 0 | 0 | 0 | 0 | 0 | 0 | 0 | 0 | 0 | 0 | 0 | 0 | 0 | 0 | 0 | 0 | 0 | 0 | 0 | 0 | 0 | 0
F7_Industrial_Primary Metals_New_Space Heating_Natural Gas_Insulation - Wall Cavity_A_Achievable Economic RVT Potential | F7 | Industrial | Primary Metals | New | Space Heating | Natural Gas | Insulation - Wall Cavity | A | Cumulative Energy Savings (MWh or mTherms) | Achievable Economic RVT Potential | 0 | 0 | 0 | 0 | 0 | 0 | 0 | 0 | 0 | 0 | 0 | 0 | 0 | 0 | 0 | 0 | 0 | 0 | 0 | 0 | 0 | 0 | 0
F8_Industrial_Primary Metals_New_Space Heating_Natural Gas_Insulation - Wall Cavity_A_Achievable Economic RVT Potential | F8 | Industrial | Primary Metals | New | Space Heating | Natural Gas | Insulation - Wall Cavity | A | Cumulative Summer Peak Savings (MW) | Achievable Economic RVT Potential | 0 | 0 | 0 | 0 | 0 | 0 | 0 | 0 | 0 | 0 | 0 | 0 | 0 | 0 | 0 | 0 | 0 | 0 | 0 | 0 | 0 | 0 | 0
F9_Industrial_Primary Metals_New_Space Heating_Natural Gas_Insulation - Wall Cavity_A_Achievable Economic RVT Potential | F9 | Industrial | Primary Metals | New | Space Heating | Natural Gas | Insulation - Wall Cavity | A | Cumulative Winter Peak Savings (MW) | Achievable Economic RVT Potential | 0 | 0 | 0 | 0 | 0 | 0 | 0 | 0 | 0 | 0 | 0 | 0 | 0 | 0 | 0 | 0 | 0 | 0 | 0 | 0 | 0 | 0 | 0
F10_Industrial_Primary Metals_New_Space Heating_Natural Gas_Insulation - Wall Cavity_A_Achievable Economic RVT Potential | F10 | Industrial | Primary Metals | New | Space Heating | Natural Gas | Insulation - Wall Cavity | A | Purchases (Incremental) | Achievable Economic RVT Potential | 0 | 0 | 0 | 0 | 0 | 0 | 0 | 0 | 0 | 0 | 0 | 0 | 0 | 0 | 0 | 0 | 0 | 0 | 0 | 0 | 0 | 0 | 0
F11_Industrial_Primary Metals_New_Space Heating_Natural Gas_Insulation - Wall Cavity_A_Achievable Economic RVT Potential | F11 | Industrial | Primary Metals | New | Space Heating | Natural Gas | Insulation - Wall Cavity | A | Purchases (Cumulative) | Achievable Economic RVT Potential | 0 | 0 | 0 | 0 | 0 | 0 | 0 | 0 | 0 | 0 | 0 | 0 | 0 | 0 | 0 | 0 | 0 | 0 | 0 | 0 | 0 | 0 | 0
F1_Industrial_Primary Metals_New_Space Heating_Natural Gas_Insulation - Ducting_A_Achievable Economic RVT Potential | F1 | Industrial | Primary Metals | New | Space Heating | Natural Gas | Insulation - Ducting | A | Integrated Unit Energy Savings (kWh or therms) | Achievable Economic RVT Potential | 0 | 0 | 0.0012711 | 0.0012557 | 0.0012448 | 0.0012346 | 0.0012272 | 0.0012191 | 0.0012109 | 0.0012024 | 0.0011944 | 0.0011861 | 0.0011757 | 0.0011661 | 0.0011562 | 0.0011481 | 0.0011412 | 0.0011348 | 0.0011309 | 0.0011276 | 0.0011258 | 0.0011254 | 0
F2_Industrial_Primary Metals_New_Space Heating_Natural Gas_Insulation - Ducting_A_Achievable Economic RVT Potential | F2 | Industrial | Primary Metals | New | Space Heating | Natural Gas | Insulation - Ducting | A | Integrated Unit Summer Peak Savings (kW) | Achievable Economic RVT Potential | 0 | 0 | 0 | 0 | 0 | 0 | 0 | 0 | 0 | 0 | 0 | 0 | 0 | 0 | 0 | 0 | 0 | 0 | 0 | 0 | 0 | 0 | 0
F3_Industrial_Primary Metals_New_Space Heating_Natural Gas_Insulation - Ducting_A_Achievable Economic RVT Potential | F3 | Industrial | Primary Metals | New | Space Heating | Natural Gas | Insulation - Ducting | A | Integrated Unit Winter Peak Savings (kW) | Achievable Economic RVT Potential | 0 | 0 | 0 | 0 | 0 | 0 | 0 | 0 | 0 | 0 | 0 | 0 | 0 | 0 | 0 | 0 | 0 | 0 | 0 | 0 | 0 | 0 | 0
F4_Industrial_Primary Metals_New_Space Heating_Natural Gas_Insulation - Ducting_A_Achievable Economic RVT Potential | F4 | Industrial | Primary Metals | New | Space Heating | Natural Gas | Insulation - Ducting | A | Incremental Energy Savings (MWh or mTherms) | Achievable Economic RVT Potential | 0 | 0 | 0 | 0 | 0 | 0 | 0 | 0 | 0 | 0 | 0 | 0 | 0 | 0 | 0 | 0 | 0 | 0 | 0 | 0 | 0 | 0 | 0
F5_Industrial_Primary Metals_New_Space Heating_Natural Gas_Insulation - Ducting_A_Achievable Economic RVT Potential | F5 | Industrial | Primary Metals | New | Space Heating | Natural Gas | Insulation - Ducting | A | Incremental Summer Peak Savings (MW) | Achievable Economic RVT Potential | 0 | 0 | 0 | 0 | 0 | 0 | 0 | 0 | 0 | 0 | 0 | 0 | 0 | 0 | 0 | 0 | 0 | 0 | 0 | 0 | 0 | 0 | 0
F6_Industrial_Primary Metals_New_Space Heating_Natural Gas_Insulation - Ducting_A_Achievable Economic RVT Potential | F6 | Industrial | Primary Metals | New | Space Heating | Natural Gas | Insulation - Ducting | A | Incremental Winter Peak Savings (MW) | Achievable Economic RVT Potential | 0 | 0 | 0 | 0 | 0 | 0 | 0 | 0 | 0 | 0 | 0 | 0 | 0 | 0 | 0 | 0 | 0 | 0 | 0 | 0 | 0 | 0 | 0
F7_Industrial_Primary Metals_New_Space Heating_Natural Gas_Insulation - Ducting_A_Achievable Economic RVT Potential | F7 | Industrial | Primary Metals | New | Space Heating | Natural Gas | Insulation - Ducting | A | Cumulative Energy Savings (MWh or mTherms) | Achievable Economic RVT Potential | 0 | 0 | 0 | 0 | 0 | 0 | 0 | 0 | 0 | 0 | 0 | 0 | 0 | 0 | 0 | 0 | 0 | 0 | 0 | 0 | 0 | 0 | 0
F8_Industrial_Primary Metals_New_Space Heating_Natural Gas_Insulation - Ducting_A_Achievable Economic RVT Potential | F8 | Industrial | Primary Metals | New | Space Heating | Natural Gas | Insulation - Ducting | A | Cumulative Summer Peak Savings (MW) | Achievable Economic RVT Potential | 0 | 0 | 0 | 0 | 0 | 0 | 0 | 0 | 0 | 0 | 0 | 0 | 0 | 0 | 0 | 0 | 0 | 0 | 0 | 0 | 0 | 0 | 0
F9_Industrial_Primary Metals_New_Space Heating_Natural Gas_Insulation - Ducting_A_Achievable Economic RVT Potential | F9 | Industrial | Primary Metals | New | Space Heating | Natural Gas | Insulation - Ducting | A | Cumulative Winter Peak Savings (MW) | Achievable Economic RVT Potential | 0 | 0 | 0 | 0 | 0 | 0 | 0 | 0 | 0 | 0 | 0 | 0 | 0 | 0 | 0 | 0 | 0 | 0 | 0 | 0 | 0 | 0 | 0
F10_Industrial_Primary Metals_New_Space Heating_Natural Gas_Insulation - Ducting_A_Achievable Economic RVT Potential | F10 | Industrial | Primary Metals | New | Space Heating | Natural Gas | Insulation - Ducting | A | Purchases (Incremental) | Achievable Economic RVT Potential | 0 | 0 | 0 | 0 | 0 | 0 | 0 | 0 | 0 | 0 | 0 | 0 | 0 | 0 | 0 | 0 | 0 | 0 | 0 | 0 | 0 | 0 | 0
F11_Industrial_Primary Metals_New_Space Heating_Natural Gas_Insulation - Ducting_A_Achievable Economic RVT Potential | F11 | Industrial | Primary Metals | New | Space Heating | Natural Gas | Insulation - Ducting | A | Purchases (Cumulative) | Achievable Economic RVT Potential | 0 | 0 | 0 | 0 | 0 | 0 | 0 | 0 | 0 | 0 | 0 | 0 | 0 | 0 | 0 | 0 | 0 | 0 | 0 | 0 | 0 | 0 | 0
F1_Industrial_Primary Metals_New_Space Heating_Natural Gas_HVAC - Duct Repair and Sealing_A_Achievable Economic RVT Potential | F1 | Industrial | Primary Metals | New | Space Heating | Natural Gas | HVAC - Duct Repair and Sealing | A | Integrated Unit Energy Savings (kWh or therms) | Achievable Economic RVT Potential | 0 | 0 | 0.003595 | 0.0035516 | 0.0035208 | 0.0034922 | 0.0034714 | 0.0034487 | 0.0034261 | 0.0034023 | 0.0033804 | 0.0033572 | 0.0033284 | 0.0033018 | 0.0032743 | 0.0032516 | 0.003232 | 0.0032135 | 0.0032023 | 0.0031929 | 0.0031876 | 0.0031864 | 0
F2_Industrial_Primary Metals_New_Space Heating_Natural Gas_HVAC - Duct Repair and Sealing_A_Achievable Economic RVT Potential | F2 | Industrial | Primary Metals | New | Space Heating | Natural Gas | HVAC - Duct Repair and Sealing | A | Integrated Unit Summer Peak Savings (kW) | Achievable Economic RVT Potential | 0 | 0 | 0 | 0 | 0 | 0 | 0 | 0 | 0 | 0 | 0 | 0 | 0 | 0 | 0 | 0 | 0 | 0 | 0 | 0 | 0 | 0 | 0
F3_Industrial_Primary Metals_New_Space Heating_Natural Gas_HVAC - Duct Repair and Sealing_A_Achievable Economic RVT Potential | F3 | Industrial | Primary Metals | New | Space Heating | Natural Gas | HVAC - Duct Repair and Sealing | A | Integrated Unit Winter Peak Savings (kW) | Achievable Economic RVT Potential | 0 | 0 | 0 | 0 | 0 | 0 | 0 | 0 | 0 | 0 | 0 | 0 | 0 | 0 | 0 | 0 | 0 | 0 | 0 | 0 | 0 | 0 | 0
F4_Industrial_Primary Metals_New_Space Heating_Natural Gas_HVAC - Duct Repair and Sealing_A_Achievable Economic RVT Potential | F4 | Industrial | Primary Metals | New | Space Heating | Natural Gas | HVAC - Duct Repair and Sealing | A | Incremental Energy Savings (MWh or mTherms) | Achievable Economic RVT Potential | 0 | 0 | 0 | 0 | 0 | 0 | 0 | 0 | 0 | 0 | 0 | 0 | 0 | 0 | 0 | 0 | 0 | 0 | 0 | 0 | 0 | 0 | 0
F5_Industrial_Primary Metals_New_Space Heating_Natural Gas_HVAC - Duct Repair and Sealing_A_Achievable Economic RVT Potential | F5 | Industrial | Primary Metals | New | Space Heating | Natural Gas | HVAC - Duct Repair and Sealing | A | Incremental Summer Peak Savings (MW) | Achievable Economic RVT Potential | 0 | 0 | 0 | 0 | 0 | 0 | 0 | 0 | 0 | 0 | 0 | 0 | 0 | 0 | 0 | 0 | 0 | 0 | 0 | 0 | 0 | 0 | 0
F6_Industrial_Primary Metals_New_Space Heating_Natural Gas_HVAC - Duct Repair and Sealing_A_Achievable Economic RVT Potential | F6 | Industrial | Primary Metals | New | Space Heating | Natural Gas | HVAC - Duct Repair and Sealing | A | Incremental Winter Peak Savings (MW) | Achievable Economic RVT Potential | 0 | 0 | 0 | 0 | 0 | 0 | 0 | 0 | 0 | 0 | 0 | 0 | 0 | 0 | 0 | 0 | 0 | 0 | 0 | 0 | 0 | 0 | 0
F7_Industrial_Primary Metals_New_Space Heating_Natural Gas_HVAC - Duct Repair and Sealing_A_Achievable Economic RVT Potential | F7 | Industrial | Primary Metals | New | Space Heating | Natural Gas | HVAC - Duct Repair and Sealing | A | Cumulative Energy Savings (MWh or mTherms) | Achievable Economic RVT Potential | 0 | 0 | 0 | 0 | 0 | 0 | 0 | 0 | 0 | 0 | 0 | 0 | 0 | 0 | 0 | 0 | 0 | 0 | 0 | 0 | 0 | 0 | 0
F8_Industrial_Primary Metals_New_Space Heating_Natural Gas_HVAC - Duct Repair and Sealing_A_Achievable Economic RVT Potential | F8 | Industrial | Primary Metals | New | Space Heating | Natural Gas | HVAC - Duct Repair and Sealing | A | Cumulative Summer Peak Savings (MW) | Achievable Economic RVT Potential | 0 | 0 | 0 | 0 | 0 | 0 | 0 | 0 | 0 | 0 | 0 | 0 | 0 | 0 | 0 | 0 | 0 | 0 | 0 | 0 | 0 | 0 | 0
F9_Industrial_Primary Metals_New_Space Heating_Natural Gas_HVAC - Duct Repair and Sealing_A_Achievable Economic RVT Potential | F9 | Industrial | Primary Metals | New | Space Heating | Natural Gas | HVAC - Duct Repair and Sealing | A | Cumulative Winter Peak Savings (MW) | Achievable Economic RVT Potential | 0 | 0 | 0 | 0 | 0 | 0 | 0 | 0 | 0 | 0 | 0 | 0 | 0 | 0 | 0 | 0 | 0 | 0 | 0 | 0 | 0 | 0 | 0
F10_Industrial_Primary Metals_New_Space Heating_Natural Gas_HVAC - Duct Repair and Sealing_A_Achievable Economic RVT Potential | F10 | Industrial | Primary Metals | New | Space Heating | Natural Gas | HVAC - Duct Repair and Sealing | A | Purchases (Incremental) | Achievable Economic RVT Potential | 0 | 0 | 0 | 0 | 0 | 0 | 0 | 0 | 0 | 0 | 0 | 0 | 0 | 0 | 0 | 0 | 0 | 0 | 0 | 0 | 0 | 0 | 0
F11_Industrial_Primary Metals_New_Space Heating_Natural Gas_HVAC - Duct Repair and Sealing_A_Achievable Economic RVT Potential | F11 | Industrial | Primary Metals | New | Space Heating | Natural Gas | HVAC - Duct Repair and Sealing | A | Purchases (Cumulative) | Achievable Economic RVT Potential | 0 | 0 | 0 | 0 | 0 | 0 | 0 | 0 | 0 | 0 | 0 | 0 | 0 | 0 | 0 | 0 | 0 | 0 | 0 | 0 | 0 | 0 | 0
F1_Industrial_Primary Metals_New_Space Heating_Natural Gas_Windows - High Efficiency_A_Achievable Economic RVT Potential | F1 | Industrial | Primary Metals | New | Space Heating | Natural Gas | Windows - High Efficiency | A | Integrated Unit Energy Savings (kWh or therms) | Achievable Economic RVT Potential | 0 | 0 | 0.0073728 | 0.0072839 | 0.0072207 | 0.0071619 | 0.0071194 | 0.0070728 | 0.0070264 | 0.0069776 | 0.0069327 | 0.0068852 | 0.0068261 | 0.0067715 | 0.0067151 | 0.0066686 | 0.0066284 | 0.0065905 | 0.0065675 | 0.0065483 | 0.0065373 | 0.0065348 | 0
F2_Industrial_Primary Metals_New_Space Heating_Natural Gas_Windows - High Efficiency_A_Achievable Economic RVT Potential | F2 | Industrial | Primary Metals | New | Space Heating | Natural Gas | Windows - High Efficiency | A | Integrated Unit Summer Peak Savings (kW) | Achievable Economic RVT Potential | 0 | 0 | 0 | 0 | 0 | 0 | 0 | 0 | 0 | 0 | 0 | 0 | 0 | 0 | 0 | 0 | 0 | 0 | 0 | 0 | 0 | 0 | 0
F3_Industrial_Primary Metals_New_Space Heating_Natural Gas_Windows - High Efficiency_A_Achievable Economic RVT Potential | F3 | Industrial | Primary Metals | New | Space Heating | Natural Gas | Windows - High Efficiency | A | Integrated Unit Winter Peak Savings (kW) | Achievable Economic RVT Potential | 0 | 0 | 0 | 0 | 0 | 0 | 0 | 0 | 0 | 0 | 0 | 0 | 0 | 0 | 0 | 0 | 0 | 0 | 0 | 0 | 0 | 0 | 0
F4_Industrial_Primary Metals_New_Space Heating_Natural Gas_Windows - High Efficiency_A_Achievable Economic RVT Potential | F4 | Industrial | Primary Metals | New | Space Heating | Natural Gas | Windows - High Efficiency | A | Incremental Energy Savings (MWh or mTherms) | Achievable Economic RVT Potential | 0 | 0 | 0 | 0 | 0 | 0 | 0 | 0 | 0 | 0 | 0 | 0 | 0 | 0 | 0 | 0 | 0 | 0 | 0 | 0 | 0 | 0 | 0
F5_Industrial_Primary Metals_New_Space Heating_Natural Gas_Windows - High Efficiency_A_Achievable Economic RVT Potential | F5 | Industrial | Primary Metals | New | Space Heating | Natural Gas | Windows - High Efficiency | A | Incremental Summer Peak Savings (MW) | Achievable Economic RVT Potential | 0 | 0 | 0 | 0 | 0 | 0 | 0 | 0 | 0 | 0 | 0 | 0 | 0 | 0 | 0 | 0 | 0 | 0 | 0 | 0 | 0 | 0 | 0
F6_Industrial_Primary Metals_New_Space Heating_Natural Gas_Windows - High Efficiency_A_Achievable Economic RVT Potential | F6 | Industrial | Primary Metals | New | Space Heating | Natural Gas | Windows - High Efficiency | A | Incremental Winter Peak Savings (MW) | Achievable Economic RVT Potential | 0 | 0 | 0 | 0 | 0 | 0 | 0 | 0 | 0 | 0 | 0 | 0 | 0 | 0 | 0 | 0 | 0 | 0 | 0 | 0 | 0 | 0 | 0
F7_Industrial_Primary Metals_New_Space Heating_Natural Gas_Windows - High Efficiency_A_Achievable Economic RVT Potential | F7 | Industrial | Primary Metals | New | Space Heating | Natural Gas | Windows - High Efficiency | A | Cumulative Energy Savings (MWh or mTherms) | Achievable Economic RVT Potential | 0 | 0 | 0 | 0 | 0 | 0 | 0 | 0 | 0 | 0 | 0 | 0 | 0 | 0 | 0 | 0 | 0 | 0 | 0 | 0 | 0 | 0 | 0
F8_Industrial_Primary Metals_New_Space Heating_Natural Gas_Windows - High Efficiency_A_Achievable Economic RVT Potential | F8 | Industrial | Primary Metals | New | Space Heating | Natural Gas | Windows - High Efficiency | A | Cumulative Summer Peak Savings (MW) | Achievable Economic RVT Potential | 0 | 0 | 0 | 0 | 0 | 0 | 0 | 0 | 0 | 0 | 0 | 0 | 0 | 0 | 0 | 0 | 0 | 0 | 0 | 0 | 0 | 0 | 0
F9_Industrial_Primary Metals_New_Space Heating_Natural Gas_Windows - High Efficiency_A_Achievable Economic RVT Potential | F9 | Industrial | Primary Metals | New | Space Heating | Natural Gas | Windows - High Efficiency | A | Cumulative Winter Peak Savings (MW) | Achievable Economic RVT Potential | 0 | 0 | 0 | 0 | 0 | 0 | 0 | 0 | 0 | 0 | 0 | 0 | 0 | 0 | 0 | 0 | 0 | 0 | 0 | 0 | 0 | 0 | 0
F10_Industrial_Primary Metals_New_Space Heating_Natural Gas_Windows - High Efficiency_A_Achievable Economic RVT Potential | F10 | Industrial | Primary Metals | New | Space Heating | Natural Gas | Windows - High Efficiency | A | Purchases (Incremental) | Achievable Economic RVT Potential | 0 | 0 | 0 | 0 | 0 | 0 | 0 | 0 | 0 | 0 | 0 | 0 | 0 | 0 | 0 | 0 | 0 | 0 | 0 | 0 | 0 | 0 | 0
F11_Industrial_Primary Metals_New_Space Heating_Natural Gas_Windows - High Efficiency_A_Achievable Economic RVT Potential | F11 | Industrial | Primary Metals | New | Space Heating | Natural Gas | Windows - High Efficiency | A | Purchases (Cumulative) | Achievable Economic RVT Potential | 0 | 0 | 0 | 0 | 0 | 0 | 0 | 0 | 0 | 0 | 0 | 0 | 0 | 0 | 0 | 0 | 0 | 0 | 0 | 0 | 0 | 0 | 0
F1_Industrial_Primary Metals_New_Space Heating_Natural Gas_Gas Boiler - Maintenance_A_Achievable Economic RVT Potential | F1 | Industrial | Primary Metals | New | Space Heating | Natural Gas | Gas Boiler - Maintenance | A | Integrated Unit Energy Savings (kWh or therms) | Achievable Economic RVT Potential | 0 | 0 | 27.8546 | 27.5493 | 27.3435 | 27.1577 | 27.0527 | 26.9329 | 26.8233 | 26.712 | 26.6364 | 26.5562 | 26.4376 | 26.33 | 26.2275 | 26.1407 | 26.0591 | 25.9523 | 25.9006 | 25.8288 | 25.7712 | 25.7345 | 0
F2_Industrial_Primary Metals_New_Space Heating_Natural Gas_Gas Boiler - Maintenance_A_Achievable Economic RVT Potential | F2 | Industrial | Primary Metals | New | Space Heating | Natural Gas | Gas Boiler - Maintenance | A | Integrated Unit Summer Peak Savings (kW) | Achievable Economic RVT Potential | 0 | 0 | 0 | 0 | 0 | 0 | 0 | 0 | 0 | 0 | 0 | 0 | 0 | 0 | 0 | 0 | 0 | 0 | 0 | 0 | 0 | 0 | 0
F3_Industrial_Primary Metals_New_Space Heating_Natural Gas_Gas Boiler - Maintenance_A_Achievable Economic RVT Potential | F3 | Industrial | Primary Metals | New | Space Heating | Natural Gas | Gas Boiler - Maintenance | A | Integrated Unit Winter Peak Savings (kW) | Achievable Economic RVT Potential | 0 | 0 | 0 | 0 | 0 | 0 | 0 | 0 | 0 | 0 | 0 | 0 | 0 | 0 | 0 | 0 | 0 | 0 | 0 | 0 | 0 | 0 | 0
F4_Industrial_Primary Metals_New_Space Heating_Natural Gas_Gas Boiler - Maintenance_A_Achievable Economic RVT Potential | F4 | Industrial | Primary Metals | New | Space Heating | Natural Gas | Gas Boiler - Maintenance | A | Incremental Energy Savings (MWh or mTherms) | Achievable Economic RVT Potential | 0 | 0 | 0.00010595 | 0.00012818 | 0.00012559 | 0.00012967 | 0.00013026 | 0.00012932 | 0.00012807 | 0.00012862 | 0.00012789 | 0.00022781 | 0.00025031 | 0.00024736 | 0.00044997 | 0.000495 | 0.00048962 | 0.0008905 | 0.0009809 | 0.00097059 | 0.0017936 | 0.0019534 | 0
F5_Industrial_Primary Metals_New_Space Heating_Natural Gas_Gas Boiler - Maintenance_A_Achievable Economic RVT Potential | F5 | Industrial | Primary Metals | New | Space Heating | Natural Gas | Gas Boiler - Maintenance | A | Incremental Summer Peak Savings (MW) | Achievable Economic RVT Potential | 0 | 0 | 0 | 0 | 0 | 0 | 0 | 0 | 0 | 0 | 0 | 0 | 0 | 0 | 0 | 0 | 0 | 0 | 0 | 0 | 0 | 0 | 0
F6_Industrial_Primary Metals_New_Space Heating_Natural Gas_Gas Boiler - Maintenance_A_Achievable Economic RVT Potential | F6 | Industrial | Primary Metals | New | Space Heating | Natural Gas | Gas Boiler - Maintenance | A | Incremental Winter Peak Savings (MW) | Achievable Economic RVT Potential | 0 | 0 | 0 | 0 | 0 | 0 | 0 | 0 | 0 | 0 | 0 | 0 | 0 | 0 | 0 | 0 | 0 | 0 | 0 | 0 | 0 | 0 | 0
F7_Industrial_Primary Metals_New_Space Heating_Natural Gas_Gas Boiler - Maintenance_A_Achievable Economic RVT Potential | F7 | Industrial | Primary Metals | New | Space Heating | Natural Gas | Gas Boiler - Maintenance | A | Cumulative Energy Savings (MWh or mTherms) | Achievable Economic RVT Potential | 0 | 0 | 0.00010595 | 0.00023297 | 0.00035682 | 0.00038076 | 0.00038368 | 0.0003876 | 0.00038602 | 0.00038442 | 0.00038333 | 0.00038218 | 0.00038047 | 0.00037892 | 0.00037745 | 0.0003762 | 0.00037502 | 0.00037349 | 0.00037274 | 0.00037171 | 0.00037088 | 0.00037035 | 0
F8_Industrial_Primary Metals_New_Space Heating_Natural Gas_Gas Boiler - Maintenance_A_Achievable Economic RVT Potential | F8 | Industrial | Primary Metals | New | Space Heating | Natural Gas | Gas Boiler - Maintenance | A | Cumulative Summer Peak Savings (MW) | Achievable Economic RVT Potential | 0 | 0 | 0 | 0 | 0 | 0 | 0 | 0 | 0 | 0 | 0 | 0 | 0 | 0 | 0 | 0 | 0 | 0 | 0 | 0 | 0 | 0 | 0
F9_Industrial_Primary Metals_New_Space Heating_Natural Gas_Gas Boiler - Maintenance_A_Achievable Economic RVT Potential | F9 | Industrial | Primary Metals | New | Space Heating | Natural Gas | Gas Boiler - Maintenance | A | Cumulative Winter Peak Savings (MW) | Achievable Economic RVT Potential | 0 | 0 | 0 | 0 | 0 | 0 | 0 | 0 | 0 | 0 | 0 | 0 | 0 | 0 | 0 | 0 | 0 | 0 | 0 | 0 | 0 | 0 | 0
F10_Industrial_Primary Metals_New_Space Heating_Natural Gas_Gas Boiler - Maintenance_A_Achievable Economic RVT Potential | F10 | Industrial | Primary Metals | New | Space Heating | Natural Gas | Gas Boiler - Maintenance | A | Purchases (Incremental) | Achievable Economic RVT Potential | 0 | 0 | 0.0038036 | 0.0046528 | 0.0045929 | 0.0047746 | 0.0048152 | 0.0048015 | 0.0047746 | 0.0048152 | 0.0048015 | 0.0085782 | 0.0094679 | 0.0093944 | 0.017156 | 0.018936 | 0.018789 | 0.034313 | 0.037872 | 0.037578 | 0.069597 | 0.075906 | 0
F11_Industrial_Primary Metals_New_Space Heating_Natural Gas_Gas Boiler - Maintenance_A_Achievable Economic RVT Potential | F11 | Industrial | Primary Metals | New | Space Heating | Natural Gas | Gas Boiler - Maintenance | A | Purchases (Cumulative) | Achievable Economic RVT Potential | 0 | 0 | 0.0038036 | 0.0084564 | 0.013049 | 0.01402 | 0.014183 | 0.014391 | 0.014391 | 0.014391 | 0.014391 | 0.014391 | 0.014391 | 0.014391 | 0.014391 | 0.014391 | 0.014391 | 0.014391 | 0.014391 | 0.014391 | 0.014391 | 0.014391 | 0
F1_Industrial_Primary Metals_New_Process_Natural Gas_Gas Boiler - Maintenance_A_Achievable Economic RVT Potential | F1 | Industrial | Primary Metals | New | Process | Natural Gas | Gas Boiler - Maintenance | A | Integrated Unit Energy Savings (kWh or therms) | Achievable Economic RVT Potential | 0 | 0 | 28.0317 | 28.0317 | 28.0317 | 28.0317 | 28.0317 | 28.0317 | 28.0317 | 28.0317 | 28.0317 | 28.0317 | 28.0317 | 28.0317 | 28.0317 | 28.0317 | 28.0317 | 28.0317 | 28.0317 | 28.0317 | 28.0317 | 28.0317 | 0
F2_Industrial_Primary Metals_New_Process_Natural Gas_Gas Boiler - Maintenance_A_Achievable Economic RVT Potential | F2 | Industrial | Primary Metals | New | Process | Natural Gas | Gas Boiler - Maintenance | A | Integrated Unit Summer Peak Savings (kW) | Achievable Economic RVT Potential | 0 | 0 | 0 | 0 | 0 | 0 | 0 | 0 | 0 | 0 | 0 | 0 | 0 | 0 | 0 | 0 | 0 | 0 | 0 | 0 | 0 | 0 | 0
F3_Industrial_Primary Metals_New_Process_Natural Gas_Gas Boiler - Maintenance_A_Achievable Economic RVT Potential | F3 | Industrial | Primary Metals | New | Process | Natural Gas | Gas Boiler - Maintenance | A | Integrated Unit Winter Peak Savings (kW) | Achievable Economic RVT Potential | 0 | 0 | 0 | 0 | 0 | 0 | 0 | 0 | 0 | 0 | 0 | 0 | 0 | 0 | 0 | 0 | 0 | 0 | 0 | 0 | 0 | 0 | 0
F4_Industrial_Primary Metals_New_Process_Natural Gas_Gas Boiler - Maintenance_A_Achievable Economic RVT Potential | F4 | Industrial | Primary Metals | New | Process | Natural Gas | Gas Boiler - Maintenance | A | Incremental Energy Savings (MWh or mTherms) | Achievable Economic RVT Potential | 0 | 0 | 0.0038618 | 0.0047239 | 0.0046631 | 0.0048476 | 0.0048888 | 0.0048749 | 0.0048476 | 0.0048888 | 0.0048749 | 0.0087094 | 0.0096127 | 0.009538 | 0.017419 | 0.019225 | 0.019076 | 0.034837 | 0.038451 | 0.038152 | 0.070661 | 0.077066 | 0
F5_Industrial_Primary Metals_New_Process_Natural Gas_Gas Boiler - Maintenance_A_Achievable Economic RVT Potential | F5 | Industrial | Primary Metals | New | Process | Natural Gas | Gas Boiler - Maintenance | A | Incremental Summer Peak Savings (MW) | Achievable Economic RVT Potential | 0 | 0 | 0 | 0 | 0 | 0 | 0 | 0 | 0 | 0 | 0 | 0 | 0 | 0 | 0 | 0 | 0 | 0 | 0 | 0 | 0 | 0 | 0
F6_Industrial_Primary Metals_New_Process_Natural Gas_Gas Boiler - Maintenance_A_Achievable Economic RVT Potential | F6 | Industrial | Primary Metals | New | Process | Natural Gas | Gas Boiler - Maintenance | A | Incremental Winter Peak Savings (MW) | Achievable Economic RVT Potential | 0 | 0 | 0 | 0 | 0 | 0 | 0 | 0 | 0 | 0 | 0 | 0 | 0 | 0 | 0 | 0 | 0 | 0 | 0 | 0 | 0 | 0 | 0
F7_Industrial_Primary Metals_New_Process_Natural Gas_Gas Boiler - Maintenance_A_Achievable Economic RVT Potential | F7 | Industrial | Primary Metals | New | Process | Natural Gas | Gas Boiler - Maintenance | A | Cumulative Energy Savings (MWh or mTherms) | Achievable Economic RVT Potential | 0 | 0 | 0.0038618 | 0.0085857 | 0.013249 | 0.014235 | 0.014399 | 0.014611 | 0.014611 | 0.014611 | 0.014611 | 0.014611 | 0.014611 | 0.014611 | 0.014611 | 0.014611 | 0.014611 | 0.014611 | 0.014611 | 0.014611 | 0.014611 | 0.014611 | 0
F8_Industrial_Primary Metals_New_Process_Natural Gas_Gas Boiler - Maintenance_A_Achievable Economic RVT Potential | F8 | Industrial | Primary Metals | New | Process | Natural Gas | Gas Boiler - Maintenance | A | Cumulative Summer Peak Savings (MW) | Achievable Economic RVT Potential | 0 | 0 | 0 | 0 | 0 | 0 | 0 | 0 | 0 | 0 | 0 | 0 | 0 | 0 | 0 | 0 | 0 | 0 | 0 | 0 | 0 | 0 | 0
F9_Industrial_Primary Metals_New_Process_Natural Gas_Gas Boiler - Maintenance_A_Achievable Economic RVT Potential | F9 | Industrial | Primary Metals | New | Process | Natural Gas | Gas Boiler - Maintenance | A | Cumulative Winter Peak Savings (MW) | Achievable Economic RVT Potential | 0 | 0 | 0 | 0 | 0 | 0 | 0 | 0 | 0 | 0 | 0 | 0 | 0 | 0 | 0 | 0 | 0 | 0 | 0 | 0 | 0 | 0 | 0
F10_Industrial_Primary Metals_New_Process_Natural Gas_Gas Boiler - Maintenance_A_Achievable Economic RVT Potential | F10 | Industrial | Primary Metals | New | Process | Natural Gas | Gas Boiler - Maintenance | A | Purchases (Incremental) | Achievable Economic RVT Potential | 0 | 0 | 0.13777 | 0.16852 | 0.16635 | 0.17293 | 0.1744 | 0.17391 | 0.17293 | 0.1744 | 0.17391 | 0.3107 | 0.34292 | 0.34026 | 0.62139 | 0.68584 | 0.68052 | 1.2428 | 1.3717 | 1.361 | 2.5207 | 2.7493 | 0
F11_Industrial_Primary Metals_New_Process_Natural Gas_Gas Boiler - Maintenance_A_Achievable Economic RVT Potential | F11 | Industrial | Primary Metals | New | Process | Natural Gas | Gas Boiler - Maintenance | A | Purchases (Cumulative) | Achievable Economic RVT Potential | 0 | 0 | 0.13777 | 0.30628 | 0.47264 | 0.5078 | 0.51369 | 0.52124 | 0.52124 | 0.52124 | 0.52124 | 0.52124 | 0.52124 | 0.52124 | 0.52124 | 0.52124 | 0.52124 | 0.52124 | 0.52124 | 0.52124 | 0.52124 | 0.52124 | 0
F1_Industrial_Primary Metals_New_Space Heating_Natural Gas_Gas Furnace - Maintenance_A_Achievable Economic RVT Potential | F1 | Industrial | Primary Metals | New | Space Heating | Natural Gas | Gas Furnace - Maintenance | A | Integrated Unit Energy Savings (kWh or therms) | Achievable Economic RVT Potential | 0 | 0 | 0.0082986 | 0.0082011 | 0.0081338 | 0.008073 | 0.0080341 | 0.0079932 | 0.0079561 | 0.0079196 | 0.0078931 | 0.0078662 | 0.0078282 | 0.0077946 | 0.0077614 | 0.0077338 | 0.0077079 | 0.007676 | 0.0076599 | 0.0076389 | 0.0076221 | 0.0076115 | 0
F2_Industrial_Primary Metals_New_Space Heating_Natural Gas_Gas Furnace - Maintenance_A_Achievable Economic RVT Potential | F2 | Industrial | Primary Metals | New | Space Heating | Natural Gas | Gas Furnace - Maintenance | A | Integrated Unit Summer Peak Savings (kW) | Achievable Economic RVT Potential | 0 | 0 | 0 | 0 | 0 | 0 | 0 | 0 | 0 | 0 | 0 | 0 | 0 | 0 | 0 | 0 | 0 | 0 | 0 | 0 | 0 | 0 | 0
F3_Industrial_Primary Metals_New_Space Heating_Natural Gas_Gas Furnace - Maintenance_A_Achievable Economic RVT Potential | F3 | Industrial | Primary Metals | New | Space Heating | Natural Gas | Gas Furnace - Maintenance | A | Integrated Unit Winter Peak Savings (kW) | Achievable Economic RVT Potential | 0 | 0 | 0 | 0 | 0 | 0 | 0 | 0 | 0 | 0 | 0 | 0 | 0 | 0 | 0 | 0 | 0 | 0 | 0 | 0 | 0 | 0 | 0
F4_Industrial_Primary Metals_New_Space Heating_Natural Gas_Gas Furnace - Maintenance_A_Achievable Economic RVT Potential | F4 | Industrial | Primary Metals | New | Space Heating | Natural Gas | Gas Furnace - Maintenance | A | Incremental Energy Savings (MWh or mTherms) | Achievable Economic RVT Potential | 0 | 0 | 0 | 0 | 0 | 0 | 0 | 0 | 0 | 0 | 0 | 0 | 0 | 0 | 0 | 0 | 0 | 0 | 0 | 0 | 0 | 0 | 0
F5_Industrial_Primary Metals_New_Space Heating_Natural Gas_Gas Furnace - Maintenance_A_Achievable Economic RVT Potential | F5 | Industrial | Primary Metals | New | Space Heating | Natural Gas | Gas Furnace - Maintenance | A | Incremental Summer Peak Savings (MW) | Achievable Economic RVT Potential | 0 | 0 | 0 | 0 | 0 | 0 | 0 | 0 | 0 | 0 | 0 | 0 | 0 | 0 | 0 | 0 | 0 | 0 | 0 | 0 | 0 | 0 | 0
F6_Industrial_Primary Metals_New_Space Heating_Natural Gas_Gas Furnace - Maintenance_A_Achievable Economic RVT Potential | F6 | Industrial | Primary Metals | New | Space Heating | Natural Gas | Gas Furnace - Maintenance | A | Incremental Winter Peak Savings (MW) | Achievable Economic RVT Potential | 0 | 0 | 0 | 0 | 0 | 0 | 0 | 0 | 0 | 0 | 0 | 0 | 0 | 0 | 0 | 0 | 0 | 0 | 0 | 0 | 0 | 0 | 0
F7_Industrial_Primary Metals_New_Space Heating_Natural Gas_Gas Furnace - Maintenance_A_Achievable Economic RVT Potential | F7 | Industrial | Primary Metals | New | Space Heating | Natural Gas | Gas Furnace - Maintenance | A | Cumulative Energy Savings (MWh or mTherms) | Achievable Economic RVT Potential | 0 | 0 | 0 | 0 | 0 | 0 | 0 | 0 | 0 | 0 | 0 | 0 | 0 | 0 | 0 | 0 | 0 | 0 | 0 | 0 | 0 | 0 | 0
F8_Industrial_Primary Metals_New_Space Heating_Natural Gas_Gas Furnace - Maintenance_A_Achievable Economic RVT Potential | F8 | Industrial | Primary Metals | New | Space Heating | Natural Gas | Gas Furnace - Maintenance | A | Cumulative Summer Peak Savings (MW) | Achievable Economic RVT Potential | 0 | 0 | 0 | 0 | 0 | 0 | 0 | 0 | 0 | 0 | 0 | 0 | 0 | 0 | 0 | 0 | 0 | 0 | 0 | 0 | 0 | 0 | 0
F9_Industrial_Primary Metals_New_Space Heating_Natural Gas_Gas Furnace - Maintenance_A_Achievable Economic RVT Potential | F9 | Industrial | Primary Metals | New | Space Heating | Natural Gas | Gas Furnace - Maintenance | A | Cumulative Winter Peak Savings (MW) | Achievable Economic RVT Potential | 0 | 0 | 0 | 0 | 0 | 0 | 0 | 0 | 0 | 0 | 0 | 0 | 0 | 0 | 0 | 0 | 0 | 0 | 0 | 0 | 0 | 0 | 0
F10_Industrial_Primary Metals_New_Space Heating_Natural Gas_Gas Furnace - Maintenance_A_Achievable Economic RVT Potential | F10 | Industrial | Primary Metals | New | Space Heating | Natural Gas | Gas Furnace - Maintenance | A | Purchases (Incremental) | Achievable Economic RVT Potential | 0 | 0 | 0 | 0 | 0 | 0 | 0 | 0 | 0 | 0 | 0 | 0 | 0 | 0 | 0 | 0 | 0 | 0 | 0 | 0 | 0 | 0 | 0
F11_Industrial_Primary Metals_New_Space Heating_Natural Gas_Gas Furnace - Maintenance_A_Achievable Economic RVT Potential | F11 | Industrial | Primary Metals | New | Space Heating | Natural Gas | Gas Furnace - Maintenance | A | Purchases (Cumulative) | Achievable Economic RVT Potential | 0 | 0 | 0 | 0 | 0 | 0 | 0 | 0 | 0 | 0 | 0 | 0 | 0 | 0 | 0 | 0 | 0 | 0 | 0 | 0 | 0 | 0 | 0
F1_Industrial_Primary Metals_New_Space Heating_Natural Gas_Gas Boiler - Hot Water Reset_A_Achievable Economic RVT Potential | F1 | Industrial | Primary Metals | New | Space Heating | Natural Gas | Gas Boiler - Hot Water Reset | A | Integrated Unit Energy Savings (kWh or therms) | Achievable Economic RVT Potential | 0 | 0 | 101.164 | 99.9848 | 99.1736 | 98.4432 | 97.9836 | 97.5002 | 97.063 | 96.6319 | 96.3234 | 96.0061 | 95.551 | 95.1429 | 94.7408 | 94.4032 | 94.0855 | 93.6942 | 93.4976 | 93.2407 | 93.0353 | 92.9056 | 0
F2_Industrial_Primary Metals_New_Space Heating_Natural Gas_Gas Boiler - Hot Water Reset_A_Achievable Economic RVT Potential | F2 | Industrial | Primary Metals | New | Space Heating | Natural Gas | Gas Boiler - Hot Water Reset | A | Integrated Unit Summer Peak Savings (kW) | Achievable Economic RVT Potential | 0 | 0 | 0 | 0 | 0 | 0 | 0 | 0 | 0 | 0 | 0 | 0 | 0 | 0 | 0 | 0 | 0 | 0 | 0 | 0 | 0 | 0 | 0
F3_Industrial_Primary Metals_New_Space Heating_Natural Gas_Gas Boiler - Hot Water Reset_A_Achievable Economic RVT Potential | F3 | Industrial | Primary Metals | New | Space Heating | Natural Gas | Gas Boiler - Hot Water Reset | A | Integrated Unit Winter Peak Savings (kW) | Achievable Economic RVT Potential | 0 | 0 | 0 | 0 | 0 | 0 | 0 | 0 | 0 | 0 | 0 | 0 | 0 | 0 | 0 | 0 | 0 | 0 | 0 | 0 | 0 | 0 | 0
F4_Industrial_Primary Metals_New_Space Heating_Natural Gas_Gas Boiler - Hot Water Reset_A_Achievable Economic RVT Potential | F4 | Industrial | Primary Metals | New | Space Heating | Natural Gas | Gas Boiler - Hot Water Reset | A | Incremental Energy Savings (MWh or mTherms) | Achievable Economic RVT Potential | 0 | 0 | 0.00037401 | 0.00079209 | 0.0013709 | 0.0021086 | 0.0027555 | 0.003694 | 0.0045609 | 0.005241 | 0.0053448 | 0.0049945 | 0.0041623 | 0.0029842 | 0.0018201 | 0.00092846 | 0.00041475 | 0.00016 | 0.00034567 | 0.00073866 | 0.0012861 | 0.00199 | 0
F5_Industrial_Primary Metals_New_Space Heating_Natural Gas_Gas Boiler - Hot Water Reset_A_Achievable Economic RVT Potential | F5 | Industrial | Primary Metals | New | Space Heating | Natural Gas | Gas Boiler - Hot Water Reset | A | Incremental Summer Peak Savings (MW) | Achievable Economic RVT Potential | 0 | 0 | 0 | 0 | 0 | 0 | 0 | 0 | 0 | 0 | 0 | 0 | 0 | 0 | 0 | 0 | 0 | 0 | 0 | 0 | 0 | 0 | 0
F6_Industrial_Primary Metals_New_Space Heating_Natural Gas_Gas Boiler - Hot Water Reset_A_Achievable Economic RVT Potential | F6 | Industrial | Primary Metals | New | Space Heating | Natural Gas | Gas Boiler - Hot Water Reset | A | Incremental Winter Peak Savings (MW) | Achievable Economic RVT Potential | 0 | 0 | 0 | 0 | 0 | 0 | 0 | 0 | 0 | 0 | 0 | 0 | 0 | 0 | 0 | 0 | 0 | 0 | 0 | 0 | 0 | 0 | 0
F7_Industrial_Primary Metals_New_Space Heating_Natural Gas_Gas Boiler - Hot Water Reset_A_Achievable Economic RVT Potential | F7 | Industrial | Primary Metals | New | Space Heating | Natural Gas | Gas Boiler - Hot Water Reset | A | Cumulative Energy Savings (MWh or mTherms) | Achievable Economic RVT Potential | 0 | 0 | 0.00037401 | 0.0011617 | 0.0025232 | 0.0046133 | 0.0073473 | 0.011005 | 0.015517 | 0.020689 | 0.025967 | 0.030876 | 0.034892 | 0.037728 | 0.039388 | 0.040176 | 0.040456 | 0.040448 | 0.040363 | 0.040252 | 0.040163 | 0.040107 | 0
F8_Industrial_Primary Metals_New_Space Heating_Natural Gas_Gas Boiler - Hot Water Reset_A_Achievable Economic RVT Potential | F8 | Industrial | Primary Metals | New | Space Heating | Natural Gas | Gas Boiler - Hot Water Reset | A | Cumulative Summer Peak Savings (MW) | Achievable Economic RVT Potential | 0 | 0 | 0 | 0 | 0 | 0 | 0 | 0 | 0 | 0 | 0 | 0 | 0 | 0 | 0 | 0 | 0 | 0 | 0 | 0 | 0 | 0 | 0
F9_Industrial_Primary Metals_New_Space Heating_Natural Gas_Gas Boiler - Hot Water Reset_A_Achievable Economic RVT Potential | F9 | Industrial | Primary Metals | New | Space Heating | Natural Gas | Gas Boiler - Hot Water Reset | A | Cumulative Winter Peak Savings (MW) | Achievable Economic RVT Potential | 0 | 0 | 0 | 0 | 0 | 0 | 0 | 0 | 0 | 0 | 0 | 0 | 0 | 0 | 0 | 0 | 0 | 0 | 0 | 0 | 0 | 0 | 0
F10_Industrial_Primary Metals_New_Space Heating_Natural Gas_Gas Boiler - Hot Water Reset_A_Achievable Economic RVT Potential | F10 | Industrial | Primary Metals | New | Space Heating | Natural Gas | Gas Boiler - Hot Water Reset | A | Purchases (Incremental) | Achievable Economic RVT Potential | 0 | 0 | 0.003697 | 0.0079221 | 0.013824 | 0.02142 | 0.028123 | 0.037888 | 0.046989 | 0.054237 | 0.055488 | 0.052023 | 0.043561 | 0.031366 | 0.019212 | 0.009835 | 0.0044082 | 0.0017077 | 0.003697 | 0.0079221 | 0.013824 | 0.02142 | 0
F11_Industrial_Primary Metals_New_Space Heating_Natural Gas_Gas Boiler - Hot Water Reset_A_Achievable Economic RVT Potential | F11 | Industrial | Primary Metals | New | Space Heating | Natural Gas | Gas Boiler - Hot Water Reset | A | Purchases (Cumulative) | Achievable Economic RVT Potential | 0 | 0 | 0.003697 | 0.011619 | 0.025443 | 0.046862 | 0.074985 | 0.11287 | 0.15986 | 0.2141 | 0.26959 | 0.32161 | 0.36517 | 0.39654 | 0.41575 | 0.42558 | 0.42999 | 0.4317 | 0.4317 | 0.4317 | 0.4317 | 0.4317 | 0
F1_Industrial_Primary Metals_New_Process_Natural Gas_Gas Boiler - Hot Water Reset_A_Achievable Economic RVT Potential | F1 | Industrial | Primary Metals | New | Process | Natural Gas | Gas Boiler - Hot Water Reset | A | Integrated Unit Energy Savings (kWh or therms) | Achievable Economic RVT Potential | 0 | 0 | 50.8753 | 50.8234 | 50.7756 | 50.7335 | 50.6742 | 50.6373 | 50.6136 | 50.6032 | 50.5907 | 50.5864 | 50.5848 | 50.5891 | 50.5863 | 50.5888 | 50.5923 | 50.6033 | 50.6144 | 50.6303 | 50.6446 | 50.6577 | 0
F2_Industrial_Primary Metals_New_Process_Natural Gas_Gas Boiler - Hot Water Reset_A_Achievable Economic RVT Potential | F2 | Industrial | Primary Metals | New | Process | Natural Gas | Gas Boiler - Hot Water Reset | A | Integrated Unit Summer Peak Savings (kW) | Achievable Economic RVT Potential | 0 | 0 | 0 | 0 | 0 | 0 | 0 | 0 | 0 | 0 | 0 | 0 | 0 | 0 | 0 | 0 | 0 | 0 | 0 | 0 | 0 | 0 | 0
F3_Industrial_Primary Metals_New_Process_Natural Gas_Gas Boiler - Hot Water Reset_A_Achievable Economic RVT Potential | F3 | Industrial | Primary Metals | New | Process | Natural Gas | Gas Boiler - Hot Water Reset | A | Integrated Unit Winter Peak Savings (kW) | Achievable Economic RVT Potential | 0 | 0 | 0 | 0 | 0 | 0 | 0 | 0 | 0 | 0 | 0 | 0 | 0 | 0 | 0 | 0 | 0 | 0 | 0 | 0 | 0 | 0 | 0
F4_Industrial_Primary Metals_New_Process_Natural Gas_Gas Boiler - Hot Water Reset_A_Achievable Economic RVT Potential | F4 | Industrial | Primary Metals | New | Process | Natural Gas | Gas Boiler - Hot Water Reset | A | Incremental Energy Savings (MWh or mTherms) | Achievable Economic RVT Potential | 0 | 0 | 0.0068124 | 0.014583 | 0.025422 | 0.039359 | 0.051616 | 0.069487 | 0.086139 | 0.099406 | 0.10167 | 0.095316 | 0.07981 | 0.057471 | 0.0352 | 0.018021 | 0.0080777 | 0.0031298 | 0.0067775 | 0.014527 | 0.025357 | 0.0393 | 0
F5_Industrial_Primary Metals_New_Process_Natural Gas_Gas Boiler - Hot Water Reset_A_Achievable Economic RVT Potential | F5 | Industrial | Primary Metals | New | Process | Natural Gas | Gas Boiler - Hot Water Reset | A | Incremental Summer Peak Savings (MW) | Achievable Economic RVT Potential | 0 | 0 | 0 | 0 | 0 | 0 | 0 | 0 | 0 | 0 | 0 | 0 | 0 | 0 | 0 | 0 | 0 | 0 | 0 | 0 | 0 | 0 | 0
F6_Industrial_Primary Metals_New_Process_Natural Gas_Gas Boiler - Hot Water Reset_A_Achievable Economic RVT Potential | F6 | Industrial | Primary Metals | New | Process | Natural Gas | Gas Boiler - Hot Water Reset | A | Incremental Winter Peak Savings (MW) | Achievable Economic RVT Potential | 0 | 0 | 0 | 0 | 0 | 0 | 0 | 0 | 0 | 0 | 0 | 0 | 0 | 0 | 0 | 0 | 0 | 0 | 0 | 0 | 0 | 0 | 0
F7_Industrial_Primary Metals_New_Process_Natural Gas_Gas Boiler - Hot Water Reset_A_Achievable Economic RVT Potential | F7 | Industrial | Primary Metals | New | Process | Natural Gas | Gas Boiler - Hot Water Reset | A | Cumulative Energy Savings (MWh or mTherms) | Achievable Economic RVT Potential | 0 | 0 | 0.0068124 | 0.021388 | 0.04679 | 0.086111 | 0.13763 | 0.20701 | 0.29306 | 0.3924 | 0.49398 | 0.58925 | 0.66904 | 0.72657 | 0.76173 | 0.77979 | 0.78792 | 0.79122 | 0.7914 | 0.79164 | 0.79187 | 0.79207 | 0
F8_Industrial_Primary Metals_New_Process_Natural Gas_Gas Boiler - Hot Water Reset_A_Achievable Economic RVT Potential | F8 | Industrial | Primary Metals | New | Process | Natural Gas | Gas Boiler - Hot Water Reset | A | Cumulative Summer Peak Savings (MW) | Achievable Economic RVT Potential | 0 | 0 | 0 | 0 | 0 | 0 | 0 | 0 | 0 | 0 | 0 | 0 | 0 | 0 | 0 | 0 | 0 | 0 | 0 | 0 | 0 | 0 | 0
F9_Industrial_Primary Metals_New_Process_Natural Gas_Gas Boiler - Hot Water Reset_A_Achievable Economic RVT Potential | F9 | Industrial | Primary Metals | New | Process | Natural Gas | Gas Boiler - Hot Water Reset | A | Cumulative Winter Peak Savings (MW) | Achievable Economic RVT Potential | 0 | 0 | 0 | 0 | 0 | 0 | 0 | 0 | 0 | 0 | 0 | 0 | 0 | 0 | 0 | 0 | 0 | 0 | 0 | 0 | 0 | 0 | 0
F10_Industrial_Primary Metals_New_Process_Natural Gas_Gas Boiler - Hot Water Reset_A_Achievable Economic RVT Potential | F10 | Industrial | Primary Metals | New | Process | Natural Gas | Gas Boiler - Hot Water Reset | A | Purchases (Incremental) | Achievable Economic RVT Potential | 0 | 0 | 0.1339 | 0.28693 | 0.50068 | 0.7758 | 1.0186 | 1.3723 | 1.7019 | 1.9644 | 2.0097 | 1.8842 | 1.5777 | 1.136 | 0.69584 | 0.35622 | 0.15966 | 0.06185 | 0.1339 | 0.28693 | 0.50068 | 0.7758 | 0
F11_Industrial_Primary Metals_New_Process_Natural Gas_Gas Boiler - Hot Water Reset_A_Achievable Economic RVT Potential | F11 | Industrial | Primary Metals | New | Process | Natural Gas | Gas Boiler - Hot Water Reset | A | Purchases (Cumulative) | Achievable Economic RVT Potential | 0 | 0 | 0.1339 | 0.42084 | 0.92152 | 1.6973 | 2.7159 | 4.0882 | 5.7901 | 7.7545 | 9.7642 | 11.6484 | 13.2262 | 14.3622 | 15.0581 | 15.4143 | 15.5739 | 15.6358 | 15.6358 | 15.6358 | 15.6358 | 15.6358 | 0
F1_Industrial_Primary Metals_New_Space Heating_Natural Gas_Steam Trap Maintenance_A_Achievable Economic RVT Potential | F1 | Industrial | Primary Metals | New | Space Heating | Natural Gas | Steam Trap Maintenance | A | Integrated Unit Energy Savings (kWh or therms) | Achievable Economic RVT Potential | 0 | 0 | 35.7827 | 35.3903 | 35.1259 | 34.8873 | 34.7525 | 34.5988 | 34.458 | 34.3151 | 34.218 | 34.1151 | 33.9627 | 33.8246 | 33.6928 | 33.5813 | 33.4765 | 33.3393 | 33.273 | 33.1808 | 33.1067 | 33.0596 | 0
F2_Industrial_Primary Metals_New_Space Heating_Natural Gas_Steam Trap Maintenance_A_Achievable Economic RVT Potential | F2 | Industrial | Primary Metals | New | Space Heating | Natural Gas | Steam Trap Maintenance | A | Integrated Unit Summer Peak Savings (kW) | Achievable Economic RVT Potential | 0 | 0 | 0 | 0 | 0 | 0 | 0 | 0 | 0 | 0 | 0 | 0 | 0 | 0 | 0 | 0 | 0 | 0 | 0 | 0 | 0 | 0 | 0
F3_Industrial_Primary Metals_New_Space Heating_Natural Gas_Steam Trap Maintenance_A_Achievable Economic RVT Potential | F3 | Industrial | Primary Metals | New | Space Heating | Natural Gas | Steam Trap Maintenance | A | Integrated Unit Winter Peak Savings (kW) | Achievable Economic RVT Potential | 0 | 0 | 0 | 0 | 0 | 0 | 0 | 0 | 0 | 0 | 0 | 0 | 0 | 0 | 0 | 0 | 0 | 0 | 0 | 0 | 0 | 0 | 0
F4_Industrial_Primary Metals_New_Space Heating_Natural Gas_Steam Trap Maintenance_A_Achievable Economic RVT Potential | F4 | Industrial | Primary Metals | New | Space Heating | Natural Gas | Steam Trap Maintenance | A | Incremental Energy Savings (MWh or mTherms) | Achievable Economic RVT Potential | 0 | 0 | 0 | 0 | 0 | 0 | 0 | 0 | 0 | 0 | 0 | 0 | 0 | 0 | 0 | 0 | 0 | 0 | 0 | 0 | 0 | 0 | 0
F5_Industrial_Primary Metals_New_Space Heating_Natural Gas_Steam Trap Maintenance_A_Achievable Economic RVT Potential | F5 | Industrial | Primary Metals | New | Space Heating | Natural Gas | Steam Trap Maintenance | A | Incremental Summer Peak Savings (MW) | Achievable Economic RVT Potential | 0 | 0 | 0 | 0 | 0 | 0 | 0 | 0 | 0 | 0 | 0 | 0 | 0 | 0 | 0 | 0 | 0 | 0 | 0 | 0 | 0 | 0 | 0
F6_Industrial_Primary Metals_New_Space Heating_Natural Gas_Steam Trap Maintenance_A_Achievable Economic RVT Potential | F6 | Industrial | Primary Metals | New | Space Heating | Natural Gas | Steam Trap Maintenance | A | Incremental Winter Peak Savings (MW) | Achievable Economic RVT Potential | 0 | 0 | 0 | 0 | 0 | 0 | 0 | 0 | 0 | 0 | 0 | 0 | 0 | 0 | 0 | 0 | 0 | 0 | 0 | 0 | 0 | 0 | 0
F7_Industrial_Primary Metals_New_Space Heating_Natural Gas_Steam Trap Maintenance_A_Achievable Economic RVT Potential | F7 | Industrial | Primary Metals | New | Space Heating | Natural Gas | Steam Trap Maintenance | A | Cumulative Energy Savings (MWh or mTherms) | Achievable Economic RVT Potential | 0 | 0 | 0 | 0 | 0 | 0 | 0 | 0 | 0 | 0 | 0 | 0 | 0 | 0 | 0 | 0 | 0 | 0 | 0 | 0 | 0 | 0 | 0
F8_Industrial_Primary Metals_New_Space Heating_Natural Gas_Steam Trap Maintenance_A_Achievable Economic RVT Potential | F8 | Industrial | Primary Metals | New | Space Heating | Natural Gas | Steam Trap Maintenance | A | Cumulative Summer Peak Savings (MW) | Achievable Economic RVT Potential | 0 | 0 | 0 | 0 | 0 | 0 | 0 | 0 | 0 | 0 | 0 | 0 | 0 | 0 | 0 | 0 | 0 | 0 | 0 | 0 | 0 | 0 | 0
F9_Industrial_Primary Metals_New_Space Heating_Natural Gas_Steam Trap Maintenance_A_Achievable Economic RVT Potential | F9 | Industrial | Primary Metals | New | Space Heating | Natural Gas | Steam Trap Maintenance | A | Cumulative Winter Peak Savings (MW) | Achievable Economic RVT Potential | 0 | 0 | 0 | 0 | 0 | 0 | 0 | 0 | 0 | 0 | 0 | 0 | 0 | 0 | 0 | 0 | 0 | 0 | 0 | 0 | 0 | 0 | 0
F10_Industrial_Primary Metals_New_Space Heating_Natural Gas_Steam Trap Maintenance_A_Achievable Economic RVT Potential | F10 | Industrial | Primary Metals | New | Space Heating | Natural Gas | Steam Trap Maintenance | A | Purchases (Incremental) | Achievable Economic RVT Potential | 0 | 0 | 0 | 0 | 0 | 0 | 0 | 0 | 0 | 0 | 0 | 0 | 0 | 0 | 0 | 0 | 0 | 0 | 0 | 0 | 0 | 0 | 0
F11_Industrial_Primary Metals_New_Space Heating_Natural Gas_Steam Trap Maintenance_A_Achievable Economic RVT Potential | F11 | Industrial | Primary Metals | New | Space Heating | Natural Gas | Steam Trap Maintenance | A | Purchases (Cumulative) | Achievable Economic RVT Potential | 0 | 0 | 0 | 0 | 0 | 0 | 0 | 0 | 0 | 0 | 0 | 0 | 0 | 0 | 0 | 0 | 0 | 0 | 0 | 0 | 0 | 0 | 0
F1_Industrial_Primary Metals_New_Process_Natural Gas_Steam Trap Maintenance_A_Achievable Economic RVT Potential | F1 | Industrial | Primary Metals | New | Process | Natural Gas | Steam Trap Maintenance | A | Integrated Unit Energy Savings (kWh or therms) | Achievable Economic RVT Potential | 0 | 0 | 35.9759 | 35.9562 | 35.938 | 35.9222 | 35.8999 | 35.8839 | 35.8741 | 35.8702 | 35.8657 | 35.8652 | 35.8662 | 35.8699 | 35.8708 | 35.874 | 35.8776 | 35.8825 | 35.8875 | 35.8931 | 35.8981 | 35.9027 | 0
F2_Industrial_Primary Metals_New_Process_Natural Gas_Steam Trap Maintenance_A_Achievable Economic RVT Potential | F2 | Industrial | Primary Metals | New | Process | Natural Gas | Steam Trap Maintenance | A | Integrated Unit Summer Peak Savings (kW) | Achievable Economic RVT Potential | 0 | 0 | 0 | 0 | 0 | 0 | 0 | 0 | 0 | 0 | 0 | 0 | 0 | 0 | 0 | 0 | 0 | 0 | 0 | 0 | 0 | 0 | 0
F3_Industrial_Primary Metals_New_Process_Natural Gas_Steam Trap Maintenance_A_Achievable Economic RVT Potential | F3 | Industrial | Primary Metals | New | Process | Natural Gas | Steam Trap Maintenance | A | Integrated Unit Winter Peak Savings (kW) | Achievable Economic RVT Potential | 0 | 0 | 0 | 0 | 0 | 0 | 0 | 0 | 0 | 0 | 0 | 0 | 0 | 0 | 0 | 0 | 0 | 0 | 0 | 0 | 0 | 0 | 0
F4_Industrial_Primary Metals_New_Process_Natural Gas_Steam Trap Maintenance_A_Achievable Economic RVT Potential | F4 | Industrial | Primary Metals | New | Process | Natural Gas | Steam Trap Maintenance | A | Incremental Energy Savings (MWh or mTherms) | Achievable Economic RVT Potential | 0 | 0 | 0 | 0 | 0 | 0 | 0 | 0 | 0 | 0 | 0 | 0 | 0 | 0 | 0 | 0 | 0 | 0 | 0 | 0 | 0 | 0 | 0
F5_Industrial_Primary Metals_New_Process_Natural Gas_Steam Trap Maintenance_A_Achievable Economic RVT Potential | F5 | Industrial | Primary Metals | New | Process | Natural Gas | Steam Trap Maintenance | A | Incremental Summer Peak Savings (MW) | Achievable Economic RVT Potential | 0 | 0 | 0 | 0 | 0 | 0 | 0 | 0 | 0 | 0 | 0 | 0 | 0 | 0 | 0 | 0 | 0 | 0 | 0 | 0 | 0 | 0 | 0
F6_Industrial_Primary Metals_New_Process_Natural Gas_Steam Trap Maintenance_A_Achievable Economic RVT Potential | F6 | Industrial | Primary Metals | New | Process | Natural Gas | Steam Trap Maintenance | A | Incremental Winter Peak Savings (MW) | Achievable Economic RVT Potential | 0 | 0 | 0 | 0 | 0 | 0 | 0 | 0 | 0 | 0 | 0 | 0 | 0 | 0 | 0 | 0 | 0 | 0 | 0 | 0 | 0 | 0 | 0
F7_Industrial_Primary Metals_New_Process_Natural Gas_Steam Trap Maintenance_A_Achievable Economic RVT Potential | F7 | Industrial | Primary Metals | New | Process | Natural Gas | Steam Trap Maintenance | A | Cumulative Energy Savings (MWh or mTherms) | Achievable Economic RVT Potential | 0 | 0 | 0 | 0 | 0 | 0 | 0 | 0 | 0 | 0 | 0 | 0 | 0 | 0 | 0 | 0 | 0 | 0 | 0 | 0 | 0 | 0 | 0
F8_Industrial_Primary Metals_New_Process_Natural Gas_Steam Trap Maintenance_A_Achievable Economic RVT Potential | F8 | Industrial | Primary Metals | New | Process | Natural Gas | Steam Trap Maintenance | A | Cumulative Summer Peak Savings (MW) | Achievable Economic RVT Potential | 0 | 0 | 0 | 0 | 0 | 0 | 0 | 0 | 0 | 0 | 0 | 0 | 0 | 0 | 0 | 0 | 0 | 0 | 0 | 0 | 0 | 0 | 0
F9_Industrial_Primary Metals_New_Process_Natural Gas_Steam Trap Maintenance_A_Achievable Economic RVT Potential | F9 | Industrial | Primary Metals | New | Process | Natural Gas | Steam Trap Maintenance | A | Cumulative Winter Peak Savings (MW) | Achievable Economic RVT Potential | 0 | 0 | 0 | 0 | 0 | 0 | 0 | 0 | 0 | 0 | 0 | 0 | 0 | 0 | 0 | 0 | 0 | 0 | 0 | 0 | 0 | 0 | 0
F10_Industrial_Primary Metals_New_Process_Natural Gas_Steam Trap Maintenance_A_Achievable Economic RVT Potential | F10 | Industrial | Primary Metals | New | Process | Natural Gas | Steam Trap Maintenance | A | Purchases (Incremental) | Achievable Economic RVT Potential | 0 | 0 | 0 | 0 | 0 | 0 | 0 | 0 | 0 | 0 | 0 | 0 | 0 | 0 | 0 | 0 | 0 | 0 | 0 | 0 | 0 | 0 | 0
F11_Industrial_Primary Metals_New_Process_Natural Gas_Steam Trap Maintenance_A_Achievable Economic RVT Potential | F11 | Industrial | Primary Metals | New | Process | Natural Gas | Steam Trap Maintenance | A | Purchases (Cumulative) | Achievable Economic RVT Potential | 0 | 0 | 0 | 0 | 0 | 0 | 0 | 0 | 0 | 0 | 0 | 0 | 0 | 0 | 0 | 0 | 0 | 0 | 0 | 0 | 0 | 0 | 0
F1_Industrial_Primary Metals_New_Space Heating_Natural Gas_Gas Boiler - High Turndown_A_Achievable Economic RVT Potential | F1 | Industrial | Primary Metals | New | Space Heating | Natural Gas | Gas Boiler - High Turndown | A | Integrated Unit Energy Savings (kWh or therms) | Achievable Economic RVT Potential | 0 | 0 | 37.9214 | 37.4653 | 37.1414 | 36.8402 | 36.6236 | 36.3858 | 36.1488 | 35.8994 | 35.6704 | 35.4279 | 35.1249 | 34.8449 | 34.5554 | 34.3164 | 34.1093 | 33.9139 | 33.7951 | 33.6959 | 33.6387 | 33.6252 | 0
F2_Industrial_Primary Metals_New_Space Heating_Natural Gas_Gas Boiler - High Turndown_A_Achievable Economic RVT Potential | F2 | Industrial | Primary Metals | New | Space Heating | Natural Gas | Gas Boiler - High Turndown | A | Integrated Unit Summer Peak Savings (kW) | Achievable Economic RVT Potential | 0 | 0 | 0 | 0 | 0 | 0 | 0 | 0 | 0 | 0 | 0 | 0 | 0 | 0 | 0 | 0 | 0 | 0 | 0 | 0 | 0 | 0 | 0
F3_Industrial_Primary Metals_New_Space Heating_Natural Gas_Gas Boiler - High Turndown_A_Achievable Economic RVT Potential | F3 | Industrial | Primary Metals | New | Space Heating | Natural Gas | Gas Boiler - High Turndown | A | Integrated Unit Winter Peak Savings (kW) | Achievable Economic RVT Potential | 0 | 0 | 0 | 0 | 0 | 0 | 0 | 0 | 0 | 0 | 0 | 0 | 0 | 0 | 0 | 0 | 0 | 0 | 0 | 0 | 0 | 0 | 0
F4_Industrial_Primary Metals_New_Space Heating_Natural Gas_Gas Boiler - High Turndown_A_Achievable Economic RVT Potential | F4 | Industrial | Primary Metals | New | Space Heating | Natural Gas | Gas Boiler - High Turndown | A | Incremental Energy Savings (MWh or mTherms) | Achievable Economic RVT Potential | 0 | 0 | 0 | 0 | 0 | 0 | 0 | 0 | 0 | 0 | 0 | 0 | 0 | 0 | 0 | 0 | 0 | 0 | 0 | 0 | 0 | 0 | 0
F5_Industrial_Primary Metals_New_Space Heating_Natural Gas_Gas Boiler - High Turndown_A_Achievable Economic RVT Potential | F5 | Industrial | Primary Metals | New | Space Heating | Natural Gas | Gas Boiler - High Turndown | A | Incremental Summer Peak Savings (MW) | Achievable Economic RVT Potential | 0 | 0 | 0 | 0 | 0 | 0 | 0 | 0 | 0 | 0 | 0 | 0 | 0 | 0 | 0 | 0 | 0 | 0 | 0 | 0 | 0 | 0 | 0
F6_Industrial_Primary Metals_New_Space Heating_Natural Gas_Gas Boiler - High Turndown_A_Achievable Economic RVT Potential | F6 | Industrial | Primary Metals | New | Space Heating | Natural Gas | Gas Boiler - High Turndown | A | Incremental Winter Peak Savings (MW) | Achievable Economic RVT Potential | 0 | 0 | 0 | 0 | 0 | 0 | 0 | 0 | 0 | 0 | 0 | 0 | 0 | 0 | 0 | 0 | 0 | 0 | 0 | 0 | 0 | 0 | 0
F7_Industrial_Primary Metals_New_Space Heating_Natural Gas_Gas Boiler - High Turndown_A_Achievable Economic RVT Potential | F7 | Industrial | Primary Metals | New | Space Heating | Natural Gas | Gas Boiler - High Turndown | A | Cumulative Energy Savings (MWh or mTherms) | Achievable Economic RVT Potential | 0 | 0 | 0 | 0 | 0 | 0 | 0 | 0 | 0 | 0 | 0 | 0 | 0 | 0 | 0 | 0 | 0 | 0 | 0 | 0 | 0 | 0 | 0
F8_Industrial_Primary Metals_New_Space Heating_Natural Gas_Gas Boiler - High Turndown_A_Achievable Economic RVT Potential | F8 | Industrial | Primary Metals | New | Space Heating | Natural Gas | Gas Boiler - High Turndown | A | Cumulative Summer Peak Savings (MW) | Achievable Economic RVT Potential | 0 | 0 | 0 | 0 | 0 | 0 | 0 | 0 | 0 | 0 | 0 | 0 | 0 | 0 | 0 | 0 | 0 | 0 | 0 | 0 | 0 | 0 | 0
F9_Industrial_Primary Metals_New_Space Heating_Natural Gas_Gas Boiler - High Turndown_A_Achievable Economic RVT Potential | F9 | Industrial | Primary Metals | New | Space Heating | Natural Gas | Gas Boiler - High Turndown | A | Cumulative Winter Peak Savings (MW) | Achievable Economic RVT Potential | 0 | 0 | 0 | 0 | 0 | 0 | 0 | 0 | 0 | 0 | 0 | 0 | 0 | 0 | 0 | 0 | 0 | 0 | 0 | 0 | 0 | 0 | 0
F10_Industrial_Primary Metals_New_Space Heating_Natural Gas_Gas Boiler - High Turndown_A_Achievable Economic RVT Potential | F10 | Industrial | Primary Metals | New | Space Heating | Natural Gas | Gas Boiler - High Turndown | A | Purchases (Incremental) | Achievable Economic RVT Potential | 0 | 0 | 0 | 0 | 0 | 0 | 0 | 0 | 0 | 0 | 0 | 0 | 0 | 0 | 0 | 0 | 0 | 0 | 0 | 0 | 0 | 0 | 0
F11_Industrial_Primary Metals_New_Space Heating_Natural Gas_Gas Boiler - High Turndown_A_Achievable Economic RVT Potential | F11 | Industrial | Primary Metals | New | Space Heating | Natural Gas | Gas Boiler - High Turndown | A | Purchases (Cumulative) | Achievable Economic RVT Potential | 0 | 0 | 0 | 0 | 0 | 0 | 0 | 0 | 0 | 0 | 0 | 0 | 0 | 0 | 0 | 0 | 0 | 0 | 0 | 0 | 0 | 0 | 0
F1_Industrial_Primary Metals_New_Process_Natural Gas_Gas Boiler - High Turndown_A_Achievable Economic RVT Potential | F1 | Industrial | Primary Metals | New | Process | Natural Gas | Gas Boiler - High Turndown | A | Integrated Unit Energy Savings (kWh or therms) | Achievable Economic RVT Potential | 0 | 0 | 38.1434 | 38.0966 | 38.053 | 38.0143 | 37.9597 | 37.9232 | 37.8975 | 37.8832 | 37.8666 | 37.8582 | 37.8529 | 37.8541 | 37.8488 | 37.8492 | 37.8505 | 37.8589 | 37.8652 | 37.8759 | 37.8852 | 37.8934 | 0
F2_Industrial_Primary Metals_New_Process_Natural Gas_Gas Boiler - High Turndown_A_Achievable Economic RVT Potential | F2 | Industrial | Primary Metals | New | Process | Natural Gas | Gas Boiler - High Turndown | A | Integrated Unit Summer Peak Savings (kW) | Achievable Economic RVT Potential | 0 | 0 | 0 | 0 | 0 | 0 | 0 | 0 | 0 | 0 | 0 | 0 | 0 | 0 | 0 | 0 | 0 | 0 | 0 | 0 | 0 | 0 | 0
F3_Industrial_Primary Metals_New_Process_Natural Gas_Gas Boiler - High Turndown_A_Achievable Economic RVT Potential | F3 | Industrial | Primary Metals | New | Process | Natural Gas | Gas Boiler - High Turndown | A | Integrated Unit Winter Peak Savings (kW) | Achievable Economic RVT Potential | 0 | 0 | 0 | 0 | 0 | 0 | 0 | 0 | 0 | 0 | 0 | 0 | 0 | 0 | 0 | 0 | 0 | 0 | 0 | 0 | 0 | 0 | 0
F4_Industrial_Primary Metals_New_Process_Natural Gas_Gas Boiler - High Turndown_A_Achievable Economic RVT Potential | F4 | Industrial | Primary Metals | New | Process | Natural Gas | Gas Boiler - High Turndown | A | Incremental Energy Savings (MWh or mTherms) | Achievable Economic RVT Potential | 0 | 0 | 0 | 0 | 0 | 0 | 0 | 0 | 0 | 0 | 0 | 0 | 0 | 0 | 0 | 0 | 0 | 0 | 0 | 0 | 0 | 0 | 0
F5_Industrial_Primary Metals_New_Process_Natural Gas_Gas Boiler - High Turndown_A_Achievable Economic RVT Potential | F5 | Industrial | Primary Metals | New | Process | Natural Gas | Gas Boiler - High Turndown | A | Incremental Summer Peak Savings (MW) | Achievable Economic RVT Potential | 0 | 0 | 0 | 0 | 0 | 0 | 0 | 0 | 0 | 0 | 0 | 0 | 0 | 0 | 0 | 0 | 0 | 0 | 0 | 0 | 0 | 0 | 0
F6_Industrial_Primary Metals_New_Process_Natural Gas_Gas Boiler - High Turndown_A_Achievable Economic RVT Potential | F6 | Industrial | Primary Metals | New | Process | Natural Gas | Gas Boiler - High Turndown | A | Incremental Winter Peak Savings (MW) | Achievable Economic RVT Potential | 0 | 0 | 0 | 0 | 0 | 0 | 0 | 0 | 0 | 0 | 0 | 0 | 0 | 0 | 0 | 0 | 0 | 0 | 0 | 0 | 0 | 0 | 0
F7_Industrial_Primary Metals_New_Process_Natural Gas_Gas Boiler - High Turndown_A_Achievable Economic RVT Potential | F7 | Industrial | Primary Metals | New | Process | Natural Gas | Gas Boiler - High Turndown | A | Cumulative Energy Savings (MWh or mTherms) | Achievable Economic RVT Potential | 0 | 0 | 0 | 0 | 0 | 0 | 0 | 0 | 0 | 0 | 0 | 0 | 0 | 0 | 0 | 0 | 0 | 0 | 0 | 0 | 0 | 0 | 0
F8_Industrial_Primary Metals_New_Process_Natural Gas_Gas Boiler - High Turndown_A_Achievable Economic RVT Potential | F8 | Industrial | Primary Metals | New | Process | Natural Gas | Gas Boiler - High Turndown | A | Cumulative Summer Peak Savings (MW) | Achievable Economic RVT Potential | 0 | 0 | 0 | 0 | 0 | 0 | 0 | 0 | 0 | 0 | 0 | 0 | 0 | 0 | 0 | 0 | 0 | 0 | 0 | 0 | 0 | 0 | 0
F9_Industrial_Primary Metals_New_Process_Natural Gas_Gas Boiler - High Turndown_A_Achievable Economic RVT Potential | F9 | Industrial | Primary Metals | New | Process | Natural Gas | Gas Boiler - High Turndown | A | Cumulative Winter Peak Savings (MW) | Achievable Economic RVT Potential | 0 | 0 | 0 | 0 | 0 | 0 | 0 | 0 | 0 | 0 | 0 | 0 | 0 | 0 | 0 | 0 | 0 | 0 | 0 | 0 | 0 | 0 | 0
F10_Industrial_Primary Metals_New_Process_Natural Gas_Gas Boiler - High Turndown_A_Achievable Economic RVT Potential | F10 | Industrial | Primary Metals | New | Process | Natural Gas | Gas Boiler - High Turndown | A | Purchases (Incremental) | Achievable Economic RVT Potential | 0 | 0 | 0 | 0 | 0 | 0 | 0 | 0 | 0 | 0 | 0 | 0 | 0 | 0 | 0 | 0 | 0 | 0 | 0 | 0 | 0 | 0 | 0
F11_Industrial_Primary Metals_New_Process_Natural Gas_Gas Boiler - High Turndown_A_Achievable Economic RVT Potential | F11 | Industrial | Primary Metals | New | Process | Natural Gas | Gas Boiler - High Turndown | A | Purchases (Cumulative) | Achievable Economic RVT Potential | 0 | 0 | 0 | 0 | 0 | 0 | 0 | 0 | 0 | 0 | 0 | 0 | 0 | 0 | 0 | 0 | 0 | 0 | 0 | 0 | 0 | 0 | 0
F1_Industrial_Primary Metals_New_Space Heating_Natural Gas_Gas Boiler - Burner Control Optimization_A_Achievable Economic RVT Potential | F1 | Industrial | Primary Metals | New | Space Heating | Natural Gas | Gas Boiler - Burner Control Optimization | A | Integrated Unit Energy Savings (kWh or therms) | Achievable Economic RVT Potential | 0 | 0 | 10.9967 | 10.8642 | 10.77 | 10.6825 | 10.6194 | 10.5502 | 10.4814 | 10.409 | 10.3425 | 10.2722 | 10.1844 | 10.1033 | 10.0193 | 9.95 | 9.8901 | 9.8335 | 9.7991 | 9.7704 | 9.7539 | 9.75 | 0
F2_Industrial_Primary Metals_New_Space Heating_Natural Gas_Gas Boiler - Burner Control Optimization_A_Achievable Economic RVT Potential | F2 | Industrial | Primary Metals | New | Space Heating | Natural Gas | Gas Boiler - Burner Control Optimization | A | Integrated Unit Summer Peak Savings (kW) | Achievable Economic RVT Potential | 0 | 0 | 0 | 0 | 0 | 0 | 0 | 0 | 0 | 0 | 0 | 0 | 0 | 0 | 0 | 0 | 0 | 0 | 0 | 0 | 0 | 0 | 0
F3_Industrial_Primary Metals_New_Space Heating_Natural Gas_Gas Boiler - Burner Control Optimization_A_Achievable Economic RVT Potential | F3 | Industrial | Primary Metals | New | Space Heating | Natural Gas | Gas Boiler - Burner Control Optimization | A | Integrated Unit Winter Peak Savings (kW) | Achievable Economic RVT Potential | 0 | 0 | 0 | 0 | 0 | 0 | 0 | 0 | 0 | 0 | 0 | 0 | 0 | 0 | 0 | 0 | 0 | 0 | 0 | 0 | 0 | 0 | 0
F4_Industrial_Primary Metals_New_Space Heating_Natural Gas_Gas Boiler - Burner Control Optimization_A_Achievable Economic RVT Potential | F4 | Industrial | Primary Metals | New | Space Heating | Natural Gas | Gas Boiler - Burner Control Optimization | A | Incremental Energy Savings (MWh or mTherms) | Achievable Economic RVT Potential | 0 | 0 | 0 | 0 | 0 | 0 | 0 | 0 | 0 | 0 | 0 | 0 | 0 | 0 | 0 | 0 | 0 | 0 | 0 | 0 | 0 | 0 | 0
F5_Industrial_Primary Metals_New_Space Heating_Natural Gas_Gas Boiler - Burner Control Optimization_A_Achievable Economic RVT Potential | F5 | Industrial | Primary Metals | New | Space Heating | Natural Gas | Gas Boiler - Burner Control Optimization | A | Incremental Summer Peak Savings (MW) | Achievable Economic RVT Potential | 0 | 0 | 0 | 0 | 0 | 0 | 0 | 0 | 0 | 0 | 0 | 0 | 0 | 0 | 0 | 0 | 0 | 0 | 0 | 0 | 0 | 0 | 0
F6_Industrial_Primary Metals_New_Space Heating_Natural Gas_Gas Boiler - Burner Control Optimization_A_Achievable Economic RVT Potential | F6 | Industrial | Primary Metals | New | Space Heating | Natural Gas | Gas Boiler - Burner Control Optimization | A | Incremental Winter Peak Savings (MW) | Achievable Economic RVT Potential | 0 | 0 | 0 | 0 | 0 | 0 | 0 | 0 | 0 | 0 | 0 | 0 | 0 | 0 | 0 | 0 | 0 | 0 | 0 | 0 | 0 | 0 | 0
F7_Industrial_Primary Metals_New_Space Heating_Natural Gas_Gas Boiler - Burner Control Optimization_A_Achievable Economic RVT Potential | F7 | Industrial | Primary Metals | New | Space Heating | Natural Gas | Gas Boiler - Burner Control Optimization | A | Cumulative Energy Savings (MWh or mTherms) | Achievable Economic RVT Potential | 0 | 0 | 0 | 0 | 0 | 0 | 0 | 0 | 0 | 0 | 0 | 0 | 0 | 0 | 0 | 0 | 0 | 0 | 0 | 0 | 0 | 0 | 0
F8_Industrial_Primary Metals_New_Space Heating_Natural Gas_Gas Boiler - Burner Control Optimization_A_Achievable Economic RVT Potential | F8 | Industrial | Primary Metals | New | Space Heating | Natural Gas | Gas Boiler - Burner Control Optimization | A | Cumulative Summer Peak Savings (MW) | Achievable Economic RVT Potential | 0 | 0 | 0 | 0 | 0 | 0 | 0 | 0 | 0 | 0 | 0 | 0 | 0 | 0 | 0 | 0 | 0 | 0 | 0 | 0 | 0 | 0 | 0
F9_Industrial_Primary Metals_New_Space Heating_Natural Gas_Gas Boiler - Burner Control Optimization_A_Achievable Economic RVT Potential | F9 | Industrial | Primary Metals | New | Space Heating | Natural Gas | Gas Boiler - Burner Control Optimization | A | Cumulative Winter Peak Savings (MW) | Achievable Economic RVT Potential | 0 | 0 | 0 | 0 | 0 | 0 | 0 | 0 | 0 | 0 | 0 | 0 | 0 | 0 | 0 | 0 | 0 | 0 | 0 | 0 | 0 | 0 | 0
F10_Industrial_Primary Metals_New_Space Heating_Natural Gas_Gas Boiler - Burner Control Optimization_A_Achievable Economic RVT Potential | F10 | Industrial | Primary Metals | New | Space Heating | Natural Gas | Gas Boiler - Burner Control Optimization | A | Purchases (Incremental) | Achievable Economic RVT Potential | 0 | 0 | 0 | 0 | 0 | 0 | 0 | 0 | 0 | 0 | 0 | 0 | 0 | 0 | 0 | 0 | 0 | 0 | 0 | 0 | 0 | 0 | 0
F11_Industrial_Primary Metals_New_Space Heating_Natural Gas_Gas Boiler - Burner Control Optimization_A_Achievable Economic RVT Potential | F11 | Industrial | Primary Metals | New | Space Heating | Natural Gas | Gas Boiler - Burner Control Optimization | A | Purchases (Cumulative) | Achievable Economic RVT Potential | 0 | 0 | 0 | 0 | 0 | 0 | 0 | 0 | 0 | 0 | 0 | 0 | 0 | 0 | 0 | 0 | 0 | 0 | 0 | 0 | 0 | 0 | 0
F1_Industrial_Primary Metals_New_Process_Natural Gas_Gas Boiler - Burner Control Optimization_A_Achievable Economic RVT Potential | F1 | Industrial | Primary Metals | New | Process | Natural Gas | Gas Boiler - Burner Control Optimization | A | Integrated Unit Energy Savings (kWh or therms) | Achievable Economic RVT Potential | 0 | 0 | 11.061 | 11.047 | 11.0341 | 11.0225 | 11.0063 | 10.9954 | 10.9878 | 10.9836 | 10.9786 | 10.9762 | 10.9747 | 10.9751 | 10.9736 | 10.9738 | 10.9742 | 10.9768 | 10.9787 | 10.9819 | 10.9847 | 10.9872 | 0
F2_Industrial_Primary Metals_New_Process_Natural Gas_Gas Boiler - Burner Control Optimization_A_Achievable Economic RVT Potential | F2 | Industrial | Primary Metals | New | Process | Natural Gas | Gas Boiler - Burner Control Optimization | A | Integrated Unit Summer Peak Savings (kW) | Achievable Economic RVT Potential | 0 | 0 | 0 | 0 | 0 | 0 | 0 | 0 | 0 | 0 | 0 | 0 | 0 | 0 | 0 | 0 | 0 | 0 | 0 | 0 | 0 | 0 | 0
F3_Industrial_Primary Metals_New_Process_Natural Gas_Gas Boiler - Burner Control Optimization_A_Achievable Economic RVT Potential | F3 | Industrial | Primary Metals | New | Process | Natural Gas | Gas Boiler - Burner Control Optimization | A | Integrated Unit Winter Peak Savings (kW) | Achievable Economic RVT Potential | 0 | 0 | 0 | 0 | 0 | 0 | 0 | 0 | 0 | 0 | 0 | 0 | 0 | 0 | 0 | 0 | 0 | 0 | 0 | 0 | 0 | 0 | 0
F4_Industrial_Primary Metals_New_Process_Natural Gas_Gas Boiler - Burner Control Optimization_A_Achievable Economic RVT Potential | F4 | Industrial | Primary Metals | New | Process | Natural Gas | Gas Boiler - Burner Control Optimization | A | Incremental Energy Savings (MWh or mTherms) | Achievable Economic RVT Potential | 0 | 0 | 0 | 0 | 0 | 0 | 0 | 0 | 0 | 0 | 0 | 0 | 0 | 0 | 0 | 0 | 0 | 0 | 0 | 0 | 0 | 0 | 0
F5_Industrial_Primary Metals_New_Process_Natural Gas_Gas Boiler - Burner Control Optimization_A_Achievable Economic RVT Potential | F5 | Industrial | Primary Metals | New | Process | Natural Gas | Gas Boiler - Burner Control Optimization | A | Incremental Summer Peak Savings (MW) | Achievable Economic RVT Potential | 0 | 0 | 0 | 0 | 0 | 0 | 0 | 0 | 0 | 0 | 0 | 0 | 0 | 0 | 0 | 0 | 0 | 0 | 0 | 0 | 0 | 0 | 0
F6_Industrial_Primary Metals_New_Process_Natural Gas_Gas Boiler - Burner Control Optimization_A_Achievable Economic RVT Potential | F6 | Industrial | Primary Metals | New | Process | Natural Gas | Gas Boiler - Burner Control Optimization | A | Incremental Winter Peak Savings (MW) | Achievable Economic RVT Potential | 0 | 0 | 0 | 0 | 0 | 0 | 0 | 0 | 0 | 0 | 0 | 0 | 0 | 0 | 0 | 0 | 0 | 0 | 0 | 0 | 0 | 0 | 0
F7_Industrial_Primary Metals_New_Process_Natural Gas_Gas Boiler - Burner Control Optimization_A_Achievable Economic RVT Potential | F7 | Industrial | Primary Metals | New | Process | Natural Gas | Gas Boiler - Burner Control Optimization | A | Cumulative Energy Savings (MWh or mTherms) | Achievable Economic RVT Potential | 0 | 0 | 0 | 0 | 0 | 0 | 0 | 0 | 0 | 0 | 0 | 0 | 0 | 0 | 0 | 0 | 0 | 0 | 0 | 0 | 0 | 0 | 0
F8_Industrial_Primary Metals_New_Process_Natural Gas_Gas Boiler - Burner Control Optimization_A_Achievable Economic RVT Potential | F8 | Industrial | Primary Metals | New | Process | Natural Gas | Gas Boiler - Burner Control Optimization | A | Cumulative Summer Peak Savings (MW) | Achievable Economic RVT Potential | 0 | 0 | 0 | 0 | 0 | 0 | 0 | 0 | 0 | 0 | 0 | 0 | 0 | 0 | 0 | 0 | 0 | 0 | 0 | 0 | 0 | 0 | 0
F9_Industrial_Primary Metals_New_Process_Natural Gas_Gas Boiler - Burner Control Optimization_A_Achievable Economic RVT Potential | F9 | Industrial | Primary Metals | New | Process | Natural Gas | Gas Boiler - Burner Control Optimization | A | Cumulative Winter Peak Savings (MW) | Achievable Economic RVT Potential | 0 | 0 | 0 | 0 | 0 | 0 | 0 | 0 | 0 | 0 | 0 | 0 | 0 | 0 | 0 | 0 | 0 | 0 | 0 | 0 | 0 | 0 | 0
F10_Industrial_Primary Metals_New_Process_Natural Gas_Gas Boiler - Burner Control Optimization_A_Achievable Economic RVT Potential | F10 | Industrial | Primary Metals | New | Process | Natural Gas | Gas Boiler - Burner Control Optimization | A | Purchases (Incremental) | Achievable Economic RVT Potential | 0 | 0 | 0 | 0 | 0 | 0 | 0 | 0 | 0 | 0 | 0 | 0 | 0 | 0 | 0 | 0 | 0 | 0 | 0 | 0 | 0 | 0 | 0
F11_Industrial_Primary Metals_New_Process_Natural Gas_Gas Boiler - Burner Control Optimization_A_Achievable Economic RVT Potential | F11 | Industrial | Primary Metals | New | Process | Natural Gas | Gas Boiler - Burner Control Optimization | A | Purchases (Cumulative) | Achievable Economic RVT Potential | 0 | 0 | 0 | 0 | 0 | 0 | 0 | 0 | 0 | 0 | 0 | 0 | 0 | 0 | 0 | 0 | 0 | 0 | 0 | 0 | 0 | 0 | 0
F1_Industrial_Primary Metals_New_Space Heating_Natural Gas_HVAC - Demand Controlled Ventilation_A_Achievable Economic RVT Potential | F1 | Industrial | Primary Metals | New | Space Heating | Natural Gas | HVAC - Demand Controlled Ventilation | A | Integrated Unit Energy Savings (kWh or therms) | Achievable Economic RVT Potential | 0 | 0 | 0.067762 | 0.067019 | 0.066518 | 0.066066 | 0.065811 | 0.06552 | 0.065253 | 0.064983 | 0.064799 | 0.064604 | 0.064316 | 0.064054 | 0.063804 | 0.063593 | 0.063395 | 0.063135 | 0.063009 | 0.062835 | 0.062694 | 0.062605 | 0
F2_Industrial_Primary Metals_New_Space Heating_Natural Gas_HVAC - Demand Controlled Ventilation_A_Achievable Economic RVT Potential | F2 | Industrial | Primary Metals | New | Space Heating | Natural Gas | HVAC - Demand Controlled Ventilation | A | Integrated Unit Summer Peak Savings (kW) | Achievable Economic RVT Potential | 0 | 0 | 0 | 0 | 0 | 0 | 0 | 0 | 0 | 0 | 0 | 0 | 0 | 0 | 0 | 0 | 0 | 0 | 0 | 0 | 0 | 0 | 0
F3_Industrial_Primary Metals_New_Space Heating_Natural Gas_HVAC - Demand Controlled Ventilation_A_Achievable Economic RVT Potential | F3 | Industrial | Primary Metals | New | Space Heating | Natural Gas | HVAC - Demand Controlled Ventilation | A | Integrated Unit Winter Peak Savings (kW) | Achievable Economic RVT Potential | 0 | 0 | 0 | 0 | 0 | 0 | 0 | 0 | 0 | 0 | 0 | 0 | 0 | 0 | 0 | 0 | 0 | 0 | 0 | 0 | 0 | 0 | 0
F4_Industrial_Primary Metals_New_Space Heating_Natural Gas_HVAC - Demand Controlled Ventilation_A_Achievable Economic RVT Potential | F4 | Industrial | Primary Metals | New | Space Heating | Natural Gas | HVAC - Demand Controlled Ventilation | A | Incremental Energy Savings (MWh or mTherms) | Achievable Economic RVT Potential | 0 | 0 | 0.0019956 | 0.0034445 | 0.0048749 | 0.0064629 | 0.0074104 | 0.0085016 | 0.0095723 | 0.010771 | 0.01166 | 0.012679 | 0.013658 | 0.014799 | 0.015551 | 0.016479 | 0.017404 | 0.018464 | 0.019174 | 0.020037 | 0.020882 | 0.021739 | 0
F5_Industrial_Primary Metals_New_Space Heating_Natural Gas_HVAC - Demand Controlled Ventilation_A_Achievable Economic RVT Potential | F5 | Industrial | Primary Metals | New | Space Heating | Natural Gas | HVAC - Demand Controlled Ventilation | A | Incremental Summer Peak Savings (MW) | Achievable Economic RVT Potential | 0 | 0 | 0 | 0 | 0 | 0 | 0 | 0 | 0 | 0 | 0 | 0 | 0 | 0 | 0 | 0 | 0 | 0 | 0 | 0 | 0 | 0 | 0
F6_Industrial_Primary Metals_New_Space Heating_Natural Gas_HVAC - Demand Controlled Ventilation_A_Achievable Economic RVT Potential | F6 | Industrial | Primary Metals | New | Space Heating | Natural Gas | HVAC - Demand Controlled Ventilation | A | Incremental Winter Peak Savings (MW) | Achievable Economic RVT Potential | 0 | 0 | 0 | 0 | 0 | 0 | 0 | 0 | 0 | 0 | 0 | 0 | 0 | 0 | 0 | 0 | 0 | 0 | 0 | 0 | 0 | 0 | 0
F7_Industrial_Primary Metals_New_Space Heating_Natural Gas_HVAC - Demand Controlled Ventilation_A_Achievable Economic RVT Potential | F7 | Industrial | Primary Metals | New | Space Heating | Natural Gas | HVAC - Demand Controlled Ventilation | A | Cumulative Energy Savings (MWh or mTherms) | Achievable Economic RVT Potential | 0 | 0 | 0.0019956 | 0.0054182 | 0.010253 | 0.016646 | 0.023992 | 0.032387 | 0.041828 | 0.052425 | 0.063937 | 0.076423 | 0.089741 | 0.10417 | 0.11932 | 0.1354 | 0.15239 | 0.16837 | 0.18397 | 0.19889 | 0.21319 | 0.22758 | 0
F8_Industrial_Primary Metals_New_Space Heating_Natural Gas_HVAC - Demand Controlled Ventilation_A_Achievable Economic RVT Potential | F8 | Industrial | Primary Metals | New | Space Heating | Natural Gas | HVAC - Demand Controlled Ventilation | A | Cumulative Summer Peak Savings (MW) | Achievable Economic RVT Potential | 0 | 0 | 0 | 0 | 0 | 0 | 0 | 0 | 0 | 0 | 0 | 0 | 0 | 0 | 0 | 0 | 0 | 0 | 0 | 0 | 0 | 0 | 0
F9_Industrial_Primary Metals_New_Space Heating_Natural Gas_HVAC - Demand Controlled Ventilation_A_Achievable Economic RVT Potential | F9 | Industrial | Primary Metals | New | Space Heating | Natural Gas | HVAC - Demand Controlled Ventilation | A | Cumulative Winter Peak Savings (MW) | Achievable Economic RVT Potential | 0 | 0 | 0 | 0 | 0 | 0 | 0 | 0 | 0 | 0 | 0 | 0 | 0 | 0 | 0 | 0 | 0 | 0 | 0 | 0 | 0 | 0 | 0
F10_Industrial_Primary Metals_New_Space Heating_Natural Gas_HVAC - Demand Controlled Ventilation_A_Achievable Economic RVT Potential | F10 | Industrial | Primary Metals | New | Space Heating | Natural Gas | HVAC - Demand Controlled Ventilation | A | Purchases (Incremental) | Achievable Economic RVT Potential | 0 | 0 | 29.4497 | 51.3954 | 73.2871 | 97.8243 | 112.6016 | 129.7561 | 146.6944 | 165.7473 | 179.9379 | 196.2589 | 212.3635 | 231.0453 | 243.7247 | 259.1347 | 274.5331 | 292.4589 | 304.2994 | 318.8897 | 333.0827 | 347.2337 | 0
F11_Industrial_Primary Metals_New_Space Heating_Natural Gas_HVAC - Demand Controlled Ventilation_A_Achievable Economic RVT Potential | F11 | Industrial | Primary Metals | New | Space Heating | Natural Gas | HVAC - Demand Controlled Ventilation | A | Purchases (Cumulative) | Achievable Economic RVT Potential | 0 | 0 | 29.4497 | 80.8451 | 154.1322 | 251.9565 | 364.5581 | 494.3142 | 641.0085 | 806.7559 | 986.6937 | 1182.9526 | 1395.3161 | 1626.3614 | 1870.0861 | 2129.2209 | 2403.754 | 2666.7631 | 2919.6672 | 3165.2698 | 3400.5282 | 3635.1603 | 0
F1_Industrial_Primary Metals_New_Space Heating_Natural Gas_Gas Boiler - Stack Economizer_A_Achievable Economic RVT Potential | F1 | Industrial | Primary Metals | New | Space Heating | Natural Gas | Gas Boiler - Stack Economizer | A | Integrated Unit Energy Savings (kWh or therms) | Achievable Economic RVT Potential | 0 | 0 | 27.6849 | 27.3533 | 27.1179 | 26.8991 | 26.7424 | 26.5698 | 26.3974 | 26.2155 | 26.0486 | 25.8715 | 25.6502 | 25.4455 | 25.234 | 25.0593 | 24.9079 | 24.7647 | 24.6777 | 24.6049 | 24.5628 | 24.5527 | 0
F2_Industrial_Primary Metals_New_Space Heating_Natural Gas_Gas Boiler - Stack Economizer_A_Achievable Economic RVT Potential | F2 | Industrial | Primary Metals | New | Space Heating | Natural Gas | Gas Boiler - Stack Economizer | A | Integrated Unit Summer Peak Savings (kW) | Achievable Economic RVT Potential | 0 | 0 | 0 | 0 | 0 | 0 | 0 | 0 | 0 | 0 | 0 | 0 | 0 | 0 | 0 | 0 | 0 | 0 | 0 | 0 | 0 | 0 | 0
F3_Industrial_Primary Metals_New_Space Heating_Natural Gas_Gas Boiler - Stack Economizer_A_Achievable Economic RVT Potential | F3 | Industrial | Primary Metals | New | Space Heating | Natural Gas | Gas Boiler - Stack Economizer | A | Integrated Unit Winter Peak Savings (kW) | Achievable Economic RVT Potential | 0 | 0 | 0 | 0 | 0 | 0 | 0 | 0 | 0 | 0 | 0 | 0 | 0 | 0 | 0 | 0 | 0 | 0 | 0 | 0 | 0 | 0 | 0
F4_Industrial_Primary Metals_New_Space Heating_Natural Gas_Gas Boiler - Stack Economizer_A_Achievable Economic RVT Potential | F4 | Industrial | Primary Metals | New | Space Heating | Natural Gas | Gas Boiler - Stack Economizer | A | Incremental Energy Savings (MWh or mTherms) | Achievable Economic RVT Potential | 0 | 0 | 0.00041655 | 0.00071825 | 0.0010154 | 0.0013444 | 0.0015385 | 0.0015853 | 0.0014245 | 0.0012787 | 0.0011035 | 0.0009563 | 0.00082074 | 0.00070865 | 0.00059306 | 0.00050095 | 0.00042201 | 0.00037261 | 0.00064799 | 0.00092128 | 0.0012276 | 0.0014125 | 0
F5_Industrial_Primary Metals_New_Space Heating_Natural Gas_Gas Boiler - Stack Economizer_A_Achievable Economic RVT Potential | F5 | Industrial | Primary Metals | New | Space Heating | Natural Gas | Gas Boiler - Stack Economizer | A | Incremental Summer Peak Savings (MW) | Achievable Economic RVT Potential | 0 | 0 | 0 | 0 | 0 | 0 | 0 | 0 | 0 | 0 | 0 | 0 | 0 | 0 | 0 | 0 | 0 | 0 | 0 | 0 | 0 | 0 | 0
F6_Industrial_Primary Metals_New_Space Heating_Natural Gas_Gas Boiler - Stack Economizer_A_Achievable Economic RVT Potential | F6 | Industrial | Primary Metals | New | Space Heating | Natural Gas | Gas Boiler - Stack Economizer | A | Incremental Winter Peak Savings (MW) | Achievable Economic RVT Potential | 0 | 0 | 0 | 0 | 0 | 0 | 0 | 0 | 0 | 0 | 0 | 0 | 0 | 0 | 0 | 0 | 0 | 0 | 0 | 0 | 0 | 0 | 0
F7_Industrial_Primary Metals_New_Space Heating_Natural Gas_Gas Boiler - Stack Economizer_A_Achievable Economic RVT Potential | F7 | Industrial | Primary Metals | New | Space Heating | Natural Gas | Gas Boiler - Stack Economizer | A | Cumulative Energy Savings (MWh or mTherms) | Achievable Economic RVT Potential | 0 | 0 | 0.00041655 | 0.0011298 | 0.0021355 | 0.0034626 | 0.0049809 | 0.006534 | 0.0079161 | 0.0091402 | 0.010185 | 0.011073 | 0.011799 | 0.012413 | 0.012903 | 0.013315 | 0.013656 | 0.013578 | 0.01353 | 0.01349 | 0.013467 | 0.013461 | 0
F8_Industrial_Primary Metals_New_Space Heating_Natural Gas_Gas Boiler - Stack Economizer_A_Achievable Economic RVT Potential | F8 | Industrial | Primary Metals | New | Space Heating | Natural Gas | Gas Boiler - Stack Economizer | A | Cumulative Summer Peak Savings (MW) | Achievable Economic RVT Potential | 0 | 0 | 0 | 0 | 0 | 0 | 0 | 0 | 0 | 0 | 0 | 0 | 0 | 0 | 0 | 0 | 0 | 0 | 0 | 0 | 0 | 0 | 0
F9_Industrial_Primary Metals_New_Space Heating_Natural Gas_Gas Boiler - Stack Economizer_A_Achievable Economic RVT Potential | F9 | Industrial | Primary Metals | New | Space Heating | Natural Gas | Gas Boiler - Stack Economizer | A | Cumulative Winter Peak Savings (MW) | Achievable Economic RVT Potential | 0 | 0 | 0 | 0 | 0 | 0 | 0 | 0 | 0 | 0 | 0 | 0 | 0 | 0 | 0 | 0 | 0 | 0 | 0 | 0 | 0 | 0 | 0
F10_Industrial_Primary Metals_New_Space Heating_Natural Gas_Gas Boiler - Stack Economizer_A_Achievable Economic RVT Potential | F10 | Industrial | Primary Metals | New | Space Heating | Natural Gas | Gas Boiler - Stack Economizer | A | Purchases (Incremental) | Achievable Economic RVT Potential | 0 | 0 | 0.015046 | 0.026258 | 0.037443 | 0.049979 | 0.057529 | 0.059664 | 0.053962 | 0.048777 | 0.042362 | 0.036964 | 0.031997 | 0.02785 | 0.023502 | 0.019991 | 0.016943 | 0.015046 | 0.026258 | 0.037443 | 0.049979 | 0.057529 | 0
F11_Industrial_Primary Metals_New_Space Heating_Natural Gas_Gas Boiler - Stack Economizer_A_Achievable Economic RVT Potential | F11 | Industrial | Primary Metals | New | Space Heating | Natural Gas | Gas Boiler - Stack Economizer | A | Purchases (Cumulative) | Achievable Economic RVT Potential | 0 | 0 | 0.015046 | 0.041304 | 0.078747 | 0.12873 | 0.18626 | 0.24592 | 0.29988 | 0.34866 | 0.39102 | 0.42798 | 0.45998 | 0.48783 | 0.51133 | 0.53132 | 0.54827 | 0.54827 | 0.54827 | 0.54827 | 0.54827 | 0.54827 | 0
F1_Industrial_Primary Metals_New_Process_Natural Gas_Gas Boiler - Stack Economizer_A_Achievable Economic RVT Potential | F1 | Industrial | Primary Metals | New | Process | Natural Gas | Gas Boiler - Stack Economizer | A | Integrated Unit Energy Savings (kWh or therms) | Achievable Economic RVT Potential | 0 | 0 | 36.623 | 36.5811 | 36.5421 | 36.5074 | 36.4585 | 36.426 | 36.4028 | 36.3897 | 36.3744 | 36.3664 | 36.3612 | 36.3618 | 36.3566 | 36.3565 | 36.3572 | 36.3639 | 36.3693 | 36.3787 | 36.3868 | 36.3941 | 0
F2_Industrial_Primary Metals_New_Process_Natural Gas_Gas Boiler - Stack Economizer_A_Achievable Economic RVT Potential | F2 | Industrial | Primary Metals | New | Process | Natural Gas | Gas Boiler - Stack Economizer | A | Integrated Unit Summer Peak Savings (kW) | Achievable Economic RVT Potential | 0 | 0 | 0 | 0 | 0 | 0 | 0 | 0 | 0 | 0 | 0 | 0 | 0 | 0 | 0 | 0 | 0 | 0 | 0 | 0 | 0 | 0 | 0
F3_Industrial_Primary Metals_New_Process_Natural Gas_Gas Boiler - Stack Economizer_A_Achievable Economic RVT Potential | F3 | Industrial | Primary Metals | New | Process | Natural Gas | Gas Boiler - Stack Economizer | A | Integrated Unit Winter Peak Savings (kW) | Achievable Economic RVT Potential | 0 | 0 | 0 | 0 | 0 | 0 | 0 | 0 | 0 | 0 | 0 | 0 | 0 | 0 | 0 | 0 | 0 | 0 | 0 | 0 | 0 | 0 | 0
F4_Industrial_Primary Metals_New_Process_Natural Gas_Gas Boiler - Stack Economizer_A_Achievable Economic RVT Potential | F4 | Industrial | Primary Metals | New | Process | Natural Gas | Gas Boiler - Stack Economizer | A | Incremental Energy Savings (MWh or mTherms) | Achievable Economic RVT Potential | 0 | 0 | 0.019958 | 0.034791 | 0.049557 | 0.066086 | 0.075967 | 0.078716 | 0.071148 | 0.064288 | 0.05581 | 0.048687 | 0.04214 | 0.036678 | 0.030948 | 0.026324 | 0.022311 | 0.019817 | 0.034589 | 0.049335 | 0.065868 | 0.075833 | 0
F5_Industrial_Primary Metals_New_Process_Natural Gas_Gas Boiler - Stack Economizer_A_Achievable Economic RVT Potential | F5 | Industrial | Primary Metals | New | Process | Natural Gas | Gas Boiler - Stack Economizer | A | Incremental Summer Peak Savings (MW) | Achievable Economic RVT Potential | 0 | 0 | 0 | 0 | 0 | 0 | 0 | 0 | 0 | 0 | 0 | 0 | 0 | 0 | 0 | 0 | 0 | 0 | 0 | 0 | 0 | 0 | 0
F6_Industrial_Primary Metals_New_Process_Natural Gas_Gas Boiler - Stack Economizer_A_Achievable Economic RVT Potential | F6 | Industrial | Primary Metals | New | Process | Natural Gas | Gas Boiler - Stack Economizer | A | Incremental Winter Peak Savings (MW) | Achievable Economic RVT Potential | 0 | 0 | 0 | 0 | 0 | 0 | 0 | 0 | 0 | 0 | 0 | 0 | 0 | 0 | 0 | 0 | 0 | 0 | 0 | 0 | 0 | 0 | 0
F7_Industrial_Primary Metals_New_Process_Natural Gas_Gas Boiler - Stack Economizer_A_Achievable Economic RVT Potential | F7 | Industrial | Primary Metals | New | Process | Natural Gas | Gas Boiler - Stack Economizer | A | Cumulative Energy Savings (MWh or mTherms) | Achievable Economic RVT Potential | 0 | 0 | 0.019958 | 0.054726 | 0.10422 | 0.17021 | 0.24595 | 0.32445 | 0.39539 | 0.45953 | 0.51515 | 0.56372 | 0.60578 | 0.64247 | 0.67333 | 0.69965 | 0.72197 | 0.72211 | 0.72221 | 0.7224 | 0.72256 | 0.72271 | 0
F8_Industrial_Primary Metals_New_Process_Natural Gas_Gas Boiler - Stack Economizer_A_Achievable Economic RVT Potential | F8 | Industrial | Primary Metals | New | Process | Natural Gas | Gas Boiler - Stack Economizer | A | Cumulative Summer Peak Savings (MW) | Achievable Economic RVT Potential | 0 | 0 | 0 | 0 | 0 | 0 | 0 | 0 | 0 | 0 | 0 | 0 | 0 | 0 | 0 | 0 | 0 | 0 | 0 | 0 | 0 | 0 | 0
F9_Industrial_Primary Metals_New_Process_Natural Gas_Gas Boiler - Stack Economizer_A_Achievable Economic RVT Potential | F9 | Industrial | Primary Metals | New | Process | Natural Gas | Gas Boiler - Stack Economizer | A | Cumulative Winter Peak Savings (MW) | Achievable Economic RVT Potential | 0 | 0 | 0 | 0 | 0 | 0 | 0 | 0 | 0 | 0 | 0 | 0 | 0 | 0 | 0 | 0 | 0 | 0 | 0 | 0 | 0 | 0 | 0
F10_Industrial_Primary Metals_New_Process_Natural Gas_Gas Boiler - Stack Economizer_A_Achievable Economic RVT Potential | F10 | Industrial | Primary Metals | New | Process | Natural Gas | Gas Boiler - Stack Economizer | A | Purchases (Incremental) | Achievable Economic RVT Potential | 0 | 0 | 0.54496 | 0.95105 | 1.3562 | 1.8102 | 2.0837 | 2.161 | 1.9545 | 1.7666 | 1.5343 | 1.3388 | 1.1589 | 1.0087 | 0.85124 | 0.72405 | 0.61366 | 0.54496 | 0.95105 | 1.3562 | 1.8102 | 2.0837 | 0
F11_Industrial_Primary Metals_New_Process_Natural Gas_Gas Boiler - Stack Economizer_A_Achievable Economic RVT Potential | F11 | Industrial | Primary Metals | New | Process | Natural Gas | Gas Boiler - Stack Economizer | A | Purchases (Cumulative) | Achievable Economic RVT Potential | 0 | 0 | 0.54496 | 1.496 | 2.8522 | 4.6624 | 6.746 | 8.907 | 10.8615 | 12.6281 | 14.1624 | 15.5012 | 16.6601 | 17.6688 | 18.5201 | 19.2441 | 19.8578 | 19.8578 | 19.8578 | 19.8578 | 19.8578 | 19.8578 | 0
F1_Industrial_Primary Metals_New_Space Heating_Natural Gas_Gas Furnace Tube Inserts_A_Achievable Economic RVT Potential | F1 | Industrial | Primary Metals | New | Space Heating | Natural Gas | Gas Furnace Tube Inserts | A | Integrated Unit Energy Savings (kWh or therms) | Achievable Economic RVT Potential | 0 | 0 | 0.077905 | 0.077051 | 0.076475 | 0.075955 | 0.075662 | 0.075327 | 0.075021 | 0.074709 | 0.074498 | 0.074274 | 0.073942 | 0.073642 | 0.073355 | 0.073112 | 0.072884 | 0.072585 | 0.072441 | 0.07224 | 0.072079 | 0.071976 | 0
F2_Industrial_Primary Metals_New_Space Heating_Natural Gas_Gas Furnace Tube Inserts_A_Achievable Economic RVT Potential | F2 | Industrial | Primary Metals | New | Space Heating | Natural Gas | Gas Furnace Tube Inserts | A | Integrated Unit Summer Peak Savings (kW) | Achievable Economic RVT Potential | 0 | 0 | 0 | 0 | 0 | 0 | 0 | 0 | 0 | 0 | 0 | 0 | 0 | 0 | 0 | 0 | 0 | 0 | 0 | 0 | 0 | 0 | 0
F3_Industrial_Primary Metals_New_Space Heating_Natural Gas_Gas Furnace Tube Inserts_A_Achievable Economic RVT Potential | F3 | Industrial | Primary Metals | New | Space Heating | Natural Gas | Gas Furnace Tube Inserts | A | Integrated Unit Winter Peak Savings (kW) | Achievable Economic RVT Potential | 0 | 0 | 0 | 0 | 0 | 0 | 0 | 0 | 0 | 0 | 0 | 0 | 0 | 0 | 0 | 0 | 0 | 0 | 0 | 0 | 0 | 0 | 0
F4_Industrial_Primary Metals_New_Space Heating_Natural Gas_Gas Furnace Tube Inserts_A_Achievable Economic RVT Potential | F4 | Industrial | Primary Metals | New | Space Heating | Natural Gas | Gas Furnace Tube Inserts | A | Incremental Energy Savings (MWh or mTherms) | Achievable Economic RVT Potential | 0 | 0 | 0 | 0 | 0 | 0 | 0 | 0 | 0 | 0 | 0 | 0 | 0 | 0 | 0 | 0 | 0 | 0 | 0 | 0 | 0 | 0 | 0
F5_Industrial_Primary Metals_New_Space Heating_Natural Gas_Gas Furnace Tube Inserts_A_Achievable Economic RVT Potential | F5 | Industrial | Primary Metals | New | Space Heating | Natural Gas | Gas Furnace Tube Inserts | A | Incremental Summer Peak Savings (MW) | Achievable Economic RVT Potential | 0 | 0 | 0 | 0 | 0 | 0 | 0 | 0 | 0 | 0 | 0 | 0 | 0 | 0 | 0 | 0 | 0 | 0 | 0 | 0 | 0 | 0 | 0
F6_Industrial_Primary Metals_New_Space Heating_Natural Gas_Gas Furnace Tube Inserts_A_Achievable Economic RVT Potential | F6 | Industrial | Primary Metals | New | Space Heating | Natural Gas | Gas Furnace Tube Inserts | A | Incremental Winter Peak Savings (MW) | Achievable Economic RVT Potential | 0 | 0 | 0 | 0 | 0 | 0 | 0 | 0 | 0 | 0 | 0 | 0 | 0 | 0 | 0 | 0 | 0 | 0 | 0 | 0 | 0 | 0 | 0
F7_Industrial_Primary Metals_New_Space Heating_Natural Gas_Gas Furnace Tube Inserts_A_Achievable Economic RVT Potential | F7 | Industrial | Primary Metals | New | Space Heating | Natural Gas | Gas Furnace Tube Inserts | A | Cumulative Energy Savings (MWh or mTherms) | Achievable Economic RVT Potential | 0 | 0 | 0 | 0 | 0 | 0 | 0 | 0 | 0 | 0 | 0 | 0 | 0 | 0 | 0 | 0 | 0 | 0 | 0 | 0 | 0 | 0 | 0
F8_Industrial_Primary Metals_New_Space Heating_Natural Gas_Gas Furnace Tube Inserts_A_Achievable Economic RVT Potential | F8 | Industrial | Primary Metals | New | Space Heating | Natural Gas | Gas Furnace Tube Inserts | A | Cumulative Summer Peak Savings (MW) | Achievable Economic RVT Potential | 0 | 0 | 0 | 0 | 0 | 0 | 0 | 0 | 0 | 0 | 0 | 0 | 0 | 0 | 0 | 0 | 0 | 0 | 0 | 0 | 0 | 0 | 0
F9_Industrial_Primary Metals_New_Space Heating_Natural Gas_Gas Furnace Tube Inserts_A_Achievable Economic RVT Potential | F9 | Industrial | Primary Metals | New | Space Heating | Natural Gas | Gas Furnace Tube Inserts | A | Cumulative Winter Peak Savings (MW) | Achievable Economic RVT Potential | 0 | 0 | 0 | 0 | 0 | 0 | 0 | 0 | 0 | 0 | 0 | 0 | 0 | 0 | 0 | 0 | 0 | 0 | 0 | 0 | 0 | 0 | 0
F10_Industrial_Primary Metals_New_Space Heating_Natural Gas_Gas Furnace Tube Inserts_A_Achievable Economic RVT Potential | F10 | Industrial | Primary Metals | New | Space Heating | Natural Gas | Gas Furnace Tube Inserts | A | Purchases (Incremental) | Achievable Economic RVT Potential | 0 | 0 | 0 | 0 | 0 | 0 | 0 | 0 | 0 | 0 | 0 | 0 | 0 | 0 | 0 | 0 | 0 | 0 | 0 | 0 | 0 | 0 | 0
F11_Industrial_Primary Metals_New_Space Heating_Natural Gas_Gas Furnace Tube Inserts_A_Achievable Economic RVT Potential | F11 | Industrial | Primary Metals | New | Space Heating | Natural Gas | Gas Furnace Tube Inserts | A | Purchases (Cumulative) | Achievable Economic RVT Potential | 0 | 0 | 0 | 0 | 0 | 0 | 0 | 0 | 0 | 0 | 0 | 0 | 0 | 0 | 0 | 0 | 0 | 0 | 0 | 0 | 0 | 0 | 0
F1_Industrial_Primary Metals_New_Space Heating_Natural Gas_Space Heating - Heat Recovery Ventilator_A_Achievable Economic RVT Potential | F1 | Industrial | Primary Metals | New | Space Heating | Natural Gas | Space Heating - Heat Recovery Ventilator | A | Integrated Unit Energy Savings (kWh or therms) | Achievable Economic RVT Potential | 0 | 0 | 0.012682 | 0.012529 | 0.01242 | 0.012319 | 0.012246 | 0.012166 | 0.012086 | 0.012002 | 0.011924 | 0.011843 | 0.011741 | 0.011647 | 0.01155 | 0.01147 | 0.011401 | 0.011336 | 0.011296 | 0.011263 | 0.011244 | 0.01124 | 0
F2_Industrial_Primary Metals_New_Space Heating_Natural Gas_Space Heating - Heat Recovery Ventilator_A_Achievable Economic RVT Potential | F2 | Industrial | Primary Metals | New | Space Heating | Natural Gas | Space Heating - Heat Recovery Ventilator | A | Integrated Unit Summer Peak Savings (kW) | Achievable Economic RVT Potential | 0 | 0 | 0 | 0 | 0 | 0 | 0 | 0 | 0 | 0 | 0 | 0 | 0 | 0 | 0 | 0 | 0 | 0 | 0 | 0 | 0 | 0 | 0
F3_Industrial_Primary Metals_New_Space Heating_Natural Gas_Space Heating - Heat Recovery Ventilator_A_Achievable Economic RVT Potential | F3 | Industrial | Primary Metals | New | Space Heating | Natural Gas | Space Heating - Heat Recovery Ventilator | A | Integrated Unit Winter Peak Savings (kW) | Achievable Economic RVT Potential | 0 | 0 | 0 | 0 | 0 | 0 | 0 | 0 | 0 | 0 | 0 | 0 | 0 | 0 | 0 | 0 | 0 | 0 | 0 | 0 | 0 | 0 | 0
F4_Industrial_Primary Metals_New_Space Heating_Natural Gas_Space Heating - Heat Recovery Ventilator_A_Achievable Economic RVT Potential | F4 | Industrial | Primary Metals | New | Space Heating | Natural Gas | Space Heating - Heat Recovery Ventilator | A | Incremental Energy Savings (MWh or mTherms) | Achievable Economic RVT Potential | 0 | 0 | 0 | 0 | 0 | 0 | 0 | 0 | 0 | 0 | 0 | 0 | 0 | 0 | 0 | 0 | 0 | 0 | 0 | 0 | 0 | 0 | 0
F5_Industrial_Primary Metals_New_Space Heating_Natural Gas_Space Heating - Heat Recovery Ventilator_A_Achievable Economic RVT Potential | F5 | Industrial | Primary Metals | New | Space Heating | Natural Gas | Space Heating - Heat Recovery Ventilator | A | Incremental Summer Peak Savings (MW) | Achievable Economic RVT Potential | 0 | 0 | 0 | 0 | 0 | 0 | 0 | 0 | 0 | 0 | 0 | 0 | 0 | 0 | 0 | 0 | 0 | 0 | 0 | 0 | 0 | 0 | 0
F6_Industrial_Primary Metals_New_Space Heating_Natural Gas_Space Heating - Heat Recovery Ventilator_A_Achievable Economic RVT Potential | F6 | Industrial | Primary Metals | New | Space Heating | Natural Gas | Space Heating - Heat Recovery Ventilator | A | Incremental Winter Peak Savings (MW) | Achievable Economic RVT Potential | 0 | 0 | 0 | 0 | 0 | 0 | 0 | 0 | 0 | 0 | 0 | 0 | 0 | 0 | 0 | 0 | 0 | 0 | 0 | 0 | 0 | 0 | 0
F7_Industrial_Primary Metals_New_Space Heating_Natural Gas_Space Heating - Heat Recovery Ventilator_A_Achievable Economic RVT Potential | F7 | Industrial | Primary Metals | New | Space Heating | Natural Gas | Space Heating - Heat Recovery Ventilator | A | Cumulative Energy Savings (MWh or mTherms) | Achievable Economic RVT Potential | 0 | 0 | 0 | 0 | 0 | 0 | 0 | 0 | 0 | 0 | 0 | 0 | 0 | 0 | 0 | 0 | 0 | 0 | 0 | 0 | 0 | 0 | 0
F8_Industrial_Primary Metals_New_Space Heating_Natural Gas_Space Heating - Heat Recovery Ventilator_A_Achievable Economic RVT Potential | F8 | Industrial | Primary Metals | New | Space Heating | Natural Gas | Space Heating - Heat Recovery Ventilator | A | Cumulative Summer Peak Savings (MW) | Achievable Economic RVT Potential | 0 | 0 | 0 | 0 | 0 | 0 | 0 | 0 | 0 | 0 | 0 | 0 | 0 | 0 | 0 | 0 | 0 | 0 | 0 | 0 | 0 | 0 | 0
F9_Industrial_Primary Metals_New_Space Heating_Natural Gas_Space Heating - Heat Recovery Ventilator_A_Achievable Economic RVT Potential | F9 | Industrial | Primary Metals | New | Space Heating | Natural Gas | Space Heating - Heat Recovery Ventilator | A | Cumulative Winter Peak Savings (MW) | Achievable Economic RVT Potential | 0 | 0 | 0 | 0 | 0 | 0 | 0 | 0 | 0 | 0 | 0 | 0 | 0 | 0 | 0 | 0 | 0 | 0 | 0 | 0 | 0 | 0 | 0
F10_Industrial_Primary Metals_New_Space Heating_Natural Gas_Space Heating - Heat Recovery Ventilator_A_Achievable Economic RVT Potential | F10 | Industrial | Primary Metals | New | Space Heating | Natural Gas | Space Heating - Heat Recovery Ventilator | A | Purchases (Incremental) | Achievable Economic RVT Potential | 0 | 0 | 0 | 0 | 0 | 0 | 0 | 0 | 0 | 0 | 0 | 0 | 0 | 0 | 0 | 0 | 0 | 0 | 0 | 0 | 0 | 0 | 0
F11_Industrial_Primary Metals_New_Space Heating_Natural Gas_Space Heating - Heat Recovery Ventilator_A_Achievable Economic RVT Potential | F11 | Industrial | Primary Metals | New | Space Heating | Natural Gas | Space Heating - Heat Recovery Ventilator | A | Purchases (Cumulative) | Achievable Economic RVT Potential | 0 | 0 | 0 | 0 | 0 | 0 | 0 | 0 | 0 | 0 | 0 | 0 | 0 | 0 | 0 | 0 | 0 | 0 | 0 | 0 | 0 | 0 | 0
F1_Industrial_Primary Metals_New_Space Heating_Natural Gas_Thermostat - Programmable_A_Achievable Economic RVT Potential | F1 | Industrial | Primary Metals | New | Space Heating | Natural Gas | Thermostat - Programmable | A | Integrated Unit Energy Savings (kWh or therms) | Achievable Economic RVT Potential | 0 | 0 | 0.0061349 | 0.006061 | 0.0060084 | 0.0059595 | 0.0059241 | 0.0058853 | 0.0058467 | 0.0058061 | 0.0057687 | 0.0057292 | 0.00568 | 0.0056346 | 0.0055877 | 0.005549 | 0.0055155 | 0.005484 | 0.0054648 | 0.0054489 | 0.0054397 | 0.0054376 | 0
F2_Industrial_Primary Metals_New_Space Heating_Natural Gas_Thermostat - Programmable_A_Achievable Economic RVT Potential | F2 | Industrial | Primary Metals | New | Space Heating | Natural Gas | Thermostat - Programmable | A | Integrated Unit Summer Peak Savings (kW) | Achievable Economic RVT Potential | 0 | 0 | 0 | 0 | 0 | 0 | 0 | 0 | 0 | 0 | 0 | 0 | 0 | 0 | 0 | 0 | 0 | 0 | 0 | 0 | 0 | 0 | 0
F3_Industrial_Primary Metals_New_Space Heating_Natural Gas_Thermostat - Programmable_A_Achievable Economic RVT Potential | F3 | Industrial | Primary Metals | New | Space Heating | Natural Gas | Thermostat - Programmable | A | Integrated Unit Winter Peak Savings (kW) | Achievable Economic RVT Potential | 0 | 0 | 0 | 0 | 0 | 0 | 0 | 0 | 0 | 0 | 0 | 0 | 0 | 0 | 0 | 0 | 0 | 0 | 0 | 0 | 0 | 0 | 0
F4_Industrial_Primary Metals_New_Space Heating_Natural Gas_Thermostat - Programmable_A_Achievable Economic RVT Potential | F4 | Industrial | Primary Metals | New | Space Heating | Natural Gas | Thermostat - Programmable | A | Incremental Energy Savings (MWh or mTherms) | Achievable Economic RVT Potential | 0 | 0 | 0 | 0 | 0 | 0 | 0 | 0 | 0 | 0 | 0 | 0 | 0 | 0 | 0 | 0 | 0 | 0 | 0 | 0 | 0 | 0 | 0
F5_Industrial_Primary Metals_New_Space Heating_Natural Gas_Thermostat - Programmable_A_Achievable Economic RVT Potential | F5 | Industrial | Primary Metals | New | Space Heating | Natural Gas | Thermostat - Programmable | A | Incremental Summer Peak Savings (MW) | Achievable Economic RVT Potential | 0 | 0 | 0 | 0 | 0 | 0 | 0 | 0 | 0 | 0 | 0 | 0 | 0 | 0 | 0 | 0 | 0 | 0 | 0 | 0 | 0 | 0 | 0
F6_Industrial_Primary Metals_New_Space Heating_Natural Gas_Thermostat - Programmable_A_Achievable Economic RVT Potential | F6 | Industrial | Primary Metals | New | Space Heating | Natural Gas | Thermostat - Programmable | A | Incremental Winter Peak Savings (MW) | Achievable Economic RVT Potential | 0 | 0 | 0 | 0 | 0 | 0 | 0 | 0 | 0 | 0 | 0 | 0 | 0 | 0 | 0 | 0 | 0 | 0 | 0 | 0 | 0 | 0 | 0
F7_Industrial_Primary Metals_New_Space Heating_Natural Gas_Thermostat - Programmable_A_Achievable Economic RVT Potential | F7 | Industrial | Primary Metals | New | Space Heating | Natural Gas | Thermostat - Programmable | A | Cumulative Energy Savings (MWh or mTherms) | Achievable Economic RVT Potential | 0 | 0 | 0 | 0 | 0 | 0 | 0 | 0 | 0 | 0 | 0 | 0 | 0 | 0 | 0 | 0 | 0 | 0 | 0 | 0 | 0 | 0 | 0
F8_Industrial_Primary Metals_New_Space Heating_Natural Gas_Thermostat - Programmable_A_Achievable Economic RVT Potential | F8 | Industrial | Primary Metals | New | Space Heating | Natural Gas | Thermostat - Programmable | A | Cumulative Summer Peak Savings (MW) | Achievable Economic RVT Potential | 0 | 0 | 0 | 0 | 0 | 0 | 0 | 0 | 0 | 0 | 0 | 0 | 0 | 0 | 0 | 0 | 0 | 0 | 0 | 0 | 0 | 0 | 0
F9_Industrial_Primary Metals_New_Space Heating_Natural Gas_Thermostat - Programmable_A_Achievable Economic RVT Potential | F9 | Industrial | Primary Metals | New | Space Heating | Natural Gas | Thermostat - Programmable | A | Cumulative Winter Peak Savings (MW) | Achievable Economic RVT Potential | 0 | 0 | 0 | 0 | 0 | 0 | 0 | 0 | 0 | 0 | 0 | 0 | 0 | 0 | 0 | 0 | 0 | 0 | 0 | 0 | 0 | 0 | 0
F10_Industrial_Primary Metals_New_Space Heating_Natural Gas_Thermostat - Programmable_A_Achievable Economic RVT Potential | F10 | Industrial | Primary Metals | New | Space Heating | Natural Gas | Thermostat - Programmable | A | Purchases (Incremental) | Achievable Economic RVT Potential | 0 | 0 | 0 | 0 | 0 | 0 | 0 | 0 | 0 | 0 | 0 | 0 | 0 | 0 | 0 | 0 | 0 | 0 | 0 | 0 | 0 | 0 | 0
F11_Industrial_Primary Metals_New_Space Heating_Natural Gas_Thermostat - Programmable_A_Achievable Economic RVT Potential | F11 | Industrial | Primary Metals | New | Space Heating | Natural Gas | Thermostat - Programmable | A | Purchases (Cumulative) | Achievable Economic RVT Potential | 0 | 0 | 0 | 0 | 0 | 0 | 0 | 0 | 0 | 0 | 0 | 0 | 0 | 0 | 0 | 0 | 0 | 0 | 0 | 0 | 0 | 0 | 0
F1_Industrial_Primary Metals_New_Space Heating_Natural Gas_ENERGY STAR Connected Thermostat_A_Achievable Economic RVT Potential | F1 | Industrial | Primary Metals | New | Space Heating | Natural Gas | ENERGY STAR Connected Thermostat | A | Integrated Unit Energy Savings (kWh or therms) | Achievable Economic RVT Potential | 0 | 0 | 0.01483 | 0.014652 | 0.014524 | 0.014406 | 0.014321 | 0.014227 | 0.014134 | 0.014035 | 0.013945 | 0.01385 | 0.013731 | 0.013621 | 0.013507 | 0.013414 | 0.013333 | 0.013257 | 0.01321 | 0.013172 | 0.01315 | 0.013145 | 0
F2_Industrial_Primary Metals_New_Space Heating_Natural Gas_ENERGY STAR Connected Thermostat_A_Achievable Economic RVT Potential | F2 | Industrial | Primary Metals | New | Space Heating | Natural Gas | ENERGY STAR Connected Thermostat | A | Integrated Unit Summer Peak Savings (kW) | Achievable Economic RVT Potential | 0 | 0 | 0 | 0 | 0 | 0 | 0 | 0 | 0 | 0 | 0 | 0 | 0 | 0 | 0 | 0 | 0 | 0 | 0 | 0 | 0 | 0 | 0
F3_Industrial_Primary Metals_New_Space Heating_Natural Gas_ENERGY STAR Connected Thermostat_A_Achievable Economic RVT Potential | F3 | Industrial | Primary Metals | New | Space Heating | Natural Gas | ENERGY STAR Connected Thermostat | A | Integrated Unit Winter Peak Savings (kW) | Achievable Economic RVT Potential | 0 | 0 | 0 | 0 | 0 | 0 | 0 | 0 | 0 | 0 | 0 | 0 | 0 | 0 | 0 | 0 | 0 | 0 | 0 | 0 | 0 | 0 | 0
F4_Industrial_Primary Metals_New_Space Heating_Natural Gas_ENERGY STAR Connected Thermostat_A_Achievable Economic RVT Potential | F4 | Industrial | Primary Metals | New | Space Heating | Natural Gas | ENERGY STAR Connected Thermostat | A | Incremental Energy Savings (MWh or mTherms) | Achievable Economic RVT Potential | 0 | 0 | 0 | 0 | 0 | 0 | 0 | 0 | 0 | 0 | 0 | 0 | 0 | 0 | 0 | 0 | 0 | 0 | 0 | 0 | 0 | 0 | 0
F5_Industrial_Primary Metals_New_Space Heating_Natural Gas_ENERGY STAR Connected Thermostat_A_Achievable Economic RVT Potential | F5 | Industrial | Primary Metals | New | Space Heating | Natural Gas | ENERGY STAR Connected Thermostat | A | Incremental Summer Peak Savings (MW) | Achievable Economic RVT Potential | 0 | 0 | 0 | 0 | 0 | 0 | 0 | 0 | 0 | 0 | 0 | 0 | 0 | 0 | 0 | 0 | 0 | 0 | 0 | 0 | 0 | 0 | 0
F6_Industrial_Primary Metals_New_Space Heating_Natural Gas_ENERGY STAR Connected Thermostat_A_Achievable Economic RVT Potential | F6 | Industrial | Primary Metals | New | Space Heating | Natural Gas | ENERGY STAR Connected Thermostat | A | Incremental Winter Peak Savings (MW) | Achievable Economic RVT Potential | 0 | 0 | 0 | 0 | 0 | 0 | 0 | 0 | 0 | 0 | 0 | 0 | 0 | 0 | 0 | 0 | 0 | 0 | 0 | 0 | 0 | 0 | 0
F7_Industrial_Primary Metals_New_Space Heating_Natural Gas_ENERGY STAR Connected Thermostat_A_Achievable Economic RVT Potential | F7 | Industrial | Primary Metals | New | Space Heating | Natural Gas | ENERGY STAR Connected Thermostat | A | Cumulative Energy Savings (MWh or mTherms) | Achievable Economic RVT Potential | 0 | 0 | 0 | 0 | 0 | 0 | 0 | 0 | 0 | 0 | 0 | 0 | 0 | 0 | 0 | 0 | 0 | 0 | 0 | 0 | 0 | 0 | 0
F8_Industrial_Primary Metals_New_Space Heating_Natural Gas_ENERGY STAR Connected Thermostat_A_Achievable Economic RVT Potential | F8 | Industrial | Primary Metals | New | Space Heating | Natural Gas | ENERGY STAR Connected Thermostat | A | Cumulative Summer Peak Savings (MW) | Achievable Economic RVT Potential | 0 | 0 | 0 | 0 | 0 | 0 | 0 | 0 | 0 | 0 | 0 | 0 | 0 | 0 | 0 | 0 | 0 | 0 | 0 | 0 | 0 | 0 | 0
F9_Industrial_Primary Metals_New_Space Heating_Natural Gas_ENERGY STAR Connected Thermostat_A_Achievable Economic RVT Potential | F9 | Industrial | Primary Metals | New | Space Heating | Natural Gas | ENERGY STAR Connected Thermostat | A | Cumulative Winter Peak Savings (MW) | Achievable Economic RVT Potential | 0 | 0 | 0 | 0 | 0 | 0 | 0 | 0 | 0 | 0 | 0 | 0 | 0 | 0 | 0 | 0 | 0 | 0 | 0 | 0 | 0 | 0 | 0
F10_Industrial_Primary Metals_New_Space Heating_Natural Gas_ENERGY STAR Connected Thermostat_A_Achievable Economic RVT Potential | F10 | Industrial | Primary Metals | New | Space Heating | Natural Gas | ENERGY STAR Connected Thermostat | A | Purchases (Incremental) | Achievable Economic RVT Potential | 0 | 0 | 0 | 0 | 0 | 0 | 0 | 0 | 0 | 0 | 0 | 0 | 0 | 0 | 0 | 0 | 0 | 0 | 0 | 0 | 0 | 0 | 0
F11_Industrial_Primary Metals_New_Space Heating_Natural Gas_ENERGY STAR Connected Thermostat_A_Achievable Economic RVT Potential | F11 | Industrial | Primary Metals | New | Space Heating | Natural Gas | ENERGY STAR Connected Thermostat | A | Purchases (Cumulative) | Achievable Economic RVT Potential | 0 | 0 | 0 | 0 | 0 | 0 | 0 | 0 | 0 | 0 | 0 | 0 | 0 | 0 | 0 | 0 | 0 | 0 | 0 | 0 | 0 | 0 | 0
F1_Industrial_Primary Metals_New_Space Heating_Natural Gas_Destratification Fans (HVLS)_A_Achievable Economic RVT Potential | F1 | Industrial | Primary Metals | New | Space Heating | Natural Gas | Destratification Fans (HVLS) | A | Integrated Unit Energy Savings (kWh or therms) | Achievable Economic RVT Potential | 0 | 0 | 0.01483 | 0.014651 | 0.014524 | 0.014405 | 0.014319 | 0.014224 | 0.014129 | 0.014029 | 0.013936 | 0.013838 | 0.013717 | 0.013605 | 0.01349 | 0.013396 | 0.013315 | 0.01324 | 0.013194 | 0.013157 | 0.013135 | 0.013131 | 0
F2_Industrial_Primary Metals_New_Space Heating_Natural Gas_Destratification Fans (HVLS)_A_Achievable Economic RVT Potential | F2 | Industrial | Primary Metals | New | Space Heating | Natural Gas | Destratification Fans (HVLS) | A | Integrated Unit Summer Peak Savings (kW) | Achievable Economic RVT Potential | 0 | 0 | 0 | 0 | 0 | 0 | 0 | 0 | 0 | 0 | 0 | 0 | 0 | 0 | 0 | 0 | 0 | 0 | 0 | 0 | 0 | 0 | 0
F3_Industrial_Primary Metals_New_Space Heating_Natural Gas_Destratification Fans (HVLS)_A_Achievable Economic RVT Potential | F3 | Industrial | Primary Metals | New | Space Heating | Natural Gas | Destratification Fans (HVLS) | A | Integrated Unit Winter Peak Savings (kW) | Achievable Economic RVT Potential | 0 | 0 | 0 | 0 | 0 | 0 | 0 | 0 | 0 | 0 | 0 | 0 | 0 | 0 | 0 | 0 | 0 | 0 | 0 | 0 | 0 | 0 | 0
F4_Industrial_Primary Metals_New_Space Heating_Natural Gas_Destratification Fans (HVLS)_A_Achievable Economic RVT Potential | F4 | Industrial | Primary Metals | New | Space Heating | Natural Gas | Destratification Fans (HVLS) | A | Incremental Energy Savings (MWh or mTherms) | Achievable Economic RVT Potential | 0 | 0 | 0 | 0 | 0 | 0 | 0 | 0 | 0 | 0 | 0 | 0 | 0 | 0 | 0 | 0 | 0 | 0 | 0 | 0 | 0 | 0 | 0
F5_Industrial_Primary Metals_New_Space Heating_Natural Gas_Destratification Fans (HVLS)_A_Achievable Economic RVT Potential | F5 | Industrial | Primary Metals | New | Space Heating | Natural Gas | Destratification Fans (HVLS) | A | Incremental Summer Peak Savings (MW) | Achievable Economic RVT Potential | 0 | 0 | 0 | 0 | 0 | 0 | 0 | 0 | 0 | 0 | 0 | 0 | 0 | 0 | 0 | 0 | 0 | 0 | 0 | 0 | 0 | 0 | 0
F6_Industrial_Primary Metals_New_Space Heating_Natural Gas_Destratification Fans (HVLS)_A_Achievable Economic RVT Potential | F6 | Industrial | Primary Metals | New | Space Heating | Natural Gas | Destratification Fans (HVLS) | A | Incremental Winter Peak Savings (MW) | Achievable Economic RVT Potential | 0 | 0 | 0 | 0 | 0 | 0 | 0 | 0 | 0 | 0 | 0 | 0 | 0 | 0 | 0 | 0 | 0 | 0 | 0 | 0 | 0 | 0 | 0
F7_Industrial_Primary Metals_New_Space Heating_Natural Gas_Destratification Fans (HVLS)_A_Achievable Economic RVT Potential | F7 | Industrial | Primary Metals | New | Space Heating | Natural Gas | Destratification Fans (HVLS) | A | Cumulative Energy Savings (MWh or mTherms) | Achievable Economic RVT Potential | 0 | 0 | 0 | 0 | 0 | 0 | 0 | 0 | 0 | 0 | 0 | 0 | 0 | 0 | 0 | 0 | 0 | 0 | 0 | 0 | 0 | 0 | 0
F8_Industrial_Primary Metals_New_Space Heating_Natural Gas_Destratification Fans (HVLS)_A_Achievable Economic RVT Potential | F8 | Industrial | Primary Metals | New | Space Heating | Natural Gas | Destratification Fans (HVLS) | A | Cumulative Summer Peak Savings (MW) | Achievable Economic RVT Potential | 0 | 0 | 0 | 0 | 0 | 0 | 0 | 0 | 0 | 0 | 0 | 0 | 0 | 0 | 0 | 0 | 0 | 0 | 0 | 0 | 0 | 0 | 0
F9_Industrial_Primary Metals_New_Space Heating_Natural Gas_Destratification Fans (HVLS)_A_Achievable Economic RVT Potential | F9 | Industrial | Primary Metals | New | Space Heating | Natural Gas | Destratification Fans (HVLS) | A | Cumulative Winter Peak Savings (MW) | Achievable Economic RVT Potential | 0 | 0 | 0 | 0 | 0 | 0 | 0 | 0 | 0 | 0 | 0 | 0 | 0 | 0 | 0 | 0 | 0 | 0 | 0 | 0 | 0 | 0 | 0
F10_Industrial_Primary Metals_New_Space Heating_Natural Gas_Destratification Fans (HVLS)_A_Achievable Economic RVT Potential | F10 | Industrial | Primary Metals | New | Space Heating | Natural Gas | Destratification Fans (HVLS) | A | Purchases (Incremental) | Achievable Economic RVT Potential | 0 | 0 | 0 | 0 | 0 | 0 | 0 | 0 | 0 | 0 | 0 | 0 | 0 | 0 | 0 | 0 | 0 | 0 | 0 | 0 | 0 | 0 | 0
F11_Industrial_Primary Metals_New_Space Heating_Natural Gas_Destratification Fans (HVLS)_A_Achievable Economic RVT Potential | F11 | Industrial | Primary Metals | New | Space Heating | Natural Gas | Destratification Fans (HVLS) | A | Purchases (Cumulative) | Achievable Economic RVT Potential | 0 | 0 | 0 | 0 | 0 | 0 | 0 | 0 | 0 | 0 | 0 | 0 | 0 | 0 | 0 | 0 | 0 | 0 | 0 | 0 | 0 | 0 | 0
F1_Industrial_Primary Metals_New_Space Heating_Natural Gas_Gas Boiler - Insulate Steam Lines/Condensate Tank_A_Achievable Economic RVT Potential | F1 | Industrial | Primary Metals | New | Space Heating | Natural Gas | Gas Boiler - Insulate Steam Lines/Condensate Tank | A | Integrated Unit Energy Savings (kWh or therms) | Achievable Economic RVT Potential | 0 | 0 | 301.2083 | 297.6086 | 295.0562 | 292.6825 | 290.9873 | 289.1176 | 287.2496 | 285.278 | 283.4702 | 281.5517 | 279.1506 | 276.9299 | 274.6375 | 272.7428 | 271.1026 | 269.5505 | 268.6122 | 267.8275 | 267.3776 | 267.2749 | 0
F2_Industrial_Primary Metals_New_Space Heating_Natural Gas_Gas Boiler - Insulate Steam Lines/Condensate Tank_A_Achievable Economic RVT Potential | F2 | Industrial | Primary Metals | New | Space Heating | Natural Gas | Gas Boiler - Insulate Steam Lines/Condensate Tank | A | Integrated Unit Summer Peak Savings (kW) | Achievable Economic RVT Potential | 0 | 0 | 0 | 0 | 0 | 0 | 0 | 0 | 0 | 0 | 0 | 0 | 0 | 0 | 0 | 0 | 0 | 0 | 0 | 0 | 0 | 0 | 0
F3_Industrial_Primary Metals_New_Space Heating_Natural Gas_Gas Boiler - Insulate Steam Lines/Condensate Tank_A_Achievable Economic RVT Potential | F3 | Industrial | Primary Metals | New | Space Heating | Natural Gas | Gas Boiler - Insulate Steam Lines/Condensate Tank | A | Integrated Unit Winter Peak Savings (kW) | Achievable Economic RVT Potential | 0 | 0 | 0 | 0 | 0 | 0 | 0 | 0 | 0 | 0 | 0 | 0 | 0 | 0 | 0 | 0 | 0 | 0 | 0 | 0 | 0 | 0 | 0
F4_Industrial_Primary Metals_New_Space Heating_Natural Gas_Gas Boiler - Insulate Steam Lines/Condensate Tank_A_Achievable Economic RVT Potential | F4 | Industrial | Primary Metals | New | Space Heating | Natural Gas | Gas Boiler - Insulate Steam Lines/Condensate Tank | A | Incremental Energy Savings (MWh or mTherms) | Achievable Economic RVT Potential | 0 | 0 | 0.00025897 | 0.00044655 | 0.0006313 | 0.00083589 | 0.00095659 | 0.0010952 | 0.0012302 | 0.0013804 | 0.0014891 | 0.0016132 | 0.0017307 | 0.001868 | 0.0019542 | 0.0020634 | 0.0021729 | 0.0023015 | 0.0023863 | 0.0024935 | 0.0026001 | 0.0027095 | 0
F5_Industrial_Primary Metals_New_Space Heating_Natural Gas_Gas Boiler - Insulate Steam Lines/Condensate Tank_A_Achievable Economic RVT Potential | F5 | Industrial | Primary Metals | New | Space Heating | Natural Gas | Gas Boiler - Insulate Steam Lines/Condensate Tank | A | Incremental Summer Peak Savings (MW) | Achievable Economic RVT Potential | 0 | 0 | 0 | 0 | 0 | 0 | 0 | 0 | 0 | 0 | 0 | 0 | 0 | 0 | 0 | 0 | 0 | 0 | 0 | 0 | 0 | 0 | 0
F6_Industrial_Primary Metals_New_Space Heating_Natural Gas_Gas Boiler - Insulate Steam Lines/Condensate Tank_A_Achievable Economic RVT Potential | F6 | Industrial | Primary Metals | New | Space Heating | Natural Gas | Gas Boiler - Insulate Steam Lines/Condensate Tank | A | Incremental Winter Peak Savings (MW) | Achievable Economic RVT Potential | 0 | 0 | 0 | 0 | 0 | 0 | 0 | 0 | 0 | 0 | 0 | 0 | 0 | 0 | 0 | 0 | 0 | 0 | 0 | 0 | 0 | 0 | 0
F7_Industrial_Primary Metals_New_Space Heating_Natural Gas_Gas Boiler - Insulate Steam Lines/Condensate Tank_A_Achievable Economic RVT Potential | F7 | Industrial | Primary Metals | New | Space Heating | Natural Gas | Gas Boiler - Insulate Steam Lines/Condensate Tank | A | Cumulative Energy Savings (MWh or mTherms) | Achievable Economic RVT Potential | 0 | 0 | 0.00025897 | 0.00070243 | 0.0013277 | 0.0021529 | 0.003097 | 0.0041724 | 0.0053756 | 0.0067192 | 0.0081657 | 0.0097237 | 0.011371 | 0.013149 | 0.014994 | 0.016954 | 0.019025 | 0.021218 | 0.02353 | 0.025955 | 0.028511 | 0.03121 | 0
F8_Industrial_Primary Metals_New_Space Heating_Natural Gas_Gas Boiler - Insulate Steam Lines/Condensate Tank_A_Achievable Economic RVT Potential | F8 | Industrial | Primary Metals | New | Space Heating | Natural Gas | Gas Boiler - Insulate Steam Lines/Condensate Tank | A | Cumulative Summer Peak Savings (MW) | Achievable Economic RVT Potential | 0 | 0 | 0 | 0 | 0 | 0 | 0 | 0 | 0 | 0 | 0 | 0 | 0 | 0 | 0 | 0 | 0 | 0 | 0 | 0 | 0 | 0 | 0
F9_Industrial_Primary Metals_New_Space Heating_Natural Gas_Gas Boiler - Insulate Steam Lines/Condensate Tank_A_Achievable Economic RVT Potential | F9 | Industrial | Primary Metals | New | Space Heating | Natural Gas | Gas Boiler - Insulate Steam Lines/Condensate Tank | A | Cumulative Winter Peak Savings (MW) | Achievable Economic RVT Potential | 0 | 0 | 0 | 0 | 0 | 0 | 0 | 0 | 0 | 0 | 0 | 0 | 0 | 0 | 0 | 0 | 0 | 0 | 0 | 0 | 0 | 0 | 0
F10_Industrial_Primary Metals_New_Space Heating_Natural Gas_Gas Boiler - Insulate Steam Lines/Condensate Tank_A_Achievable Economic RVT Potential | F10 | Industrial | Primary Metals | New | Space Heating | Natural Gas | Gas Boiler - Insulate Steam Lines/Condensate Tank | A | Purchases (Incremental) | Achievable Economic RVT Potential | 0 | 0 | 0.00085978 | 0.0015005 | 0.0021396 | 0.002856 | 0.0032874 | 0.0037882 | 0.0042827 | 0.004839 | 0.0052532 | 0.0057297 | 0.0061999 | 0.0067453 | 0.0071155 | 0.0075654 | 0.0080149 | 0.0085383 | 0.008884 | 0.0093099 | 0.0097243 | 0.010137 | 0
F11_Industrial_Primary Metals_New_Space Heating_Natural Gas_Gas Boiler - Insulate Steam Lines/Condensate Tank_A_Achievable Economic RVT Potential | F11 | Industrial | Primary Metals | New | Space Heating | Natural Gas | Gas Boiler - Insulate Steam Lines/Condensate Tank | A | Purchases (Cumulative) | Achievable Economic RVT Potential | 0 | 0 | 0.00085978 | 0.0023603 | 0.0044999 | 0.0073558 | 0.010643 | 0.014431 | 0.018714 | 0.023553 | 0.028806 | 0.034536 | 0.040736 | 0.047481 | 0.054597 | 0.062162 | 0.070177 | 0.078715 | 0.087599 | 0.096909 | 0.10663 | 0.11677 | 0
F1_Industrial_Primary Metals_New_Process_Natural Gas_Gas Boiler - Insulate Steam Lines/Condensate Tank_A_Achievable Economic RVT Potential | F1 | Industrial | Primary Metals | New | Process | Natural Gas | Gas Boiler - Insulate Steam Lines/Condensate Tank | A | Integrated Unit Energy Savings (kWh or therms) | Achievable Economic RVT Potential | 0 | 0 | 302.996 | 302.6612 | 302.3496 | 302.0722 | 301.6814 | 301.424 | 301.2435 | 301.1458 | 301.0322 | 300.9773 | 300.9455 | 300.9603 | 300.93 | 300.9402 | 300.9572 | 301.0228 | 301.0805 | 301.1696 | 301.2486 | 301.3199 | 0
F2_Industrial_Primary Metals_New_Process_Natural Gas_Gas Boiler - Insulate Steam Lines/Condensate Tank_A_Achievable Economic RVT Potential | F2 | Industrial | Primary Metals | New | Process | Natural Gas | Gas Boiler - Insulate Steam Lines/Condensate Tank | A | Integrated Unit Summer Peak Savings (kW) | Achievable Economic RVT Potential | 0 | 0 | 0 | 0 | 0 | 0 | 0 | 0 | 0 | 0 | 0 | 0 | 0 | 0 | 0 | 0 | 0 | 0 | 0 | 0 | 0 | 0 | 0
F3_Industrial_Primary Metals_New_Process_Natural Gas_Gas Boiler - Insulate Steam Lines/Condensate Tank_A_Achievable Economic RVT Potential | F3 | Industrial | Primary Metals | New | Process | Natural Gas | Gas Boiler - Insulate Steam Lines/Condensate Tank | A | Integrated Unit Winter Peak Savings (kW) | Achievable Economic RVT Potential | 0 | 0 | 0 | 0 | 0 | 0 | 0 | 0 | 0 | 0 | 0 | 0 | 0 | 0 | 0 | 0 | 0 | 0 | 0 | 0 | 0 | 0 | 0
F4_Industrial_Primary Metals_New_Process_Natural Gas_Gas Boiler - Insulate Steam Lines/Condensate Tank_A_Achievable Economic RVT Potential | F4 | Industrial | Primary Metals | New | Process | Natural Gas | Gas Boiler - Insulate Steam Lines/Condensate Tank | A | Incremental Energy Savings (MWh or mTherms) | Achievable Economic RVT Potential | 0 | 0 | 0.0094355 | 0.016448 | 0.02343 | 0.031247 | 0.03592 | 0.041357 | 0.046728 | 0.05278 | 0.057277 | 0.062461 | 0.067579 | 0.073528 | 0.077555 | 0.082461 | 0.087366 | 0.093091 | 0.096879 | 0.10155 | 0.1061 | 0.11064 | 0
F5_Industrial_Primary Metals_New_Process_Natural Gas_Gas Boiler - Insulate Steam Lines/Condensate Tank_A_Achievable Economic RVT Potential | F5 | Industrial | Primary Metals | New | Process | Natural Gas | Gas Boiler - Insulate Steam Lines/Condensate Tank | A | Incremental Summer Peak Savings (MW) | Achievable Economic RVT Potential | 0 | 0 | 0 | 0 | 0 | 0 | 0 | 0 | 0 | 0 | 0 | 0 | 0 | 0 | 0 | 0 | 0 | 0 | 0 | 0 | 0 | 0 | 0
F6_Industrial_Primary Metals_New_Process_Natural Gas_Gas Boiler - Insulate Steam Lines/Condensate Tank_A_Achievable Economic RVT Potential | F6 | Industrial | Primary Metals | New | Process | Natural Gas | Gas Boiler - Insulate Steam Lines/Condensate Tank | A | Incremental Winter Peak Savings (MW) | Achievable Economic RVT Potential | 0 | 0 | 0 | 0 | 0 | 0 | 0 | 0 | 0 | 0 | 0 | 0 | 0 | 0 | 0 | 0 | 0 | 0 | 0 | 0 | 0 | 0 | 0
F7_Industrial_Primary Metals_New_Process_Natural Gas_Gas Boiler - Insulate Steam Lines/Condensate Tank_A_Achievable Economic RVT Potential | F7 | Industrial | Primary Metals | New | Process | Natural Gas | Gas Boiler - Insulate Steam Lines/Condensate Tank | A | Cumulative Energy Savings (MWh or mTherms) | Achievable Economic RVT Potential | 0 | 0 | 0.0094355 | 0.025873 | 0.049277 | 0.080479 | 0.11629 | 0.15755 | 0.20419 | 0.2569 | 0.31408 | 0.37648 | 0.44402 | 0.51757 | 0.59507 | 0.67756 | 0.76496 | 0.85822 | 0.95526 | 1.0571 | 1.1635 | 1.2744 | 0
F8_Industrial_Primary Metals_New_Process_Natural Gas_Gas Boiler - Insulate Steam Lines/Condensate Tank_A_Achievable Economic RVT Potential | F8 | Industrial | Primary Metals | New | Process | Natural Gas | Gas Boiler - Insulate Steam Lines/Condensate Tank | A | Cumulative Summer Peak Savings (MW) | Achievable Economic RVT Potential | 0 | 0 | 0 | 0 | 0 | 0 | 0 | 0 | 0 | 0 | 0 | 0 | 0 | 0 | 0 | 0 | 0 | 0 | 0 | 0 | 0 | 0 | 0
F9_Industrial_Primary Metals_New_Process_Natural Gas_Gas Boiler - Insulate Steam Lines/Condensate Tank_A_Achievable Economic RVT Potential | F9 | Industrial | Primary Metals | New | Process | Natural Gas | Gas Boiler - Insulate Steam Lines/Condensate Tank | A | Cumulative Winter Peak Savings (MW) | Achievable Economic RVT Potential | 0 | 0 | 0 | 0 | 0 | 0 | 0 | 0 | 0 | 0 | 0 | 0 | 0 | 0 | 0 | 0 | 0 | 0 | 0 | 0 | 0 | 0 | 0
F10_Industrial_Primary Metals_New_Process_Natural Gas_Gas Boiler - Insulate Steam Lines/Condensate Tank_A_Achievable Economic RVT Potential | F10 | Industrial | Primary Metals | New | Process | Natural Gas | Gas Boiler - Insulate Steam Lines/Condensate Tank | A | Purchases (Incremental) | Achievable Economic RVT Potential | 0 | 0 | 0.031141 | 0.054346 | 0.077495 | 0.10344 | 0.11907 | 0.13721 | 0.15512 | 0.17526 | 0.19027 | 0.20753 | 0.22456 | 0.24431 | 0.25772 | 0.27401 | 0.29029 | 0.30925 | 0.32177 | 0.3372 | 0.35221 | 0.36717 | 0
F11_Industrial_Primary Metals_New_Process_Natural Gas_Gas Boiler - Insulate Steam Lines/Condensate Tank_A_Achievable Economic RVT Potential | F11 | Industrial | Primary Metals | New | Process | Natural Gas | Gas Boiler - Insulate Steam Lines/Condensate Tank | A | Purchases (Cumulative) | Achievable Economic RVT Potential | 0 | 0 | 0.031141 | 0.085487 | 0.16298 | 0.26642 | 0.38549 | 0.52269 | 0.67781 | 0.85307 | 1.0433 | 1.2509 | 1.4754 | 1.7197 | 1.9775 | 2.2515 | 2.5418 | 2.851 | 3.1728 | 3.51 | 3.8622 | 4.2294 | 0
F1_Industrial_Primary Metals_New_Space Heating_Natural Gas_Gas Boiler - Insulate Hot Water Lines_A_Achievable Economic RVT Potential | F1 | Industrial | Primary Metals | New | Space Heating | Natural Gas | Gas Boiler - Insulate Hot Water Lines | A | Integrated Unit Energy Savings (kWh or therms) | Achievable Economic RVT Potential | 0 | 0 | 340.5245 | 336.5353 | 333.7808 | 331.2968 | 329.7135 | 328.0474 | 326.534 | 325.0446 | 323.9672 | 322.8731 | 321.3273 | 319.9555 | 318.6053 | 317.482 | 316.4278 | 315.1284 | 314.478 | 313.6259 | 312.9458 | 312.5193 | 0
F2_Industrial_Primary Metals_New_Space Heating_Natural Gas_Gas Boiler - Insulate Hot Water Lines_A_Achievable Economic RVT Potential | F2 | Industrial | Primary Metals | New | Space Heating | Natural Gas | Gas Boiler - Insulate Hot Water Lines | A | Integrated Unit Summer Peak Savings (kW) | Achievable Economic RVT Potential | 0 | 0 | 0 | 0 | 0 | 0 | 0 | 0 | 0 | 0 | 0 | 0 | 0 | 0 | 0 | 0 | 0 | 0 | 0 | 0 | 0 | 0 | 0
F3_Industrial_Primary Metals_New_Space Heating_Natural Gas_Gas Boiler - Insulate Hot Water Lines_A_Achievable Economic RVT Potential | F3 | Industrial | Primary Metals | New | Space Heating | Natural Gas | Gas Boiler - Insulate Hot Water Lines | A | Integrated Unit Winter Peak Savings (kW) | Achievable Economic RVT Potential | 0 | 0 | 0 | 0 | 0 | 0 | 0 | 0 | 0 | 0 | 0 | 0 | 0 | 0 | 0 | 0 | 0 | 0 | 0 | 0 | 0 | 0 | 0
F4_Industrial_Primary Metals_New_Space Heating_Natural Gas_Gas Boiler - Insulate Hot Water Lines_A_Achievable Economic RVT Potential | F4 | Industrial | Primary Metals | New | Space Heating | Natural Gas | Gas Boiler - Insulate Hot Water Lines | A | Incremental Energy Savings (MWh or mTherms) | Achievable Economic RVT Potential | 0 | 0 | 0.00029278 | 0.00050496 | 0.00071416 | 0.00094617 | 0.0010839 | 0.0012427 | 0.0013985 | 0.0015729 | 0.0017019 | 0.00185 | 0.0019922 | 0.0021582 | 0.002267 | 0.0024019 | 0.0025361 | 0.0026907 | 0.0027938 | 0.0029198 | 0.0030432 | 0.0031681 | 0
F5_Industrial_Primary Metals_New_Space Heating_Natural Gas_Gas Boiler - Insulate Hot Water Lines_A_Achievable Economic RVT Potential | F5 | Industrial | Primary Metals | New | Space Heating | Natural Gas | Gas Boiler - Insulate Hot Water Lines | A | Incremental Summer Peak Savings (MW) | Achievable Economic RVT Potential | 0 | 0 | 0 | 0 | 0 | 0 | 0 | 0 | 0 | 0 | 0 | 0 | 0 | 0 | 0 | 0 | 0 | 0 | 0 | 0 | 0 | 0 | 0
F6_Industrial_Primary Metals_New_Space Heating_Natural Gas_Gas Boiler - Insulate Hot Water Lines_A_Achievable Economic RVT Potential | F6 | Industrial | Primary Metals | New | Space Heating | Natural Gas | Gas Boiler - Insulate Hot Water Lines | A | Incremental Winter Peak Savings (MW) | Achievable Economic RVT Potential | 0 | 0 | 0 | 0 | 0 | 0 | 0 | 0 | 0 | 0 | 0 | 0 | 0 | 0 | 0 | 0 | 0 | 0 | 0 | 0 | 0 | 0 | 0
F7_Industrial_Primary Metals_New_Space Heating_Natural Gas_Gas Boiler - Insulate Hot Water Lines_A_Achievable Economic RVT Potential | F7 | Industrial | Primary Metals | New | Space Heating | Natural Gas | Gas Boiler - Insulate Hot Water Lines | A | Cumulative Energy Savings (MWh or mTherms) | Achievable Economic RVT Potential | 0 | 0 | 0.00029278 | 0.00079431 | 0.001502 | 0.002437 | 0.0035092 | 0.0047342 | 0.0061108 | 0.0076558 | 0.0093323 | 0.011151 | 0.01309 | 0.015192 | 0.017395 | 0.019735 | 0.022206 | 0.024805 | 0.027548 | 0.030393 | 0.033371 | 0.036493 | 0
F8_Industrial_Primary Metals_New_Space Heating_Natural Gas_Gas Boiler - Insulate Hot Water Lines_A_Achievable Economic RVT Potential | F8 | Industrial | Primary Metals | New | Space Heating | Natural Gas | Gas Boiler - Insulate Hot Water Lines | A | Cumulative Summer Peak Savings (MW) | Achievable Economic RVT Potential | 0 | 0 | 0 | 0 | 0 | 0 | 0 | 0 | 0 | 0 | 0 | 0 | 0 | 0 | 0 | 0 | 0 | 0 | 0 | 0 | 0 | 0 | 0
F9_Industrial_Primary Metals_New_Space Heating_Natural Gas_Gas Boiler - Insulate Hot Water Lines_A_Achievable Economic RVT Potential | F9 | Industrial | Primary Metals | New | Space Heating | Natural Gas | Gas Boiler - Insulate Hot Water Lines | A | Cumulative Winter Peak Savings (MW) | Achievable Economic RVT Potential | 0 | 0 | 0 | 0 | 0 | 0 | 0 | 0 | 0 | 0 | 0 | 0 | 0 | 0 | 0 | 0 | 0 | 0 | 0 | 0 | 0 | 0 | 0
F10_Industrial_Primary Metals_New_Space Heating_Natural Gas_Gas Boiler - Insulate Hot Water Lines_A_Achievable Economic RVT Potential | F10 | Industrial | Primary Metals | New | Space Heating | Natural Gas | Gas Boiler - Insulate Hot Water Lines | A | Purchases (Incremental) | Achievable Economic RVT Potential | 0 | 0 | 0.00085978 | 0.0015005 | 0.0021396 | 0.002856 | 0.0032874 | 0.0037882 | 0.0042827 | 0.004839 | 0.0052532 | 0.0057297 | 0.0061999 | 0.0067453 | 0.0071155 | 0.0075654 | 0.0080149 | 0.0085383 | 0.008884 | 0.0093099 | 0.0097243 | 0.010137 | 0
F11_Industrial_Primary Metals_New_Space Heating_Natural Gas_Gas Boiler - Insulate Hot Water Lines_A_Achievable Economic RVT Potential | F11 | Industrial | Primary Metals | New | Space Heating | Natural Gas | Gas Boiler - Insulate Hot Water Lines | A | Purchases (Cumulative) | Achievable Economic RVT Potential | 0 | 0 | 0.00085978 | 0.0023603 | 0.0044999 | 0.0073558 | 0.010643 | 0.014431 | 0.018714 | 0.023553 | 0.028806 | 0.034536 | 0.040736 | 0.047481 | 0.054597 | 0.062162 | 0.070177 | 0.078715 | 0.087599 | 0.096909 | 0.10663 | 0.11677 | 0
F1_Industrial_Primary Metals_New_Process_Natural Gas_Gas Boiler - Insulate Hot Water Lines_A_Achievable Economic RVT Potential | F1 | Industrial | Primary Metals | New | Process | Natural Gas | Gas Boiler - Insulate Hot Water Lines | A | Integrated Unit Energy Savings (kWh or therms) | Achievable Economic RVT Potential | 0 | 0 | 342.5074 | 342.1442 | 341.806 | 341.5049 | 341.0808 | 340.8049 | 340.6157 | 340.5184 | 340.4062 | 340.3586 | 340.337 | 340.3661 | 340.3487 | 340.3746 | 340.4081 | 340.4946 | 340.5769 | 340.6922 | 340.7963 | 340.8916 | 0
F2_Industrial_Primary Metals_New_Process_Natural Gas_Gas Boiler - Insulate Hot Water Lines_A_Achievable Economic RVT Potential | F2 | Industrial | Primary Metals | New | Process | Natural Gas | Gas Boiler - Insulate Hot Water Lines | A | Integrated Unit Summer Peak Savings (kW) | Achievable Economic RVT Potential | 0 | 0 | 0 | 0 | 0 | 0 | 0 | 0 | 0 | 0 | 0 | 0 | 0 | 0 | 0 | 0 | 0 | 0 | 0 | 0 | 0 | 0 | 0
F3_Industrial_Primary Metals_New_Process_Natural Gas_Gas Boiler - Insulate Hot Water Lines_A_Achievable Economic RVT Potential | F3 | Industrial | Primary Metals | New | Process | Natural Gas | Gas Boiler - Insulate Hot Water Lines | A | Integrated Unit Winter Peak Savings (kW) | Achievable Economic RVT Potential | 0 | 0 | 0 | 0 | 0 | 0 | 0 | 0 | 0 | 0 | 0 | 0 | 0 | 0 | 0 | 0 | 0 | 0 | 0 | 0 | 0 | 0 | 0
F4_Industrial_Primary Metals_New_Process_Natural Gas_Gas Boiler - Insulate Hot Water Lines_A_Achievable Economic RVT Potential | F4 | Industrial | Primary Metals | New | Process | Natural Gas | Gas Boiler - Insulate Hot Water Lines | A | Incremental Energy Savings (MWh or mTherms) | Achievable Economic RVT Potential | 0 | 0 | 0.010666 | 0.018594 | 0.026488 | 0.035325 | 0.040611 | 0.04676 | 0.052835 | 0.05968 | 0.064769 | 0.070633 | 0.076425 | 0.083155 | 0.087714 | 0.093267 | 0.098819 | 0.1053 | 0.10959 | 0.11488 | 0.12003 | 0.12516 | 0
F5_Industrial_Primary Metals_New_Process_Natural Gas_Gas Boiler - Insulate Hot Water Lines_A_Achievable Economic RVT Potential | F5 | Industrial | Primary Metals | New | Process | Natural Gas | Gas Boiler - Insulate Hot Water Lines | A | Incremental Summer Peak Savings (MW) | Achievable Economic RVT Potential | 0 | 0 | 0 | 0 | 0 | 0 | 0 | 0 | 0 | 0 | 0 | 0 | 0 | 0 | 0 | 0 | 0 | 0 | 0 | 0 | 0 | 0 | 0
F6_Industrial_Primary Metals_New_Process_Natural Gas_Gas Boiler - Insulate Hot Water Lines_A_Achievable Economic RVT Potential | F6 | Industrial | Primary Metals | New | Process | Natural Gas | Gas Boiler - Insulate Hot Water Lines | A | Incremental Winter Peak Savings (MW) | Achievable Economic RVT Potential | 0 | 0 | 0 | 0 | 0 | 0 | 0 | 0 | 0 | 0 | 0 | 0 | 0 | 0 | 0 | 0 | 0 | 0 | 0 | 0 | 0 | 0 | 0
F7_Industrial_Primary Metals_New_Process_Natural Gas_Gas Boiler - Insulate Hot Water Lines_A_Achievable Economic RVT Potential | F7 | Industrial | Primary Metals | New | Process | Natural Gas | Gas Boiler - Insulate Hot Water Lines | A | Cumulative Energy Savings (MWh or mTherms) | Achievable Economic RVT Potential | 0 | 0 | 0.010666 | 0.029249 | 0.055708 | 0.090984 | 0.13148 | 0.17814 | 0.23087 | 0.29049 | 0.35516 | 0.42574 | 0.50214 | 0.58534 | 0.67302 | 0.76634 | 0.86524 | 0.97075 | 1.0806 | 1.1958 | 1.3162 | 1.4418 | 0
F8_Industrial_Primary Metals_New_Process_Natural Gas_Gas Boiler - Insulate Hot Water Lines_A_Achievable Economic RVT Potential | F8 | Industrial | Primary Metals | New | Process | Natural Gas | Gas Boiler - Insulate Hot Water Lines | A | Cumulative Summer Peak Savings (MW) | Achievable Economic RVT Potential | 0 | 0 | 0 | 0 | 0 | 0 | 0 | 0 | 0 | 0 | 0 | 0 | 0 | 0 | 0 | 0 | 0 | 0 | 0 | 0 | 0 | 0 | 0
F9_Industrial_Primary Metals_New_Process_Natural Gas_Gas Boiler - Insulate Hot Water Lines_A_Achievable Economic RVT Potential | F9 | Industrial | Primary Metals | New | Process | Natural Gas | Gas Boiler - Insulate Hot Water Lines | A | Cumulative Winter Peak Savings (MW) | Achievable Economic RVT Potential | 0 | 0 | 0 | 0 | 0 | 0 | 0 | 0 | 0 | 0 | 0 | 0 | 0 | 0 | 0 | 0 | 0 | 0 | 0 | 0 | 0 | 0 | 0
F10_Industrial_Primary Metals_New_Process_Natural Gas_Gas Boiler - Insulate Hot Water Lines_A_Achievable Economic RVT Potential | F10 | Industrial | Primary Metals | New | Process | Natural Gas | Gas Boiler - Insulate Hot Water Lines | A | Purchases (Incremental) | Achievable Economic RVT Potential | 0 | 0 | 0.031141 | 0.054346 | 0.077495 | 0.10344 | 0.11907 | 0.13721 | 0.15512 | 0.17526 | 0.19027 | 0.20753 | 0.22456 | 0.24431 | 0.25772 | 0.27401 | 0.29029 | 0.30925 | 0.32177 | 0.3372 | 0.35221 | 0.36717 | 0
F11_Industrial_Primary Metals_New_Process_Natural Gas_Gas Boiler - Insulate Hot Water Lines_A_Achievable Economic RVT Potential | F11 | Industrial | Primary Metals | New | Process | Natural Gas | Gas Boiler - Insulate Hot Water Lines | A | Purchases (Cumulative) | Achievable Economic RVT Potential | 0 | 0 | 0.031141 | 0.085487 | 0.16298 | 0.26642 | 0.38549 | 0.52269 | 0.67781 | 0.85307 | 1.0433 | 1.2509 | 1.4754 | 1.7197 | 1.9775 | 2.2515 | 2.5418 | 2.851 | 3.1728 | 3.51 | 3.8622 | 4.2294 | 0
F1_Industrial_Primary Metals_New_Process_Natural Gas_Process - Insulate Heated Process Fluids_A_Achievable Economic RVT Potential | F1 | Industrial | Primary Metals | New | Process | Natural Gas | Process - Insulate Heated Process Fluids | A | Integrated Unit Energy Savings (kWh or therms) | Achievable Economic RVT Potential | 0 | 0 | 1904.8432 | 1904.8285 | 1904.8229 | 1904.8373 | 1904.8445 | 1904.8508 | 1904.8561 | 1904.8608 | 1904.8636 | 1904.8664 | 1904.8687 | 1904.8709 | 1904.8723 | 1904.8737 | 1904.875 | 1904.8764 | 1904.8771 | 1904.878 | 1904.8788 | 1904.8796 | 0
F2_Industrial_Primary Metals_New_Process_Natural Gas_Process - Insulate Heated Process Fluids_A_Achievable Economic RVT Potential | F2 | Industrial | Primary Metals | New | Process | Natural Gas | Process - Insulate Heated Process Fluids | A | Integrated Unit Summer Peak Savings (kW) | Achievable Economic RVT Potential | 0 | 0 | 0 | 0 | 0 | 0 | 0 | 0 | 0 | 0 | 0 | 0 | 0 | 0 | 0 | 0 | 0 | 0 | 0 | 0 | 0 | 0 | 0
F3_Industrial_Primary Metals_New_Process_Natural Gas_Process - Insulate Heated Process Fluids_A_Achievable Economic RVT Potential | F3 | Industrial | Primary Metals | New | Process | Natural Gas | Process - Insulate Heated Process Fluids | A | Integrated Unit Winter Peak Savings (kW) | Achievable Economic RVT Potential | 0 | 0 | 0 | 0 | 0 | 0 | 0 | 0 | 0 | 0 | 0 | 0 | 0 | 0 | 0 | 0 | 0 | 0 | 0 | 0 | 0 | 0 | 0
F4_Industrial_Primary Metals_New_Process_Natural Gas_Process - Insulate Heated Process Fluids_A_Achievable Economic RVT Potential | F4 | Industrial | Primary Metals | New | Process | Natural Gas | Process - Insulate Heated Process Fluids | A | Incremental Energy Savings (MWh or mTherms) | Achievable Economic RVT Potential | 0 | 0 | 0.12976 | 0.22645 | 0.3229 | 0.43102 | 0.49613 | 0.51454 | 0.46537 | 0.42065 | 0.36533 | 0.31878 | 0.27595 | 0.24018 | 0.20269 | 0.1724 | 0.14612 | 0.12453 | 0.00088376 | 0.00033076 | 0.00011778 | 4.0038e-05 | 0
F5_Industrial_Primary Metals_New_Process_Natural Gas_Process - Insulate Heated Process Fluids_A_Achievable Economic RVT Potential | F5 | Industrial | Primary Metals | New | Process | Natural Gas | Process - Insulate Heated Process Fluids | A | Incremental Summer Peak Savings (MW) | Achievable Economic RVT Potential | 0 | 0 | 0 | 0 | 0 | 0 | 0 | 0 | 0 | 0 | 0 | 0 | 0 | 0 | 0 | 0 | 0 | 0 | 0 | 0 | 0 | 0 | 0
F6_Industrial_Primary Metals_New_Process_Natural Gas_Process - Insulate Heated Process Fluids_A_Achievable Economic RVT Potential | F6 | Industrial | Primary Metals | New | Process | Natural Gas | Process - Insulate Heated Process Fluids | A | Incremental Winter Peak Savings (MW) | Achievable Economic RVT Potential | 0 | 0 | 0 | 0 | 0 | 0 | 0 | 0 | 0 | 0 | 0 | 0 | 0 | 0 | 0 | 0 | 0 | 0 | 0 | 0 | 0 | 0 | 0
F7_Industrial_Primary Metals_New_Process_Natural Gas_Process - Insulate Heated Process Fluids_A_Achievable Economic RVT Potential | F7 | Industrial | Primary Metals | New | Process | Natural Gas | Process - Insulate Heated Process Fluids | A | Cumulative Energy Savings (MWh or mTherms) | Achievable Economic RVT Potential | 0 | 0 | 0.12976 | 0.35621 | 0.67911 | 1.1101 | 1.6063 | 2.1208 | 2.5862 | 3.0068 | 3.3722 | 3.691 | 3.9669 | 4.2071 | 4.4098 | 4.5822 | 4.7283 | 4.8529 | 4.8537 | 4.8541 | 4.8542 | 4.8542 | 0
F8_Industrial_Primary Metals_New_Process_Natural Gas_Process - Insulate Heated Process Fluids_A_Achievable Economic RVT Potential | F8 | Industrial | Primary Metals | New | Process | Natural Gas | Process - Insulate Heated Process Fluids | A | Cumulative Summer Peak Savings (MW) | Achievable Economic RVT Potential | 0 | 0 | 0 | 0 | 0 | 0 | 0 | 0 | 0 | 0 | 0 | 0 | 0 | 0 | 0 | 0 | 0 | 0 | 0 | 0 | 0 | 0 | 0
F9_Industrial_Primary Metals_New_Process_Natural Gas_Process - Insulate Heated Process Fluids_A_Achievable Economic RVT Potential | F9 | Industrial | Primary Metals | New | Process | Natural Gas | Process - Insulate Heated Process Fluids | A | Cumulative Winter Peak Savings (MW) | Achievable Economic RVT Potential | 0 | 0 | 0 | 0 | 0 | 0 | 0 | 0 | 0 | 0 | 0 | 0 | 0 | 0 | 0 | 0 | 0 | 0 | 0 | 0 | 0 | 0 | 0
F10_Industrial_Primary Metals_New_Process_Natural Gas_Process - Insulate Heated Process Fluids_A_Achievable Economic RVT Potential | F10 | Industrial | Primary Metals | New | Process | Natural Gas | Process - Insulate Heated Process Fluids | A | Purchases (Incremental) | Achievable Economic RVT Potential | 0 | 0 | 0.06812 | 0.11888 | 0.16952 | 0.22628 | 0.26046 | 0.27012 | 0.24431 | 0.22083 | 0.19179 | 0.16735 | 0.14486 | 0.12609 | 0.10641 | 0.090506 | 0.076708 | 0.065373 | 0.00046395 | 0.00017364 | 6.183e-05 | 2.1019e-05 | 0
F11_Industrial_Primary Metals_New_Process_Natural Gas_Process - Insulate Heated Process Fluids_A_Achievable Economic RVT Potential | F11 | Industrial | Primary Metals | New | Process | Natural Gas | Process - Insulate Heated Process Fluids | A | Purchases (Cumulative) | Achievable Economic RVT Potential | 0 | 0 | 0.06812 | 0.187 | 0.35652 | 0.5828 | 0.84325 | 1.1134 | 1.3577 | 1.5785 | 1.7703 | 1.9377 | 2.0825 | 2.2086 | 2.315 | 2.4055 | 2.4822 | 2.5476 | 2.5481 | 2.5482 | 2.5483 | 2.5483 | 0
F1_Industrial_Primary Metals_New_Process_Natural Gas_Process Heat Recovery_A_Achievable Economic RVT Potential | F1 | Industrial | Primary Metals | New | Process | Natural Gas | Process Heat Recovery | A | Integrated Unit Energy Savings (kWh or therms) | Achievable Economic RVT Potential | 0 | 0 | 3.7704 | 3.7656 | 3.7612 | 3.7572 | 3.7515 | 3.7476 | 3.7448 | 3.7432 | 3.7412 | 3.7402 | 3.7395 | 3.7395 | 3.7388 | 3.7388 | 3.739 | 3.7399 | 3.7406 | 3.7417 | 3.7427 | 3.7436 | 0
F2_Industrial_Primary Metals_New_Process_Natural Gas_Process Heat Recovery_A_Achievable Economic RVT Potential | F2 | Industrial | Primary Metals | New | Process | Natural Gas | Process Heat Recovery | A | Integrated Unit Summer Peak Savings (kW) | Achievable Economic RVT Potential | 0 | 0 | 0 | 0 | 0 | 0 | 0 | 0 | 0 | 0 | 0 | 0 | 0 | 0 | 0 | 0 | 0 | 0 | 0 | 0 | 0 | 0 | 0
F3_Industrial_Primary Metals_New_Process_Natural Gas_Process Heat Recovery_A_Achievable Economic RVT Potential | F3 | Industrial | Primary Metals | New | Process | Natural Gas | Process Heat Recovery | A | Integrated Unit Winter Peak Savings (kW) | Achievable Economic RVT Potential | 0 | 0 | 0 | 0 | 0 | 0 | 0 | 0 | 0 | 0 | 0 | 0 | 0 | 0 | 0 | 0 | 0 | 0 | 0 | 0 | 0 | 0 | 0
F4_Industrial_Primary Metals_New_Process_Natural Gas_Process Heat Recovery_A_Achievable Economic RVT Potential | F4 | Industrial | Primary Metals | New | Process | Natural Gas | Process Heat Recovery | A | Incremental Energy Savings (MWh or mTherms) | Achievable Economic RVT Potential | 0 | 0 | 0 | 0 | 0 | 0 | 0 | 0 | 0 | 0 | 0 | 0 | 0 | 0 | 0 | 0 | 0 | 0 | 0 | 0 | 0 | 0 | 0
F5_Industrial_Primary Metals_New_Process_Natural Gas_Process Heat Recovery_A_Achievable Economic RVT Potential | F5 | Industrial | Primary Metals | New | Process | Natural Gas | Process Heat Recovery | A | Incremental Summer Peak Savings (MW) | Achievable Economic RVT Potential | 0 | 0 | 0 | 0 | 0 | 0 | 0 | 0 | 0 | 0 | 0 | 0 | 0 | 0 | 0 | 0 | 0 | 0 | 0 | 0 | 0 | 0 | 0
F6_Industrial_Primary Metals_New_Process_Natural Gas_Process Heat Recovery_A_Achievable Economic RVT Potential | F6 | Industrial | Primary Metals | New | Process | Natural Gas | Process Heat Recovery | A | Incremental Winter Peak Savings (MW) | Achievable Economic RVT Potential | 0 | 0 | 0 | 0 | 0 | 0 | 0 | 0 | 0 | 0 | 0 | 0 | 0 | 0 | 0 | 0 | 0 | 0 | 0 | 0 | 0 | 0 | 0
F7_Industrial_Primary Metals_New_Process_Natural Gas_Process Heat Recovery_A_Achievable Economic RVT Potential | F7 | Industrial | Primary Metals | New | Process | Natural Gas | Process Heat Recovery | A | Cumulative Energy Savings (MWh or mTherms) | Achievable Economic RVT Potential | 0 | 0 | 0 | 0 | 0 | 0 | 0 | 0 | 0 | 0 | 0 | 0 | 0 | 0 | 0 | 0 | 0 | 0 | 0 | 0 | 0 | 0 | 0
F8_Industrial_Primary Metals_New_Process_Natural Gas_Process Heat Recovery_A_Achievable Economic RVT Potential | F8 | Industrial | Primary Metals | New | Process | Natural Gas | Process Heat Recovery | A | Cumulative Summer Peak Savings (MW) | Achievable Economic RVT Potential | 0 | 0 | 0 | 0 | 0 | 0 | 0 | 0 | 0 | 0 | 0 | 0 | 0 | 0 | 0 | 0 | 0 | 0 | 0 | 0 | 0 | 0 | 0
F9_Industrial_Primary Metals_New_Process_Natural Gas_Process Heat Recovery_A_Achievable Economic RVT Potential | F9 | Industrial | Primary Metals | New | Process | Natural Gas | Process Heat Recovery | A | Cumulative Winter Peak Savings (MW) | Achievable Economic RVT Potential | 0 | 0 | 0 | 0 | 0 | 0 | 0 | 0 | 0 | 0 | 0 | 0 | 0 | 0 | 0 | 0 | 0 | 0 | 0 | 0 | 0 | 0 | 0
F10_Industrial_Primary Metals_New_Process_Natural Gas_Process Heat Recovery_A_Achievable Economic RVT Potential | F10 | Industrial | Primary Metals | New | Process | Natural Gas | Process Heat Recovery | A | Purchases (Incremental) | Achievable Economic RVT Potential | 0 | 0 | 0 | 0 | 0 | 0 | 0 | 0 | 0 | 0 | 0 | 0 | 0 | 0 | 0 | 0 | 0 | 0 | 0 | 0 | 0 | 0 | 0
F11_Industrial_Primary Metals_New_Process_Natural Gas_Process Heat Recovery_A_Achievable Economic RVT Potential | F11 | Industrial | Primary Metals | New | Process | Natural Gas | Process Heat Recovery | A | Purchases (Cumulative) | Achievable Economic RVT Potential | 0 | 0 | 0 | 0 | 0 | 0 | 0 | 0 | 0 | 0 | 0 | 0 | 0 | 0 | 0 | 0 | 0 | 0 | 0 | 0 | 0 | 0 | 0
F1_Industrial_Primary Metals_New_Space Heating_Natural Gas_Building Automation System_A_Achievable Economic RVT Potential | F1 | Industrial | Primary Metals | New | Space Heating | Natural Gas | Building Automation System | A | Integrated Unit Energy Savings (kWh or therms) | Achievable Economic RVT Potential | 0 | 0 | 0.014835 | 0.014661 | 0.01454 | 0.014432 | 0.014362 | 0.014289 | 0.014223 | 0.014157 | 0.01411 | 0.014062 | 0.013994 | 0.013934 | 0.013875 | 0.013825 | 0.013779 | 0.013722 | 0.013693 | 0.013656 | 0.013626 | 0.013607 | 0
F2_Industrial_Primary Metals_New_Space Heating_Natural Gas_Building Automation System_A_Achievable Economic RVT Potential | F2 | Industrial | Primary Metals | New | Space Heating | Natural Gas | Building Automation System | A | Integrated Unit Summer Peak Savings (kW) | Achievable Economic RVT Potential | 0 | 0 | 0 | 0 | 0 | 0 | 0 | 0 | 0 | 0 | 0 | 0 | 0 | 0 | 0 | 0 | 0 | 0 | 0 | 0 | 0 | 0 | 0
F3_Industrial_Primary Metals_New_Space Heating_Natural Gas_Building Automation System_A_Achievable Economic RVT Potential | F3 | Industrial | Primary Metals | New | Space Heating | Natural Gas | Building Automation System | A | Integrated Unit Winter Peak Savings (kW) | Achievable Economic RVT Potential | 0 | 0 | 0 | 0 | 0 | 0 | 0 | 0 | 0 | 0 | 0 | 0 | 0 | 0 | 0 | 0 | 0 | 0 | 0 | 0 | 0 | 0 | 0
F4_Industrial_Primary Metals_New_Space Heating_Natural Gas_Building Automation System_A_Achievable Economic RVT Potential | F4 | Industrial | Primary Metals | New | Space Heating | Natural Gas | Building Automation System | A | Incremental Energy Savings (MWh or mTherms) | Achievable Economic RVT Potential | 0 | 0 | 0.00065815 | 0.002269 | 0.0056975 | 0.012278 | 0.021349 | 0.035055 | 0.053659 | 0.078235 | 0.1047 | 0.1342 | 0.16213 | 0.18685 | 0.19708 | 0.19683 | 0.18272 | 0.16031 | 0.12729 | 0.092093 | 0.061321 | 0.041633 | 0
F5_Industrial_Primary Metals_New_Space Heating_Natural Gas_Building Automation System_A_Achievable Economic RVT Potential | F5 | Industrial | Primary Metals | New | Space Heating | Natural Gas | Building Automation System | A | Incremental Summer Peak Savings (MW) | Achievable Economic RVT Potential | 0 | 0 | 0 | 0 | 0 | 0 | 0 | 0 | 0 | 0 | 0 | 0 | 0 | 0 | 0 | 0 | 0 | 0 | 0 | 0 | 0 | 0 | 0
F6_Industrial_Primary Metals_New_Space Heating_Natural Gas_Building Automation System_A_Achievable Economic RVT Potential | F6 | Industrial | Primary Metals | New | Space Heating | Natural Gas | Building Automation System | A | Incremental Winter Peak Savings (MW) | Achievable Economic RVT Potential | 0 | 0 | 0 | 0 | 0 | 0 | 0 | 0 | 0 | 0 | 0 | 0 | 0 | 0 | 0 | 0 | 0 | 0 | 0 | 0 | 0 | 0 | 0
F7_Industrial_Primary Metals_New_Space Heating_Natural Gas_Building Automation System_A_Achievable Economic RVT Potential | F7 | Industrial | Primary Metals | New | Space Heating | Natural Gas | Building Automation System | A | Cumulative Energy Savings (MWh or mTherms) | Achievable Economic RVT Potential | 0 | 0 | 0.00065815 | 0.0029194 | 0.008593 | 0.020807 | 0.042056 | 0.076897 | 0.1302 | 0.20784 | 0.31184 | 0.44497 | 0.60496 | 0.78921 | 0.98293 | 1.1763 | 1.355 | 1.5091 | 1.6311 | 1.7134 | 1.7594 | 1.7783 | 0
F8_Industrial_Primary Metals_New_Space Heating_Natural Gas_Building Automation System_A_Achievable Economic RVT Potential | F8 | Industrial | Primary Metals | New | Space Heating | Natural Gas | Building Automation System | A | Cumulative Summer Peak Savings (MW) | Achievable Economic RVT Potential | 0 | 0 | 0 | 0 | 0 | 0 | 0 | 0 | 0 | 0 | 0 | 0 | 0 | 0 | 0 | 0 | 0 | 0 | 0 | 0 | 0 | 0 | 0
F9_Industrial_Primary Metals_New_Space Heating_Natural Gas_Building Automation System_A_Achievable Economic RVT Potential | F9 | Industrial | Primary Metals | New | Space Heating | Natural Gas | Building Automation System | A | Cumulative Winter Peak Savings (MW) | Achievable Economic RVT Potential | 0 | 0 | 0 | 0 | 0 | 0 | 0 | 0 | 0 | 0 | 0 | 0 | 0 | 0 | 0 | 0 | 0 | 0 | 0 | 0 | 0 | 0 | 0
F10_Industrial_Primary Metals_New_Space Heating_Natural Gas_Building Automation System_A_Achievable Economic RVT Potential | F10 | Industrial | Primary Metals | New | Space Heating | Natural Gas | Building Automation System | A | Purchases (Incremental) | Achievable Economic RVT Potential | 0 | 0 | 44.365 | 154.7683 | 391.8476 | 850.7993 | 1486.4721 | 2453.2833 | 3772.7674 | 5526.1049 | 7420.0073 | 9543.6059 | 11585.9247 | 13409.5036 | 14204.4509 | 14236.7092 | 13261.0549 | 11682.8258 | 9295.6252 | 6743.9939 | 4500.43 | 3059.7592 | 0
F11_Industrial_Primary Metals_New_Space Heating_Natural Gas_Building Automation System_A_Achievable Economic RVT Potential | F11 | Industrial | Primary Metals | New | Space Heating | Natural Gas | Building Automation System | A | Purchases (Cumulative) | Achievable Economic RVT Potential | 0 | 0 | 44.365 | 199.1333 | 590.9809 | 1441.7802 | 2928.2523 | 5381.5356 | 9154.303 | 14680.4078 | 22100.4152 | 31644.021 | 43229.9457 | 56639.4493 | 70843.9002 | 85080.6094 | 98341.6644 | 109980.1251 | 119120.982 | 125473.1283 | 129122.759 | 130696.0461 | 0
F1_Industrial_Primary Metals_New_Space Heating_Natural Gas_Steam System Efficiency Improvements_A_Achievable Economic RVT Potential | F1 | Industrial | Primary Metals | New | Space Heating | Natural Gas | Steam System Efficiency Improvements | A | Integrated Unit Energy Savings (kWh or therms) | Achievable Economic RVT Potential | 0 | 0 | 0.13295 | 0.13135 | 0.13021 | 0.12915 | 0.12838 | 0.12754 | 0.12671 | 0.12583 | 0.12502 | 0.12416 | 0.12309 | 0.12211 | 0.12109 | 0.12025 | 0.11953 | 0.11884 | 0.11843 | 0.11808 | 0.11789 | 0.11784 | 0
F2_Industrial_Primary Metals_New_Space Heating_Natural Gas_Steam System Efficiency Improvements_A_Achievable Economic RVT Potential | F2 | Industrial | Primary Metals | New | Space Heating | Natural Gas | Steam System Efficiency Improvements | A | Integrated Unit Summer Peak Savings (kW) | Achievable Economic RVT Potential | 0 | 0 | 0 | 0 | 0 | 0 | 0 | 0 | 0 | 0 | 0 | 0 | 0 | 0 | 0 | 0 | 0 | 0 | 0 | 0 | 0 | 0 | 0
F3_Industrial_Primary Metals_New_Space Heating_Natural Gas_Steam System Efficiency Improvements_A_Achievable Economic RVT Potential | F3 | Industrial | Primary Metals | New | Space Heating | Natural Gas | Steam System Efficiency Improvements | A | Integrated Unit Winter Peak Savings (kW) | Achievable Economic RVT Potential | 0 | 0 | 0 | 0 | 0 | 0 | 0 | 0 | 0 | 0 | 0 | 0 | 0 | 0 | 0 | 0 | 0 | 0 | 0 | 0 | 0 | 0 | 0
F4_Industrial_Primary Metals_New_Space Heating_Natural Gas_Steam System Efficiency Improvements_A_Achievable Economic RVT Potential | F4 | Industrial | Primary Metals | New | Space Heating | Natural Gas | Steam System Efficiency Improvements | A | Incremental Energy Savings (MWh or mTherms) | Achievable Economic RVT Potential | 0 | 0 | 4.1803e-05 | 0.00014407 | 0.0003616 | 0.00077874 | 0.0013525 | 0.0022176 | 0.0033879 | 0.0049278 | 0.0065741 | 0.0083978 | 0.010107 | 0.011605 | 0.01219 | 0.012133 | 0.011234 | 0.0098401 | 0.011385 | 0.012215 | 0.012605 | 0.012316 | 0
F5_Industrial_Primary Metals_New_Space Heating_Natural Gas_Steam System Efficiency Improvements_A_Achievable Economic RVT Potential | F5 | Industrial | Primary Metals | New | Space Heating | Natural Gas | Steam System Efficiency Improvements | A | Incremental Summer Peak Savings (MW) | Achievable Economic RVT Potential | 0 | 0 | 0 | 0 | 0 | 0 | 0 | 0 | 0 | 0 | 0 | 0 | 0 | 0 | 0 | 0 | 0 | 0 | 0 | 0 | 0 | 0 | 0
F6_Industrial_Primary Metals_New_Space Heating_Natural Gas_Steam System Efficiency Improvements_A_Achievable Economic RVT Potential | F6 | Industrial | Primary Metals | New | Space Heating | Natural Gas | Steam System Efficiency Improvements | A | Incremental Winter Peak Savings (MW) | Achievable Economic RVT Potential | 0 | 0 | 0 | 0 | 0 | 0 | 0 | 0 | 0 | 0 | 0 | 0 | 0 | 0 | 0 | 0 | 0 | 0 | 0 | 0 | 0 | 0 | 0
F7_Industrial_Primary Metals_New_Space Heating_Natural Gas_Steam System Efficiency Improvements_A_Achievable Economic RVT Potential | F7 | Industrial | Primary Metals | New | Space Heating | Natural Gas | Steam System Efficiency Improvements | A | Cumulative Energy Savings (MWh or mTherms) | Achievable Economic RVT Potential | 0 | 0 | 4.1803e-05 | 0.00018537 | 0.00054536 | 0.0013197 | 0.0026643 | 0.0048243 | 0.0080415 | 0.012564 | 0.018304 | 0.025268 | 0.033018 | 0.041094 | 0.048199 | 0.053675 | 0.0565 | 0.056222 | 0.056025 | 0.055862 | 0.055768 | 0.055746 | 0
F8_Industrial_Primary Metals_New_Space Heating_Natural Gas_Steam System Efficiency Improvements_A_Achievable Economic RVT Potential | F8 | Industrial | Primary Metals | New | Space Heating | Natural Gas | Steam System Efficiency Improvements | A | Cumulative Summer Peak Savings (MW) | Achievable Economic RVT Potential | 0 | 0 | 0 | 0 | 0 | 0 | 0 | 0 | 0 | 0 | 0 | 0 | 0 | 0 | 0 | 0 | 0 | 0 | 0 | 0 | 0 | 0 | 0
F9_Industrial_Primary Metals_New_Space Heating_Natural Gas_Steam System Efficiency Improvements_A_Achievable Economic RVT Potential | F9 | Industrial | Primary Metals | New | Space Heating | Natural Gas | Steam System Efficiency Improvements | A | Cumulative Winter Peak Savings (MW) | Achievable Economic RVT Potential | 0 | 0 | 0 | 0 | 0 | 0 | 0 | 0 | 0 | 0 | 0 | 0 | 0 | 0 | 0 | 0 | 0 | 0 | 0 | 0 | 0 | 0 | 0
F10_Industrial_Primary Metals_New_Space Heating_Natural Gas_Steam System Efficiency Improvements_A_Achievable Economic RVT Potential | F10 | Industrial | Primary Metals | New | Space Heating | Natural Gas | Steam System Efficiency Improvements | A | Purchases (Incremental) | Achievable Economic RVT Potential | 0 | 0 | 0.31442 | 1.0969 | 2.7771 | 6.0297 | 10.5348 | 17.3867 | 26.7381 | 39.1642 | 52.5865 | 67.6367 | 82.1109 | 95.0348 | 100.6687 | 100.8973 | 93.9827 | 82.7976 | 96.1317 | 103.4458 | 106.927 | 104.5175 | 0
F11_Industrial_Primary Metals_New_Space Heating_Natural Gas_Steam System Efficiency Improvements_A_Achievable Economic RVT Potential | F11 | Industrial | Primary Metals | New | Space Heating | Natural Gas | Steam System Efficiency Improvements | A | Purchases (Cumulative) | Achievable Economic RVT Potential | 0 | 0 | 0.31442 | 1.4113 | 4.1884 | 10.2181 | 20.7529 | 37.8252 | 63.4664 | 99.8535 | 146.4103 | 203.5122 | 268.2363 | 336.533 | 398.0375 | 446.3483 | 472.6944 | 473.0667 | 473.0667 | 473.0667 | 473.0667 | 473.0667 | 0
F1_Industrial_Primary Metals_New_Process_Natural Gas_Steam System Efficiency Improvements_A_Achievable Economic RVT Potential | F1 | Industrial | Primary Metals | New | Process | Natural Gas | Steam System Efficiency Improvements | A | Integrated Unit Energy Savings (kWh or therms) | Achievable Economic RVT Potential | 0 | 0 | 0.13373 | 0.13356 | 0.1334 | 0.13326 | 0.13306 | 0.13292 | 0.13282 | 0.13276 | 0.13269 | 0.13266 | 0.13263 | 0.13263 | 0.13261 | 0.13261 | 0.13261 | 0.13265 | 0.13267 | 0.13271 | 0.13275 | 0.13278 | 0
F2_Industrial_Primary Metals_New_Process_Natural Gas_Steam System Efficiency Improvements_A_Achievable Economic RVT Potential | F2 | Industrial | Primary Metals | New | Process | Natural Gas | Steam System Efficiency Improvements | A | Integrated Unit Summer Peak Savings (kW) | Achievable Economic RVT Potential | 0 | 0 | 0 | 0 | 0 | 0 | 0 | 0 | 0 | 0 | 0 | 0 | 0 | 0 | 0 | 0 | 0 | 0 | 0 | 0 | 0 | 0 | 0
F3_Industrial_Primary Metals_New_Process_Natural Gas_Steam System Efficiency Improvements_A_Achievable Economic RVT Potential | F3 | Industrial | Primary Metals | New | Process | Natural Gas | Steam System Efficiency Improvements | A | Integrated Unit Winter Peak Savings (kW) | Achievable Economic RVT Potential | 0 | 0 | 0 | 0 | 0 | 0 | 0 | 0 | 0 | 0 | 0 | 0 | 0 | 0 | 0 | 0 | 0 | 0 | 0 | 0 | 0 | 0 | 0
F4_Industrial_Primary Metals_New_Process_Natural Gas_Steam System Efficiency Improvements_A_Achievable Economic RVT Potential | F4 | Industrial | Primary Metals | New | Process | Natural Gas | Steam System Efficiency Improvements | A | Incremental Energy Savings (MWh or mTherms) | Achievable Economic RVT Potential | 0 | 0 | 0 | 0 | 0 | 0 | 0 | 0 | 0 | 0 | 0 | 0 | 0 | 0 | 0 | 0 | 0 | 0 | 0 | 0 | 0 | 0 | 0
F5_Industrial_Primary Metals_New_Process_Natural Gas_Steam System Efficiency Improvements_A_Achievable Economic RVT Potential | F5 | Industrial | Primary Metals | New | Process | Natural Gas | Steam System Efficiency Improvements | A | Incremental Summer Peak Savings (MW) | Achievable Economic RVT Potential | 0 | 0 | 0 | 0 | 0 | 0 | 0 | 0 | 0 | 0 | 0 | 0 | 0 | 0 | 0 | 0 | 0 | 0 | 0 | 0 | 0 | 0 | 0
F6_Industrial_Primary Metals_New_Process_Natural Gas_Steam System Efficiency Improvements_A_Achievable Economic RVT Potential | F6 | Industrial | Primary Metals | New | Process | Natural Gas | Steam System Efficiency Improvements | A | Incremental Winter Peak Savings (MW) | Achievable Economic RVT Potential | 0 | 0 | 0 | 0 | 0 | 0 | 0 | 0 | 0 | 0 | 0 | 0 | 0 | 0 | 0 | 0 | 0 | 0 | 0 | 0 | 0 | 0 | 0
F7_Industrial_Primary Metals_New_Process_Natural Gas_Steam System Efficiency Improvements_A_Achievable Economic RVT Potential | F7 | Industrial | Primary Metals | New | Process | Natural Gas | Steam System Efficiency Improvements | A | Cumulative Energy Savings (MWh or mTherms) | Achievable Economic RVT Potential | 0 | 0 | 0 | 0 | 0 | 0 | 0 | 0 | 0 | 0 | 0 | 0 | 0 | 0 | 0 | 0 | 0 | 0 | 0 | 0 | 0 | 0 | 0
F8_Industrial_Primary Metals_New_Process_Natural Gas_Steam System Efficiency Improvements_A_Achievable Economic RVT Potential | F8 | Industrial | Primary Metals | New | Process | Natural Gas | Steam System Efficiency Improvements | A | Cumulative Summer Peak Savings (MW) | Achievable Economic RVT Potential | 0 | 0 | 0 | 0 | 0 | 0 | 0 | 0 | 0 | 0 | 0 | 0 | 0 | 0 | 0 | 0 | 0 | 0 | 0 | 0 | 0 | 0 | 0
F9_Industrial_Primary Metals_New_Process_Natural Gas_Steam System Efficiency Improvements_A_Achievable Economic RVT Potential | F9 | Industrial | Primary Metals | New | Process | Natural Gas | Steam System Efficiency Improvements | A | Cumulative Winter Peak Savings (MW) | Achievable Economic RVT Potential | 0 | 0 | 0 | 0 | 0 | 0 | 0 | 0 | 0 | 0 | 0 | 0 | 0 | 0 | 0 | 0 | 0 | 0 | 0 | 0 | 0 | 0 | 0
F10_Industrial_Primary Metals_New_Process_Natural Gas_Steam System Efficiency Improvements_A_Achievable Economic RVT Potential | F10 | Industrial | Primary Metals | New | Process | Natural Gas | Steam System Efficiency Improvements | A | Purchases (Incremental) | Achievable Economic RVT Potential | 0 | 0 | 0 | 0 | 0 | 0 | 0 | 0 | 0 | 0 | 0 | 0 | 0 | 0 | 0 | 0 | 0 | 0 | 0 | 0 | 0 | 0 | 0
F11_Industrial_Primary Metals_New_Process_Natural Gas_Steam System Efficiency Improvements_A_Achievable Economic RVT Potential | F11 | Industrial | Primary Metals | New | Process | Natural Gas | Steam System Efficiency Improvements | A | Purchases (Cumulative) | Achievable Economic RVT Potential | 0 | 0 | 0 | 0 | 0 | 0 | 0 | 0 | 0 | 0 | 0 | 0 | 0 | 0 | 0 | 0 | 0 | 0 | 0 | 0 | 0 | 0 | 0
F1_Industrial_Primary Metals_New_Space Heating_Natural Gas_Strategic Energy Management_A_Achievable Economic RVT Potential | F1 | Industrial | Primary Metals | New | Space Heating | Natural Gas | Strategic Energy Management | A | Integrated Unit Energy Savings (kWh or therms) | Achievable Economic RVT Potential | 0 | 0 | 15.6581 | 15.4829 | 15.364 | 15.2568 | 15.1938 | 15.1232 | 15.0583 | 14.9929 | 14.9468 | 14.8986 | 14.8289 | 14.7658 | 14.7046 | 14.6528 | 14.6039 | 14.542 | 14.5103 | 14.4682 | 14.4343 | 14.4123 | 0
F2_Industrial_Primary Metals_New_Space Heating_Natural Gas_Strategic Energy Management_A_Achievable Economic RVT Potential | F2 | Industrial | Primary Metals | New | Space Heating | Natural Gas | Strategic Energy Management | A | Integrated Unit Summer Peak Savings (kW) | Achievable Economic RVT Potential | 0 | 0 | 0 | 0 | 0 | 0 | 0 | 0 | 0 | 0 | 0 | 0 | 0 | 0 | 0 | 0 | 0 | 0 | 0 | 0 | 0 | 0 | 0
F3_Industrial_Primary Metals_New_Space Heating_Natural Gas_Strategic Energy Management_A_Achievable Economic RVT Potential | F3 | Industrial | Primary Metals | New | Space Heating | Natural Gas | Strategic Energy Management | A | Integrated Unit Winter Peak Savings (kW) | Achievable Economic RVT Potential | 0 | 0 | 0 | 0 | 0 | 0 | 0 | 0 | 0 | 0 | 0 | 0 | 0 | 0 | 0 | 0 | 0 | 0 | 0 | 0 | 0 | 0 | 0
F4_Industrial_Primary Metals_New_Space Heating_Natural Gas_Strategic Energy Management_A_Achievable Economic RVT Potential | F4 | Industrial | Primary Metals | New | Space Heating | Natural Gas | Strategic Energy Management | A | Incremental Energy Savings (MWh or mTherms) | Achievable Economic RVT Potential | 0 | 0 | 0.0041424 | 0.0071484 | 0.010115 | 0.013407 | 0.015369 | 0.017628 | 0.019844 | 0.022324 | 0.024161 | 0.026267 | 0.028289 | 0.030647 | 0.032195 | 0.03411 | 0.036016 | 0.038205 | 0.039666 | 0.041447 | 0.046286 | 0.050122 | 0
F5_Industrial_Primary Metals_New_Space Heating_Natural Gas_Strategic Energy Management_A_Achievable Economic RVT Potential | F5 | Industrial | Primary Metals | New | Space Heating | Natural Gas | Strategic Energy Management | A | Incremental Summer Peak Savings (MW) | Achievable Economic RVT Potential | 0 | 0 | 0 | 0 | 0 | 0 | 0 | 0 | 0 | 0 | 0 | 0 | 0 | 0 | 0 | 0 | 0 | 0 | 0 | 0 | 0 | 0 | 0
F6_Industrial_Primary Metals_New_Space Heating_Natural Gas_Strategic Energy Management_A_Achievable Economic RVT Potential | F6 | Industrial | Primary Metals | New | Space Heating | Natural Gas | Strategic Energy Management | A | Incremental Winter Peak Savings (MW) | Achievable Economic RVT Potential | 0 | 0 | 0 | 0 | 0 | 0 | 0 | 0 | 0 | 0 | 0 | 0 | 0 | 0 | 0 | 0 | 0 | 0 | 0 | 0 | 0 | 0 | 0
F7_Industrial_Primary Metals_New_Space Heating_Natural Gas_Strategic Energy Management_A_Achievable Economic RVT Potential | F7 | Industrial | Primary Metals | New | Space Heating | Natural Gas | Strategic Energy Management | A | Cumulative Energy Savings (MWh or mTherms) | Achievable Economic RVT Potential | 0 | 0 | 0.0041424 | 0.011245 | 0.021273 | 0.034532 | 0.049759 | 0.063154 | 0.075775 | 0.087899 | 0.098654 | 0.10953 | 0.12002 | 0.1307 | 0.14046 | 0.15039 | 0.16016 | 0.1661 | 0.16858 | 0.16834 | 0.16794 | 0.16769 | 0
F8_Industrial_Primary Metals_New_Space Heating_Natural Gas_Strategic Energy Management_A_Achievable Economic RVT Potential | F8 | Industrial | Primary Metals | New | Space Heating | Natural Gas | Strategic Energy Management | A | Cumulative Summer Peak Savings (MW) | Achievable Economic RVT Potential | 0 | 0 | 0 | 0 | 0 | 0 | 0 | 0 | 0 | 0 | 0 | 0 | 0 | 0 | 0 | 0 | 0 | 0 | 0 | 0 | 0 | 0 | 0
F9_Industrial_Primary Metals_New_Space Heating_Natural Gas_Strategic Energy Management_A_Achievable Economic RVT Potential | F9 | Industrial | Primary Metals | New | Space Heating | Natural Gas | Strategic Energy Management | A | Cumulative Winter Peak Savings (MW) | Achievable Economic RVT Potential | 0 | 0 | 0 | 0 | 0 | 0 | 0 | 0 | 0 | 0 | 0 | 0 | 0 | 0 | 0 | 0 | 0 | 0 | 0 | 0 | 0 | 0 | 0
F10_Industrial_Primary Metals_New_Space Heating_Natural Gas_Strategic Energy Management_A_Achievable Economic RVT Potential | F10 | Industrial | Primary Metals | New | Space Heating | Natural Gas | Strategic Energy Management | A | Purchases (Incremental) | Achievable Economic RVT Potential | 0 | 0 | 0.26456 | 0.4617 | 0.65836 | 0.87878 | 1.0115 | 1.1656 | 1.3178 | 1.489 | 1.6164 | 1.763 | 1.9077 | 2.0755 | 2.1894 | 2.3279 | 2.4662 | 2.6272 | 2.7336 | 2.8647 | 3.2067 | 3.4777 | 0
F11_Industrial_Primary Metals_New_Space Heating_Natural Gas_Strategic Energy Management_A_Achievable Economic RVT Potential | F11 | Industrial | Primary Metals | New | Space Heating | Natural Gas | Strategic Energy Management | A | Purchases (Cumulative) | Achievable Economic RVT Potential | 0 | 0 | 0.26456 | 0.72625 | 1.3846 | 2.2634 | 3.2749 | 4.176 | 5.0321 | 5.8627 | 6.6003 | 7.3519 | 8.0939 | 8.8517 | 9.5522 | 10.2636 | 10.9668 | 11.4218 | 11.6181 | 11.635 | 11.635 | 11.635 | 0
F1_Industrial_Primary Metals_New_Process_Natural Gas_Strategic Energy Management_A_Achievable Economic RVT Potential | F1 | Industrial | Primary Metals | New | Process | Natural Gas | Strategic Energy Management | A | Integrated Unit Energy Savings (kWh or therms) | Achievable Economic RVT Potential | 0 | 0 | 100.691 | 100.6357 | 100.585 | 100.5407 | 100.4781 | 100.4335 | 100.406 | 100.3952 | 100.3824 | 100.3812 | 100.384 | 100.3943 | 100.3969 | 100.4058 | 100.4158 | 100.4295 | 100.4434 | 100.4592 | 100.4733 | 100.4861 | 0
F2_Industrial_Primary Metals_New_Process_Natural Gas_Strategic Energy Management_A_Achievable Economic RVT Potential | F2 | Industrial | Primary Metals | New | Process | Natural Gas | Strategic Energy Management | A | Integrated Unit Summer Peak Savings (kW) | Achievable Economic RVT Potential | 0 | 0 | 0 | 0 | 0 | 0 | 0 | 0 | 0 | 0 | 0 | 0 | 0 | 0 | 0 | 0 | 0 | 0 | 0 | 0 | 0 | 0 | 0
F3_Industrial_Primary Metals_New_Process_Natural Gas_Strategic Energy Management_A_Achievable Economic RVT Potential | F3 | Industrial | Primary Metals | New | Process | Natural Gas | Strategic Energy Management | A | Integrated Unit Winter Peak Savings (kW) | Achievable Economic RVT Potential | 0 | 0 | 0 | 0 | 0 | 0 | 0 | 0 | 0 | 0 | 0 | 0 | 0 | 0 | 0 | 0 | 0 | 0 | 0 | 0 | 0 | 0 | 0
F4_Industrial_Primary Metals_New_Process_Natural Gas_Strategic Energy Management_A_Achievable Economic RVT Potential | F4 | Industrial | Primary Metals | New | Process | Natural Gas | Strategic Energy Management | A | Incremental Energy Savings (MWh or mTherms) | Achievable Economic RVT Potential | 0 | 0 | 0.11288 | 0.19689 | 0.28061 | 0.3744 | 0.43069 | 0.49608 | 0.56069 | 0.63344 | 0.68759 | 0.74994 | 0.81151 | 0.88298 | 0.93147 | 0.99045 | 1.0494 | 1.1181 | 1.1635 | 1.2195 | 1.3653 | 1.4809 | 0
F5_Industrial_Primary Metals_New_Process_Natural Gas_Strategic Energy Management_A_Achievable Economic RVT Potential | F5 | Industrial | Primary Metals | New | Process | Natural Gas | Strategic Energy Management | A | Incremental Summer Peak Savings (MW) | Achievable Economic RVT Potential | 0 | 0 | 0 | 0 | 0 | 0 | 0 | 0 | 0 | 0 | 0 | 0 | 0 | 0 | 0 | 0 | 0 | 0 | 0 | 0 | 0 | 0 | 0
F6_Industrial_Primary Metals_New_Process_Natural Gas_Strategic Energy Management_A_Achievable Economic RVT Potential | F6 | Industrial | Primary Metals | New | Process | Natural Gas | Strategic Energy Management | A | Incremental Winter Peak Savings (MW) | Achievable Economic RVT Potential | 0 | 0 | 0 | 0 | 0 | 0 | 0 | 0 | 0 | 0 | 0 | 0 | 0 | 0 | 0 | 0 | 0 | 0 | 0 | 0 | 0 | 0 | 0
F7_Industrial_Primary Metals_New_Process_Natural Gas_Strategic Energy Management_A_Achievable Economic RVT Potential | F7 | Industrial | Primary Metals | New | Process | Natural Gas | Strategic Energy Management | A | Cumulative Energy Savings (MWh or mTherms) | Achievable Economic RVT Potential | 0 | 0 | 0.11288 | 0.30971 | 0.59016 | 0.96431 | 1.3944 | 1.7773 | 2.141 | 2.4942 | 2.8076 | 3.1272 | 3.443 | 3.7657 | 4.0638 | 4.3669 | 4.6665 | 4.8608 | 4.945 | 4.953 | 4.9537 | 4.9543 | 0
F8_Industrial_Primary Metals_New_Process_Natural Gas_Strategic Energy Management_A_Achievable Economic RVT Potential | F8 | Industrial | Primary Metals | New | Process | Natural Gas | Strategic Energy Management | A | Cumulative Summer Peak Savings (MW) | Achievable Economic RVT Potential | 0 | 0 | 0 | 0 | 0 | 0 | 0 | 0 | 0 | 0 | 0 | 0 | 0 | 0 | 0 | 0 | 0 | 0 | 0 | 0 | 0 | 0 | 0
F9_Industrial_Primary Metals_New_Process_Natural Gas_Strategic Energy Management_A_Achievable Economic RVT Potential | F9 | Industrial | Primary Metals | New | Process | Natural Gas | Strategic Energy Management | A | Cumulative Winter Peak Savings (MW) | Achievable Economic RVT Potential | 0 | 0 | 0 | 0 | 0 | 0 | 0 | 0 | 0 | 0 | 0 | 0 | 0 | 0 | 0 | 0 | 0 | 0 | 0 | 0 | 0 | 0 | 0
F10_Industrial_Primary Metals_New_Process_Natural Gas_Strategic Energy Management_A_Achievable Economic RVT Potential | F10 | Industrial | Primary Metals | New | Process | Natural Gas | Strategic Energy Management | A | Purchases (Incremental) | Achievable Economic RVT Potential | 0 | 0 | 1.1211 | 1.9565 | 2.7898 | 3.7239 | 4.2864 | 4.9394 | 5.5842 | 6.3095 | 6.8497 | 7.471 | 8.084 | 8.7952 | 9.2778 | 9.8644 | 10.4506 | 11.133 | 11.5837 | 12.1391 | 13.5883 | 14.737 | 0
F11_Industrial_Primary Metals_New_Process_Natural Gas_Strategic Energy Management_A_Achievable Economic RVT Potential | F11 | Industrial | Primary Metals | New | Process | Natural Gas | Strategic Energy Management | A | Purchases (Cumulative) | Achievable Economic RVT Potential | 0 | 0 | 1.1211 | 3.0775 | 5.8673 | 9.5912 | 13.8776 | 17.6959 | 21.3237 | 24.8433 | 27.9691 | 31.1537 | 34.2983 | 37.5093 | 40.4776 | 43.4924 | 46.4721 | 48.4 | 49.2321 | 49.3036 | 49.3036 | 49.3036 | 0
F1_Industrial_Primary Metals_New_Miscellaneous_Natural Gas_Strategic Energy Management_A_Achievable Economic RVT Potential | F1 | Industrial | Primary Metals | New | Miscellaneous | Natural Gas | Strategic Energy Management | A | Integrated Unit Energy Savings (kWh or therms) | Achievable Economic RVT Potential | 0 | 0 | 17.014 | 17.014 | 17.014 | 17.014 | 17.014 | 17.014 | 17.014 | 17.014 | 17.014 | 17.014 | 17.014 | 17.014 | 17.014 | 17.014 | 17.014 | 17.014 | 17.014 | 17.014 | 17.014 | 17.014 | 0
F2_Industrial_Primary Metals_New_Miscellaneous_Natural Gas_Strategic Energy Management_A_Achievable Economic RVT Potential | F2 | Industrial | Primary Metals | New | Miscellaneous | Natural Gas | Strategic Energy Management | A | Integrated Unit Summer Peak Savings (kW) | Achievable Economic RVT Potential | 0 | 0 | 0 | 0 | 0 | 0 | 0 | 0 | 0 | 0 | 0 | 0 | 0 | 0 | 0 | 0 | 0 | 0 | 0 | 0 | 0 | 0 | 0
F3_Industrial_Primary Metals_New_Miscellaneous_Natural Gas_Strategic Energy Management_A_Achievable Economic RVT Potential | F3 | Industrial | Primary Metals | New | Miscellaneous | Natural Gas | Strategic Energy Management | A | Integrated Unit Winter Peak Savings (kW) | Achievable Economic RVT Potential | 0 | 0 | 0 | 0 | 0 | 0 | 0 | 0 | 0 | 0 | 0 | 0 | 0 | 0 | 0 | 0 | 0 | 0 | 0 | 0 | 0 | 0 | 0
F4_Industrial_Primary Metals_New_Miscellaneous_Natural Gas_Strategic Energy Management_A_Achievable Economic RVT Potential | F4 | Industrial | Primary Metals | New | Miscellaneous | Natural Gas | Strategic Energy Management | A | Incremental Energy Savings (MWh or mTherms) | Achievable Economic RVT Potential | 0 | 0 | 0.0047684 | 0.0083218 | 0.011866 | 0.015839 | 0.018232 | 0.02101 | 0.023752 | 0.026837 | 0.029135 | 0.031778 | 0.034385 | 0.03741 | 0.039463 | 0.041958 | 0.044452 | 0.047354 | 0.049271 | 0.051634 | 0.057798 | 0.062684 | 0
F5_Industrial_Primary Metals_New_Miscellaneous_Natural Gas_Strategic Energy Management_A_Achievable Economic RVT Potential | F5 | Industrial | Primary Metals | New | Miscellaneous | Natural Gas | Strategic Energy Management | A | Incremental Summer Peak Savings (MW) | Achievable Economic RVT Potential | 0 | 0 | 0 | 0 | 0 | 0 | 0 | 0 | 0 | 0 | 0 | 0 | 0 | 0 | 0 | 0 | 0 | 0 | 0 | 0 | 0 | 0 | 0
F6_Industrial_Primary Metals_New_Miscellaneous_Natural Gas_Strategic Energy Management_A_Achievable Economic RVT Potential | F6 | Industrial | Primary Metals | New | Miscellaneous | Natural Gas | Strategic Energy Management | A | Incremental Winter Peak Savings (MW) | Achievable Economic RVT Potential | 0 | 0 | 0 | 0 | 0 | 0 | 0 | 0 | 0 | 0 | 0 | 0 | 0 | 0 | 0 | 0 | 0 | 0 | 0 | 0 | 0 | 0 | 0
F7_Industrial_Primary Metals_New_Miscellaneous_Natural Gas_Strategic Energy Management_A_Achievable Economic RVT Potential | F7 | Industrial | Primary Metals | New | Miscellaneous | Natural Gas | Strategic Energy Management | A | Cumulative Energy Savings (MWh or mTherms) | Achievable Economic RVT Potential | 0 | 0 | 0.0047684 | 0.01309 | 0.024957 | 0.040796 | 0.059028 | 0.07527 | 0.0907 | 0.10567 | 0.11897 | 0.13251 | 0.14589 | 0.15955 | 0.17217 | 0.185 | 0.19767 | 0.20587 | 0.20941 | 0.20971 | 0.20971 | 0.20971 | 0
F8_Industrial_Primary Metals_New_Miscellaneous_Natural Gas_Strategic Energy Management_A_Achievable Economic RVT Potential | F8 | Industrial | Primary Metals | New | Miscellaneous | Natural Gas | Strategic Energy Management | A | Cumulative Summer Peak Savings (MW) | Achievable Economic RVT Potential | 0 | 0 | 0 | 0 | 0 | 0 | 0 | 0 | 0 | 0 | 0 | 0 | 0 | 0 | 0 | 0 | 0 | 0 | 0 | 0 | 0 | 0 | 0
F9_Industrial_Primary Metals_New_Miscellaneous_Natural Gas_Strategic Energy Management_A_Achievable Economic RVT Potential | F9 | Industrial | Primary Metals | New | Miscellaneous | Natural Gas | Strategic Energy Management | A | Cumulative Winter Peak Savings (MW) | Achievable Economic RVT Potential | 0 | 0 | 0 | 0 | 0 | 0 | 0 | 0 | 0 | 0 | 0 | 0 | 0 | 0 | 0 | 0 | 0 | 0 | 0 | 0 | 0 | 0 | 0
F10_Industrial_Primary Metals_New_Miscellaneous_Natural Gas_Strategic Energy Management_A_Achievable Economic RVT Potential | F10 | Industrial | Primary Metals | New | Miscellaneous | Natural Gas | Strategic Energy Management | A | Purchases (Incremental) | Achievable Economic RVT Potential | 0 | 0 | 0.28026 | 0.48911 | 0.69745 | 0.93097 | 1.0716 | 1.2349 | 1.396 | 1.5774 | 1.7124 | 1.8677 | 2.021 | 2.1988 | 2.3195 | 2.4661 | 2.6127 | 2.7832 | 2.8959 | 3.0348 | 3.3971 | 3.6842 | 0
F11_Industrial_Primary Metals_New_Miscellaneous_Natural Gas_Strategic Energy Management_A_Achievable Economic RVT Potential | F11 | Industrial | Primary Metals | New | Miscellaneous | Natural Gas | Strategic Energy Management | A | Purchases (Cumulative) | Achievable Economic RVT Potential | 0 | 0 | 0.28026 | 0.76938 | 1.4668 | 2.3978 | 3.4694 | 4.424 | 5.3309 | 6.2108 | 6.9923 | 7.7884 | 8.5746 | 9.3773 | 10.1194 | 10.8731 | 11.618 | 12.1 | 12.308 | 12.3259 | 12.3259 | 12.3259 | 0
F1_Industrial_Primary Metals_New_Space Heating_Natural Gas_Commissioning_A_Achievable Economic RVT Potential | F1 | Industrial | Primary Metals | New | Space Heating | Natural Gas | Commissioning | A | Integrated Unit Energy Savings (kWh or therms) | Achievable Economic RVT Potential | 0 | 0 | 20.6325 | 20.4063 | 20.2539 | 20.1162 | 20.0384 | 19.9497 | 19.8685 | 19.7861 | 19.7301 | 19.6707 | 19.5829 | 19.5032 | 19.4272 | 19.3629 | 19.3025 | 19.2234 | 19.1851 | 19.1319 | 19.0892 | 19.0621 | 0
F2_Industrial_Primary Metals_New_Space Heating_Natural Gas_Commissioning_A_Achievable Economic RVT Potential | F2 | Industrial | Primary Metals | New | Space Heating | Natural Gas | Commissioning | A | Integrated Unit Summer Peak Savings (kW) | Achievable Economic RVT Potential | 0 | 0 | 0 | 0 | 0 | 0 | 0 | 0 | 0 | 0 | 0 | 0 | 0 | 0 | 0 | 0 | 0 | 0 | 0 | 0 | 0 | 0 | 0
F3_Industrial_Primary Metals_New_Space Heating_Natural Gas_Commissioning_A_Achievable Economic RVT Potential | F3 | Industrial | Primary Metals | New | Space Heating | Natural Gas | Commissioning | A | Integrated Unit Winter Peak Savings (kW) | Achievable Economic RVT Potential | 0 | 0 | 0 | 0 | 0 | 0 | 0 | 0 | 0 | 0 | 0 | 0 | 0 | 0 | 0 | 0 | 0 | 0 | 0 | 0 | 0 | 0 | 0
F4_Industrial_Primary Metals_New_Space Heating_Natural Gas_Commissioning_A_Achievable Economic RVT Potential | F4 | Industrial | Primary Metals | New | Space Heating | Natural Gas | Commissioning | A | Incremental Energy Savings (MWh or mTherms) | Achievable Economic RVT Potential | 0 | 0 | 0 | 0 | 0 | 0 | 0 | 0 | 0 | 0 | 0 | 0 | 0 | 0 | 0 | 0 | 0 | 0 | 0 | 0 | 0 | 0 | 0
F5_Industrial_Primary Metals_New_Space Heating_Natural Gas_Commissioning_A_Achievable Economic RVT Potential | F5 | Industrial | Primary Metals | New | Space Heating | Natural Gas | Commissioning | A | Incremental Summer Peak Savings (MW) | Achievable Economic RVT Potential | 0 | 0 | 0 | 0 | 0 | 0 | 0 | 0 | 0 | 0 | 0 | 0 | 0 | 0 | 0 | 0 | 0 | 0 | 0 | 0 | 0 | 0 | 0
F6_Industrial_Primary Metals_New_Space Heating_Natural Gas_Commissioning_A_Achievable Economic RVT Potential | F6 | Industrial | Primary Metals | New | Space Heating | Natural Gas | Commissioning | A | Incremental Winter Peak Savings (MW) | Achievable Economic RVT Potential | 0 | 0 | 0 | 0 | 0 | 0 | 0 | 0 | 0 | 0 | 0 | 0 | 0 | 0 | 0 | 0 | 0 | 0 | 0 | 0 | 0 | 0 | 0
F7_Industrial_Primary Metals_New_Space Heating_Natural Gas_Commissioning_A_Achievable Economic RVT Potential | F7 | Industrial | Primary Metals | New | Space Heating | Natural Gas | Commissioning | A | Cumulative Energy Savings (MWh or mTherms) | Achievable Economic RVT Potential | 0 | 0 | 0 | 0 | 0 | 0 | 0 | 0 | 0 | 0 | 0 | 0 | 0 | 0 | 0 | 0 | 0 | 0 | 0 | 0 | 0 | 0 | 0
F8_Industrial_Primary Metals_New_Space Heating_Natural Gas_Commissioning_A_Achievable Economic RVT Potential | F8 | Industrial | Primary Metals | New | Space Heating | Natural Gas | Commissioning | A | Cumulative Summer Peak Savings (MW) | Achievable Economic RVT Potential | 0 | 0 | 0 | 0 | 0 | 0 | 0 | 0 | 0 | 0 | 0 | 0 | 0 | 0 | 0 | 0 | 0 | 0 | 0 | 0 | 0 | 0 | 0
F9_Industrial_Primary Metals_New_Space Heating_Natural Gas_Commissioning_A_Achievable Economic RVT Potential | F9 | Industrial | Primary Metals | New | Space Heating | Natural Gas | Commissioning | A | Cumulative Winter Peak Savings (MW) | Achievable Economic RVT Potential | 0 | 0 | 0 | 0 | 0 | 0 | 0 | 0 | 0 | 0 | 0 | 0 | 0 | 0 | 0 | 0 | 0 | 0 | 0 | 0 | 0 | 0 | 0
F10_Industrial_Primary Metals_New_Space Heating_Natural Gas_Commissioning_A_Achievable Economic RVT Potential | F10 | Industrial | Primary Metals | New | Space Heating | Natural Gas | Commissioning | A | Purchases (Incremental) | Achievable Economic RVT Potential | 0 | 0 | 0 | 0 | 0 | 0 | 0 | 0 | 0 | 0 | 0 | 0 | 0 | 0 | 0 | 0 | 0 | 0 | 0 | 0 | 0 | 0 | 0
F11_Industrial_Primary Metals_New_Space Heating_Natural Gas_Commissioning_A_Achievable Economic RVT Potential | F11 | Industrial | Primary Metals | New | Space Heating | Natural Gas | Commissioning | A | Purchases (Cumulative) | Achievable Economic RVT Potential | 0 | 0 | 0 | 0 | 0 | 0 | 0 | 0 | 0 | 0 | 0 | 0 | 0 | 0 | 0 | 0 | 0 | 0 | 0 | 0 | 0 | 0 | 0
F1_Industrial_Primary Metals_New_Process_Natural Gas_Commissioning_A_Achievable Economic RVT Potential | F1 | Industrial | Primary Metals | New | Process | Natural Gas | Commissioning | A | Integrated Unit Energy Savings (kWh or therms) | Achievable Economic RVT Potential | 0 | 0 | 562.5435 | 562.5435 | 562.5435 | 562.5435 | 562.5435 | 562.5435 | 562.5435 | 562.5435 | 562.5435 | 562.5435 | 562.5435 | 562.5435 | 562.5435 | 562.5435 | 562.5435 | 562.5435 | 562.5435 | 562.5435 | 562.5435 | 562.5435 | 0
F2_Industrial_Primary Metals_New_Process_Natural Gas_Commissioning_A_Achievable Economic RVT Potential | F2 | Industrial | Primary Metals | New | Process | Natural Gas | Commissioning | A | Integrated Unit Summer Peak Savings (kW) | Achievable Economic RVT Potential | 0 | 0 | 0 | 0 | 0 | 0 | 0 | 0 | 0 | 0 | 0 | 0 | 0 | 0 | 0 | 0 | 0 | 0 | 0 | 0 | 0 | 0 | 0
F3_Industrial_Primary Metals_New_Process_Natural Gas_Commissioning_A_Achievable Economic RVT Potential | F3 | Industrial | Primary Metals | New | Process | Natural Gas | Commissioning | A | Integrated Unit Winter Peak Savings (kW) | Achievable Economic RVT Potential | 0 | 0 | 0 | 0 | 0 | 0 | 0 | 0 | 0 | 0 | 0 | 0 | 0 | 0 | 0 | 0 | 0 | 0 | 0 | 0 | 0 | 0 | 0
F4_Industrial_Primary Metals_New_Process_Natural Gas_Commissioning_A_Achievable Economic RVT Potential | F4 | Industrial | Primary Metals | New | Process | Natural Gas | Commissioning | A | Incremental Energy Savings (MWh or mTherms) | Achievable Economic RVT Potential | 0 | 0 | 0 | 0 | 0 | 0 | 0 | 0 | 0 | 0 | 0 | 0 | 0 | 0 | 0 | 0 | 0 | 0 | 0 | 0 | 0 | 0 | 0
F5_Industrial_Primary Metals_New_Process_Natural Gas_Commissioning_A_Achievable Economic RVT Potential | F5 | Industrial | Primary Metals | New | Process | Natural Gas | Commissioning | A | Incremental Summer Peak Savings (MW) | Achievable Economic RVT Potential | 0 | 0 | 0 | 0 | 0 | 0 | 0 | 0 | 0 | 0 | 0 | 0 | 0 | 0 | 0 | 0 | 0 | 0 | 0 | 0 | 0 | 0 | 0
F6_Industrial_Primary Metals_New_Process_Natural Gas_Commissioning_A_Achievable Economic RVT Potential | F6 | Industrial | Primary Metals | New | Process | Natural Gas | Commissioning | A | Incremental Winter Peak Savings (MW) | Achievable Economic RVT Potential | 0 | 0 | 0 | 0 | 0 | 0 | 0 | 0 | 0 | 0 | 0 | 0 | 0 | 0 | 0 | 0 | 0 | 0 | 0 | 0 | 0 | 0 | 0
F7_Industrial_Primary Metals_New_Process_Natural Gas_Commissioning_A_Achievable Economic RVT Potential | F7 | Industrial | Primary Metals | New | Process | Natural Gas | Commissioning | A | Cumulative Energy Savings (MWh or mTherms) | Achievable Economic RVT Potential | 0 | 0 | 0 | 0 | 0 | 0 | 0 | 0 | 0 | 0 | 0 | 0 | 0 | 0 | 0 | 0 | 0 | 0 | 0 | 0 | 0 | 0 | 0
F8_Industrial_Primary Metals_New_Process_Natural Gas_Commissioning_A_Achievable Economic RVT Potential | F8 | Industrial | Primary Metals | New | Process | Natural Gas | Commissioning | A | Cumulative Summer Peak Savings (MW) | Achievable Economic RVT Potential | 0 | 0 | 0 | 0 | 0 | 0 | 0 | 0 | 0 | 0 | 0 | 0 | 0 | 0 | 0 | 0 | 0 | 0 | 0 | 0 | 0 | 0 | 0
F9_Industrial_Primary Metals_New_Process_Natural Gas_Commissioning_A_Achievable Economic RVT Potential | F9 | Industrial | Primary Metals | New | Process | Natural Gas | Commissioning | A | Cumulative Winter Peak Savings (MW) | Achievable Economic RVT Potential | 0 | 0 | 0 | 0 | 0 | 0 | 0 | 0 | 0 | 0 | 0 | 0 | 0 | 0 | 0 | 0 | 0 | 0 | 0 | 0 | 0 | 0 | 0
F10_Industrial_Primary Metals_New_Process_Natural Gas_Commissioning_A_Achievable Economic RVT Potential | F10 | Industrial | Primary Metals | New | Process | Natural Gas | Commissioning | A | Purchases (Incremental) | Achievable Economic RVT Potential | 0 | 0 | 0 | 0 | 0 | 0 | 0 | 0 | 0 | 0 | 0 | 0 | 0 | 0 | 0 | 0 | 0 | 0 | 0 | 0 | 0 | 0 | 0
F11_Industrial_Primary Metals_New_Process_Natural Gas_Commissioning_A_Achievable Economic RVT Potential | F11 | Industrial | Primary Metals | New | Process | Natural Gas | Commissioning | A | Purchases (Cumulative) | Achievable Economic RVT Potential | 0 | 0 | 0 | 0 | 0 | 0 | 0 | 0 | 0 | 0 | 0 | 0 | 0 | 0 | 0 | 0 | 0 | 0 | 0 | 0 | 0 | 0 | 0
F1_Industrial_Primary Metals_New_Space Heating_Natural Gas_Retrocommissioning_A_Achievable Economic RVT Potential | F1 | Industrial | Primary Metals | New | Space Heating | Natural Gas | Retrocommissioning | A | Integrated Unit Energy Savings (kWh or therms) | Achievable Economic RVT Potential | 0 | 0 | 0 | 0 | 0 | 0 | 0 | 0 | 0 | 0 | 0 | 0 | 0 | 0 | 0 | 0 | 0 | 0 | 0 | 0 | 0 | 0 | 0
F2_Industrial_Primary Metals_New_Space Heating_Natural Gas_Retrocommissioning_A_Achievable Economic RVT Potential | F2 | Industrial | Primary Metals | New | Space Heating | Natural Gas | Retrocommissioning | A | Integrated Unit Summer Peak Savings (kW) | Achievable Economic RVT Potential | 0 | 0 | 0 | 0 | 0 | 0 | 0 | 0 | 0 | 0 | 0 | 0 | 0 | 0 | 0 | 0 | 0 | 0 | 0 | 0 | 0 | 0 | 0
F3_Industrial_Primary Metals_New_Space Heating_Natural Gas_Retrocommissioning_A_Achievable Economic RVT Potential | F3 | Industrial | Primary Metals | New | Space Heating | Natural Gas | Retrocommissioning | A | Integrated Unit Winter Peak Savings (kW) | Achievable Economic RVT Potential | 0 | 0 | 0 | 0 | 0 | 0 | 0 | 0 | 0 | 0 | 0 | 0 | 0 | 0 | 0 | 0 | 0 | 0 | 0 | 0 | 0 | 0 | 0
F4_Industrial_Primary Metals_New_Space Heating_Natural Gas_Retrocommissioning_A_Achievable Economic RVT Potential | F4 | Industrial | Primary Metals | New | Space Heating | Natural Gas | Retrocommissioning | A | Incremental Energy Savings (MWh or mTherms) | Achievable Economic RVT Potential | 0 | 0 | 0 | 0 | 0 | 0 | 0 | 0 | 0 | 0 | 0 | 0 | 0 | 0 | 0 | 0 | 0 | 0 | 0 | 0 | 0 | 0 | 0
F5_Industrial_Primary Metals_New_Space Heating_Natural Gas_Retrocommissioning_A_Achievable Economic RVT Potential | F5 | Industrial | Primary Metals | New | Space Heating | Natural Gas | Retrocommissioning | A | Incremental Summer Peak Savings (MW) | Achievable Economic RVT Potential | 0 | 0 | 0 | 0 | 0 | 0 | 0 | 0 | 0 | 0 | 0 | 0 | 0 | 0 | 0 | 0 | 0 | 0 | 0 | 0 | 0 | 0 | 0
F6_Industrial_Primary Metals_New_Space Heating_Natural Gas_Retrocommissioning_A_Achievable Economic RVT Potential | F6 | Industrial | Primary Metals | New | Space Heating | Natural Gas | Retrocommissioning | A | Incremental Winter Peak Savings (MW) | Achievable Economic RVT Potential | 0 | 0 | 0 | 0 | 0 | 0 | 0 | 0 | 0 | 0 | 0 | 0 | 0 | 0 | 0 | 0 | 0 | 0 | 0 | 0 | 0 | 0 | 0
F7_Industrial_Primary Metals_New_Space Heating_Natural Gas_Retrocommissioning_A_Achievable Economic RVT Potential | F7 | Industrial | Primary Metals | New | Space Heating | Natural Gas | Retrocommissioning | A | Cumulative Energy Savings (MWh or mTherms) | Achievable Economic RVT Potential | 0 | 0 | 0 | 0 | 0 | 0 | 0 | 0 | 0 | 0 | 0 | 0 | 0 | 0 | 0 | 0 | 0 | 0 | 0 | 0 | 0 | 0 | 0
F8_Industrial_Primary Metals_New_Space Heating_Natural Gas_Retrocommissioning_A_Achievable Economic RVT Potential | F8 | Industrial | Primary Metals | New | Space Heating | Natural Gas | Retrocommissioning | A | Cumulative Summer Peak Savings (MW) | Achievable Economic RVT Potential | 0 | 0 | 0 | 0 | 0 | 0 | 0 | 0 | 0 | 0 | 0 | 0 | 0 | 0 | 0 | 0 | 0 | 0 | 0 | 0 | 0 | 0 | 0
F9_Industrial_Primary Metals_New_Space Heating_Natural Gas_Retrocommissioning_A_Achievable Economic RVT Potential | F9 | Industrial | Primary Metals | New | Space Heating | Natural Gas | Retrocommissioning | A | Cumulative Winter Peak Savings (MW) | Achievable Economic RVT Potential | 0 | 0 | 0 | 0 | 0 | 0 | 0 | 0 | 0 | 0 | 0 | 0 | 0 | 0 | 0 | 0 | 0 | 0 | 0 | 0 | 0 | 0 | 0
F10_Industrial_Primary Metals_New_Space Heating_Natural Gas_Retrocommissioning_A_Achievable Economic RVT Potential | F10 | Industrial | Primary Metals | New | Space Heating | Natural Gas | Retrocommissioning | A | Purchases (Incremental) | Achievable Economic RVT Potential | 0 | 0 | 0 | 0 | 0 | 0 | 0 | 0 | 0 | 0 | 0 | 0 | 0 | 0 | 0 | 0 | 0 | 0 | 0 | 0 | 0 | 0 | 0
F11_Industrial_Primary Metals_New_Space Heating_Natural Gas_Retrocommissioning_A_Achievable Economic RVT Potential | F11 | Industrial | Primary Metals | New | Space Heating | Natural Gas | Retrocommissioning | A | Purchases (Cumulative) | Achievable Economic RVT Potential | 0 | 0 | 0 | 0 | 0 | 0 | 0 | 0 | 0 | 0 | 0 | 0 | 0 | 0 | 0 | 0 | 0 | 0 | 0 | 0 | 0 | 0 | 0
F1_Industrial_Primary Metals_New_Process_Natural Gas_Retrocommissioning_A_Achievable Economic RVT Potential | F1 | Industrial | Primary Metals | New | Process | Natural Gas | Retrocommissioning | A | Integrated Unit Energy Savings (kWh or therms) | Achievable Economic RVT Potential | 0 | 0 | 0 | 0 | 0 | 0 | 0 | 0 | 0 | 0 | 0 | 0 | 0 | 0 | 0 | 0 | 0 | 0 | 0 | 0 | 0 | 0 | 0
F2_Industrial_Primary Metals_New_Process_Natural Gas_Retrocommissioning_A_Achievable Economic RVT Potential | F2 | Industrial | Primary Metals | New | Process | Natural Gas | Retrocommissioning | A | Integrated Unit Summer Peak Savings (kW) | Achievable Economic RVT Potential | 0 | 0 | 0 | 0 | 0 | 0 | 0 | 0 | 0 | 0 | 0 | 0 | 0 | 0 | 0 | 0 | 0 | 0 | 0 | 0 | 0 | 0 | 0
F3_Industrial_Primary Metals_New_Process_Natural Gas_Retrocommissioning_A_Achievable Economic RVT Potential | F3 | Industrial | Primary Metals | New | Process | Natural Gas | Retrocommissioning | A | Integrated Unit Winter Peak Savings (kW) | Achievable Economic RVT Potential | 0 | 0 | 0 | 0 | 0 | 0 | 0 | 0 | 0 | 0 | 0 | 0 | 0 | 0 | 0 | 0 | 0 | 0 | 0 | 0 | 0 | 0 | 0
F4_Industrial_Primary Metals_New_Process_Natural Gas_Retrocommissioning_A_Achievable Economic RVT Potential | F4 | Industrial | Primary Metals | New | Process | Natural Gas | Retrocommissioning | A | Incremental Energy Savings (MWh or mTherms) | Achievable Economic RVT Potential | 0 | 0 | 0 | 0 | 0 | 0 | 0 | 0 | 0 | 0 | 0 | 0 | 0 | 0 | 0 | 0 | 0 | 0 | 0 | 0 | 0 | 0 | 0
F5_Industrial_Primary Metals_New_Process_Natural Gas_Retrocommissioning_A_Achievable Economic RVT Potential | F5 | Industrial | Primary Metals | New | Process | Natural Gas | Retrocommissioning | A | Incremental Summer Peak Savings (MW) | Achievable Economic RVT Potential | 0 | 0 | 0 | 0 | 0 | 0 | 0 | 0 | 0 | 0 | 0 | 0 | 0 | 0 | 0 | 0 | 0 | 0 | 0 | 0 | 0 | 0 | 0
F6_Industrial_Primary Metals_New_Process_Natural Gas_Retrocommissioning_A_Achievable Economic RVT Potential | F6 | Industrial | Primary Metals | New | Process | Natural Gas | Retrocommissioning | A | Incremental Winter Peak Savings (MW) | Achievable Economic RVT Potential | 0 | 0 | 0 | 0 | 0 | 0 | 0 | 0 | 0 | 0 | 0 | 0 | 0 | 0 | 0 | 0 | 0 | 0 | 0 | 0 | 0 | 0 | 0
F7_Industrial_Primary Metals_New_Process_Natural Gas_Retrocommissioning_A_Achievable Economic RVT Potential | F7 | Industrial | Primary Metals | New | Process | Natural Gas | Retrocommissioning | A | Cumulative Energy Savings (MWh or mTherms) | Achievable Economic RVT Potential | 0 | 0 | 0 | 0 | 0 | 0 | 0 | 0 | 0 | 0 | 0 | 0 | 0 | 0 | 0 | 0 | 0 | 0 | 0 | 0 | 0 | 0 | 0
F8_Industrial_Primary Metals_New_Process_Natural Gas_Retrocommissioning_A_Achievable Economic RVT Potential | F8 | Industrial | Primary Metals | New | Process | Natural Gas | Retrocommissioning | A | Cumulative Summer Peak Savings (MW) | Achievable Economic RVT Potential | 0 | 0 | 0 | 0 | 0 | 0 | 0 | 0 | 0 | 0 | 0 | 0 | 0 | 0 | 0 | 0 | 0 | 0 | 0 | 0 | 0 | 0 | 0
F9_Industrial_Primary Metals_New_Process_Natural Gas_Retrocommissioning_A_Achievable Economic RVT Potential | F9 | Industrial | Primary Metals | New | Process | Natural Gas | Retrocommissioning | A | Cumulative Winter Peak Savings (MW) | Achievable Economic RVT Potential | 0 | 0 | 0 | 0 | 0 | 0 | 0 | 0 | 0 | 0 | 0 | 0 | 0 | 0 | 0 | 0 | 0 | 0 | 0 | 0 | 0 | 0 | 0
F10_Industrial_Primary Metals_New_Process_Natural Gas_Retrocommissioning_A_Achievable Economic RVT Potential | F10 | Industrial | Primary Metals | New | Process | Natural Gas | Retrocommissioning | A | Purchases (Incremental) | Achievable Economic RVT Potential | 0 | 0 | 0 | 0 | 0 | 0 | 0 | 0 | 0 | 0 | 0 | 0 | 0 | 0 | 0 | 0 | 0 | 0 | 0 | 0 | 0 | 0 | 0
F11_Industrial_Primary Metals_New_Process_Natural Gas_Retrocommissioning_A_Achievable Economic RVT Potential | F11 | Industrial | Primary Metals | New | Process | Natural Gas | Retrocommissioning | A | Purchases (Cumulative) | Achievable Economic RVT Potential | 0 | 0 | 0 | 0 | 0 | 0 | 0 | 0 | 0 | 0 | 0 | 0 | 0 | 0 | 0 | 0 | 0 | 0 | 0 | 0 | 0 | 0 | 0
F1_Industrial_Stone, Clay, and Glass_Existing_Space Heating_Natural Gas_Insulation - Roof/Ceiling_A_Achievable Economic RVT Potential | F1 | Industrial | Stone, Clay, and Glass | Existing | Space Heating | Natural Gas | Insulation - Roof/Ceiling | A | Integrated Unit Energy Savings (kWh or therms) | Achievable Economic RVT Potential | 0 | 0 | 0.08286 | 0.082461 | 0.082029 | 0.081554 | 0.081023 | 0.080427 | 0.079756 | 0.079004 | 0.078171 | 0.077266 | 0.076301 | 0.075292 | 0.074262 | 0.073237 | 0.072242 | 0.071326 | 0.070501 | 0.069765 | 0.069106 | 0.068507 | 0
F2_Industrial_Stone, Clay, and Glass_Existing_Space Heating_Natural Gas_Insulation - Roof/Ceiling_A_Achievable Economic RVT Potential | F2 | Industrial | Stone, Clay, and Glass | Existing | Space Heating | Natural Gas | Insulation - Roof/Ceiling | A | Integrated Unit Summer Peak Savings (kW) | Achievable Economic RVT Potential | 0 | 0 | 0 | 0 | 0 | 0 | 0 | 0 | 0 | 0 | 0 | 0 | 0 | 0 | 0 | 0 | 0 | 0 | 0 | 0 | 0 | 0 | 0
F3_Industrial_Stone, Clay, and Glass_Existing_Space Heating_Natural Gas_Insulation - Roof/Ceiling_A_Achievable Economic RVT Potential | F3 | Industrial | Stone, Clay, and Glass | Existing | Space Heating | Natural Gas | Insulation - Roof/Ceiling | A | Integrated Unit Winter Peak Savings (kW) | Achievable Economic RVT Potential | 0 | 0 | 0 | 0 | 0 | 0 | 0 | 0 | 0 | 0 | 0 | 0 | 0 | 0 | 0 | 0 | 0 | 0 | 0 | 0 | 0 | 0 | 0
F4_Industrial_Stone, Clay, and Glass_Existing_Space Heating_Natural Gas_Insulation - Roof/Ceiling_A_Achievable Economic RVT Potential | F4 | Industrial | Stone, Clay, and Glass | Existing | Space Heating | Natural Gas | Insulation - Roof/Ceiling | A | Incremental Energy Savings (MWh or mTherms) | Achievable Economic RVT Potential | 0 | 0 | 0.30747 | 0.52625 | 0.80028 | 1.0947 | 1.3603 | 1.5482 | 1.6249 | 1.5818 | 1.4356 | 1.2202 | 0.97521 | 0.73556 | 0.52536 | 0.35643 | 0.23035 | 0.14223 | 0.084098 | 0.055376 | 0 | 0 | 0
F5_Industrial_Stone, Clay, and Glass_Existing_Space Heating_Natural Gas_Insulation - Roof/Ceiling_A_Achievable Economic RVT Potential | F5 | Industrial | Stone, Clay, and Glass | Existing | Space Heating | Natural Gas | Insulation - Roof/Ceiling | A | Incremental Summer Peak Savings (MW) | Achievable Economic RVT Potential | 0 | 0 | 0 | 0 | 0 | 0 | 0 | 0 | 0 | 0 | 0 | 0 | 0 | 0 | 0 | 0 | 0 | 0 | 0 | 0 | 0 | 0 | 0
F6_Industrial_Stone, Clay, and Glass_Existing_Space Heating_Natural Gas_Insulation - Roof/Ceiling_A_Achievable Economic RVT Potential | F6 | Industrial | Stone, Clay, and Glass | Existing | Space Heating | Natural Gas | Insulation - Roof/Ceiling | A | Incremental Winter Peak Savings (MW) | Achievable Economic RVT Potential | 0 | 0 | 0 | 0 | 0 | 0 | 0 | 0 | 0 | 0 | 0 | 0 | 0 | 0 | 0 | 0 | 0 | 0 | 0 | 0 | 0 | 0 | 0
F7_Industrial_Stone, Clay, and Glass_Existing_Space Heating_Natural Gas_Insulation - Roof/Ceiling_A_Achievable Economic RVT Potential | F7 | Industrial | Stone, Clay, and Glass | Existing | Space Heating | Natural Gas | Insulation - Roof/Ceiling | A | Cumulative Energy Savings (MWh or mTherms) | Achievable Economic RVT Potential | 0 | 0 | 0.30747 | 0.83224 | 1.6282 | 2.7134 | 4.0561 | 5.5745 | 7.1528 | 8.6672 | 10.0115 | 11.1157 | 11.952 | 12.5295 | 12.8836 | 13.0622 | 13.115 | 13.091 | 13.0236 | 12.9431 | 12.8209 | 12.7096 | 0
F8_Industrial_Stone, Clay, and Glass_Existing_Space Heating_Natural Gas_Insulation - Roof/Ceiling_A_Achievable Economic RVT Potential | F8 | Industrial | Stone, Clay, and Glass | Existing | Space Heating | Natural Gas | Insulation - Roof/Ceiling | A | Cumulative Summer Peak Savings (MW) | Achievable Economic RVT Potential | 0 | 0 | 0 | 0 | 0 | 0 | 0 | 0 | 0 | 0 | 0 | 0 | 0 | 0 | 0 | 0 | 0 | 0 | 0 | 0 | 0 | 0 | 0
F9_Industrial_Stone, Clay, and Glass_Existing_Space Heating_Natural Gas_Insulation - Roof/Ceiling_A_Achievable Economic RVT Potential | F9 | Industrial | Stone, Clay, and Glass | Existing | Space Heating | Natural Gas | Insulation - Roof/Ceiling | A | Cumulative Winter Peak Savings (MW) | Achievable Economic RVT Potential | 0 | 0 | 0 | 0 | 0 | 0 | 0 | 0 | 0 | 0 | 0 | 0 | 0 | 0 | 0 | 0 | 0 | 0 | 0 | 0 | 0 | 0 | 0
F10_Industrial_Stone, Clay, and Glass_Existing_Space Heating_Natural Gas_Insulation - Roof/Ceiling_A_Achievable Economic RVT Potential | F10 | Industrial | Stone, Clay, and Glass | Existing | Space Heating | Natural Gas | Insulation - Roof/Ceiling | A | Purchases (Incremental) | Achievable Economic RVT Potential | 0 | 0 | 3710.717 | 6381.7935 | 9756.0751 | 13423.0137 | 16789.2867 | 19249.7856 | 20373.1153 | 20021.8546 | 18364.8736 | 15792.2081 | 12781.1177 | 9769.475 | 7074.4474 | 4866.7319 | 3188.5485 | 1994.0923 | 1192.8678 | 793.746 | 0 | 0 | 0
F11_Industrial_Stone, Clay, and Glass_Existing_Space Heating_Natural Gas_Insulation - Roof/Ceiling_A_Achievable Economic RVT Potential | F11 | Industrial | Stone, Clay, and Glass | Existing | Space Heating | Natural Gas | Insulation - Roof/Ceiling | A | Purchases (Cumulative) | Achievable Economic RVT Potential | 0 | 0 | 3710.717 | 10092.5105 | 19848.5856 | 33271.5992 | 50060.8859 | 69310.6715 | 89683.7868 | 109705.6414 | 128070.515 | 143862.7231 | 156643.8408 | 166413.3158 | 173487.7632 | 178354.4952 | 181543.0437 | 183537.136 | 184730.0037 | 185523.7497 | 185523.7497 | 185523.7497 | 0
F1_Industrial_Stone, Clay, and Glass_Existing_Space Heating_Natural Gas_Insulation - Wall Cavity_A_Achievable Economic RVT Potential | F1 | Industrial | Stone, Clay, and Glass | Existing | Space Heating | Natural Gas | Insulation - Wall Cavity | A | Integrated Unit Energy Savings (kWh or therms) | Achievable Economic RVT Potential | 0 | 0 | 0.018126 | 0.018038 | 0.017943 | 0.017837 | 0.01772 | 0.017588 | 0.01744 | 0.017274 | 0.01709 | 0.016891 | 0.016678 | 0.016457 | 0.016231 | 0.016006 | 0.015787 | 0.015587 | 0.015406 | 0.015245 | 0.0151 | 0.014969 | 0
F2_Industrial_Stone, Clay, and Glass_Existing_Space Heating_Natural Gas_Insulation - Wall Cavity_A_Achievable Economic RVT Potential | F2 | Industrial | Stone, Clay, and Glass | Existing | Space Heating | Natural Gas | Insulation - Wall Cavity | A | Integrated Unit Summer Peak Savings (kW) | Achievable Economic RVT Potential | 0 | 0 | 0 | 0 | 0 | 0 | 0 | 0 | 0 | 0 | 0 | 0 | 0 | 0 | 0 | 0 | 0 | 0 | 0 | 0 | 0 | 0 | 0
F3_Industrial_Stone, Clay, and Glass_Existing_Space Heating_Natural Gas_Insulation - Wall Cavity_A_Achievable Economic RVT Potential | F3 | Industrial | Stone, Clay, and Glass | Existing | Space Heating | Natural Gas | Insulation - Wall Cavity | A | Integrated Unit Winter Peak Savings (kW) | Achievable Economic RVT Potential | 0 | 0 | 0 | 0 | 0 | 0 | 0 | 0 | 0 | 0 | 0 | 0 | 0 | 0 | 0 | 0 | 0 | 0 | 0 | 0 | 0 | 0 | 0
F4_Industrial_Stone, Clay, and Glass_Existing_Space Heating_Natural Gas_Insulation - Wall Cavity_A_Achievable Economic RVT Potential | F4 | Industrial | Stone, Clay, and Glass | Existing | Space Heating | Natural Gas | Insulation - Wall Cavity | A | Incremental Energy Savings (MWh or mTherms) | Achievable Economic RVT Potential | 0 | 0 | 0.067261 | 0.11512 | 0.17505 | 0.23943 | 0.29751 | 0.33857 | 0.35531 | 0.34586 | 0.31386 | 0.26675 | 0.21317 | 0.16077 | 0.11482 | 0.077895 | 0.050339 | 0.031081 | 0.018377 | 0.0121 | 0 | 0 | 0
F5_Industrial_Stone, Clay, and Glass_Existing_Space Heating_Natural Gas_Insulation - Wall Cavity_A_Achievable Economic RVT Potential | F5 | Industrial | Stone, Clay, and Glass | Existing | Space Heating | Natural Gas | Insulation - Wall Cavity | A | Incremental Summer Peak Savings (MW) | Achievable Economic RVT Potential | 0 | 0 | 0 | 0 | 0 | 0 | 0 | 0 | 0 | 0 | 0 | 0 | 0 | 0 | 0 | 0 | 0 | 0 | 0 | 0 | 0 | 0 | 0
F6_Industrial_Stone, Clay, and Glass_Existing_Space Heating_Natural Gas_Insulation - Wall Cavity_A_Achievable Economic RVT Potential | F6 | Industrial | Stone, Clay, and Glass | Existing | Space Heating | Natural Gas | Insulation - Wall Cavity | A | Incremental Winter Peak Savings (MW) | Achievable Economic RVT Potential | 0 | 0 | 0 | 0 | 0 | 0 | 0 | 0 | 0 | 0 | 0 | 0 | 0 | 0 | 0 | 0 | 0 | 0 | 0 | 0 | 0 | 0 | 0
F7_Industrial_Stone, Clay, and Glass_Existing_Space Heating_Natural Gas_Insulation - Wall Cavity_A_Achievable Economic RVT Potential | F7 | Industrial | Stone, Clay, and Glass | Existing | Space Heating | Natural Gas | Insulation - Wall Cavity | A | Cumulative Energy Savings (MWh or mTherms) | Achievable Economic RVT Potential | 0 | 0 | 0.067261 | 0.18205 | 0.35613 | 0.59348 | 0.88709 | 1.2191 | 1.5641 | 1.8951 | 2.1888 | 2.43 | 2.6126 | 2.7386 | 2.8158 | 2.8547 | 2.8661 | 2.8607 | 2.8459 | 2.8282 | 2.8015 | 2.7771 | 0
F8_Industrial_Stone, Clay, and Glass_Existing_Space Heating_Natural Gas_Insulation - Wall Cavity_A_Achievable Economic RVT Potential | F8 | Industrial | Stone, Clay, and Glass | Existing | Space Heating | Natural Gas | Insulation - Wall Cavity | A | Cumulative Summer Peak Savings (MW) | Achievable Economic RVT Potential | 0 | 0 | 0 | 0 | 0 | 0 | 0 | 0 | 0 | 0 | 0 | 0 | 0 | 0 | 0 | 0 | 0 | 0 | 0 | 0 | 0 | 0 | 0
F9_Industrial_Stone, Clay, and Glass_Existing_Space Heating_Natural Gas_Insulation - Wall Cavity_A_Achievable Economic RVT Potential | F9 | Industrial | Stone, Clay, and Glass | Existing | Space Heating | Natural Gas | Insulation - Wall Cavity | A | Cumulative Winter Peak Savings (MW) | Achievable Economic RVT Potential | 0 | 0 | 0 | 0 | 0 | 0 | 0 | 0 | 0 | 0 | 0 | 0 | 0 | 0 | 0 | 0 | 0 | 0 | 0 | 0 | 0 | 0 | 0
F10_Industrial_Stone, Clay, and Glass_Existing_Space Heating_Natural Gas_Insulation - Wall Cavity_A_Achievable Economic RVT Potential | F10 | Industrial | Stone, Clay, and Glass | Existing | Space Heating | Natural Gas | Insulation - Wall Cavity | A | Purchases (Incremental) | Achievable Economic RVT Potential | 0 | 0 | 3710.717 | 6381.7935 | 9756.0751 | 13423.0137 | 16789.2867 | 19249.7856 | 20373.1153 | 20021.8546 | 18364.8736 | 15792.2081 | 12781.1177 | 9769.475 | 7074.4474 | 4866.7319 | 3188.5485 | 1994.0923 | 1192.8678 | 793.746 | 0 | 0 | 0
F11_Industrial_Stone, Clay, and Glass_Existing_Space Heating_Natural Gas_Insulation - Wall Cavity_A_Achievable Economic RVT Potential | F11 | Industrial | Stone, Clay, and Glass | Existing | Space Heating | Natural Gas | Insulation - Wall Cavity | A | Purchases (Cumulative) | Achievable Economic RVT Potential | 0 | 0 | 3710.717 | 10092.5105 | 19848.5856 | 33271.5992 | 50060.8859 | 69310.6715 | 89683.7868 | 109705.6414 | 128070.515 | 143862.7231 | 156643.8408 | 166413.3158 | 173487.7632 | 178354.4952 | 181543.0437 | 183537.136 | 184730.0037 | 185523.7497 | 185523.7497 | 185523.7497 | 0
F1_Industrial_Stone, Clay, and Glass_Existing_Space Heating_Natural Gas_Insulation - Ducting_A_Achievable Economic RVT Potential | F1 | Industrial | Stone, Clay, and Glass | Existing | Space Heating | Natural Gas | Insulation - Ducting | A | Integrated Unit Energy Savings (kWh or therms) | Achievable Economic RVT Potential | 0 | 0 | 0.0014367 | 0.0014252 | 0.0014132 | 0.0014004 | 0.0013868 | 0.0013722 | 0.0013566 | 0.0013397 | 0.0013218 | 0.0013029 | 0.0012833 | 0.0012633 | 0.0012431 | 0.0012233 | 0.0012042 | 0.0011867 | 0.0011708 | 0.0011566 | 0.0011438 | 0.0011322 | 0
F2_Industrial_Stone, Clay, and Glass_Existing_Space Heating_Natural Gas_Insulation - Ducting_A_Achievable Economic RVT Potential | F2 | Industrial | Stone, Clay, and Glass | Existing | Space Heating | Natural Gas | Insulation - Ducting | A | Integrated Unit Summer Peak Savings (kW) | Achievable Economic RVT Potential | 0 | 0 | 0 | 0 | 0 | 0 | 0 | 0 | 0 | 0 | 0 | 0 | 0 | 0 | 0 | 0 | 0 | 0 | 0 | 0 | 0 | 0 | 0
F3_Industrial_Stone, Clay, and Glass_Existing_Space Heating_Natural Gas_Insulation - Ducting_A_Achievable Economic RVT Potential | F3 | Industrial | Stone, Clay, and Glass | Existing | Space Heating | Natural Gas | Insulation - Ducting | A | Integrated Unit Winter Peak Savings (kW) | Achievable Economic RVT Potential | 0 | 0 | 0 | 0 | 0 | 0 | 0 | 0 | 0 | 0 | 0 | 0 | 0 | 0 | 0 | 0 | 0 | 0 | 0 | 0 | 0 | 0 | 0
F4_Industrial_Stone, Clay, and Glass_Existing_Space Heating_Natural Gas_Insulation - Ducting_A_Achievable Economic RVT Potential | F4 | Industrial | Stone, Clay, and Glass | Existing | Space Heating | Natural Gas | Insulation - Ducting | A | Incremental Energy Savings (MWh or mTherms) | Achievable Economic RVT Potential | 0 | 0 | 0 | 0 | 0 | 0 | 0 | 0 | 0 | 0 | 0 | 0 | 0 | 0 | 0 | 0 | 0 | 0 | 0 | 0 | 0 | 0 | 0
F5_Industrial_Stone, Clay, and Glass_Existing_Space Heating_Natural Gas_Insulation - Ducting_A_Achievable Economic RVT Potential | F5 | Industrial | Stone, Clay, and Glass | Existing | Space Heating | Natural Gas | Insulation - Ducting | A | Incremental Summer Peak Savings (MW) | Achievable Economic RVT Potential | 0 | 0 | 0 | 0 | 0 | 0 | 0 | 0 | 0 | 0 | 0 | 0 | 0 | 0 | 0 | 0 | 0 | 0 | 0 | 0 | 0 | 0 | 0
F6_Industrial_Stone, Clay, and Glass_Existing_Space Heating_Natural Gas_Insulation - Ducting_A_Achievable Economic RVT Potential | F6 | Industrial | Stone, Clay, and Glass | Existing | Space Heating | Natural Gas | Insulation - Ducting | A | Incremental Winter Peak Savings (MW) | Achievable Economic RVT Potential | 0 | 0 | 0 | 0 | 0 | 0 | 0 | 0 | 0 | 0 | 0 | 0 | 0 | 0 | 0 | 0 | 0 | 0 | 0 | 0 | 0 | 0 | 0
F7_Industrial_Stone, Clay, and Glass_Existing_Space Heating_Natural Gas_Insulation - Ducting_A_Achievable Economic RVT Potential | F7 | Industrial | Stone, Clay, and Glass | Existing | Space Heating | Natural Gas | Insulation - Ducting | A | Cumulative Energy Savings (MWh or mTherms) | Achievable Economic RVT Potential | 0 | 0 | 0 | 0 | 0 | 0 | 0 | 0 | 0 | 0 | 0 | 0 | 0 | 0 | 0 | 0 | 0 | 0 | 0 | 0 | 0 | 0 | 0
F8_Industrial_Stone, Clay, and Glass_Existing_Space Heating_Natural Gas_Insulation - Ducting_A_Achievable Economic RVT Potential | F8 | Industrial | Stone, Clay, and Glass | Existing | Space Heating | Natural Gas | Insulation - Ducting | A | Cumulative Summer Peak Savings (MW) | Achievable Economic RVT Potential | 0 | 0 | 0 | 0 | 0 | 0 | 0 | 0 | 0 | 0 | 0 | 0 | 0 | 0 | 0 | 0 | 0 | 0 | 0 | 0 | 0 | 0 | 0
F9_Industrial_Stone, Clay, and Glass_Existing_Space Heating_Natural Gas_Insulation - Ducting_A_Achievable Economic RVT Potential | F9 | Industrial | Stone, Clay, and Glass | Existing | Space Heating | Natural Gas | Insulation - Ducting | A | Cumulative Winter Peak Savings (MW) | Achievable Economic RVT Potential | 0 | 0 | 0 | 0 | 0 | 0 | 0 | 0 | 0 | 0 | 0 | 0 | 0 | 0 | 0 | 0 | 0 | 0 | 0 | 0 | 0 | 0 | 0
F10_Industrial_Stone, Clay, and Glass_Existing_Space Heating_Natural Gas_Insulation - Ducting_A_Achievable Economic RVT Potential | F10 | Industrial | Stone, Clay, and Glass | Existing | Space Heating | Natural Gas | Insulation - Ducting | A | Purchases (Incremental) | Achievable Economic RVT Potential | 0 | 0 | 0 | 0 | 0 | 0 | 0 | 0 | 0 | 0 | 0 | 0 | 0 | 0 | 0 | 0 | 0 | 0 | 0 | 0 | 0 | 0 | 0
F11_Industrial_Stone, Clay, and Glass_Existing_Space Heating_Natural Gas_Insulation - Ducting_A_Achievable Economic RVT Potential | F11 | Industrial | Stone, Clay, and Glass | Existing | Space Heating | Natural Gas | Insulation - Ducting | A | Purchases (Cumulative) | Achievable Economic RVT Potential | 0 | 0 | 0 | 0 | 0 | 0 | 0 | 0 | 0 | 0 | 0 | 0 | 0 | 0 | 0 | 0 | 0 | 0 | 0 | 0 | 0 | 0 | 0
F1_Industrial_Stone, Clay, and Glass_Existing_Space Heating_Natural Gas_HVAC - Duct Repair and Sealing_A_Achievable Economic RVT Potential | F1 | Industrial | Stone, Clay, and Glass | Existing | Space Heating | Natural Gas | HVAC - Duct Repair and Sealing | A | Integrated Unit Energy Savings (kWh or therms) | Achievable Economic RVT Potential | 0 | 0 | 0.0040635 | 0.004031 | 0.0039969 | 0.0039609 | 0.0039226 | 0.0038815 | 0.0038374 | 0.00379 | 0.0037395 | 0.0036864 | 0.0036312 | 0.0035747 | 0.0035179 | 0.0034619 | 0.003408 | 0.0033584 | 0.0033136 | 0.0032735 | 0.0032373 | 0.0032044 | 0
F2_Industrial_Stone, Clay, and Glass_Existing_Space Heating_Natural Gas_HVAC - Duct Repair and Sealing_A_Achievable Economic RVT Potential | F2 | Industrial | Stone, Clay, and Glass | Existing | Space Heating | Natural Gas | HVAC - Duct Repair and Sealing | A | Integrated Unit Summer Peak Savings (kW) | Achievable Economic RVT Potential | 0 | 0 | 0 | 0 | 0 | 0 | 0 | 0 | 0 | 0 | 0 | 0 | 0 | 0 | 0 | 0 | 0 | 0 | 0 | 0 | 0 | 0 | 0
F3_Industrial_Stone, Clay, and Glass_Existing_Space Heating_Natural Gas_HVAC - Duct Repair and Sealing_A_Achievable Economic RVT Potential | F3 | Industrial | Stone, Clay, and Glass | Existing | Space Heating | Natural Gas | HVAC - Duct Repair and Sealing | A | Integrated Unit Winter Peak Savings (kW) | Achievable Economic RVT Potential | 0 | 0 | 0 | 0 | 0 | 0 | 0 | 0 | 0 | 0 | 0 | 0 | 0 | 0 | 0 | 0 | 0 | 0 | 0 | 0 | 0 | 0 | 0
F4_Industrial_Stone, Clay, and Glass_Existing_Space Heating_Natural Gas_HVAC - Duct Repair and Sealing_A_Achievable Economic RVT Potential | F4 | Industrial | Stone, Clay, and Glass | Existing | Space Heating | Natural Gas | HVAC - Duct Repair and Sealing | A | Incremental Energy Savings (MWh or mTherms) | Achievable Economic RVT Potential | 0 | 0 | 0 | 0 | 0 | 0 | 0 | 0 | 0 | 0 | 0 | 0 | 0 | 0 | 0 | 0 | 0 | 0 | 0 | 0 | 0 | 0 | 0
F5_Industrial_Stone, Clay, and Glass_Existing_Space Heating_Natural Gas_HVAC - Duct Repair and Sealing_A_Achievable Economic RVT Potential | F5 | Industrial | Stone, Clay, and Glass | Existing | Space Heating | Natural Gas | HVAC - Duct Repair and Sealing | A | Incremental Summer Peak Savings (MW) | Achievable Economic RVT Potential | 0 | 0 | 0 | 0 | 0 | 0 | 0 | 0 | 0 | 0 | 0 | 0 | 0 | 0 | 0 | 0 | 0 | 0 | 0 | 0 | 0 | 0 | 0
F6_Industrial_Stone, Clay, and Glass_Existing_Space Heating_Natural Gas_HVAC - Duct Repair and Sealing_A_Achievable Economic RVT Potential | F6 | Industrial | Stone, Clay, and Glass | Existing | Space Heating | Natural Gas | HVAC - Duct Repair and Sealing | A | Incremental Winter Peak Savings (MW) | Achievable Economic RVT Potential | 0 | 0 | 0 | 0 | 0 | 0 | 0 | 0 | 0 | 0 | 0 | 0 | 0 | 0 | 0 | 0 | 0 | 0 | 0 | 0 | 0 | 0 | 0
F7_Industrial_Stone, Clay, and Glass_Existing_Space Heating_Natural Gas_HVAC - Duct Repair and Sealing_A_Achievable Economic RVT Potential | F7 | Industrial | Stone, Clay, and Glass | Existing | Space Heating | Natural Gas | HVAC - Duct Repair and Sealing | A | Cumulative Energy Savings (MWh or mTherms) | Achievable Economic RVT Potential | 0 | 0 | 0 | 0 | 0 | 0 | 0 | 0 | 0 | 0 | 0 | 0 | 0 | 0 | 0 | 0 | 0 | 0 | 0 | 0 | 0 | 0 | 0
F8_Industrial_Stone, Clay, and Glass_Existing_Space Heating_Natural Gas_HVAC - Duct Repair and Sealing_A_Achievable Economic RVT Potential | F8 | Industrial | Stone, Clay, and Glass | Existing | Space Heating | Natural Gas | HVAC - Duct Repair and Sealing | A | Cumulative Summer Peak Savings (MW) | Achievable Economic RVT Potential | 0 | 0 | 0 | 0 | 0 | 0 | 0 | 0 | 0 | 0 | 0 | 0 | 0 | 0 | 0 | 0 | 0 | 0 | 0 | 0 | 0 | 0 | 0
F9_Industrial_Stone, Clay, and Glass_Existing_Space Heating_Natural Gas_HVAC - Duct Repair and Sealing_A_Achievable Economic RVT Potential | F9 | Industrial | Stone, Clay, and Glass | Existing | Space Heating | Natural Gas | HVAC - Duct Repair and Sealing | A | Cumulative Winter Peak Savings (MW) | Achievable Economic RVT Potential | 0 | 0 | 0 | 0 | 0 | 0 | 0 | 0 | 0 | 0 | 0 | 0 | 0 | 0 | 0 | 0 | 0 | 0 | 0 | 0 | 0 | 0 | 0
F10_Industrial_Stone, Clay, and Glass_Existing_Space Heating_Natural Gas_HVAC - Duct Repair and Sealing_A_Achievable Economic RVT Potential | F10 | Industrial | Stone, Clay, and Glass | Existing | Space Heating | Natural Gas | HVAC - Duct Repair and Sealing | A | Purchases (Incremental) | Achievable Economic RVT Potential | 0 | 0 | 0 | 0 | 0 | 0 | 0 | 0 | 0 | 0 | 0 | 0 | 0 | 0 | 0 | 0 | 0 | 0 | 0 | 0 | 0 | 0 | 0
F11_Industrial_Stone, Clay, and Glass_Existing_Space Heating_Natural Gas_HVAC - Duct Repair and Sealing_A_Achievable Economic RVT Potential | F11 | Industrial | Stone, Clay, and Glass | Existing | Space Heating | Natural Gas | HVAC - Duct Repair and Sealing | A | Purchases (Cumulative) | Achievable Economic RVT Potential | 0 | 0 | 0 | 0 | 0 | 0 | 0 | 0 | 0 | 0 | 0 | 0 | 0 | 0 | 0 | 0 | 0 | 0 | 0 | 0 | 0 | 0 | 0
F1_Industrial_Stone, Clay, and Glass_Existing_Space Heating_Natural Gas_Windows - High Efficiency_A_Achievable Economic RVT Potential | F1 | Industrial | Stone, Clay, and Glass | Existing | Space Heating | Natural Gas | Windows - High Efficiency | A | Integrated Unit Energy Savings (kWh or therms) | Achievable Economic RVT Potential | 0 | 0 | 0.0077508 | 0.0077131 | 0.0076722 | 0.0076273 | 0.0075772 | 0.0075208 | 0.0074574 | 0.0073864 | 0.0073079 | 0.0072226 | 0.0071317 | 0.0070369 | 0.0069402 | 0.006844 | 0.0067507 | 0.0066648 | 0.0065875 | 0.0065186 | 0.0064569 | 0.0064007 | 0
F2_Industrial_Stone, Clay, and Glass_Existing_Space Heating_Natural Gas_Windows - High Efficiency_A_Achievable Economic RVT Potential | F2 | Industrial | Stone, Clay, and Glass | Existing | Space Heating | Natural Gas | Windows - High Efficiency | A | Integrated Unit Summer Peak Savings (kW) | Achievable Economic RVT Potential | 0 | 0 | 0 | 0 | 0 | 0 | 0 | 0 | 0 | 0 | 0 | 0 | 0 | 0 | 0 | 0 | 0 | 0 | 0 | 0 | 0 | 0 | 0
F3_Industrial_Stone, Clay, and Glass_Existing_Space Heating_Natural Gas_Windows - High Efficiency_A_Achievable Economic RVT Potential | F3 | Industrial | Stone, Clay, and Glass | Existing | Space Heating | Natural Gas | Windows - High Efficiency | A | Integrated Unit Winter Peak Savings (kW) | Achievable Economic RVT Potential | 0 | 0 | 0 | 0 | 0 | 0 | 0 | 0 | 0 | 0 | 0 | 0 | 0 | 0 | 0 | 0 | 0 | 0 | 0 | 0 | 0 | 0 | 0
F4_Industrial_Stone, Clay, and Glass_Existing_Space Heating_Natural Gas_Windows - High Efficiency_A_Achievable Economic RVT Potential | F4 | Industrial | Stone, Clay, and Glass | Existing | Space Heating | Natural Gas | Windows - High Efficiency | A | Incremental Energy Savings (MWh or mTherms) | Achievable Economic RVT Potential | 0 | 0 | 0 | 0 | 0 | 0 | 0 | 0 | 0 | 0 | 0 | 0 | 0 | 0 | 0 | 0 | 0 | 0 | 0 | 0 | 0 | 0 | 0
F5_Industrial_Stone, Clay, and Glass_Existing_Space Heating_Natural Gas_Windows - High Efficiency_A_Achievable Economic RVT Potential | F5 | Industrial | Stone, Clay, and Glass | Existing | Space Heating | Natural Gas | Windows - High Efficiency | A | Incremental Summer Peak Savings (MW) | Achievable Economic RVT Potential | 0 | 0 | 0 | 0 | 0 | 0 | 0 | 0 | 0 | 0 | 0 | 0 | 0 | 0 | 0 | 0 | 0 | 0 | 0 | 0 | 0 | 0 | 0
F6_Industrial_Stone, Clay, and Glass_Existing_Space Heating_Natural Gas_Windows - High Efficiency_A_Achievable Economic RVT Potential | F6 | Industrial | Stone, Clay, and Glass | Existing | Space Heating | Natural Gas | Windows - High Efficiency | A | Incremental Winter Peak Savings (MW) | Achievable Economic RVT Potential | 0 | 0 | 0 | 0 | 0 | 0 | 0 | 0 | 0 | 0 | 0 | 0 | 0 | 0 | 0 | 0 | 0 | 0 | 0 | 0 | 0 | 0 | 0
F7_Industrial_Stone, Clay, and Glass_Existing_Space Heating_Natural Gas_Windows - High Efficiency_A_Achievable Economic RVT Potential | F7 | Industrial | Stone, Clay, and Glass | Existing | Space Heating | Natural Gas | Windows - High Efficiency | A | Cumulative Energy Savings (MWh or mTherms) | Achievable Economic RVT Potential | 0 | 0 | 0 | 0 | 0 | 0 | 0 | 0 | 0 | 0 | 0 | 0 | 0 | 0 | 0 | 0 | 0 | 0 | 0 | 0 | 0 | 0 | 0
F8_Industrial_Stone, Clay, and Glass_Existing_Space Heating_Natural Gas_Windows - High Efficiency_A_Achievable Economic RVT Potential | F8 | Industrial | Stone, Clay, and Glass | Existing | Space Heating | Natural Gas | Windows - High Efficiency | A | Cumulative Summer Peak Savings (MW) | Achievable Economic RVT Potential | 0 | 0 | 0 | 0 | 0 | 0 | 0 | 0 | 0 | 0 | 0 | 0 | 0 | 0 | 0 | 0 | 0 | 0 | 0 | 0 | 0 | 0 | 0
F9_Industrial_Stone, Clay, and Glass_Existing_Space Heating_Natural Gas_Windows - High Efficiency_A_Achievable Economic RVT Potential | F9 | Industrial | Stone, Clay, and Glass | Existing | Space Heating | Natural Gas | Windows - High Efficiency | A | Cumulative Winter Peak Savings (MW) | Achievable Economic RVT Potential | 0 | 0 | 0 | 0 | 0 | 0 | 0 | 0 | 0 | 0 | 0 | 0 | 0 | 0 | 0 | 0 | 0 | 0 | 0 | 0 | 0 | 0 | 0
F10_Industrial_Stone, Clay, and Glass_Existing_Space Heating_Natural Gas_Windows - High Efficiency_A_Achievable Economic RVT Potential | F10 | Industrial | Stone, Clay, and Glass | Existing | Space Heating | Natural Gas | Windows - High Efficiency | A | Purchases (Incremental) | Achievable Economic RVT Potential | 0 | 0 | 0 | 0 | 0 | 0 | 0 | 0 | 0 | 0 | 0 | 0 | 0 | 0 | 0 | 0 | 0 | 0 | 0 | 0 | 0 | 0 | 0
F11_Industrial_Stone, Clay, and Glass_Existing_Space Heating_Natural Gas_Windows - High Efficiency_A_Achievable Economic RVT Potential | F11 | Industrial | Stone, Clay, and Glass | Existing | Space Heating | Natural Gas | Windows - High Efficiency | A | Purchases (Cumulative) | Achievable Economic RVT Potential | 0 | 0 | 0 | 0 | 0 | 0 | 0 | 0 | 0 | 0 | 0 | 0 | 0 | 0 | 0 | 0 | 0 | 0 | 0 | 0 | 0 | 0 | 0
F1_Industrial_Stone, Clay, and Glass_Existing_Space Heating_Natural Gas_Gas Boiler - Maintenance_A_Achievable Economic RVT Potential | F1 | Industrial | Stone, Clay, and Glass | Existing | Space Heating | Natural Gas | Gas Boiler - Maintenance | A | Integrated Unit Energy Savings (kWh or therms) | Achievable Economic RVT Potential | 0 | 0 | 7.1023 | 7.0817 | 7.0601 | 7.0374 | 7.013 | 6.9867 | 6.9582 | 6.9272 | 6.8938 | 6.8582 | 6.8205 | 6.7808 | 6.7391 | 6.6959 | 6.6513 | 6.6091 | 6.5699 | 6.5337 | 6.5004 | 6.4703 | 0
F2_Industrial_Stone, Clay, and Glass_Existing_Space Heating_Natural Gas_Gas Boiler - Maintenance_A_Achievable Economic RVT Potential | F2 | Industrial | Stone, Clay, and Glass | Existing | Space Heating | Natural Gas | Gas Boiler - Maintenance | A | Integrated Unit Summer Peak Savings (kW) | Achievable Economic RVT Potential | 0 | 0 | 0 | 0 | 0 | 0 | 0 | 0 | 0 | 0 | 0 | 0 | 0 | 0 | 0 | 0 | 0 | 0 | 0 | 0 | 0 | 0 | 0
F3_Industrial_Stone, Clay, and Glass_Existing_Space Heating_Natural Gas_Gas Boiler - Maintenance_A_Achievable Economic RVT Potential | F3 | Industrial | Stone, Clay, and Glass | Existing | Space Heating | Natural Gas | Gas Boiler - Maintenance | A | Integrated Unit Winter Peak Savings (kW) | Achievable Economic RVT Potential | 0 | 0 | 0 | 0 | 0 | 0 | 0 | 0 | 0 | 0 | 0 | 0 | 0 | 0 | 0 | 0 | 0 | 0 | 0 | 0 | 0 | 0 | 0
F4_Industrial_Stone, Clay, and Glass_Existing_Space Heating_Natural Gas_Gas Boiler - Maintenance_A_Achievable Economic RVT Potential | F4 | Industrial | Stone, Clay, and Glass | Existing | Space Heating | Natural Gas | Gas Boiler - Maintenance | A | Incremental Energy Savings (MWh or mTherms) | Achievable Economic RVT Potential | 0 | 0 | 0.0041059 | 0.00282 | 0.0019127 | 0.0014592 | 0.0012521 | 0.0010608 | 0.00088947 | 0.00073936 | 0.00061009 | 0.00050027 | 0.00040798 | 0.00031044 | 0.00023614 | 0.00017958 | 0.00013653 | 0.00012242 | 9.3597e-05 | 7.8771e-05 | 6.4597e-05 | 5.1037e-05 | 0
F5_Industrial_Stone, Clay, and Glass_Existing_Space Heating_Natural Gas_Gas Boiler - Maintenance_A_Achievable Economic RVT Potential | F5 | Industrial | Stone, Clay, and Glass | Existing | Space Heating | Natural Gas | Gas Boiler - Maintenance | A | Incremental Summer Peak Savings (MW) | Achievable Economic RVT Potential | 0 | 0 | 0 | 0 | 0 | 0 | 0 | 0 | 0 | 0 | 0 | 0 | 0 | 0 | 0 | 0 | 0 | 0 | 0 | 0 | 0 | 0 | 0
F6_Industrial_Stone, Clay, and Glass_Existing_Space Heating_Natural Gas_Gas Boiler - Maintenance_A_Achievable Economic RVT Potential | F6 | Industrial | Stone, Clay, and Glass | Existing | Space Heating | Natural Gas | Gas Boiler - Maintenance | A | Incremental Winter Peak Savings (MW) | Achievable Economic RVT Potential | 0 | 0 | 0 | 0 | 0 | 0 | 0 | 0 | 0 | 0 | 0 | 0 | 0 | 0 | 0 | 0 | 0 | 0 | 0 | 0 | 0 | 0 | 0
F7_Industrial_Stone, Clay, and Glass_Existing_Space Heating_Natural Gas_Gas Boiler - Maintenance_A_Achievable Economic RVT Potential | F7 | Industrial | Stone, Clay, and Glass | Existing | Space Heating | Natural Gas | Gas Boiler - Maintenance | A | Cumulative Energy Savings (MWh or mTherms) | Achievable Economic RVT Potential | 0 | 0 | 0.0041059 | 0.006914 | 0.0088056 | 0.010236 | 0.011453 | 0.012471 | 0.01331 | 0.01399 | 0.014532 | 0.014958 | 0.015283 | 0.015505 | 0.015646 | 0.015725 | 0.015757 | 0.015779 | 0.015779 | 0.015771 | 0.015755 | 0.015733 | 0
F8_Industrial_Stone, Clay, and Glass_Existing_Space Heating_Natural Gas_Gas Boiler - Maintenance_A_Achievable Economic RVT Potential | F8 | Industrial | Stone, Clay, and Glass | Existing | Space Heating | Natural Gas | Gas Boiler - Maintenance | A | Cumulative Summer Peak Savings (MW) | Achievable Economic RVT Potential | 0 | 0 | 0 | 0 | 0 | 0 | 0 | 0 | 0 | 0 | 0 | 0 | 0 | 0 | 0 | 0 | 0 | 0 | 0 | 0 | 0 | 0 | 0
F9_Industrial_Stone, Clay, and Glass_Existing_Space Heating_Natural Gas_Gas Boiler - Maintenance_A_Achievable Economic RVT Potential | F9 | Industrial | Stone, Clay, and Glass | Existing | Space Heating | Natural Gas | Gas Boiler - Maintenance | A | Cumulative Winter Peak Savings (MW) | Achievable Economic RVT Potential | 0 | 0 | 0 | 0 | 0 | 0 | 0 | 0 | 0 | 0 | 0 | 0 | 0 | 0 | 0 | 0 | 0 | 0 | 0 | 0 | 0 | 0 | 0
F10_Industrial_Stone, Clay, and Glass_Existing_Space Heating_Natural Gas_Gas Boiler - Maintenance_A_Achievable Economic RVT Potential | F10 | Industrial | Stone, Clay, and Glass | Existing | Space Heating | Natural Gas | Gas Boiler - Maintenance | A | Purchases (Incremental) | Achievable Economic RVT Potential | 0 | 0 | 0.5781 | 0.39822 | 0.27092 | 0.20735 | 0.17854 | 0.15183 | 0.12783 | 0.10673 | 0.088498 | 0.072944 | 0.059817 | 0.045783 | 0.035041 | 0.026819 | 0.020527 | 0.018523 | 0.014246 | 0.012056 | 0.0099372 | 0.0078879 | 0
F11_Industrial_Stone, Clay, and Glass_Existing_Space Heating_Natural Gas_Gas Boiler - Maintenance_A_Achievable Economic RVT Potential | F11 | Industrial | Stone, Clay, and Glass | Existing | Space Heating | Natural Gas | Gas Boiler - Maintenance | A | Purchases (Cumulative) | Achievable Economic RVT Potential | 0 | 0 | 0.5781 | 0.97632 | 1.2472 | 1.4546 | 1.6331 | 1.785 | 1.9128 | 2.0195 | 2.108 | 2.181 | 2.2408 | 2.2866 | 2.3216 | 2.3484 | 2.369 | 2.3875 | 2.4017 | 2.4138 | 2.4237 | 2.4316 | 0
F1_Industrial_Stone, Clay, and Glass_Existing_Process_Natural Gas_Gas Boiler - Maintenance_A_Achievable Economic RVT Potential | F1 | Industrial | Stone, Clay, and Glass | Existing | Process | Natural Gas | Gas Boiler - Maintenance | A | Integrated Unit Energy Savings (kWh or therms) | Achievable Economic RVT Potential | 0 | 0 | 4.2096 | 4.2096 | 4.2096 | 4.2096 | 4.2096 | 4.2096 | 4.2096 | 4.2096 | 4.2096 | 4.2096 | 4.2096 | 4.2096 | 4.2096 | 4.2096 | 4.2096 | 4.2096 | 4.2096 | 4.2096 | 4.2096 | 4.2096 | 0
F2_Industrial_Stone, Clay, and Glass_Existing_Process_Natural Gas_Gas Boiler - Maintenance_A_Achievable Economic RVT Potential | F2 | Industrial | Stone, Clay, and Glass | Existing | Process | Natural Gas | Gas Boiler - Maintenance | A | Integrated Unit Summer Peak Savings (kW) | Achievable Economic RVT Potential | 0 | 0 | 0 | 0 | 0 | 0 | 0 | 0 | 0 | 0 | 0 | 0 | 0 | 0 | 0 | 0 | 0 | 0 | 0 | 0 | 0 | 0 | 0
F3_Industrial_Stone, Clay, and Glass_Existing_Process_Natural Gas_Gas Boiler - Maintenance_A_Achievable Economic RVT Potential | F3 | Industrial | Stone, Clay, and Glass | Existing | Process | Natural Gas | Gas Boiler - Maintenance | A | Integrated Unit Winter Peak Savings (kW) | Achievable Economic RVT Potential | 0 | 0 | 0 | 0 | 0 | 0 | 0 | 0 | 0 | 0 | 0 | 0 | 0 | 0 | 0 | 0 | 0 | 0 | 0 | 0 | 0 | 0 | 0
F4_Industrial_Stone, Clay, and Glass_Existing_Process_Natural Gas_Gas Boiler - Maintenance_A_Achievable Economic RVT Potential | F4 | Industrial | Stone, Clay, and Glass | Existing | Process | Natural Gas | Gas Boiler - Maintenance | A | Incremental Energy Savings (MWh or mTherms) | Achievable Economic RVT Potential | 0 | 0 | 0.026981 | 0.018586 | 0.012644 | 0.0096777 | 0.0083329 | 0.0070864 | 0.0059661 | 0.0049814 | 0.0041304 | 0.0034045 | 0.0027918 | 0.0021368 | 0.0016354 | 0.0012517 | 0.00095803 | 0.0008645 | 0.0006649 | 0.00056268 | 0.00046379 | 0.00036814 | 0
F5_Industrial_Stone, Clay, and Glass_Existing_Process_Natural Gas_Gas Boiler - Maintenance_A_Achievable Economic RVT Potential | F5 | Industrial | Stone, Clay, and Glass | Existing | Process | Natural Gas | Gas Boiler - Maintenance | A | Incremental Summer Peak Savings (MW) | Achievable Economic RVT Potential | 0 | 0 | 0 | 0 | 0 | 0 | 0 | 0 | 0 | 0 | 0 | 0 | 0 | 0 | 0 | 0 | 0 | 0 | 0 | 0 | 0 | 0 | 0
F6_Industrial_Stone, Clay, and Glass_Existing_Process_Natural Gas_Gas Boiler - Maintenance_A_Achievable Economic RVT Potential | F6 | Industrial | Stone, Clay, and Glass | Existing | Process | Natural Gas | Gas Boiler - Maintenance | A | Incremental Winter Peak Savings (MW) | Achievable Economic RVT Potential | 0 | 0 | 0 | 0 | 0 | 0 | 0 | 0 | 0 | 0 | 0 | 0 | 0 | 0 | 0 | 0 | 0 | 0 | 0 | 0 | 0 | 0 | 0
F7_Industrial_Stone, Clay, and Glass_Existing_Process_Natural Gas_Gas Boiler - Maintenance_A_Achievable Economic RVT Potential | F7 | Industrial | Stone, Clay, and Glass | Existing | Process | Natural Gas | Gas Boiler - Maintenance | A | Cumulative Energy Savings (MWh or mTherms) | Achievable Economic RVT Potential | 0 | 0 | 0.026981 | 0.045567 | 0.058211 | 0.067889 | 0.076222 | 0.083308 | 0.089274 | 0.094256 | 0.098386 | 0.10179 | 0.10458 | 0.10672 | 0.10835 | 0.10961 | 0.11056 | 0.11143 | 0.11209 | 0.11266 | 0.11312 | 0.11349 | 0
F8_Industrial_Stone, Clay, and Glass_Existing_Process_Natural Gas_Gas Boiler - Maintenance_A_Achievable Economic RVT Potential | F8 | Industrial | Stone, Clay, and Glass | Existing | Process | Natural Gas | Gas Boiler - Maintenance | A | Cumulative Summer Peak Savings (MW) | Achievable Economic RVT Potential | 0 | 0 | 0 | 0 | 0 | 0 | 0 | 0 | 0 | 0 | 0 | 0 | 0 | 0 | 0 | 0 | 0 | 0 | 0 | 0 | 0 | 0 | 0
F9_Industrial_Stone, Clay, and Glass_Existing_Process_Natural Gas_Gas Boiler - Maintenance_A_Achievable Economic RVT Potential | F9 | Industrial | Stone, Clay, and Glass | Existing | Process | Natural Gas | Gas Boiler - Maintenance | A | Cumulative Winter Peak Savings (MW) | Achievable Economic RVT Potential | 0 | 0 | 0 | 0 | 0 | 0 | 0 | 0 | 0 | 0 | 0 | 0 | 0 | 0 | 0 | 0 | 0 | 0 | 0 | 0 | 0 | 0 | 0
F10_Industrial_Stone, Clay, and Glass_Existing_Process_Natural Gas_Gas Boiler - Maintenance_A_Achievable Economic RVT Potential | F10 | Industrial | Stone, Clay, and Glass | Existing | Process | Natural Gas | Gas Boiler - Maintenance | A | Purchases (Incremental) | Achievable Economic RVT Potential | 0 | 0 | 6.4094 | 4.415 | 3.0037 | 2.2989 | 1.9795 | 1.6834 | 1.4173 | 1.1833 | 0.98118 | 0.80874 | 0.6632 | 0.50759 | 0.3885 | 0.29735 | 0.22758 | 0.20536 | 0.15795 | 0.13367 | 0.11017 | 0.087453 | 0
F11_Industrial_Stone, Clay, and Glass_Existing_Process_Natural Gas_Gas Boiler - Maintenance_A_Achievable Economic RVT Potential | F11 | Industrial | Stone, Clay, and Glass | Existing | Process | Natural Gas | Gas Boiler - Maintenance | A | Purchases (Cumulative) | Achievable Economic RVT Potential | 0 | 0 | 6.4094 | 10.8245 | 13.8282 | 16.1271 | 18.1066 | 19.79 | 21.2073 | 22.3906 | 23.3718 | 24.1805 | 24.8437 | 25.3513 | 25.7398 | 26.0372 | 26.2647 | 26.4701 | 26.6281 | 26.7617 | 26.8719 | 26.9594 | 0
F1_Industrial_Stone, Clay, and Glass_Existing_Space Heating_Natural Gas_Gas Furnace - Maintenance_A_Achievable Economic RVT Potential | F1 | Industrial | Stone, Clay, and Glass | Existing | Space Heating | Natural Gas | Gas Furnace - Maintenance | A | Integrated Unit Energy Savings (kWh or therms) | Achievable Economic RVT Potential | 0 | 0 | 0.0093802 | 0.0093093 | 0.0092366 | 0.0091622 | 0.0090859 | 0.0090076 | 0.0089274 | 0.0088452 | 0.0087618 | 0.0086776 | 0.0085929 | 0.0085074 | 0.0084214 | 0.0083347 | 0.0082477 | 0.0081648 | 0.0080863 | 0.0080123 | 0.0079426 | 0.0078772 | 0
F2_Industrial_Stone, Clay, and Glass_Existing_Space Heating_Natural Gas_Gas Furnace - Maintenance_A_Achievable Economic RVT Potential | F2 | Industrial | Stone, Clay, and Glass | Existing | Space Heating | Natural Gas | Gas Furnace - Maintenance | A | Integrated Unit Summer Peak Savings (kW) | Achievable Economic RVT Potential | 0 | 0 | 0 | 0 | 0 | 0 | 0 | 0 | 0 | 0 | 0 | 0 | 0 | 0 | 0 | 0 | 0 | 0 | 0 | 0 | 0 | 0 | 0
F3_Industrial_Stone, Clay, and Glass_Existing_Space Heating_Natural Gas_Gas Furnace - Maintenance_A_Achievable Economic RVT Potential | F3 | Industrial | Stone, Clay, and Glass | Existing | Space Heating | Natural Gas | Gas Furnace - Maintenance | A | Integrated Unit Winter Peak Savings (kW) | Achievable Economic RVT Potential | 0 | 0 | 0 | 0 | 0 | 0 | 0 | 0 | 0 | 0 | 0 | 0 | 0 | 0 | 0 | 0 | 0 | 0 | 0 | 0 | 0 | 0 | 0
F4_Industrial_Stone, Clay, and Glass_Existing_Space Heating_Natural Gas_Gas Furnace - Maintenance_A_Achievable Economic RVT Potential | F4 | Industrial | Stone, Clay, and Glass | Existing | Space Heating | Natural Gas | Gas Furnace - Maintenance | A | Incremental Energy Savings (MWh or mTherms) | Achievable Economic RVT Potential | 0 | 0 | 0 | 0 | 0 | 0 | 0 | 0 | 0 | 0 | 0 | 0 | 0 | 0 | 0 | 0 | 0 | 0 | 0 | 0 | 0 | 0 | 0
F5_Industrial_Stone, Clay, and Glass_Existing_Space Heating_Natural Gas_Gas Furnace - Maintenance_A_Achievable Economic RVT Potential | F5 | Industrial | Stone, Clay, and Glass | Existing | Space Heating | Natural Gas | Gas Furnace - Maintenance | A | Incremental Summer Peak Savings (MW) | Achievable Economic RVT Potential | 0 | 0 | 0 | 0 | 0 | 0 | 0 | 0 | 0 | 0 | 0 | 0 | 0 | 0 | 0 | 0 | 0 | 0 | 0 | 0 | 0 | 0 | 0
F6_Industrial_Stone, Clay, and Glass_Existing_Space Heating_Natural Gas_Gas Furnace - Maintenance_A_Achievable Economic RVT Potential | F6 | Industrial | Stone, Clay, and Glass | Existing | Space Heating | Natural Gas | Gas Furnace - Maintenance | A | Incremental Winter Peak Savings (MW) | Achievable Economic RVT Potential | 0 | 0 | 0 | 0 | 0 | 0 | 0 | 0 | 0 | 0 | 0 | 0 | 0 | 0 | 0 | 0 | 0 | 0 | 0 | 0 | 0 | 0 | 0
F7_Industrial_Stone, Clay, and Glass_Existing_Space Heating_Natural Gas_Gas Furnace - Maintenance_A_Achievable Economic RVT Potential | F7 | Industrial | Stone, Clay, and Glass | Existing | Space Heating | Natural Gas | Gas Furnace - Maintenance | A | Cumulative Energy Savings (MWh or mTherms) | Achievable Economic RVT Potential | 0 | 0 | 0 | 0 | 0 | 0 | 0 | 0 | 0 | 0 | 0 | 0 | 0 | 0 | 0 | 0 | 0 | 0 | 0 | 0 | 0 | 0 | 0
F8_Industrial_Stone, Clay, and Glass_Existing_Space Heating_Natural Gas_Gas Furnace - Maintenance_A_Achievable Economic RVT Potential | F8 | Industrial | Stone, Clay, and Glass | Existing | Space Heating | Natural Gas | Gas Furnace - Maintenance | A | Cumulative Summer Peak Savings (MW) | Achievable Economic RVT Potential | 0 | 0 | 0 | 0 | 0 | 0 | 0 | 0 | 0 | 0 | 0 | 0 | 0 | 0 | 0 | 0 | 0 | 0 | 0 | 0 | 0 | 0 | 0
F9_Industrial_Stone, Clay, and Glass_Existing_Space Heating_Natural Gas_Gas Furnace - Maintenance_A_Achievable Economic RVT Potential | F9 | Industrial | Stone, Clay, and Glass | Existing | Space Heating | Natural Gas | Gas Furnace - Maintenance | A | Cumulative Winter Peak Savings (MW) | Achievable Economic RVT Potential | 0 | 0 | 0 | 0 | 0 | 0 | 0 | 0 | 0 | 0 | 0 | 0 | 0 | 0 | 0 | 0 | 0 | 0 | 0 | 0 | 0 | 0 | 0
F10_Industrial_Stone, Clay, and Glass_Existing_Space Heating_Natural Gas_Gas Furnace - Maintenance_A_Achievable Economic RVT Potential | F10 | Industrial | Stone, Clay, and Glass | Existing | Space Heating | Natural Gas | Gas Furnace - Maintenance | A | Purchases (Incremental) | Achievable Economic RVT Potential | 0 | 0 | 0 | 0 | 0 | 0 | 0 | 0 | 0 | 0 | 0 | 0 | 0 | 0 | 0 | 0 | 0 | 0 | 0 | 0 | 0 | 0 | 0
F11_Industrial_Stone, Clay, and Glass_Existing_Space Heating_Natural Gas_Gas Furnace - Maintenance_A_Achievable Economic RVT Potential | F11 | Industrial | Stone, Clay, and Glass | Existing | Space Heating | Natural Gas | Gas Furnace - Maintenance | A | Purchases (Cumulative) | Achievable Economic RVT Potential | 0 | 0 | 0 | 0 | 0 | 0 | 0 | 0 | 0 | 0 | 0 | 0 | 0 | 0 | 0 | 0 | 0 | 0 | 0 | 0 | 0 | 0 | 0
F1_Industrial_Stone, Clay, and Glass_Existing_Space Heating_Natural Gas_Gas Boiler - Hot Water Reset_A_Achievable Economic RVT Potential | F1 | Industrial | Stone, Clay, and Glass | Existing | Space Heating | Natural Gas | Gas Boiler - Hot Water Reset | A | Integrated Unit Energy Savings (kWh or therms) | Achievable Economic RVT Potential | 0 | 0 | 25.7898 | 25.6779 | 25.5625 | 25.4425 | 25.3166 | 25.1834 | 25.042 | 24.8914 | 24.7321 | 24.5645 | 24.3894 | 24.2068 | 24.0173 | 23.8218 | 23.6215 | 23.4299 | 23.2485 | 23.0774 | 22.9168 | 22.7669 | 0
F2_Industrial_Stone, Clay, and Glass_Existing_Space Heating_Natural Gas_Gas Boiler - Hot Water Reset_A_Achievable Economic RVT Potential | F2 | Industrial | Stone, Clay, and Glass | Existing | Space Heating | Natural Gas | Gas Boiler - Hot Water Reset | A | Integrated Unit Summer Peak Savings (kW) | Achievable Economic RVT Potential | 0 | 0 | 0 | 0 | 0 | 0 | 0 | 0 | 0 | 0 | 0 | 0 | 0 | 0 | 0 | 0 | 0 | 0 | 0 | 0 | 0 | 0 | 0
F3_Industrial_Stone, Clay, and Glass_Existing_Space Heating_Natural Gas_Gas Boiler - Hot Water Reset_A_Achievable Economic RVT Potential | F3 | Industrial | Stone, Clay, and Glass | Existing | Space Heating | Natural Gas | Gas Boiler - Hot Water Reset | A | Integrated Unit Winter Peak Savings (kW) | Achievable Economic RVT Potential | 0 | 0 | 0 | 0 | 0 | 0 | 0 | 0 | 0 | 0 | 0 | 0 | 0 | 0 | 0 | 0 | 0 | 0 | 0 | 0 | 0 | 0 | 0
F4_Industrial_Stone, Clay, and Glass_Existing_Space Heating_Natural Gas_Gas Boiler - Hot Water Reset_A_Achievable Economic RVT Potential | F4 | Industrial | Stone, Clay, and Glass | Existing | Space Heating | Natural Gas | Gas Boiler - Hot Water Reset | A | Incremental Energy Savings (MWh or mTherms) | Achievable Economic RVT Potential | 0 | 0 | 0.0072456 | 0.0087051 | 0.010422 | 0.011834 | 0.013199 | 0.015086 | 0.016173 | 0.016139 | 0.014851 | 0.012461 | 0.0094089 | 0.0060739 | 0.0034388 | 0.0016139 | 0.00066541 | 0.00023586 | 7.1843e-05 | 1.5275e-05 | 2.4504e-06 | 2.8716e-07 | 0
F5_Industrial_Stone, Clay, and Glass_Existing_Space Heating_Natural Gas_Gas Boiler - Hot Water Reset_A_Achievable Economic RVT Potential | F5 | Industrial | Stone, Clay, and Glass | Existing | Space Heating | Natural Gas | Gas Boiler - Hot Water Reset | A | Incremental Summer Peak Savings (MW) | Achievable Economic RVT Potential | 0 | 0 | 0 | 0 | 0 | 0 | 0 | 0 | 0 | 0 | 0 | 0 | 0 | 0 | 0 | 0 | 0 | 0 | 0 | 0 | 0 | 0 | 0
F6_Industrial_Stone, Clay, and Glass_Existing_Space Heating_Natural Gas_Gas Boiler - Hot Water Reset_A_Achievable Economic RVT Potential | F6 | Industrial | Stone, Clay, and Glass | Existing | Space Heating | Natural Gas | Gas Boiler - Hot Water Reset | A | Incremental Winter Peak Savings (MW) | Achievable Economic RVT Potential | 0 | 0 | 0 | 0 | 0 | 0 | 0 | 0 | 0 | 0 | 0 | 0 | 0 | 0 | 0 | 0 | 0 | 0 | 0 | 0 | 0 | 0 | 0
F7_Industrial_Stone, Clay, and Glass_Existing_Space Heating_Natural Gas_Gas Boiler - Hot Water Reset_A_Achievable Economic RVT Potential | F7 | Industrial | Stone, Clay, and Glass | Existing | Space Heating | Natural Gas | Gas Boiler - Hot Water Reset | A | Cumulative Energy Savings (MWh or mTherms) | Achievable Economic RVT Potential | 0 | 0 | 0.0072456 | 0.015919 | 0.02627 | 0.03798 | 0.050992 | 0.065809 | 0.081612 | 0.097261 | 0.11149 | 0.1232 | 0.13173 | 0.13681 | 0.13918 | 0.13966 | 0.13915 | 0.13826 | 0.13726 | 0.13627 | 0.13532 | 0.13444 | 0
F8_Industrial_Stone, Clay, and Glass_Existing_Space Heating_Natural Gas_Gas Boiler - Hot Water Reset_A_Achievable Economic RVT Potential | F8 | Industrial | Stone, Clay, and Glass | Existing | Space Heating | Natural Gas | Gas Boiler - Hot Water Reset | A | Cumulative Summer Peak Savings (MW) | Achievable Economic RVT Potential | 0 | 0 | 0 | 0 | 0 | 0 | 0 | 0 | 0 | 0 | 0 | 0 | 0 | 0 | 0 | 0 | 0 | 0 | 0 | 0 | 0 | 0 | 0
F9_Industrial_Stone, Clay, and Glass_Existing_Space Heating_Natural Gas_Gas Boiler - Hot Water Reset_A_Achievable Economic RVT Potential | F9 | Industrial | Stone, Clay, and Glass | Existing | Space Heating | Natural Gas | Gas Boiler - Hot Water Reset | A | Cumulative Winter Peak Savings (MW) | Achievable Economic RVT Potential | 0 | 0 | 0 | 0 | 0 | 0 | 0 | 0 | 0 | 0 | 0 | 0 | 0 | 0 | 0 | 0 | 0 | 0 | 0 | 0 | 0 | 0 | 0
F10_Industrial_Stone, Clay, and Glass_Existing_Space Heating_Natural Gas_Gas Boiler - Hot Water Reset_A_Achievable Economic RVT Potential | F10 | Industrial | Stone, Clay, and Glass | Existing | Space Heating | Natural Gas | Gas Boiler - Hot Water Reset | A | Purchases (Incremental) | Achievable Economic RVT Potential | 0 | 0 | 0.28095 | 0.33901 | 0.4077 | 0.46512 | 0.52138 | 0.59904 | 0.64583 | 0.64838 | 0.60049 | 0.50727 | 0.38578 | 0.25092 | 0.14318 | 0.06775 | 0.028169 | 0.010067 | 0.0030902 | 0.00066191 | 0.00010692 | 1.2613e-05 | 0
F11_Industrial_Stone, Clay, and Glass_Existing_Space Heating_Natural Gas_Gas Boiler - Hot Water Reset_A_Achievable Economic RVT Potential | F11 | Industrial | Stone, Clay, and Glass | Existing | Space Heating | Natural Gas | Gas Boiler - Hot Water Reset | A | Purchases (Cumulative) | Achievable Economic RVT Potential | 0 | 0 | 0.28095 | 0.61996 | 1.0277 | 1.4928 | 2.0142 | 2.6132 | 3.259 | 3.9074 | 4.5079 | 5.0152 | 5.401 | 5.6519 | 5.795 | 5.8628 | 5.891 | 5.901 | 5.9041 | 5.9048 | 5.9049 | 5.9049 | 0
F1_Industrial_Stone, Clay, and Glass_Existing_Process_Natural Gas_Gas Boiler - Hot Water Reset_A_Achievable Economic RVT Potential | F1 | Industrial | Stone, Clay, and Glass | Existing | Process | Natural Gas | Gas Boiler - Hot Water Reset | A | Integrated Unit Energy Savings (kWh or therms) | Achievable Economic RVT Potential | 0 | 0 | 7.6226 | 7.591 | 7.5589 | 7.5264 | 7.4934 | 7.4623 | 7.4352 | 7.4112 | 7.3896 | 7.3698 | 7.3516 | 7.3345 | 7.3183 | 7.3027 | 7.2876 | 7.2729 | 7.2602 | 7.2473 | 7.2342 | 7.2209 | 0
F2_Industrial_Stone, Clay, and Glass_Existing_Process_Natural Gas_Gas Boiler - Hot Water Reset_A_Achievable Economic RVT Potential | F2 | Industrial | Stone, Clay, and Glass | Existing | Process | Natural Gas | Gas Boiler - Hot Water Reset | A | Integrated Unit Summer Peak Savings (kW) | Achievable Economic RVT Potential | 0 | 0 | 0 | 0 | 0 | 0 | 0 | 0 | 0 | 0 | 0 | 0 | 0 | 0 | 0 | 0 | 0 | 0 | 0 | 0 | 0 | 0 | 0
F3_Industrial_Stone, Clay, and Glass_Existing_Process_Natural Gas_Gas Boiler - Hot Water Reset_A_Achievable Economic RVT Potential | F3 | Industrial | Stone, Clay, and Glass | Existing | Process | Natural Gas | Gas Boiler - Hot Water Reset | A | Integrated Unit Winter Peak Savings (kW) | Achievable Economic RVT Potential | 0 | 0 | 0 | 0 | 0 | 0 | 0 | 0 | 0 | 0 | 0 | 0 | 0 | 0 | 0 | 0 | 0 | 0 | 0 | 0 | 0 | 0 | 0
F4_Industrial_Stone, Clay, and Glass_Existing_Process_Natural Gas_Gas Boiler - Hot Water Reset_A_Achievable Economic RVT Potential | F4 | Industrial | Stone, Clay, and Glass | Existing | Process | Natural Gas | Gas Boiler - Hot Water Reset | A | Incremental Energy Savings (MWh or mTherms) | Achievable Economic RVT Potential | 0 | 0 | 0.023744 | 0.028532 | 0.034168 | 0.038812 | 0.043316 | 0.049562 | 0.053238 | 0.053276 | 0.049197 | 0.041449 | 0.031444 | 0.020404 | 0.011618 | 0.0054855 | 0.0022761 | 0.00081174 | 0.00024874 | 5.3185e-05 | 8.5759e-06 | 1.0098e-06 | 0
F5_Industrial_Stone, Clay, and Glass_Existing_Process_Natural Gas_Gas Boiler - Hot Water Reset_A_Achievable Economic RVT Potential | F5 | Industrial | Stone, Clay, and Glass | Existing | Process | Natural Gas | Gas Boiler - Hot Water Reset | A | Incremental Summer Peak Savings (MW) | Achievable Economic RVT Potential | 0 | 0 | 0 | 0 | 0 | 0 | 0 | 0 | 0 | 0 | 0 | 0 | 0 | 0 | 0 | 0 | 0 | 0 | 0 | 0 | 0 | 0 | 0
F6_Industrial_Stone, Clay, and Glass_Existing_Process_Natural Gas_Gas Boiler - Hot Water Reset_A_Achievable Economic RVT Potential | F6 | Industrial | Stone, Clay, and Glass | Existing | Process | Natural Gas | Gas Boiler - Hot Water Reset | A | Incremental Winter Peak Savings (MW) | Achievable Economic RVT Potential | 0 | 0 | 0 | 0 | 0 | 0 | 0 | 0 | 0 | 0 | 0 | 0 | 0 | 0 | 0 | 0 | 0 | 0 | 0 | 0 | 0 | 0 | 0
F7_Industrial_Stone, Clay, and Glass_Existing_Process_Natural Gas_Gas Boiler - Hot Water Reset_A_Achievable Economic RVT Potential | F7 | Industrial | Stone, Clay, and Glass | Existing | Process | Natural Gas | Gas Boiler - Hot Water Reset | A | Cumulative Energy Savings (MWh or mTherms) | Achievable Economic RVT Potential | 0 | 0 | 0.023744 | 0.052177 | 0.086125 | 0.12457 | 0.16734 | 0.2162 | 0.26866 | 0.32106 | 0.36932 | 0.40979 | 0.44022 | 0.4596 | 0.4702 | 0.47469 | 0.47598 | 0.47583 | 0.47525 | 0.47446 | 0.47361 | 0.47274 | 0
F8_Industrial_Stone, Clay, and Glass_Existing_Process_Natural Gas_Gas Boiler - Hot Water Reset_A_Achievable Economic RVT Potential | F8 | Industrial | Stone, Clay, and Glass | Existing | Process | Natural Gas | Gas Boiler - Hot Water Reset | A | Cumulative Summer Peak Savings (MW) | Achievable Economic RVT Potential | 0 | 0 | 0 | 0 | 0 | 0 | 0 | 0 | 0 | 0 | 0 | 0 | 0 | 0 | 0 | 0 | 0 | 0 | 0 | 0 | 0 | 0 | 0
F9_Industrial_Stone, Clay, and Glass_Existing_Process_Natural Gas_Gas Boiler - Hot Water Reset_A_Achievable Economic RVT Potential | F9 | Industrial | Stone, Clay, and Glass | Existing | Process | Natural Gas | Gas Boiler - Hot Water Reset | A | Cumulative Winter Peak Savings (MW) | Achievable Economic RVT Potential | 0 | 0 | 0 | 0 | 0 | 0 | 0 | 0 | 0 | 0 | 0 | 0 | 0 | 0 | 0 | 0 | 0 | 0 | 0 | 0 | 0 | 0 | 0
F10_Industrial_Stone, Clay, and Glass_Existing_Process_Natural Gas_Gas Boiler - Hot Water Reset_A_Achievable Economic RVT Potential | F10 | Industrial | Stone, Clay, and Glass | Existing | Process | Natural Gas | Gas Boiler - Hot Water Reset | A | Purchases (Incremental) | Achievable Economic RVT Potential | 0 | 0 | 3.1149 | 3.7587 | 4.5202 | 5.1568 | 5.7805 | 6.6416 | 7.1603 | 7.1887 | 6.6577 | 5.6242 | 4.2772 | 2.7819 | 1.5875 | 0.75115 | 0.31232 | 0.11161 | 0.034261 | 0.0073387 | 0.0011855 | 0.00013984 | 0
F11_Industrial_Stone, Clay, and Glass_Existing_Process_Natural Gas_Gas Boiler - Hot Water Reset_A_Achievable Economic RVT Potential | F11 | Industrial | Stone, Clay, and Glass | Existing | Process | Natural Gas | Gas Boiler - Hot Water Reset | A | Purchases (Cumulative) | Achievable Economic RVT Potential | 0 | 0 | 3.1149 | 6.8736 | 11.3938 | 16.5505 | 22.3311 | 28.9727 | 36.133 | 43.3217 | 49.9793 | 55.6035 | 59.8807 | 62.6626 | 64.25 | 65.0012 | 65.3135 | 65.4251 | 65.4594 | 65.4667 | 65.4679 | 65.468 | 0
F1_Industrial_Stone, Clay, and Glass_Existing_Space Heating_Natural Gas_Steam Trap Maintenance_A_Achievable Economic RVT Potential | F1 | Industrial | Stone, Clay, and Glass | Existing | Space Heating | Natural Gas | Steam Trap Maintenance | A | Integrated Unit Energy Savings (kWh or therms) | Achievable Economic RVT Potential | 0 | 0 | 9.1225 | 9.0946 | 9.0655 | 9.035 | 9.0023 | 8.9672 | 8.9293 | 8.8882 | 8.844 | 8.797 | 8.7472 | 8.6949 | 8.6401 | 8.5833 | 8.5247 | 8.4693 | 8.4176 | 8.3697 | 8.3257 | 8.2857 | 0
F2_Industrial_Stone, Clay, and Glass_Existing_Space Heating_Natural Gas_Steam Trap Maintenance_A_Achievable Economic RVT Potential | F2 | Industrial | Stone, Clay, and Glass | Existing | Space Heating | Natural Gas | Steam Trap Maintenance | A | Integrated Unit Summer Peak Savings (kW) | Achievable Economic RVT Potential | 0 | 0 | 0 | 0 | 0 | 0 | 0 | 0 | 0 | 0 | 0 | 0 | 0 | 0 | 0 | 0 | 0 | 0 | 0 | 0 | 0 | 0 | 0
F3_Industrial_Stone, Clay, and Glass_Existing_Space Heating_Natural Gas_Steam Trap Maintenance_A_Achievable Economic RVT Potential | F3 | Industrial | Stone, Clay, and Glass | Existing | Space Heating | Natural Gas | Steam Trap Maintenance | A | Integrated Unit Winter Peak Savings (kW) | Achievable Economic RVT Potential | 0 | 0 | 0 | 0 | 0 | 0 | 0 | 0 | 0 | 0 | 0 | 0 | 0 | 0 | 0 | 0 | 0 | 0 | 0 | 0 | 0 | 0 | 0
F4_Industrial_Stone, Clay, and Glass_Existing_Space Heating_Natural Gas_Steam Trap Maintenance_A_Achievable Economic RVT Potential | F4 | Industrial | Stone, Clay, and Glass | Existing | Space Heating | Natural Gas | Steam Trap Maintenance | A | Incremental Energy Savings (MWh or mTherms) | Achievable Economic RVT Potential | 0 | 0 | 0.0014305 | 0.0014015 | 0.001373 | 0.0013447 | 0.0013168 | 0.001289 | 0.0012614 | 0.001234 | 0.0012067 | 0.0011796 | 0.0011527 | 0.001126 | 0.0010996 | 0.0010736 | 0.0010479 | 0.0010231 | 0.00099933 | 0.00097651 | 0.00095463 | 0.00093366 | 0
F5_Industrial_Stone, Clay, and Glass_Existing_Space Heating_Natural Gas_Steam Trap Maintenance_A_Achievable Economic RVT Potential | F5 | Industrial | Stone, Clay, and Glass | Existing | Space Heating | Natural Gas | Steam Trap Maintenance | A | Incremental Summer Peak Savings (MW) | Achievable Economic RVT Potential | 0 | 0 | 0 | 0 | 0 | 0 | 0 | 0 | 0 | 0 | 0 | 0 | 0 | 0 | 0 | 0 | 0 | 0 | 0 | 0 | 0 | 0 | 0
F6_Industrial_Stone, Clay, and Glass_Existing_Space Heating_Natural Gas_Steam Trap Maintenance_A_Achievable Economic RVT Potential | F6 | Industrial | Stone, Clay, and Glass | Existing | Space Heating | Natural Gas | Steam Trap Maintenance | A | Incremental Winter Peak Savings (MW) | Achievable Economic RVT Potential | 0 | 0 | 0 | 0 | 0 | 0 | 0 | 0 | 0 | 0 | 0 | 0 | 0 | 0 | 0 | 0 | 0 | 0 | 0 | 0 | 0 | 0 | 0
F7_Industrial_Stone, Clay, and Glass_Existing_Space Heating_Natural Gas_Steam Trap Maintenance_A_Achievable Economic RVT Potential | F7 | Industrial | Stone, Clay, and Glass | Existing | Space Heating | Natural Gas | Steam Trap Maintenance | A | Cumulative Energy Savings (MWh or mTherms) | Achievable Economic RVT Potential | 0 | 0 | 0.0014305 | 0.0028276 | 0.0041916 | 0.0055222 | 0.006819 | 0.0080815 | 0.0093087 | 0.0105 | 0.011654 | 0.012772 | 0.013852 | 0.014896 | 0.015901 | 0.01687 | 0.017803 | 0.01871 | 0.019596 | 0.020461 | 0.021308 | 0.022139 | 0
F8_Industrial_Stone, Clay, and Glass_Existing_Space Heating_Natural Gas_Steam Trap Maintenance_A_Achievable Economic RVT Potential | F8 | Industrial | Stone, Clay, and Glass | Existing | Space Heating | Natural Gas | Steam Trap Maintenance | A | Cumulative Summer Peak Savings (MW) | Achievable Economic RVT Potential | 0 | 0 | 0 | 0 | 0 | 0 | 0 | 0 | 0 | 0 | 0 | 0 | 0 | 0 | 0 | 0 | 0 | 0 | 0 | 0 | 0 | 0 | 0
F9_Industrial_Stone, Clay, and Glass_Existing_Space Heating_Natural Gas_Steam Trap Maintenance_A_Achievable Economic RVT Potential | F9 | Industrial | Stone, Clay, and Glass | Existing | Space Heating | Natural Gas | Steam Trap Maintenance | A | Cumulative Winter Peak Savings (MW) | Achievable Economic RVT Potential | 0 | 0 | 0 | 0 | 0 | 0 | 0 | 0 | 0 | 0 | 0 | 0 | 0 | 0 | 0 | 0 | 0 | 0 | 0 | 0 | 0 | 0 | 0
F10_Industrial_Stone, Clay, and Glass_Existing_Space Heating_Natural Gas_Steam Trap Maintenance_A_Achievable Economic RVT Potential | F10 | Industrial | Stone, Clay, and Glass | Existing | Space Heating | Natural Gas | Steam Trap Maintenance | A | Purchases (Incremental) | Achievable Economic RVT Potential | 0 | 0 | 0.15681 | 0.15411 | 0.15145 | 0.14884 | 0.14627 | 0.14375 | 0.14127 | 0.13883 | 0.13644 | 0.13409 | 0.13178 | 0.1295 | 0.12727 | 0.12508 | 0.12292 | 0.1208 | 0.11872 | 0.11667 | 0.11466 | 0.11268 | 0
F11_Industrial_Stone, Clay, and Glass_Existing_Space Heating_Natural Gas_Steam Trap Maintenance_A_Achievable Economic RVT Potential | F11 | Industrial | Stone, Clay, and Glass | Existing | Space Heating | Natural Gas | Steam Trap Maintenance | A | Purchases (Cumulative) | Achievable Economic RVT Potential | 0 | 0 | 0.15681 | 0.31091 | 0.46236 | 0.6112 | 0.75747 | 0.90122 | 1.0425 | 1.1813 | 1.3178 | 1.4519 | 1.5836 | 1.7131 | 1.8404 | 1.9655 | 2.0884 | 2.2092 | 2.3279 | 2.4446 | 2.5593 | 2.6719 | 0
F1_Industrial_Stone, Clay, and Glass_Existing_Process_Natural Gas_Steam Trap Maintenance_A_Achievable Economic RVT Potential | F1 | Industrial | Stone, Clay, and Glass | Existing | Process | Natural Gas | Steam Trap Maintenance | A | Integrated Unit Energy Savings (kWh or therms) | Achievable Economic RVT Potential | 0 | 0 | 5.4021 | 5.3962 | 5.3902 | 5.3842 | 5.378 | 5.3723 | 5.3676 | 5.3636 | 5.3601 | 5.3572 | 5.3546 | 5.3523 | 5.3502 | 5.3484 | 5.3466 | 5.345 | 5.3439 | 5.3428 | 5.3416 | 5.3405 | 0
F2_Industrial_Stone, Clay, and Glass_Existing_Process_Natural Gas_Steam Trap Maintenance_A_Achievable Economic RVT Potential | F2 | Industrial | Stone, Clay, and Glass | Existing | Process | Natural Gas | Steam Trap Maintenance | A | Integrated Unit Summer Peak Savings (kW) | Achievable Economic RVT Potential | 0 | 0 | 0 | 0 | 0 | 0 | 0 | 0 | 0 | 0 | 0 | 0 | 0 | 0 | 0 | 0 | 0 | 0 | 0 | 0 | 0 | 0 | 0
F3_Industrial_Stone, Clay, and Glass_Existing_Process_Natural Gas_Steam Trap Maintenance_A_Achievable Economic RVT Potential | F3 | Industrial | Stone, Clay, and Glass | Existing | Process | Natural Gas | Steam Trap Maintenance | A | Integrated Unit Winter Peak Savings (kW) | Achievable Economic RVT Potential | 0 | 0 | 0 | 0 | 0 | 0 | 0 | 0 | 0 | 0 | 0 | 0 | 0 | 0 | 0 | 0 | 0 | 0 | 0 | 0 | 0 | 0 | 0
F4_Industrial_Stone, Clay, and Glass_Existing_Process_Natural Gas_Steam Trap Maintenance_A_Achievable Economic RVT Potential | F4 | Industrial | Stone, Clay, and Glass | Existing | Process | Natural Gas | Steam Trap Maintenance | A | Incremental Energy Savings (MWh or mTherms) | Achievable Economic RVT Potential | 0 | 0 | 0.0093918 | 0.0092198 | 0.0090508 | 0.0088848 | 0.0087216 | 0.0085622 | 0.0084071 | 0.008256 | 0.0081084 | 0.0079642 | 0.0078232 | 0.007685 | 0.0075496 | 0.0074168 | 0.0072866 | 0.0071588 | 0.0070339 | 0.0069111 | 0.0067905 | 0.006672 | 0
F5_Industrial_Stone, Clay, and Glass_Existing_Process_Natural Gas_Steam Trap Maintenance_A_Achievable Economic RVT Potential | F5 | Industrial | Stone, Clay, and Glass | Existing | Process | Natural Gas | Steam Trap Maintenance | A | Incremental Summer Peak Savings (MW) | Achievable Economic RVT Potential | 0 | 0 | 0 | 0 | 0 | 0 | 0 | 0 | 0 | 0 | 0 | 0 | 0 | 0 | 0 | 0 | 0 | 0 | 0 | 0 | 0 | 0 | 0
F6_Industrial_Stone, Clay, and Glass_Existing_Process_Natural Gas_Steam Trap Maintenance_A_Achievable Economic RVT Potential | F6 | Industrial | Stone, Clay, and Glass | Existing | Process | Natural Gas | Steam Trap Maintenance | A | Incremental Winter Peak Savings (MW) | Achievable Economic RVT Potential | 0 | 0 | 0 | 0 | 0 | 0 | 0 | 0 | 0 | 0 | 0 | 0 | 0 | 0 | 0 | 0 | 0 | 0 | 0 | 0 | 0 | 0 | 0
F7_Industrial_Stone, Clay, and Glass_Existing_Process_Natural Gas_Steam Trap Maintenance_A_Achievable Economic RVT Potential | F7 | Industrial | Stone, Clay, and Glass | Existing | Process | Natural Gas | Steam Trap Maintenance | A | Cumulative Energy Savings (MWh or mTherms) | Achievable Economic RVT Potential | 0 | 0 | 0.0093918 | 0.018601 | 0.027632 | 0.036485 | 0.045165 | 0.05368 | 0.062039 | 0.070249 | 0.078312 | 0.086233 | 0.094015 | 0.10166 | 0.10917 | 0.11655 | 0.1238 | 0.13092 | 0.13793 | 0.14481 | 0.15157 | 0.15821 | 0
F8_Industrial_Stone, Clay, and Glass_Existing_Process_Natural Gas_Steam Trap Maintenance_A_Achievable Economic RVT Potential | F8 | Industrial | Stone, Clay, and Glass | Existing | Process | Natural Gas | Steam Trap Maintenance | A | Cumulative Summer Peak Savings (MW) | Achievable Economic RVT Potential | 0 | 0 | 0 | 0 | 0 | 0 | 0 | 0 | 0 | 0 | 0 | 0 | 0 | 0 | 0 | 0 | 0 | 0 | 0 | 0 | 0 | 0 | 0
F9_Industrial_Stone, Clay, and Glass_Existing_Process_Natural Gas_Steam Trap Maintenance_A_Achievable Economic RVT Potential | F9 | Industrial | Stone, Clay, and Glass | Existing | Process | Natural Gas | Steam Trap Maintenance | A | Cumulative Winter Peak Savings (MW) | Achievable Economic RVT Potential | 0 | 0 | 0 | 0 | 0 | 0 | 0 | 0 | 0 | 0 | 0 | 0 | 0 | 0 | 0 | 0 | 0 | 0 | 0 | 0 | 0 | 0 | 0
F10_Industrial_Stone, Clay, and Glass_Existing_Process_Natural Gas_Steam Trap Maintenance_A_Achievable Economic RVT Potential | F10 | Industrial | Stone, Clay, and Glass | Existing | Process | Natural Gas | Steam Trap Maintenance | A | Purchases (Incremental) | Achievable Economic RVT Potential | 0 | 0 | 1.7385 | 1.7086 | 1.6791 | 1.6502 | 1.6217 | 1.5938 | 1.5663 | 1.5393 | 1.5127 | 1.4866 | 1.461 | 1.4358 | 1.4111 | 1.3867 | 1.3628 | 1.3393 | 1.3162 | 1.2936 | 1.2712 | 1.2493 | 0
F11_Industrial_Stone, Clay, and Glass_Existing_Process_Natural Gas_Steam Trap Maintenance_A_Achievable Economic RVT Potential | F11 | Industrial | Stone, Clay, and Glass | Existing | Process | Natural Gas | Steam Trap Maintenance | A | Purchases (Cumulative) | Achievable Economic RVT Potential | 0 | 0 | 1.7385 | 3.4471 | 5.1262 | 6.7764 | 8.3981 | 9.9919 | 11.5581 | 13.0974 | 14.6101 | 16.0968 | 17.5578 | 18.9936 | 20.4047 | 21.7915 | 23.1543 | 24.4936 | 25.8099 | 27.1034 | 28.3747 | 29.624 | 0
F1_Industrial_Stone, Clay, and Glass_Existing_Space Heating_Natural Gas_Gas Boiler - High Turndown_A_Achievable Economic RVT Potential | F1 | Industrial | Stone, Clay, and Glass | Existing | Space Heating | Natural Gas | Gas Boiler - High Turndown | A | Integrated Unit Energy Savings (kWh or therms) | Achievable Economic RVT Potential | 0 | 0 | 9.6668 | 9.619 | 9.5677 | 9.5116 | 9.4494 | 9.3796 | 9.301 | 9.2128 | 9.1151 | 9.0087 | 8.895 | 8.7762 | 8.6549 | 8.5343 | 8.4172 | 8.3095 | 8.2125 | 8.1262 | 8.0491 | 7.9792 | 0
F2_Industrial_Stone, Clay, and Glass_Existing_Space Heating_Natural Gas_Gas Boiler - High Turndown_A_Achievable Economic RVT Potential | F2 | Industrial | Stone, Clay, and Glass | Existing | Space Heating | Natural Gas | Gas Boiler - High Turndown | A | Integrated Unit Summer Peak Savings (kW) | Achievable Economic RVT Potential | 0 | 0 | 0 | 0 | 0 | 0 | 0 | 0 | 0 | 0 | 0 | 0 | 0 | 0 | 0 | 0 | 0 | 0 | 0 | 0 | 0 | 0 | 0
F3_Industrial_Stone, Clay, and Glass_Existing_Space Heating_Natural Gas_Gas Boiler - High Turndown_A_Achievable Economic RVT Potential | F3 | Industrial | Stone, Clay, and Glass | Existing | Space Heating | Natural Gas | Gas Boiler - High Turndown | A | Integrated Unit Winter Peak Savings (kW) | Achievable Economic RVT Potential | 0 | 0 | 0 | 0 | 0 | 0 | 0 | 0 | 0 | 0 | 0 | 0 | 0 | 0 | 0 | 0 | 0 | 0 | 0 | 0 | 0 | 0 | 0
F4_Industrial_Stone, Clay, and Glass_Existing_Space Heating_Natural Gas_Gas Boiler - High Turndown_A_Achievable Economic RVT Potential | F4 | Industrial | Stone, Clay, and Glass | Existing | Space Heating | Natural Gas | Gas Boiler - High Turndown | A | Incremental Energy Savings (MWh or mTherms) | Achievable Economic RVT Potential | 0 | 0 | 0 | 0 | 0 | 0 | 0 | 0 | 0 | 0 | 0 | 0 | 0 | 0 | 0 | 0 | 0 | 0 | 0 | 0 | 0 | 0 | 0
F5_Industrial_Stone, Clay, and Glass_Existing_Space Heating_Natural Gas_Gas Boiler - High Turndown_A_Achievable Economic RVT Potential | F5 | Industrial | Stone, Clay, and Glass | Existing | Space Heating | Natural Gas | Gas Boiler - High Turndown | A | Incremental Summer Peak Savings (MW) | Achievable Economic RVT Potential | 0 | 0 | 0 | 0 | 0 | 0 | 0 | 0 | 0 | 0 | 0 | 0 | 0 | 0 | 0 | 0 | 0 | 0 | 0 | 0 | 0 | 0 | 0
F6_Industrial_Stone, Clay, and Glass_Existing_Space Heating_Natural Gas_Gas Boiler - High Turndown_A_Achievable Economic RVT Potential | F6 | Industrial | Stone, Clay, and Glass | Existing | Space Heating | Natural Gas | Gas Boiler - High Turndown | A | Incremental Winter Peak Savings (MW) | Achievable Economic RVT Potential | 0 | 0 | 0 | 0 | 0 | 0 | 0 | 0 | 0 | 0 | 0 | 0 | 0 | 0 | 0 | 0 | 0 | 0 | 0 | 0 | 0 | 0 | 0
F7_Industrial_Stone, Clay, and Glass_Existing_Space Heating_Natural Gas_Gas Boiler - High Turndown_A_Achievable Economic RVT Potential | F7 | Industrial | Stone, Clay, and Glass | Existing | Space Heating | Natural Gas | Gas Boiler - High Turndown | A | Cumulative Energy Savings (MWh or mTherms) | Achievable Economic RVT Potential | 0 | 0 | 0 | 0 | 0 | 0 | 0 | 0 | 0 | 0 | 0 | 0 | 0 | 0 | 0 | 0 | 0 | 0 | 0 | 0 | 0 | 0 | 0
F8_Industrial_Stone, Clay, and Glass_Existing_Space Heating_Natural Gas_Gas Boiler - High Turndown_A_Achievable Economic RVT Potential | F8 | Industrial | Stone, Clay, and Glass | Existing | Space Heating | Natural Gas | Gas Boiler - High Turndown | A | Cumulative Summer Peak Savings (MW) | Achievable Economic RVT Potential | 0 | 0 | 0 | 0 | 0 | 0 | 0 | 0 | 0 | 0 | 0 | 0 | 0 | 0 | 0 | 0 | 0 | 0 | 0 | 0 | 0 | 0 | 0
F9_Industrial_Stone, Clay, and Glass_Existing_Space Heating_Natural Gas_Gas Boiler - High Turndown_A_Achievable Economic RVT Potential | F9 | Industrial | Stone, Clay, and Glass | Existing | Space Heating | Natural Gas | Gas Boiler - High Turndown | A | Cumulative Winter Peak Savings (MW) | Achievable Economic RVT Potential | 0 | 0 | 0 | 0 | 0 | 0 | 0 | 0 | 0 | 0 | 0 | 0 | 0 | 0 | 0 | 0 | 0 | 0 | 0 | 0 | 0 | 0 | 0
F10_Industrial_Stone, Clay, and Glass_Existing_Space Heating_Natural Gas_Gas Boiler - High Turndown_A_Achievable Economic RVT Potential | F10 | Industrial | Stone, Clay, and Glass | Existing | Space Heating | Natural Gas | Gas Boiler - High Turndown | A | Purchases (Incremental) | Achievable Economic RVT Potential | 0 | 0 | 0 | 0 | 0 | 0 | 0 | 0 | 0 | 0 | 0 | 0 | 0 | 0 | 0 | 0 | 0 | 0 | 0 | 0 | 0 | 0 | 0
F11_Industrial_Stone, Clay, and Glass_Existing_Space Heating_Natural Gas_Gas Boiler - High Turndown_A_Achievable Economic RVT Potential | F11 | Industrial | Stone, Clay, and Glass | Existing | Space Heating | Natural Gas | Gas Boiler - High Turndown | A | Purchases (Cumulative) | Achievable Economic RVT Potential | 0 | 0 | 0 | 0 | 0 | 0 | 0 | 0 | 0 | 0 | 0 | 0 | 0 | 0 | 0 | 0 | 0 | 0 | 0 | 0 | 0 | 0 | 0
F1_Industrial_Stone, Clay, and Glass_Existing_Process_Natural Gas_Gas Boiler - High Turndown_A_Achievable Economic RVT Potential | F1 | Industrial | Stone, Clay, and Glass | Existing | Process | Natural Gas | Gas Boiler - High Turndown | A | Integrated Unit Energy Savings (kWh or therms) | Achievable Economic RVT Potential | 0 | 0 | 5.7164 | 5.692 | 5.6673 | 5.6423 | 5.6168 | 5.5928 | 5.5718 | 5.5531 | 5.5362 | 5.5208 | 5.5066 | 5.4932 | 5.4806 | 5.4684 | 5.4566 | 5.4451 | 5.4351 | 5.4249 | 5.4146 | 5.4042 | 0
F2_Industrial_Stone, Clay, and Glass_Existing_Process_Natural Gas_Gas Boiler - High Turndown_A_Achievable Economic RVT Potential | F2 | Industrial | Stone, Clay, and Glass | Existing | Process | Natural Gas | Gas Boiler - High Turndown | A | Integrated Unit Summer Peak Savings (kW) | Achievable Economic RVT Potential | 0 | 0 | 0 | 0 | 0 | 0 | 0 | 0 | 0 | 0 | 0 | 0 | 0 | 0 | 0 | 0 | 0 | 0 | 0 | 0 | 0 | 0 | 0
F3_Industrial_Stone, Clay, and Glass_Existing_Process_Natural Gas_Gas Boiler - High Turndown_A_Achievable Economic RVT Potential | F3 | Industrial | Stone, Clay, and Glass | Existing | Process | Natural Gas | Gas Boiler - High Turndown | A | Integrated Unit Winter Peak Savings (kW) | Achievable Economic RVT Potential | 0 | 0 | 0 | 0 | 0 | 0 | 0 | 0 | 0 | 0 | 0 | 0 | 0 | 0 | 0 | 0 | 0 | 0 | 0 | 0 | 0 | 0 | 0
F4_Industrial_Stone, Clay, and Glass_Existing_Process_Natural Gas_Gas Boiler - High Turndown_A_Achievable Economic RVT Potential | F4 | Industrial | Stone, Clay, and Glass | Existing | Process | Natural Gas | Gas Boiler - High Turndown | A | Incremental Energy Savings (MWh or mTherms) | Achievable Economic RVT Potential | 0 | 0 | 0 | 0 | 0 | 0 | 0 | 0 | 0 | 0 | 0 | 0 | 0 | 0 | 0 | 0 | 0 | 0 | 0 | 0 | 0 | 0 | 0
F5_Industrial_Stone, Clay, and Glass_Existing_Process_Natural Gas_Gas Boiler - High Turndown_A_Achievable Economic RVT Potential | F5 | Industrial | Stone, Clay, and Glass | Existing | Process | Natural Gas | Gas Boiler - High Turndown | A | Incremental Summer Peak Savings (MW) | Achievable Economic RVT Potential | 0 | 0 | 0 | 0 | 0 | 0 | 0 | 0 | 0 | 0 | 0 | 0 | 0 | 0 | 0 | 0 | 0 | 0 | 0 | 0 | 0 | 0 | 0
F6_Industrial_Stone, Clay, and Glass_Existing_Process_Natural Gas_Gas Boiler - High Turndown_A_Achievable Economic RVT Potential | F6 | Industrial | Stone, Clay, and Glass | Existing | Process | Natural Gas | Gas Boiler - High Turndown | A | Incremental Winter Peak Savings (MW) | Achievable Economic RVT Potential | 0 | 0 | 0 | 0 | 0 | 0 | 0 | 0 | 0 | 0 | 0 | 0 | 0 | 0 | 0 | 0 | 0 | 0 | 0 | 0 | 0 | 0 | 0
F7_Industrial_Stone, Clay, and Glass_Existing_Process_Natural Gas_Gas Boiler - High Turndown_A_Achievable Economic RVT Potential | F7 | Industrial | Stone, Clay, and Glass | Existing | Process | Natural Gas | Gas Boiler - High Turndown | A | Cumulative Energy Savings (MWh or mTherms) | Achievable Economic RVT Potential | 0 | 0 | 0 | 0 | 0 | 0 | 0 | 0 | 0 | 0 | 0 | 0 | 0 | 0 | 0 | 0 | 0 | 0 | 0 | 0 | 0 | 0 | 0
F8_Industrial_Stone, Clay, and Glass_Existing_Process_Natural Gas_Gas Boiler - High Turndown_A_Achievable Economic RVT Potential | F8 | Industrial | Stone, Clay, and Glass | Existing | Process | Natural Gas | Gas Boiler - High Turndown | A | Cumulative Summer Peak Savings (MW) | Achievable Economic RVT Potential | 0 | 0 | 0 | 0 | 0 | 0 | 0 | 0 | 0 | 0 | 0 | 0 | 0 | 0 | 0 | 0 | 0 | 0 | 0 | 0 | 0 | 0 | 0
F9_Industrial_Stone, Clay, and Glass_Existing_Process_Natural Gas_Gas Boiler - High Turndown_A_Achievable Economic RVT Potential | F9 | Industrial | Stone, Clay, and Glass | Existing | Process | Natural Gas | Gas Boiler - High Turndown | A | Cumulative Winter Peak Savings (MW) | Achievable Economic RVT Potential | 0 | 0 | 0 | 0 | 0 | 0 | 0 | 0 | 0 | 0 | 0 | 0 | 0 | 0 | 0 | 0 | 0 | 0 | 0 | 0 | 0 | 0 | 0
F10_Industrial_Stone, Clay, and Glass_Existing_Process_Natural Gas_Gas Boiler - High Turndown_A_Achievable Economic RVT Potential | F10 | Industrial | Stone, Clay, and Glass | Existing | Process | Natural Gas | Gas Boiler - High Turndown | A | Purchases (Incremental) | Achievable Economic RVT Potential | 0 | 0 | 0 | 0 | 0 | 0 | 0 | 0 | 0 | 0 | 0 | 0 | 0 | 0 | 0 | 0 | 0 | 0 | 0 | 0 | 0 | 0 | 0
F11_Industrial_Stone, Clay, and Glass_Existing_Process_Natural Gas_Gas Boiler - High Turndown_A_Achievable Economic RVT Potential | F11 | Industrial | Stone, Clay, and Glass | Existing | Process | Natural Gas | Gas Boiler - High Turndown | A | Purchases (Cumulative) | Achievable Economic RVT Potential | 0 | 0 | 0 | 0 | 0 | 0 | 0 | 0 | 0 | 0 | 0 | 0 | 0 | 0 | 0 | 0 | 0 | 0 | 0 | 0 | 0 | 0 | 0
F1_Industrial_Stone, Clay, and Glass_Existing_Space Heating_Natural Gas_Gas Boiler - Burner Control Optimization_A_Achievable Economic RVT Potential | F1 | Industrial | Stone, Clay, and Glass | Existing | Space Heating | Natural Gas | Gas Boiler - Burner Control Optimization | A | Integrated Unit Energy Savings (kWh or therms) | Achievable Economic RVT Potential | 0 | 0 | 2.8032 | 2.7893 | 2.7743 | 2.7579 | 2.7397 | 2.7194 | 2.6965 | 2.6709 | 2.6425 | 2.6115 | 2.5785 | 2.5441 | 2.5089 | 2.4739 | 2.4399 | 2.4086 | 2.3805 | 2.3555 | 2.3331 | 2.3128 | 0
F2_Industrial_Stone, Clay, and Glass_Existing_Space Heating_Natural Gas_Gas Boiler - Burner Control Optimization_A_Achievable Economic RVT Potential | F2 | Industrial | Stone, Clay, and Glass | Existing | Space Heating | Natural Gas | Gas Boiler - Burner Control Optimization | A | Integrated Unit Summer Peak Savings (kW) | Achievable Economic RVT Potential | 0 | 0 | 0 | 0 | 0 | 0 | 0 | 0 | 0 | 0 | 0 | 0 | 0 | 0 | 0 | 0 | 0 | 0 | 0 | 0 | 0 | 0 | 0
F3_Industrial_Stone, Clay, and Glass_Existing_Space Heating_Natural Gas_Gas Boiler - Burner Control Optimization_A_Achievable Economic RVT Potential | F3 | Industrial | Stone, Clay, and Glass | Existing | Space Heating | Natural Gas | Gas Boiler - Burner Control Optimization | A | Integrated Unit Winter Peak Savings (kW) | Achievable Economic RVT Potential | 0 | 0 | 0 | 0 | 0 | 0 | 0 | 0 | 0 | 0 | 0 | 0 | 0 | 0 | 0 | 0 | 0 | 0 | 0 | 0 | 0 | 0 | 0
F4_Industrial_Stone, Clay, and Glass_Existing_Space Heating_Natural Gas_Gas Boiler - Burner Control Optimization_A_Achievable Economic RVT Potential | F4 | Industrial | Stone, Clay, and Glass | Existing | Space Heating | Natural Gas | Gas Boiler - Burner Control Optimization | A | Incremental Energy Savings (MWh or mTherms) | Achievable Economic RVT Potential | 0 | 0 | 0 | 0 | 0 | 0 | 0 | 0 | 0 | 0 | 0 | 0 | 0 | 0 | 0 | 0 | 0 | 0 | 0 | 0 | 0 | 0 | 0
F5_Industrial_Stone, Clay, and Glass_Existing_Space Heating_Natural Gas_Gas Boiler - Burner Control Optimization_A_Achievable Economic RVT Potential | F5 | Industrial | Stone, Clay, and Glass | Existing | Space Heating | Natural Gas | Gas Boiler - Burner Control Optimization | A | Incremental Summer Peak Savings (MW) | Achievable Economic RVT Potential | 0 | 0 | 0 | 0 | 0 | 0 | 0 | 0 | 0 | 0 | 0 | 0 | 0 | 0 | 0 | 0 | 0 | 0 | 0 | 0 | 0 | 0 | 0
F6_Industrial_Stone, Clay, and Glass_Existing_Space Heating_Natural Gas_Gas Boiler - Burner Control Optimization_A_Achievable Economic RVT Potential | F6 | Industrial | Stone, Clay, and Glass | Existing | Space Heating | Natural Gas | Gas Boiler - Burner Control Optimization | A | Incremental Winter Peak Savings (MW) | Achievable Economic RVT Potential | 0 | 0 | 0 | 0 | 0 | 0 | 0 | 0 | 0 | 0 | 0 | 0 | 0 | 0 | 0 | 0 | 0 | 0 | 0 | 0 | 0 | 0 | 0
F7_Industrial_Stone, Clay, and Glass_Existing_Space Heating_Natural Gas_Gas Boiler - Burner Control Optimization_A_Achievable Economic RVT Potential | F7 | Industrial | Stone, Clay, and Glass | Existing | Space Heating | Natural Gas | Gas Boiler - Burner Control Optimization | A | Cumulative Energy Savings (MWh or mTherms) | Achievable Economic RVT Potential | 0 | 0 | 0 | 0 | 0 | 0 | 0 | 0 | 0 | 0 | 0 | 0 | 0 | 0 | 0 | 0 | 0 | 0 | 0 | 0 | 0 | 0 | 0
F8_Industrial_Stone, Clay, and Glass_Existing_Space Heating_Natural Gas_Gas Boiler - Burner Control Optimization_A_Achievable Economic RVT Potential | F8 | Industrial | Stone, Clay, and Glass | Existing | Space Heating | Natural Gas | Gas Boiler - Burner Control Optimization | A | Cumulative Summer Peak Savings (MW) | Achievable Economic RVT Potential | 0 | 0 | 0 | 0 | 0 | 0 | 0 | 0 | 0 | 0 | 0 | 0 | 0 | 0 | 0 | 0 | 0 | 0 | 0 | 0 | 0 | 0 | 0
F9_Industrial_Stone, Clay, and Glass_Existing_Space Heating_Natural Gas_Gas Boiler - Burner Control Optimization_A_Achievable Economic RVT Potential | F9 | Industrial | Stone, Clay, and Glass | Existing | Space Heating | Natural Gas | Gas Boiler - Burner Control Optimization | A | Cumulative Winter Peak Savings (MW) | Achievable Economic RVT Potential | 0 | 0 | 0 | 0 | 0 | 0 | 0 | 0 | 0 | 0 | 0 | 0 | 0 | 0 | 0 | 0 | 0 | 0 | 0 | 0 | 0 | 0 | 0
F10_Industrial_Stone, Clay, and Glass_Existing_Space Heating_Natural Gas_Gas Boiler - Burner Control Optimization_A_Achievable Economic RVT Potential | F10 | Industrial | Stone, Clay, and Glass | Existing | Space Heating | Natural Gas | Gas Boiler - Burner Control Optimization | A | Purchases (Incremental) | Achievable Economic RVT Potential | 0 | 0 | 0 | 0 | 0 | 0 | 0 | 0 | 0 | 0 | 0 | 0 | 0 | 0 | 0 | 0 | 0 | 0 | 0 | 0 | 0 | 0 | 0
F11_Industrial_Stone, Clay, and Glass_Existing_Space Heating_Natural Gas_Gas Boiler - Burner Control Optimization_A_Achievable Economic RVT Potential | F11 | Industrial | Stone, Clay, and Glass | Existing | Space Heating | Natural Gas | Gas Boiler - Burner Control Optimization | A | Purchases (Cumulative) | Achievable Economic RVT Potential | 0 | 0 | 0 | 0 | 0 | 0 | 0 | 0 | 0 | 0 | 0 | 0 | 0 | 0 | 0 | 0 | 0 | 0 | 0 | 0 | 0 | 0 | 0
F1_Industrial_Stone, Clay, and Glass_Existing_Process_Natural Gas_Gas Boiler - Burner Control Optimization_A_Achievable Economic RVT Potential | F1 | Industrial | Stone, Clay, and Glass | Existing | Process | Natural Gas | Gas Boiler - Burner Control Optimization | A | Integrated Unit Energy Savings (kWh or therms) | Achievable Economic RVT Potential | 0 | 0 | 1.6577 | 1.6506 | 1.6435 | 1.6362 | 1.6288 | 1.6218 | 1.6157 | 1.6102 | 1.6053 | 1.6008 | 1.5967 | 1.5928 | 1.5891 | 1.5856 | 1.5822 | 1.5788 | 1.5759 | 1.573 | 1.57 | 1.567 | 0
F2_Industrial_Stone, Clay, and Glass_Existing_Process_Natural Gas_Gas Boiler - Burner Control Optimization_A_Achievable Economic RVT Potential | F2 | Industrial | Stone, Clay, and Glass | Existing | Process | Natural Gas | Gas Boiler - Burner Control Optimization | A | Integrated Unit Summer Peak Savings (kW) | Achievable Economic RVT Potential | 0 | 0 | 0 | 0 | 0 | 0 | 0 | 0 | 0 | 0 | 0 | 0 | 0 | 0 | 0 | 0 | 0 | 0 | 0 | 0 | 0 | 0 | 0
F3_Industrial_Stone, Clay, and Glass_Existing_Process_Natural Gas_Gas Boiler - Burner Control Optimization_A_Achievable Economic RVT Potential | F3 | Industrial | Stone, Clay, and Glass | Existing | Process | Natural Gas | Gas Boiler - Burner Control Optimization | A | Integrated Unit Winter Peak Savings (kW) | Achievable Economic RVT Potential | 0 | 0 | 0 | 0 | 0 | 0 | 0 | 0 | 0 | 0 | 0 | 0 | 0 | 0 | 0 | 0 | 0 | 0 | 0 | 0 | 0 | 0 | 0
F4_Industrial_Stone, Clay, and Glass_Existing_Process_Natural Gas_Gas Boiler - Burner Control Optimization_A_Achievable Economic RVT Potential | F4 | Industrial | Stone, Clay, and Glass | Existing | Process | Natural Gas | Gas Boiler - Burner Control Optimization | A | Incremental Energy Savings (MWh or mTherms) | Achievable Economic RVT Potential | 0 | 0 | 0 | 0 | 0 | 0 | 0 | 0 | 0 | 0 | 0 | 0 | 0 | 0 | 0 | 0 | 0 | 0 | 0 | 0 | 0 | 0 | 0
F5_Industrial_Stone, Clay, and Glass_Existing_Process_Natural Gas_Gas Boiler - Burner Control Optimization_A_Achievable Economic RVT Potential | F5 | Industrial | Stone, Clay, and Glass | Existing | Process | Natural Gas | Gas Boiler - Burner Control Optimization | A | Incremental Summer Peak Savings (MW) | Achievable Economic RVT Potential | 0 | 0 | 0 | 0 | 0 | 0 | 0 | 0 | 0 | 0 | 0 | 0 | 0 | 0 | 0 | 0 | 0 | 0 | 0 | 0 | 0 | 0 | 0
F6_Industrial_Stone, Clay, and Glass_Existing_Process_Natural Gas_Gas Boiler - Burner Control Optimization_A_Achievable Economic RVT Potential | F6 | Industrial | Stone, Clay, and Glass | Existing | Process | Natural Gas | Gas Boiler - Burner Control Optimization | A | Incremental Winter Peak Savings (MW) | Achievable Economic RVT Potential | 0 | 0 | 0 | 0 | 0 | 0 | 0 | 0 | 0 | 0 | 0 | 0 | 0 | 0 | 0 | 0 | 0 | 0 | 0 | 0 | 0 | 0 | 0
F7_Industrial_Stone, Clay, and Glass_Existing_Process_Natural Gas_Gas Boiler - Burner Control Optimization_A_Achievable Economic RVT Potential | F7 | Industrial | Stone, Clay, and Glass | Existing | Process | Natural Gas | Gas Boiler - Burner Control Optimization | A | Cumulative Energy Savings (MWh or mTherms) | Achievable Economic RVT Potential | 0 | 0 | 0 | 0 | 0 | 0 | 0 | 0 | 0 | 0 | 0 | 0 | 0 | 0 | 0 | 0 | 0 | 0 | 0 | 0 | 0 | 0 | 0
F8_Industrial_Stone, Clay, and Glass_Existing_Process_Natural Gas_Gas Boiler - Burner Control Optimization_A_Achievable Economic RVT Potential | F8 | Industrial | Stone, Clay, and Glass | Existing | Process | Natural Gas | Gas Boiler - Burner Control Optimization | A | Cumulative Summer Peak Savings (MW) | Achievable Economic RVT Potential | 0 | 0 | 0 | 0 | 0 | 0 | 0 | 0 | 0 | 0 | 0 | 0 | 0 | 0 | 0 | 0 | 0 | 0 | 0 | 0 | 0 | 0 | 0
F9_Industrial_Stone, Clay, and Glass_Existing_Process_Natural Gas_Gas Boiler - Burner Control Optimization_A_Achievable Economic RVT Potential | F9 | Industrial | Stone, Clay, and Glass | Existing | Process | Natural Gas | Gas Boiler - Burner Control Optimization | A | Cumulative Winter Peak Savings (MW) | Achievable Economic RVT Potential | 0 | 0 | 0 | 0 | 0 | 0 | 0 | 0 | 0 | 0 | 0 | 0 | 0 | 0 | 0 | 0 | 0 | 0 | 0 | 0 | 0 | 0 | 0
F10_Industrial_Stone, Clay, and Glass_Existing_Process_Natural Gas_Gas Boiler - Burner Control Optimization_A_Achievable Economic RVT Potential | F10 | Industrial | Stone, Clay, and Glass | Existing | Process | Natural Gas | Gas Boiler - Burner Control Optimization | A | Purchases (Incremental) | Achievable Economic RVT Potential | 0 | 0 | 0 | 0 | 0 | 0 | 0 | 0 | 0 | 0 | 0 | 0 | 0 | 0 | 0 | 0 | 0 | 0 | 0 | 0 | 0 | 0 | 0
F11_Industrial_Stone, Clay, and Glass_Existing_Process_Natural Gas_Gas Boiler - Burner Control Optimization_A_Achievable Economic RVT Potential | F11 | Industrial | Stone, Clay, and Glass | Existing | Process | Natural Gas | Gas Boiler - Burner Control Optimization | A | Purchases (Cumulative) | Achievable Economic RVT Potential | 0 | 0 | 0 | 0 | 0 | 0 | 0 | 0 | 0 | 0 | 0 | 0 | 0 | 0 | 0 | 0 | 0 | 0 | 0 | 0 | 0 | 0 | 0
F1_Industrial_Stone, Clay, and Glass_Existing_Space Heating_Natural Gas_HVAC - Demand Controlled Ventilation_A_Achievable Economic RVT Potential | F1 | Industrial | Stone, Clay, and Glass | Existing | Space Heating | Natural Gas | HVAC - Demand Controlled Ventilation | A | Integrated Unit Energy Savings (kWh or therms) | Achievable Economic RVT Potential | 0 | 0 | 0.0766 | 0.076133 | 0.075654 | 0.075162 | 0.074657 | 0.074137 | 0.073602 | 0.073051 | 0.07249 | 0.07192 | 0.071342 | 0.070757 | 0.070163 | 0.069563 | 0.068958 | 0.068387 | 0.067854 | 0.067358 | 0.066898 | 0.066474 | 0
F2_Industrial_Stone, Clay, and Glass_Existing_Space Heating_Natural Gas_HVAC - Demand Controlled Ventilation_A_Achievable Economic RVT Potential | F2 | Industrial | Stone, Clay, and Glass | Existing | Space Heating | Natural Gas | HVAC - Demand Controlled Ventilation | A | Integrated Unit Summer Peak Savings (kW) | Achievable Economic RVT Potential | 0 | 0 | 0 | 0 | 0 | 0 | 0 | 0 | 0 | 0 | 0 | 0 | 0 | 0 | 0 | 0 | 0 | 0 | 0 | 0 | 0 | 0 | 0
F3_Industrial_Stone, Clay, and Glass_Existing_Space Heating_Natural Gas_HVAC - Demand Controlled Ventilation_A_Achievable Economic RVT Potential | F3 | Industrial | Stone, Clay, and Glass | Existing | Space Heating | Natural Gas | HVAC - Demand Controlled Ventilation | A | Integrated Unit Winter Peak Savings (kW) | Achievable Economic RVT Potential | 0 | 0 | 0 | 0 | 0 | 0 | 0 | 0 | 0 | 0 | 0 | 0 | 0 | 0 | 0 | 0 | 0 | 0 | 0 | 0 | 0 | 0 | 0
F4_Industrial_Stone, Clay, and Glass_Existing_Space Heating_Natural Gas_HVAC - Demand Controlled Ventilation_A_Achievable Economic RVT Potential | F4 | Industrial | Stone, Clay, and Glass | Existing | Space Heating | Natural Gas | HVAC - Demand Controlled Ventilation | A | Incremental Energy Savings (MWh or mTherms) | Achievable Economic RVT Potential | 0 | 0 | 0.041731 | 0.040762 | 0.039807 | 0.038866 | 0.037939 | 0.037025 | 0.036124 | 0.035236 | 0.034362 | 0.033504 | 0.032662 | 0.031836 | 0.031024 | 0.030229 | 0.029449 | 0.028702 | 0.027987 | 0.027303 | 0.026649 | 0.026024 | 0
F5_Industrial_Stone, Clay, and Glass_Existing_Space Heating_Natural Gas_HVAC - Demand Controlled Ventilation_A_Achievable Economic RVT Potential | F5 | Industrial | Stone, Clay, and Glass | Existing | Space Heating | Natural Gas | HVAC - Demand Controlled Ventilation | A | Incremental Summer Peak Savings (MW) | Achievable Economic RVT Potential | 0 | 0 | 0 | 0 | 0 | 0 | 0 | 0 | 0 | 0 | 0 | 0 | 0 | 0 | 0 | 0 | 0 | 0 | 0 | 0 | 0 | 0 | 0
F6_Industrial_Stone, Clay, and Glass_Existing_Space Heating_Natural Gas_HVAC - Demand Controlled Ventilation_A_Achievable Economic RVT Potential | F6 | Industrial | Stone, Clay, and Glass | Existing | Space Heating | Natural Gas | HVAC - Demand Controlled Ventilation | A | Incremental Winter Peak Savings (MW) | Achievable Economic RVT Potential | 0 | 0 | 0 | 0 | 0 | 0 | 0 | 0 | 0 | 0 | 0 | 0 | 0 | 0 | 0 | 0 | 0 | 0 | 0 | 0 | 0 | 0 | 0
F7_Industrial_Stone, Clay, and Glass_Existing_Space Heating_Natural Gas_HVAC - Demand Controlled Ventilation_A_Achievable Economic RVT Potential | F7 | Industrial | Stone, Clay, and Glass | Existing | Space Heating | Natural Gas | HVAC - Demand Controlled Ventilation | A | Cumulative Energy Savings (MWh or mTherms) | Achievable Economic RVT Potential | 0 | 0 | 0.041731 | 0.082239 | 0.12153 | 0.1596 | 0.19647 | 0.23213 | 0.26658 | 0.29982 | 0.33188 | 0.36277 | 0.39252 | 0.42113 | 0.44863 | 0.47502 | 0.50034 | 0.5249 | 0.54879 | 0.57208 | 0.59482 | 0.61708 | 0
F8_Industrial_Stone, Clay, and Glass_Existing_Space Heating_Natural Gas_HVAC - Demand Controlled Ventilation_A_Achievable Economic RVT Potential | F8 | Industrial | Stone, Clay, and Glass | Existing | Space Heating | Natural Gas | HVAC - Demand Controlled Ventilation | A | Cumulative Summer Peak Savings (MW) | Achievable Economic RVT Potential | 0 | 0 | 0 | 0 | 0 | 0 | 0 | 0 | 0 | 0 | 0 | 0 | 0 | 0 | 0 | 0 | 0 | 0 | 0 | 0 | 0 | 0 | 0
F9_Industrial_Stone, Clay, and Glass_Existing_Space Heating_Natural Gas_HVAC - Demand Controlled Ventilation_A_Achievable Economic RVT Potential | F9 | Industrial | Stone, Clay, and Glass | Existing | Space Heating | Natural Gas | HVAC - Demand Controlled Ventilation | A | Cumulative Winter Peak Savings (MW) | Achievable Economic RVT Potential | 0 | 0 | 0 | 0 | 0 | 0 | 0 | 0 | 0 | 0 | 0 | 0 | 0 | 0 | 0 | 0 | 0 | 0 | 0 | 0 | 0 | 0 | 0
F10_Industrial_Stone, Clay, and Glass_Existing_Space Heating_Natural Gas_HVAC - Demand Controlled Ventilation_A_Achievable Economic RVT Potential | F10 | Industrial | Stone, Clay, and Glass | Existing | Space Heating | Natural Gas | HVAC - Demand Controlled Ventilation | A | Purchases (Incremental) | Achievable Economic RVT Potential | 0 | 0 | 544.7936 | 535.4006 | 526.1695 | 517.0977 | 508.1822 | 499.4204 | 490.8097 | 482.3475 | 474.0312 | 465.8582 | 457.8262 | 449.9326 | 442.1752 | 434.5514 | 427.0592 | 419.6961 | 412.4599 | 405.3486 | 398.3598 | 391.4915 | 0
F11_Industrial_Stone, Clay, and Glass_Existing_Space Heating_Natural Gas_HVAC - Demand Controlled Ventilation_A_Achievable Economic RVT Potential | F11 | Industrial | Stone, Clay, and Glass | Existing | Space Heating | Natural Gas | HVAC - Demand Controlled Ventilation | A | Purchases (Cumulative) | Achievable Economic RVT Potential | 0 | 0 | 544.7936 | 1080.1942 | 1606.3637 | 2123.4614 | 2631.6436 | 3131.064 | 3621.8737 | 4104.2212 | 4578.2524 | 5044.1106 | 5501.9367 | 5951.8693 | 6394.0445 | 6828.5959 | 7255.6551 | 7675.3512 | 8087.8111 | 8493.1597 | 8891.5195 | 9283.011 | 0
F1_Industrial_Stone, Clay, and Glass_Existing_Space Heating_Natural Gas_Gas Boiler - Stack Economizer_A_Achievable Economic RVT Potential | F1 | Industrial | Stone, Clay, and Glass | Existing | Space Heating | Natural Gas | Gas Boiler - Stack Economizer | A | Integrated Unit Energy Savings (kWh or therms) | Achievable Economic RVT Potential | 0 | 0 | 7.0573 | 7.023 | 6.9861 | 6.9458 | 6.901 | 6.8506 | 6.7937 | 6.7296 | 6.6586 | 6.5811 | 6.4983 | 6.4117 | 6.3233 | 6.2354 | 6.1499 | 6.0714 | 6.0006 | 5.9376 | 5.8814 | 5.8304 | 0
F2_Industrial_Stone, Clay, and Glass_Existing_Space Heating_Natural Gas_Gas Boiler - Stack Economizer_A_Achievable Economic RVT Potential | F2 | Industrial | Stone, Clay, and Glass | Existing | Space Heating | Natural Gas | Gas Boiler - Stack Economizer | A | Integrated Unit Summer Peak Savings (kW) | Achievable Economic RVT Potential | 0 | 0 | 0 | 0 | 0 | 0 | 0 | 0 | 0 | 0 | 0 | 0 | 0 | 0 | 0 | 0 | 0 | 0 | 0 | 0 | 0 | 0 | 0
F3_Industrial_Stone, Clay, and Glass_Existing_Space Heating_Natural Gas_Gas Boiler - Stack Economizer_A_Achievable Economic RVT Potential | F3 | Industrial | Stone, Clay, and Glass | Existing | Space Heating | Natural Gas | Gas Boiler - Stack Economizer | A | Integrated Unit Winter Peak Savings (kW) | Achievable Economic RVT Potential | 0 | 0 | 0 | 0 | 0 | 0 | 0 | 0 | 0 | 0 | 0 | 0 | 0 | 0 | 0 | 0 | 0 | 0 | 0 | 0 | 0 | 0 | 0
F4_Industrial_Stone, Clay, and Glass_Existing_Space Heating_Natural Gas_Gas Boiler - Stack Economizer_A_Achievable Economic RVT Potential | F4 | Industrial | Stone, Clay, and Glass | Existing | Space Heating | Natural Gas | Gas Boiler - Stack Economizer | A | Incremental Energy Savings (MWh or mTherms) | Achievable Economic RVT Potential | 0 | 0 | 0.0080693 | 0.0078916 | 0.0077148 | 0.0075381 | 0.0073603 | 0.0064625 | 0.0050386 | 0.0039241 | 0.0030526 | 0.002372 | 0.0018414 | 0.0014285 | 0.0011076 | 0.00085867 | 0.00066584 | 0.00051681 | 3.4239e-06 | 1.1891e-06 | 3.9462e-07 | 1.2537e-07 | 0
F5_Industrial_Stone, Clay, and Glass_Existing_Space Heating_Natural Gas_Gas Boiler - Stack Economizer_A_Achievable Economic RVT Potential | F5 | Industrial | Stone, Clay, and Glass | Existing | Space Heating | Natural Gas | Gas Boiler - Stack Economizer | A | Incremental Summer Peak Savings (MW) | Achievable Economic RVT Potential | 0 | 0 | 0 | 0 | 0 | 0 | 0 | 0 | 0 | 0 | 0 | 0 | 0 | 0 | 0 | 0 | 0 | 0 | 0 | 0 | 0 | 0 | 0
F6_Industrial_Stone, Clay, and Glass_Existing_Space Heating_Natural Gas_Gas Boiler - Stack Economizer_A_Achievable Economic RVT Potential | F6 | Industrial | Stone, Clay, and Glass | Existing | Space Heating | Natural Gas | Gas Boiler - Stack Economizer | A | Incremental Winter Peak Savings (MW) | Achievable Economic RVT Potential | 0 | 0 | 0 | 0 | 0 | 0 | 0 | 0 | 0 | 0 | 0 | 0 | 0 | 0 | 0 | 0 | 0 | 0 | 0 | 0 | 0 | 0 | 0
F7_Industrial_Stone, Clay, and Glass_Existing_Space Heating_Natural Gas_Gas Boiler - Stack Economizer_A_Achievable Economic RVT Potential | F7 | Industrial | Stone, Clay, and Glass | Existing | Space Heating | Natural Gas | Gas Boiler - Stack Economizer | A | Cumulative Energy Savings (MWh or mTherms) | Achievable Economic RVT Potential | 0 | 0 | 0.0080693 | 0.015922 | 0.023553 | 0.030955 | 0.038116 | 0.0443 | 0.04897 | 0.052433 | 0.054932 | 0.056665 | 0.057793 | 0.058452 | 0.058753 | 0.058795 | 0.058655 | 0.058422 | 0.057745 | 0.05714 | 0.0566 | 0.056109 | 0
F8_Industrial_Stone, Clay, and Glass_Existing_Space Heating_Natural Gas_Gas Boiler - Stack Economizer_A_Achievable Economic RVT Potential | F8 | Industrial | Stone, Clay, and Glass | Existing | Space Heating | Natural Gas | Gas Boiler - Stack Economizer | A | Cumulative Summer Peak Savings (MW) | Achievable Economic RVT Potential | 0 | 0 | 0 | 0 | 0 | 0 | 0 | 0 | 0 | 0 | 0 | 0 | 0 | 0 | 0 | 0 | 0 | 0 | 0 | 0 | 0 | 0 | 0
F9_Industrial_Stone, Clay, and Glass_Existing_Space Heating_Natural Gas_Gas Boiler - Stack Economizer_A_Achievable Economic RVT Potential | F9 | Industrial | Stone, Clay, and Glass | Existing | Space Heating | Natural Gas | Gas Boiler - Stack Economizer | A | Cumulative Winter Peak Savings (MW) | Achievable Economic RVT Potential | 0 | 0 | 0 | 0 | 0 | 0 | 0 | 0 | 0 | 0 | 0 | 0 | 0 | 0 | 0 | 0 | 0 | 0 | 0 | 0 | 0 | 0 | 0
F10_Industrial_Stone, Clay, and Glass_Existing_Space Heating_Natural Gas_Gas Boiler - Stack Economizer_A_Achievable Economic RVT Potential | F10 | Industrial | Stone, Clay, and Glass | Existing | Space Heating | Natural Gas | Gas Boiler - Stack Economizer | A | Purchases (Incremental) | Achievable Economic RVT Potential | 0 | 0 | 1.1434 | 1.1237 | 1.1043 | 1.0853 | 1.0666 | 0.94335 | 0.74167 | 0.5831 | 0.45844 | 0.36043 | 0.28337 | 0.22279 | 0.17516 | 0.13771 | 0.10827 | 0.085122 | 0.00057059 | 0.00020027 | 6.7096e-05 | 2.1502e-05 | 0
F11_Industrial_Stone, Clay, and Glass_Existing_Space Heating_Natural Gas_Gas Boiler - Stack Economizer_A_Achievable Economic RVT Potential | F11 | Industrial | Stone, Clay, and Glass | Existing | Space Heating | Natural Gas | Gas Boiler - Stack Economizer | A | Purchases (Cumulative) | Achievable Economic RVT Potential | 0 | 0 | 1.1434 | 2.2671 | 3.3714 | 4.4566 | 5.5232 | 6.4665 | 7.2082 | 7.7913 | 8.2498 | 8.6102 | 8.8936 | 9.1164 | 9.2915 | 9.4292 | 9.5375 | 9.6226 | 9.6232 | 9.6234 | 9.6234 | 9.6235 | 0
F1_Industrial_Stone, Clay, and Glass_Existing_Process_Natural Gas_Gas Boiler - Stack Economizer_A_Achievable Economic RVT Potential | F1 | Industrial | Stone, Clay, and Glass | Existing | Process | Natural Gas | Gas Boiler - Stack Economizer | A | Integrated Unit Energy Savings (kWh or therms) | Achievable Economic RVT Potential | 0 | 0 | 5.4879 | 5.4648 | 5.4412 | 5.4174 | 5.3932 | 5.3703 | 5.3503 | 5.3324 | 5.3164 | 5.3017 | 5.2881 | 5.2754 | 5.2633 | 5.2516 | 5.2404 | 5.2293 | 5.2198 | 5.2101 | 5.2002 | 5.1902 | 0
F2_Industrial_Stone, Clay, and Glass_Existing_Process_Natural Gas_Gas Boiler - Stack Economizer_A_Achievable Economic RVT Potential | F2 | Industrial | Stone, Clay, and Glass | Existing | Process | Natural Gas | Gas Boiler - Stack Economizer | A | Integrated Unit Summer Peak Savings (kW) | Achievable Economic RVT Potential | 0 | 0 | 0 | 0 | 0 | 0 | 0 | 0 | 0 | 0 | 0 | 0 | 0 | 0 | 0 | 0 | 0 | 0 | 0 | 0 | 0 | 0 | 0
F3_Industrial_Stone, Clay, and Glass_Existing_Process_Natural Gas_Gas Boiler - Stack Economizer_A_Achievable Economic RVT Potential | F3 | Industrial | Stone, Clay, and Glass | Existing | Process | Natural Gas | Gas Boiler - Stack Economizer | A | Integrated Unit Winter Peak Savings (kW) | Achievable Economic RVT Potential | 0 | 0 | 0 | 0 | 0 | 0 | 0 | 0 | 0 | 0 | 0 | 0 | 0 | 0 | 0 | 0 | 0 | 0 | 0 | 0 | 0 | 0 | 0
F4_Industrial_Stone, Clay, and Glass_Existing_Process_Natural Gas_Gas Boiler - Stack Economizer_A_Achievable Economic RVT Potential | F4 | Industrial | Stone, Clay, and Glass | Existing | Process | Natural Gas | Gas Boiler - Stack Economizer | A | Incremental Energy Savings (MWh or mTherms) | Achievable Economic RVT Potential | 0 | 0 | 0.06957 | 0.068082 | 0.06662 | 0.065184 | 0.063774 | 0.056168 | 0.043995 | 0.034474 | 0.027022 | 0.021186 | 0.016614 | 0.013031 | 0.010221 | 0.0080182 | 0.0062905 | 0.0049352 | 3.3021e-05 | 1.1568e-05 | 3.8684e-06 | 1.2373e-06 | 0
F5_Industrial_Stone, Clay, and Glass_Existing_Process_Natural Gas_Gas Boiler - Stack Economizer_A_Achievable Economic RVT Potential | F5 | Industrial | Stone, Clay, and Glass | Existing | Process | Natural Gas | Gas Boiler - Stack Economizer | A | Incremental Summer Peak Savings (MW) | Achievable Economic RVT Potential | 0 | 0 | 0 | 0 | 0 | 0 | 0 | 0 | 0 | 0 | 0 | 0 | 0 | 0 | 0 | 0 | 0 | 0 | 0 | 0 | 0 | 0 | 0
F6_Industrial_Stone, Clay, and Glass_Existing_Process_Natural Gas_Gas Boiler - Stack Economizer_A_Achievable Economic RVT Potential | F6 | Industrial | Stone, Clay, and Glass | Existing | Process | Natural Gas | Gas Boiler - Stack Economizer | A | Incremental Winter Peak Savings (MW) | Achievable Economic RVT Potential | 0 | 0 | 0 | 0 | 0 | 0 | 0 | 0 | 0 | 0 | 0 | 0 | 0 | 0 | 0 | 0 | 0 | 0 | 0 | 0 | 0 | 0 | 0
F7_Industrial_Stone, Clay, and Glass_Existing_Process_Natural Gas_Gas Boiler - Stack Economizer_A_Achievable Economic RVT Potential | F7 | Industrial | Stone, Clay, and Glass | Existing | Process | Natural Gas | Gas Boiler - Stack Economizer | A | Cumulative Energy Savings (MWh or mTherms) | Achievable Economic RVT Potential | 0 | 0 | 0.06957 | 0.13736 | 0.20339 | 0.26768 | 0.33026 | 0.38502 | 0.42758 | 0.46063 | 0.48627 | 0.50611 | 0.52142 | 0.5332 | 0.5422 | 0.54902 | 0.55413 | 0.5579 | 0.55691 | 0.55589 | 0.55484 | 0.55378 | 0
F8_Industrial_Stone, Clay, and Glass_Existing_Process_Natural Gas_Gas Boiler - Stack Economizer_A_Achievable Economic RVT Potential | F8 | Industrial | Stone, Clay, and Glass | Existing | Process | Natural Gas | Gas Boiler - Stack Economizer | A | Cumulative Summer Peak Savings (MW) | Achievable Economic RVT Potential | 0 | 0 | 0 | 0 | 0 | 0 | 0 | 0 | 0 | 0 | 0 | 0 | 0 | 0 | 0 | 0 | 0 | 0 | 0 | 0 | 0 | 0 | 0
F9_Industrial_Stone, Clay, and Glass_Existing_Process_Natural Gas_Gas Boiler - Stack Economizer_A_Achievable Economic RVT Potential | F9 | Industrial | Stone, Clay, and Glass | Existing | Process | Natural Gas | Gas Boiler - Stack Economizer | A | Cumulative Winter Peak Savings (MW) | Achievable Economic RVT Potential | 0 | 0 | 0 | 0 | 0 | 0 | 0 | 0 | 0 | 0 | 0 | 0 | 0 | 0 | 0 | 0 | 0 | 0 | 0 | 0 | 0 | 0 | 0
F10_Industrial_Stone, Clay, and Glass_Existing_Process_Natural Gas_Gas Boiler - Stack Economizer_A_Achievable Economic RVT Potential | F10 | Industrial | Stone, Clay, and Glass | Existing | Process | Natural Gas | Gas Boiler - Stack Economizer | A | Purchases (Incremental) | Achievable Economic RVT Potential | 0 | 0 | 12.6769 | 12.4583 | 12.2435 | 12.0324 | 11.825 | 10.459 | 8.2229 | 6.4649 | 5.0828 | 3.9961 | 3.1418 | 2.4701 | 1.942 | 1.5268 | 1.2004 | 0.94375 | 0.0063261 | 0.0022204 | 0.0007439 | 0.00023839 | 0
F11_Industrial_Stone, Clay, and Glass_Existing_Process_Natural Gas_Gas Boiler - Stack Economizer_A_Achievable Economic RVT Potential | F11 | Industrial | Stone, Clay, and Glass | Existing | Process | Natural Gas | Gas Boiler - Stack Economizer | A | Purchases (Cumulative) | Achievable Economic RVT Potential | 0 | 0 | 12.6769 | 25.1352 | 37.3787 | 49.4111 | 61.236 | 71.695 | 79.9179 | 86.3828 | 91.4656 | 95.4617 | 98.6035 | 101.0735 | 103.0155 | 104.5423 | 105.7427 | 106.6865 | 106.6928 | 106.695 | 106.6958 | 106.696 | 0
F1_Industrial_Stone, Clay, and Glass_Existing_Space Heating_Natural Gas_Gas Furnace Tube Inserts_A_Achievable Economic RVT Potential | F1 | Industrial | Stone, Clay, and Glass | Existing | Space Heating | Natural Gas | Gas Furnace Tube Inserts | A | Integrated Unit Energy Savings (kWh or therms) | Achievable Economic RVT Potential | 0 | 0 | 0.088078 | 0.087554 | 0.087015 | 0.086462 | 0.085893 | 0.085308 | 0.084705 | 0.084085 | 0.083452 | 0.082809 | 0.082158 | 0.081497 | 0.080827 | 0.080149 | 0.079467 | 0.078823 | 0.078223 | 0.077665 | 0.07715 | 0.076676 | 0
F2_Industrial_Stone, Clay, and Glass_Existing_Space Heating_Natural Gas_Gas Furnace Tube Inserts_A_Achievable Economic RVT Potential | F2 | Industrial | Stone, Clay, and Glass | Existing | Space Heating | Natural Gas | Gas Furnace Tube Inserts | A | Integrated Unit Summer Peak Savings (kW) | Achievable Economic RVT Potential | 0 | 0 | 0 | 0 | 0 | 0 | 0 | 0 | 0 | 0 | 0 | 0 | 0 | 0 | 0 | 0 | 0 | 0 | 0 | 0 | 0 | 0 | 0
F3_Industrial_Stone, Clay, and Glass_Existing_Space Heating_Natural Gas_Gas Furnace Tube Inserts_A_Achievable Economic RVT Potential | F3 | Industrial | Stone, Clay, and Glass | Existing | Space Heating | Natural Gas | Gas Furnace Tube Inserts | A | Integrated Unit Winter Peak Savings (kW) | Achievable Economic RVT Potential | 0 | 0 | 0 | 0 | 0 | 0 | 0 | 0 | 0 | 0 | 0 | 0 | 0 | 0 | 0 | 0 | 0 | 0 | 0 | 0 | 0 | 0 | 0
F4_Industrial_Stone, Clay, and Glass_Existing_Space Heating_Natural Gas_Gas Furnace Tube Inserts_A_Achievable Economic RVT Potential | F4 | Industrial | Stone, Clay, and Glass | Existing | Space Heating | Natural Gas | Gas Furnace Tube Inserts | A | Incremental Energy Savings (MWh or mTherms) | Achievable Economic RVT Potential | 0 | 0 | 0 | 0 | 0 | 0 | 0 | 0 | 0 | 0 | 0 | 0 | 0 | 0 | 0 | 0 | 0 | 0 | 0 | 0 | 0 | 0 | 0
F5_Industrial_Stone, Clay, and Glass_Existing_Space Heating_Natural Gas_Gas Furnace Tube Inserts_A_Achievable Economic RVT Potential | F5 | Industrial | Stone, Clay, and Glass | Existing | Space Heating | Natural Gas | Gas Furnace Tube Inserts | A | Incremental Summer Peak Savings (MW) | Achievable Economic RVT Potential | 0 | 0 | 0 | 0 | 0 | 0 | 0 | 0 | 0 | 0 | 0 | 0 | 0 | 0 | 0 | 0 | 0 | 0 | 0 | 0 | 0 | 0 | 0
F6_Industrial_Stone, Clay, and Glass_Existing_Space Heating_Natural Gas_Gas Furnace Tube Inserts_A_Achievable Economic RVT Potential | F6 | Industrial | Stone, Clay, and Glass | Existing | Space Heating | Natural Gas | Gas Furnace Tube Inserts | A | Incremental Winter Peak Savings (MW) | Achievable Economic RVT Potential | 0 | 0 | 0 | 0 | 0 | 0 | 0 | 0 | 0 | 0 | 0 | 0 | 0 | 0 | 0 | 0 | 0 | 0 | 0 | 0 | 0 | 0 | 0
F7_Industrial_Stone, Clay, and Glass_Existing_Space Heating_Natural Gas_Gas Furnace Tube Inserts_A_Achievable Economic RVT Potential | F7 | Industrial | Stone, Clay, and Glass | Existing | Space Heating | Natural Gas | Gas Furnace Tube Inserts | A | Cumulative Energy Savings (MWh or mTherms) | Achievable Economic RVT Potential | 0 | 0 | 0 | 0 | 0 | 0 | 0 | 0 | 0 | 0 | 0 | 0 | 0 | 0 | 0 | 0 | 0 | 0 | 0 | 0 | 0 | 0 | 0
F8_Industrial_Stone, Clay, and Glass_Existing_Space Heating_Natural Gas_Gas Furnace Tube Inserts_A_Achievable Economic RVT Potential | F8 | Industrial | Stone, Clay, and Glass | Existing | Space Heating | Natural Gas | Gas Furnace Tube Inserts | A | Cumulative Summer Peak Savings (MW) | Achievable Economic RVT Potential | 0 | 0 | 0 | 0 | 0 | 0 | 0 | 0 | 0 | 0 | 0 | 0 | 0 | 0 | 0 | 0 | 0 | 0 | 0 | 0 | 0 | 0 | 0
F9_Industrial_Stone, Clay, and Glass_Existing_Space Heating_Natural Gas_Gas Furnace Tube Inserts_A_Achievable Economic RVT Potential | F9 | Industrial | Stone, Clay, and Glass | Existing | Space Heating | Natural Gas | Gas Furnace Tube Inserts | A | Cumulative Winter Peak Savings (MW) | Achievable Economic RVT Potential | 0 | 0 | 0 | 0 | 0 | 0 | 0 | 0 | 0 | 0 | 0 | 0 | 0 | 0 | 0 | 0 | 0 | 0 | 0 | 0 | 0 | 0 | 0
F10_Industrial_Stone, Clay, and Glass_Existing_Space Heating_Natural Gas_Gas Furnace Tube Inserts_A_Achievable Economic RVT Potential | F10 | Industrial | Stone, Clay, and Glass | Existing | Space Heating | Natural Gas | Gas Furnace Tube Inserts | A | Purchases (Incremental) | Achievable Economic RVT Potential | 0 | 0 | 0 | 0 | 0 | 0 | 0 | 0 | 0 | 0 | 0 | 0 | 0 | 0 | 0 | 0 | 0 | 0 | 0 | 0 | 0 | 0 | 0
F11_Industrial_Stone, Clay, and Glass_Existing_Space Heating_Natural Gas_Gas Furnace Tube Inserts_A_Achievable Economic RVT Potential | F11 | Industrial | Stone, Clay, and Glass | Existing | Space Heating | Natural Gas | Gas Furnace Tube Inserts | A | Purchases (Cumulative) | Achievable Economic RVT Potential | 0 | 0 | 0 | 0 | 0 | 0 | 0 | 0 | 0 | 0 | 0 | 0 | 0 | 0 | 0 | 0 | 0 | 0 | 0 | 0 | 0 | 0 | 0
F1_Industrial_Stone, Clay, and Glass_Existing_Space Heating_Natural Gas_Space Heating - Heat Recovery Ventilator_A_Achievable Economic RVT Potential | F1 | Industrial | Stone, Clay, and Glass | Existing | Space Heating | Natural Gas | Space Heating - Heat Recovery Ventilator | A | Integrated Unit Energy Savings (kWh or therms) | Achievable Economic RVT Potential | 0 | 0 | 0.013332 | 0.013267 | 0.013197 | 0.013119 | 0.013033 | 0.012936 | 0.012827 | 0.012705 | 0.01257 | 0.012423 | 0.012267 | 0.012104 | 0.011937 | 0.011772 | 0.011611 | 0.011464 | 0.011331 | 0.011212 | 0.011106 | 0.011009 | 0
F2_Industrial_Stone, Clay, and Glass_Existing_Space Heating_Natural Gas_Space Heating - Heat Recovery Ventilator_A_Achievable Economic RVT Potential | F2 | Industrial | Stone, Clay, and Glass | Existing | Space Heating | Natural Gas | Space Heating - Heat Recovery Ventilator | A | Integrated Unit Summer Peak Savings (kW) | Achievable Economic RVT Potential | 0 | 0 | 0 | 0 | 0 | 0 | 0 | 0 | 0 | 0 | 0 | 0 | 0 | 0 | 0 | 0 | 0 | 0 | 0 | 0 | 0 | 0 | 0
F3_Industrial_Stone, Clay, and Glass_Existing_Space Heating_Natural Gas_Space Heating - Heat Recovery Ventilator_A_Achievable Economic RVT Potential | F3 | Industrial | Stone, Clay, and Glass | Existing | Space Heating | Natural Gas | Space Heating - Heat Recovery Ventilator | A | Integrated Unit Winter Peak Savings (kW) | Achievable Economic RVT Potential | 0 | 0 | 0 | 0 | 0 | 0 | 0 | 0 | 0 | 0 | 0 | 0 | 0 | 0 | 0 | 0 | 0 | 0 | 0 | 0 | 0 | 0 | 0
F4_Industrial_Stone, Clay, and Glass_Existing_Space Heating_Natural Gas_Space Heating - Heat Recovery Ventilator_A_Achievable Economic RVT Potential | F4 | Industrial | Stone, Clay, and Glass | Existing | Space Heating | Natural Gas | Space Heating - Heat Recovery Ventilator | A | Incremental Energy Savings (MWh or mTherms) | Achievable Economic RVT Potential | 0 | 0 | 0 | 0 | 0 | 0 | 0 | 0 | 0 | 0 | 0 | 0 | 0 | 0 | 0 | 0 | 0 | 0 | 0 | 0 | 0 | 0 | 0
F5_Industrial_Stone, Clay, and Glass_Existing_Space Heating_Natural Gas_Space Heating - Heat Recovery Ventilator_A_Achievable Economic RVT Potential | F5 | Industrial | Stone, Clay, and Glass | Existing | Space Heating | Natural Gas | Space Heating - Heat Recovery Ventilator | A | Incremental Summer Peak Savings (MW) | Achievable Economic RVT Potential | 0 | 0 | 0 | 0 | 0 | 0 | 0 | 0 | 0 | 0 | 0 | 0 | 0 | 0 | 0 | 0 | 0 | 0 | 0 | 0 | 0 | 0 | 0
F6_Industrial_Stone, Clay, and Glass_Existing_Space Heating_Natural Gas_Space Heating - Heat Recovery Ventilator_A_Achievable Economic RVT Potential | F6 | Industrial | Stone, Clay, and Glass | Existing | Space Heating | Natural Gas | Space Heating - Heat Recovery Ventilator | A | Incremental Winter Peak Savings (MW) | Achievable Economic RVT Potential | 0 | 0 | 0 | 0 | 0 | 0 | 0 | 0 | 0 | 0 | 0 | 0 | 0 | 0 | 0 | 0 | 0 | 0 | 0 | 0 | 0 | 0 | 0
F7_Industrial_Stone, Clay, and Glass_Existing_Space Heating_Natural Gas_Space Heating - Heat Recovery Ventilator_A_Achievable Economic RVT Potential | F7 | Industrial | Stone, Clay, and Glass | Existing | Space Heating | Natural Gas | Space Heating - Heat Recovery Ventilator | A | Cumulative Energy Savings (MWh or mTherms) | Achievable Economic RVT Potential | 0 | 0 | 0 | 0 | 0 | 0 | 0 | 0 | 0 | 0 | 0 | 0 | 0 | 0 | 0 | 0 | 0 | 0 | 0 | 0 | 0 | 0 | 0
F8_Industrial_Stone, Clay, and Glass_Existing_Space Heating_Natural Gas_Space Heating - Heat Recovery Ventilator_A_Achievable Economic RVT Potential | F8 | Industrial | Stone, Clay, and Glass | Existing | Space Heating | Natural Gas | Space Heating - Heat Recovery Ventilator | A | Cumulative Summer Peak Savings (MW) | Achievable Economic RVT Potential | 0 | 0 | 0 | 0 | 0 | 0 | 0 | 0 | 0 | 0 | 0 | 0 | 0 | 0 | 0 | 0 | 0 | 0 | 0 | 0 | 0 | 0 | 0
F9_Industrial_Stone, Clay, and Glass_Existing_Space Heating_Natural Gas_Space Heating - Heat Recovery Ventilator_A_Achievable Economic RVT Potential | F9 | Industrial | Stone, Clay, and Glass | Existing | Space Heating | Natural Gas | Space Heating - Heat Recovery Ventilator | A | Cumulative Winter Peak Savings (MW) | Achievable Economic RVT Potential | 0 | 0 | 0 | 0 | 0 | 0 | 0 | 0 | 0 | 0 | 0 | 0 | 0 | 0 | 0 | 0 | 0 | 0 | 0 | 0 | 0 | 0 | 0
F10_Industrial_Stone, Clay, and Glass_Existing_Space Heating_Natural Gas_Space Heating - Heat Recovery Ventilator_A_Achievable Economic RVT Potential | F10 | Industrial | Stone, Clay, and Glass | Existing | Space Heating | Natural Gas | Space Heating - Heat Recovery Ventilator | A | Purchases (Incremental) | Achievable Economic RVT Potential | 0 | 0 | 0 | 0 | 0 | 0 | 0 | 0 | 0 | 0 | 0 | 0 | 0 | 0 | 0 | 0 | 0 | 0 | 0 | 0 | 0 | 0 | 0
F11_Industrial_Stone, Clay, and Glass_Existing_Space Heating_Natural Gas_Space Heating - Heat Recovery Ventilator_A_Achievable Economic RVT Potential | F11 | Industrial | Stone, Clay, and Glass | Existing | Space Heating | Natural Gas | Space Heating - Heat Recovery Ventilator | A | Purchases (Cumulative) | Achievable Economic RVT Potential | 0 | 0 | 0 | 0 | 0 | 0 | 0 | 0 | 0 | 0 | 0 | 0 | 0 | 0 | 0 | 0 | 0 | 0 | 0 | 0 | 0 | 0 | 0
F1_Industrial_Stone, Clay, and Glass_Existing_Space Heating_Natural Gas_Thermostat - Programmable_A_Achievable Economic RVT Potential | F1 | Industrial | Stone, Clay, and Glass | Existing | Space Heating | Natural Gas | Thermostat - Programmable | A | Integrated Unit Energy Savings (kWh or therms) | Achievable Economic RVT Potential | 0 | 0 | 0.0064495 | 0.0064181 | 0.0063841 | 0.0063467 | 0.006305 | 0.0062581 | 0.0062053 | 0.0061462 | 0.0060809 | 0.0060099 | 0.0059343 | 0.0058554 | 0.005775 | 0.005695 | 0.0056173 | 0.0055458 | 0.0054815 | 0.0054241 | 0.0053728 | 0.0053261 | 0
F2_Industrial_Stone, Clay, and Glass_Existing_Space Heating_Natural Gas_Thermostat - Programmable_A_Achievable Economic RVT Potential | F2 | Industrial | Stone, Clay, and Glass | Existing | Space Heating | Natural Gas | Thermostat - Programmable | A | Integrated Unit Summer Peak Savings (kW) | Achievable Economic RVT Potential | 0 | 0 | 0 | 0 | 0 | 0 | 0 | 0 | 0 | 0 | 0 | 0 | 0 | 0 | 0 | 0 | 0 | 0 | 0 | 0 | 0 | 0 | 0
F3_Industrial_Stone, Clay, and Glass_Existing_Space Heating_Natural Gas_Thermostat - Programmable_A_Achievable Economic RVT Potential | F3 | Industrial | Stone, Clay, and Glass | Existing | Space Heating | Natural Gas | Thermostat - Programmable | A | Integrated Unit Winter Peak Savings (kW) | Achievable Economic RVT Potential | 0 | 0 | 0 | 0 | 0 | 0 | 0 | 0 | 0 | 0 | 0 | 0 | 0 | 0 | 0 | 0 | 0 | 0 | 0 | 0 | 0 | 0 | 0
F4_Industrial_Stone, Clay, and Glass_Existing_Space Heating_Natural Gas_Thermostat - Programmable_A_Achievable Economic RVT Potential | F4 | Industrial | Stone, Clay, and Glass | Existing | Space Heating | Natural Gas | Thermostat - Programmable | A | Incremental Energy Savings (MWh or mTherms) | Achievable Economic RVT Potential | 0 | 0 | 0 | 0 | 0 | 0 | 0 | 0 | 0 | 0 | 0 | 0 | 0 | 0 | 0 | 0 | 0 | 0 | 0 | 0 | 0 | 0 | 0
F5_Industrial_Stone, Clay, and Glass_Existing_Space Heating_Natural Gas_Thermostat - Programmable_A_Achievable Economic RVT Potential | F5 | Industrial | Stone, Clay, and Glass | Existing | Space Heating | Natural Gas | Thermostat - Programmable | A | Incremental Summer Peak Savings (MW) | Achievable Economic RVT Potential | 0 | 0 | 0 | 0 | 0 | 0 | 0 | 0 | 0 | 0 | 0 | 0 | 0 | 0 | 0 | 0 | 0 | 0 | 0 | 0 | 0 | 0 | 0
F6_Industrial_Stone, Clay, and Glass_Existing_Space Heating_Natural Gas_Thermostat - Programmable_A_Achievable Economic RVT Potential | F6 | Industrial | Stone, Clay, and Glass | Existing | Space Heating | Natural Gas | Thermostat - Programmable | A | Incremental Winter Peak Savings (MW) | Achievable Economic RVT Potential | 0 | 0 | 0 | 0 | 0 | 0 | 0 | 0 | 0 | 0 | 0 | 0 | 0 | 0 | 0 | 0 | 0 | 0 | 0 | 0 | 0 | 0 | 0
F7_Industrial_Stone, Clay, and Glass_Existing_Space Heating_Natural Gas_Thermostat - Programmable_A_Achievable Economic RVT Potential | F7 | Industrial | Stone, Clay, and Glass | Existing | Space Heating | Natural Gas | Thermostat - Programmable | A | Cumulative Energy Savings (MWh or mTherms) | Achievable Economic RVT Potential | 0 | 0 | 0 | 0 | 0 | 0 | 0 | 0 | 0 | 0 | 0 | 0 | 0 | 0 | 0 | 0 | 0 | 0 | 0 | 0 | 0 | 0 | 0
F8_Industrial_Stone, Clay, and Glass_Existing_Space Heating_Natural Gas_Thermostat - Programmable_A_Achievable Economic RVT Potential | F8 | Industrial | Stone, Clay, and Glass | Existing | Space Heating | Natural Gas | Thermostat - Programmable | A | Cumulative Summer Peak Savings (MW) | Achievable Economic RVT Potential | 0 | 0 | 0 | 0 | 0 | 0 | 0 | 0 | 0 | 0 | 0 | 0 | 0 | 0 | 0 | 0 | 0 | 0 | 0 | 0 | 0 | 0 | 0
F9_Industrial_Stone, Clay, and Glass_Existing_Space Heating_Natural Gas_Thermostat - Programmable_A_Achievable Economic RVT Potential | F9 | Industrial | Stone, Clay, and Glass | Existing | Space Heating | Natural Gas | Thermostat - Programmable | A | Cumulative Winter Peak Savings (MW) | Achievable Economic RVT Potential | 0 | 0 | 0 | 0 | 0 | 0 | 0 | 0 | 0 | 0 | 0 | 0 | 0 | 0 | 0 | 0 | 0 | 0 | 0 | 0 | 0 | 0 | 0
F10_Industrial_Stone, Clay, and Glass_Existing_Space Heating_Natural Gas_Thermostat - Programmable_A_Achievable Economic RVT Potential | F10 | Industrial | Stone, Clay, and Glass | Existing | Space Heating | Natural Gas | Thermostat - Programmable | A | Purchases (Incremental) | Achievable Economic RVT Potential | 0 | 0 | 0 | 0 | 0 | 0 | 0 | 0 | 0 | 0 | 0 | 0 | 0 | 0 | 0 | 0 | 0 | 0 | 0 | 0 | 0 | 0 | 0
F11_Industrial_Stone, Clay, and Glass_Existing_Space Heating_Natural Gas_Thermostat - Programmable_A_Achievable Economic RVT Potential | F11 | Industrial | Stone, Clay, and Glass | Existing | Space Heating | Natural Gas | Thermostat - Programmable | A | Purchases (Cumulative) | Achievable Economic RVT Potential | 0 | 0 | 0 | 0 | 0 | 0 | 0 | 0 | 0 | 0 | 0 | 0 | 0 | 0 | 0 | 0 | 0 | 0 | 0 | 0 | 0 | 0 | 0
F1_Industrial_Stone, Clay, and Glass_Existing_Space Heating_Natural Gas_ENERGY STAR Connected Thermostat_A_Achievable Economic RVT Potential | F1 | Industrial | Stone, Clay, and Glass | Existing | Space Heating | Natural Gas | ENERGY STAR Connected Thermostat | A | Integrated Unit Energy Savings (kWh or therms) | Achievable Economic RVT Potential | 0 | 0 | 0.01559 | 0.015514 | 0.015432 | 0.015341 | 0.015239 | 0.015124 | 0.014994 | 0.014848 | 0.014687 | 0.014512 | 0.014324 | 0.014129 | 0.01393 | 0.013732 | 0.013541 | 0.013365 | 0.013207 | 0.013067 | 0.012941 | 0.012827 | 0
F2_Industrial_Stone, Clay, and Glass_Existing_Space Heating_Natural Gas_ENERGY STAR Connected Thermostat_A_Achievable Economic RVT Potential | F2 | Industrial | Stone, Clay, and Glass | Existing | Space Heating | Natural Gas | ENERGY STAR Connected Thermostat | A | Integrated Unit Summer Peak Savings (kW) | Achievable Economic RVT Potential | 0 | 0 | 0 | 0 | 0 | 0 | 0 | 0 | 0 | 0 | 0 | 0 | 0 | 0 | 0 | 0 | 0 | 0 | 0 | 0 | 0 | 0 | 0
F3_Industrial_Stone, Clay, and Glass_Existing_Space Heating_Natural Gas_ENERGY STAR Connected Thermostat_A_Achievable Economic RVT Potential | F3 | Industrial | Stone, Clay, and Glass | Existing | Space Heating | Natural Gas | ENERGY STAR Connected Thermostat | A | Integrated Unit Winter Peak Savings (kW) | Achievable Economic RVT Potential | 0 | 0 | 0 | 0 | 0 | 0 | 0 | 0 | 0 | 0 | 0 | 0 | 0 | 0 | 0 | 0 | 0 | 0 | 0 | 0 | 0 | 0 | 0
F4_Industrial_Stone, Clay, and Glass_Existing_Space Heating_Natural Gas_ENERGY STAR Connected Thermostat_A_Achievable Economic RVT Potential | F4 | Industrial | Stone, Clay, and Glass | Existing | Space Heating | Natural Gas | ENERGY STAR Connected Thermostat | A | Incremental Energy Savings (MWh or mTherms) | Achievable Economic RVT Potential | 0 | 0 | 0 | 0 | 0 | 0 | 0 | 0 | 0 | 0 | 0 | 0 | 0 | 0 | 0 | 0 | 0 | 0 | 0 | 0 | 0 | 0 | 0
F5_Industrial_Stone, Clay, and Glass_Existing_Space Heating_Natural Gas_ENERGY STAR Connected Thermostat_A_Achievable Economic RVT Potential | F5 | Industrial | Stone, Clay, and Glass | Existing | Space Heating | Natural Gas | ENERGY STAR Connected Thermostat | A | Incremental Summer Peak Savings (MW) | Achievable Economic RVT Potential | 0 | 0 | 0 | 0 | 0 | 0 | 0 | 0 | 0 | 0 | 0 | 0 | 0 | 0 | 0 | 0 | 0 | 0 | 0 | 0 | 0 | 0 | 0
F6_Industrial_Stone, Clay, and Glass_Existing_Space Heating_Natural Gas_ENERGY STAR Connected Thermostat_A_Achievable Economic RVT Potential | F6 | Industrial | Stone, Clay, and Glass | Existing | Space Heating | Natural Gas | ENERGY STAR Connected Thermostat | A | Incremental Winter Peak Savings (MW) | Achievable Economic RVT Potential | 0 | 0 | 0 | 0 | 0 | 0 | 0 | 0 | 0 | 0 | 0 | 0 | 0 | 0 | 0 | 0 | 0 | 0 | 0 | 0 | 0 | 0 | 0
F7_Industrial_Stone, Clay, and Glass_Existing_Space Heating_Natural Gas_ENERGY STAR Connected Thermostat_A_Achievable Economic RVT Potential | F7 | Industrial | Stone, Clay, and Glass | Existing | Space Heating | Natural Gas | ENERGY STAR Connected Thermostat | A | Cumulative Energy Savings (MWh or mTherms) | Achievable Economic RVT Potential | 0 | 0 | 0 | 0 | 0 | 0 | 0 | 0 | 0 | 0 | 0 | 0 | 0 | 0 | 0 | 0 | 0 | 0 | 0 | 0 | 0 | 0 | 0
F8_Industrial_Stone, Clay, and Glass_Existing_Space Heating_Natural Gas_ENERGY STAR Connected Thermostat_A_Achievable Economic RVT Potential | F8 | Industrial | Stone, Clay, and Glass | Existing | Space Heating | Natural Gas | ENERGY STAR Connected Thermostat | A | Cumulative Summer Peak Savings (MW) | Achievable Economic RVT Potential | 0 | 0 | 0 | 0 | 0 | 0 | 0 | 0 | 0 | 0 | 0 | 0 | 0 | 0 | 0 | 0 | 0 | 0 | 0 | 0 | 0 | 0 | 0
F9_Industrial_Stone, Clay, and Glass_Existing_Space Heating_Natural Gas_ENERGY STAR Connected Thermostat_A_Achievable Economic RVT Potential | F9 | Industrial | Stone, Clay, and Glass | Existing | Space Heating | Natural Gas | ENERGY STAR Connected Thermostat | A | Cumulative Winter Peak Savings (MW) | Achievable Economic RVT Potential | 0 | 0 | 0 | 0 | 0 | 0 | 0 | 0 | 0 | 0 | 0 | 0 | 0 | 0 | 0 | 0 | 0 | 0 | 0 | 0 | 0 | 0 | 0
F10_Industrial_Stone, Clay, and Glass_Existing_Space Heating_Natural Gas_ENERGY STAR Connected Thermostat_A_Achievable Economic RVT Potential | F10 | Industrial | Stone, Clay, and Glass | Existing | Space Heating | Natural Gas | ENERGY STAR Connected Thermostat | A | Purchases (Incremental) | Achievable Economic RVT Potential | 0 | 0 | 0 | 0 | 0 | 0 | 0 | 0 | 0 | 0 | 0 | 0 | 0 | 0 | 0 | 0 | 0 | 0 | 0 | 0 | 0 | 0 | 0
F11_Industrial_Stone, Clay, and Glass_Existing_Space Heating_Natural Gas_ENERGY STAR Connected Thermostat_A_Achievable Economic RVT Potential | F11 | Industrial | Stone, Clay, and Glass | Existing | Space Heating | Natural Gas | ENERGY STAR Connected Thermostat | A | Purchases (Cumulative) | Achievable Economic RVT Potential | 0 | 0 | 0 | 0 | 0 | 0 | 0 | 0 | 0 | 0 | 0 | 0 | 0 | 0 | 0 | 0 | 0 | 0 | 0 | 0 | 0 | 0 | 0
F1_Industrial_Stone, Clay, and Glass_Existing_Space Heating_Natural Gas_Destratification Fans (HVLS)_A_Achievable Economic RVT Potential | F1 | Industrial | Stone, Clay, and Glass | Existing | Space Heating | Natural Gas | Destratification Fans (HVLS) | A | Integrated Unit Energy Savings (kWh or therms) | Achievable Economic RVT Potential | 0 | 0 | 0.01559 | 0.015514 | 0.015432 | 0.015341 | 0.015239 | 0.015124 | 0.014994 | 0.014848 | 0.014687 | 0.014512 | 0.014324 | 0.014129 | 0.01393 | 0.013732 | 0.013541 | 0.013365 | 0.013207 | 0.013067 | 0.012941 | 0.012827 | 0
F2_Industrial_Stone, Clay, and Glass_Existing_Space Heating_Natural Gas_Destratification Fans (HVLS)_A_Achievable Economic RVT Potential | F2 | Industrial | Stone, Clay, and Glass | Existing | Space Heating | Natural Gas | Destratification Fans (HVLS) | A | Integrated Unit Summer Peak Savings (kW) | Achievable Economic RVT Potential | 0 | 0 | 0 | 0 | 0 | 0 | 0 | 0 | 0 | 0 | 0 | 0 | 0 | 0 | 0 | 0 | 0 | 0 | 0 | 0 | 0 | 0 | 0
F3_Industrial_Stone, Clay, and Glass_Existing_Space Heating_Natural Gas_Destratification Fans (HVLS)_A_Achievable Economic RVT Potential | F3 | Industrial | Stone, Clay, and Glass | Existing | Space Heating | Natural Gas | Destratification Fans (HVLS) | A | Integrated Unit Winter Peak Savings (kW) | Achievable Economic RVT Potential | 0 | 0 | 0 | 0 | 0 | 0 | 0 | 0 | 0 | 0 | 0 | 0 | 0 | 0 | 0 | 0 | 0 | 0 | 0 | 0 | 0 | 0 | 0
F4_Industrial_Stone, Clay, and Glass_Existing_Space Heating_Natural Gas_Destratification Fans (HVLS)_A_Achievable Economic RVT Potential | F4 | Industrial | Stone, Clay, and Glass | Existing | Space Heating | Natural Gas | Destratification Fans (HVLS) | A | Incremental Energy Savings (MWh or mTherms) | Achievable Economic RVT Potential | 0 | 0 | 0 | 0 | 0 | 0 | 0 | 0 | 0 | 0 | 0 | 0 | 0 | 0 | 0 | 0 | 0 | 0 | 0 | 0 | 0 | 0 | 0
F5_Industrial_Stone, Clay, and Glass_Existing_Space Heating_Natural Gas_Destratification Fans (HVLS)_A_Achievable Economic RVT Potential | F5 | Industrial | Stone, Clay, and Glass | Existing | Space Heating | Natural Gas | Destratification Fans (HVLS) | A | Incremental Summer Peak Savings (MW) | Achievable Economic RVT Potential | 0 | 0 | 0 | 0 | 0 | 0 | 0 | 0 | 0 | 0 | 0 | 0 | 0 | 0 | 0 | 0 | 0 | 0 | 0 | 0 | 0 | 0 | 0
F6_Industrial_Stone, Clay, and Glass_Existing_Space Heating_Natural Gas_Destratification Fans (HVLS)_A_Achievable Economic RVT Potential | F6 | Industrial | Stone, Clay, and Glass | Existing | Space Heating | Natural Gas | Destratification Fans (HVLS) | A | Incremental Winter Peak Savings (MW) | Achievable Economic RVT Potential | 0 | 0 | 0 | 0 | 0 | 0 | 0 | 0 | 0 | 0 | 0 | 0 | 0 | 0 | 0 | 0 | 0 | 0 | 0 | 0 | 0 | 0 | 0
F7_Industrial_Stone, Clay, and Glass_Existing_Space Heating_Natural Gas_Destratification Fans (HVLS)_A_Achievable Economic RVT Potential | F7 | Industrial | Stone, Clay, and Glass | Existing | Space Heating | Natural Gas | Destratification Fans (HVLS) | A | Cumulative Energy Savings (MWh or mTherms) | Achievable Economic RVT Potential | 0 | 0 | 0 | 0 | 0 | 0 | 0 | 0 | 0 | 0 | 0 | 0 | 0 | 0 | 0 | 0 | 0 | 0 | 0 | 0 | 0 | 0 | 0
F8_Industrial_Stone, Clay, and Glass_Existing_Space Heating_Natural Gas_Destratification Fans (HVLS)_A_Achievable Economic RVT Potential | F8 | Industrial | Stone, Clay, and Glass | Existing | Space Heating | Natural Gas | Destratification Fans (HVLS) | A | Cumulative Summer Peak Savings (MW) | Achievable Economic RVT Potential | 0 | 0 | 0 | 0 | 0 | 0 | 0 | 0 | 0 | 0 | 0 | 0 | 0 | 0 | 0 | 0 | 0 | 0 | 0 | 0 | 0 | 0 | 0
F9_Industrial_Stone, Clay, and Glass_Existing_Space Heating_Natural Gas_Destratification Fans (HVLS)_A_Achievable Economic RVT Potential | F9 | Industrial | Stone, Clay, and Glass | Existing | Space Heating | Natural Gas | Destratification Fans (HVLS) | A | Cumulative Winter Peak Savings (MW) | Achievable Economic RVT Potential | 0 | 0 | 0 | 0 | 0 | 0 | 0 | 0 | 0 | 0 | 0 | 0 | 0 | 0 | 0 | 0 | 0 | 0 | 0 | 0 | 0 | 0 | 0
F10_Industrial_Stone, Clay, and Glass_Existing_Space Heating_Natural Gas_Destratification Fans (HVLS)_A_Achievable Economic RVT Potential | F10 | Industrial | Stone, Clay, and Glass | Existing | Space Heating | Natural Gas | Destratification Fans (HVLS) | A | Purchases (Incremental) | Achievable Economic RVT Potential | 0 | 0 | 0 | 0 | 0 | 0 | 0 | 0 | 0 | 0 | 0 | 0 | 0 | 0 | 0 | 0 | 0 | 0 | 0 | 0 | 0 | 0 | 0
F11_Industrial_Stone, Clay, and Glass_Existing_Space Heating_Natural Gas_Destratification Fans (HVLS)_A_Achievable Economic RVT Potential | F11 | Industrial | Stone, Clay, and Glass | Existing | Space Heating | Natural Gas | Destratification Fans (HVLS) | A | Purchases (Cumulative) | Achievable Economic RVT Potential | 0 | 0 | 0 | 0 | 0 | 0 | 0 | 0 | 0 | 0 | 0 | 0 | 0 | 0 | 0 | 0 | 0 | 0 | 0 | 0 | 0 | 0 | 0
F1_Industrial_Stone, Clay, and Glass_Existing_Space Heating_Natural Gas_Gas Boiler - Insulate Steam Lines/Condensate Tank_A_Achievable Economic RVT Potential | F1 | Industrial | Stone, Clay, and Glass | Existing | Space Heating | Natural Gas | Gas Boiler - Insulate Steam Lines/Condensate Tank | A | Integrated Unit Energy Savings (kWh or therms) | Achievable Economic RVT Potential | 0 | 0 | 76.7828 | 76.4134 | 76.0163 | 75.5819 | 75.0983 | 74.5536 | 73.9383 | 73.2458 | 72.4769 | 71.6378 | 70.7407 | 69.8024 | 68.8444 | 67.891 | 66.965 | 66.1143 | 65.3482 | 64.6667 | 64.0591 | 63.5083 | 0
F2_Industrial_Stone, Clay, and Glass_Existing_Space Heating_Natural Gas_Gas Boiler - Insulate Steam Lines/Condensate Tank_A_Achievable Economic RVT Potential | F2 | Industrial | Stone, Clay, and Glass | Existing | Space Heating | Natural Gas | Gas Boiler - Insulate Steam Lines/Condensate Tank | A | Integrated Unit Summer Peak Savings (kW) | Achievable Economic RVT Potential | 0 | 0 | 0 | 0 | 0 | 0 | 0 | 0 | 0 | 0 | 0 | 0 | 0 | 0 | 0 | 0 | 0 | 0 | 0 | 0 | 0 | 0 | 0
F3_Industrial_Stone, Clay, and Glass_Existing_Space Heating_Natural Gas_Gas Boiler - Insulate Steam Lines/Condensate Tank_A_Achievable Economic RVT Potential | F3 | Industrial | Stone, Clay, and Glass | Existing | Space Heating | Natural Gas | Gas Boiler - Insulate Steam Lines/Condensate Tank | A | Integrated Unit Winter Peak Savings (kW) | Achievable Economic RVT Potential | 0 | 0 | 0 | 0 | 0 | 0 | 0 | 0 | 0 | 0 | 0 | 0 | 0 | 0 | 0 | 0 | 0 | 0 | 0 | 0 | 0 | 0 | 0
F4_Industrial_Stone, Clay, and Glass_Existing_Space Heating_Natural Gas_Gas Boiler - Insulate Steam Lines/Condensate Tank_A_Achievable Economic RVT Potential | F4 | Industrial | Stone, Clay, and Glass | Existing | Space Heating | Natural Gas | Gas Boiler - Insulate Steam Lines/Condensate Tank | A | Incremental Energy Savings (MWh or mTherms) | Achievable Economic RVT Potential | 0 | 0 | 0.0050168 | 0.0049065 | 0.0047969 | 0.0046872 | 0.004577 | 0.0044654 | 0.0043522 | 0.0042371 | 0.0041203 | 0.0040024 | 0.0038842 | 0.0037666 | 0.0036508 | 0.0035382 | 0.0034298 | 0.0033278 | 0.0032325 | 0.0031437 | 0.0030604 | 0.0029818 | 0
F5_Industrial_Stone, Clay, and Glass_Existing_Space Heating_Natural Gas_Gas Boiler - Insulate Steam Lines/Condensate Tank_A_Achievable Economic RVT Potential | F5 | Industrial | Stone, Clay, and Glass | Existing | Space Heating | Natural Gas | Gas Boiler - Insulate Steam Lines/Condensate Tank | A | Incremental Summer Peak Savings (MW) | Achievable Economic RVT Potential | 0 | 0 | 0 | 0 | 0 | 0 | 0 | 0 | 0 | 0 | 0 | 0 | 0 | 0 | 0 | 0 | 0 | 0 | 0 | 0 | 0 | 0 | 0
F6_Industrial_Stone, Clay, and Glass_Existing_Space Heating_Natural Gas_Gas Boiler - Insulate Steam Lines/Condensate Tank_A_Achievable Economic RVT Potential | F6 | Industrial | Stone, Clay, and Glass | Existing | Space Heating | Natural Gas | Gas Boiler - Insulate Steam Lines/Condensate Tank | A | Incremental Winter Peak Savings (MW) | Achievable Economic RVT Potential | 0 | 0 | 0 | 0 | 0 | 0 | 0 | 0 | 0 | 0 | 0 | 0 | 0 | 0 | 0 | 0 | 0 | 0 | 0 | 0 | 0 | 0 | 0
F7_Industrial_Stone, Clay, and Glass_Existing_Space Heating_Natural Gas_Gas Boiler - Insulate Steam Lines/Condensate Tank_A_Achievable Economic RVT Potential | F7 | Industrial | Stone, Clay, and Glass | Existing | Space Heating | Natural Gas | Gas Boiler - Insulate Steam Lines/Condensate Tank | A | Cumulative Energy Savings (MWh or mTherms) | Achievable Economic RVT Potential | 0 | 0 | 0.0050168 | 0.0098992 | 0.014645 | 0.019248 | 0.023702 | 0.027995 | 0.032117 | 0.036053 | 0.039795 | 0.043337 | 0.046678 | 0.049825 | 0.052792 | 0.0556 | 0.058271 | 0.060858 | 0.063386 | 0.065868 | 0.06831 | 0.070704 | 0
F8_Industrial_Stone, Clay, and Glass_Existing_Space Heating_Natural Gas_Gas Boiler - Insulate Steam Lines/Condensate Tank_A_Achievable Economic RVT Potential | F8 | Industrial | Stone, Clay, and Glass | Existing | Space Heating | Natural Gas | Gas Boiler - Insulate Steam Lines/Condensate Tank | A | Cumulative Summer Peak Savings (MW) | Achievable Economic RVT Potential | 0 | 0 | 0 | 0 | 0 | 0 | 0 | 0 | 0 | 0 | 0 | 0 | 0 | 0 | 0 | 0 | 0 | 0 | 0 | 0 | 0 | 0 | 0
F9_Industrial_Stone, Clay, and Glass_Existing_Space Heating_Natural Gas_Gas Boiler - Insulate Steam Lines/Condensate Tank_A_Achievable Economic RVT Potential | F9 | Industrial | Stone, Clay, and Glass | Existing | Space Heating | Natural Gas | Gas Boiler - Insulate Steam Lines/Condensate Tank | A | Cumulative Winter Peak Savings (MW) | Achievable Economic RVT Potential | 0 | 0 | 0 | 0 | 0 | 0 | 0 | 0 | 0 | 0 | 0 | 0 | 0 | 0 | 0 | 0 | 0 | 0 | 0 | 0 | 0 | 0 | 0
F10_Industrial_Stone, Clay, and Glass_Existing_Space Heating_Natural Gas_Gas Boiler - Insulate Steam Lines/Condensate Tank_A_Achievable Economic RVT Potential | F10 | Industrial | Stone, Clay, and Glass | Existing | Space Heating | Natural Gas | Gas Boiler - Insulate Steam Lines/Condensate Tank | A | Purchases (Incremental) | Achievable Economic RVT Potential | 0 | 0 | 0.065337 | 0.064211 | 0.063103 | 0.062015 | 0.060946 | 0.059895 | 0.058863 | 0.057848 | 0.05685 | 0.05587 | 0.054907 | 0.05396 | 0.05303 | 0.052116 | 0.051217 | 0.050334 | 0.049466 | 0.048613 | 0.047775 | 0.046952 | 0
F11_Industrial_Stone, Clay, and Glass_Existing_Space Heating_Natural Gas_Gas Boiler - Insulate Steam Lines/Condensate Tank_A_Achievable Economic RVT Potential | F11 | Industrial | Stone, Clay, and Glass | Existing | Space Heating | Natural Gas | Gas Boiler - Insulate Steam Lines/Condensate Tank | A | Purchases (Cumulative) | Achievable Economic RVT Potential | 0 | 0 | 0.065337 | 0.12955 | 0.19265 | 0.25467 | 0.31561 | 0.37551 | 0.43437 | 0.49222 | 0.54907 | 0.60494 | 0.65985 | 0.71381 | 0.76684 | 0.81895 | 0.87017 | 0.9205 | 0.96997 | 1.0186 | 1.0664 | 1.1133 | 0
F1_Industrial_Stone, Clay, and Glass_Existing_Process_Natural Gas_Gas Boiler - Insulate Steam Lines/Condensate Tank_A_Achievable Economic RVT Potential | F1 | Industrial | Stone, Clay, and Glass | Existing | Process | Natural Gas | Gas Boiler - Insulate Steam Lines/Condensate Tank | A | Integrated Unit Energy Savings (kWh or therms) | Achievable Economic RVT Potential | 0 | 0 | 45.4013 | 45.2105 | 45.0168 | 44.8201 | 44.6205 | 44.4323 | 44.2673 | 44.1207 | 43.9887 | 43.8681 | 43.7565 | 43.6519 | 43.5527 | 43.4575 | 43.3652 | 43.2749 | 43.1969 | 43.1176 | 43.0371 | 42.9553 | 0
F2_Industrial_Stone, Clay, and Glass_Existing_Process_Natural Gas_Gas Boiler - Insulate Steam Lines/Condensate Tank_A_Achievable Economic RVT Potential | F2 | Industrial | Stone, Clay, and Glass | Existing | Process | Natural Gas | Gas Boiler - Insulate Steam Lines/Condensate Tank | A | Integrated Unit Summer Peak Savings (kW) | Achievable Economic RVT Potential | 0 | 0 | 0 | 0 | 0 | 0 | 0 | 0 | 0 | 0 | 0 | 0 | 0 | 0 | 0 | 0 | 0 | 0 | 0 | 0 | 0 | 0 | 0
F3_Industrial_Stone, Clay, and Glass_Existing_Process_Natural Gas_Gas Boiler - Insulate Steam Lines/Condensate Tank_A_Achievable Economic RVT Potential | F3 | Industrial | Stone, Clay, and Glass | Existing | Process | Natural Gas | Gas Boiler - Insulate Steam Lines/Condensate Tank | A | Integrated Unit Winter Peak Savings (kW) | Achievable Economic RVT Potential | 0 | 0 | 0 | 0 | 0 | 0 | 0 | 0 | 0 | 0 | 0 | 0 | 0 | 0 | 0 | 0 | 0 | 0 | 0 | 0 | 0 | 0 | 0
F4_Industrial_Stone, Clay, and Glass_Existing_Process_Natural Gas_Gas Boiler - Insulate Steam Lines/Condensate Tank_A_Achievable Economic RVT Potential | F4 | Industrial | Stone, Clay, and Glass | Existing | Process | Natural Gas | Gas Boiler - Insulate Steam Lines/Condensate Tank | A | Incremental Energy Savings (MWh or mTherms) | Achievable Economic RVT Potential | 0 | 0 | 0.032888 | 0.032186 | 0.031495 | 0.030817 | 0.030151 | 0.029506 | 0.02889 | 0.028297 | 0.027726 | 0.027174 | 0.026637 | 0.026115 | 0.025607 | 0.02511 | 0.024625 | 0.02415 | 0.023691 | 0.02324 | 0.022796 | 0.022361 | 0
F5_Industrial_Stone, Clay, and Glass_Existing_Process_Natural Gas_Gas Boiler - Insulate Steam Lines/Condensate Tank_A_Achievable Economic RVT Potential | F5 | Industrial | Stone, Clay, and Glass | Existing | Process | Natural Gas | Gas Boiler - Insulate Steam Lines/Condensate Tank | A | Incremental Summer Peak Savings (MW) | Achievable Economic RVT Potential | 0 | 0 | 0 | 0 | 0 | 0 | 0 | 0 | 0 | 0 | 0 | 0 | 0 | 0 | 0 | 0 | 0 | 0 | 0 | 0 | 0 | 0 | 0
F6_Industrial_Stone, Clay, and Glass_Existing_Process_Natural Gas_Gas Boiler - Insulate Steam Lines/Condensate Tank_A_Achievable Economic RVT Potential | F6 | Industrial | Stone, Clay, and Glass | Existing | Process | Natural Gas | Gas Boiler - Insulate Steam Lines/Condensate Tank | A | Incremental Winter Peak Savings (MW) | Achievable Economic RVT Potential | 0 | 0 | 0 | 0 | 0 | 0 | 0 | 0 | 0 | 0 | 0 | 0 | 0 | 0 | 0 | 0 | 0 | 0 | 0 | 0 | 0 | 0 | 0
F7_Industrial_Stone, Clay, and Glass_Existing_Process_Natural Gas_Gas Boiler - Insulate Steam Lines/Condensate Tank_A_Achievable Economic RVT Potential | F7 | Industrial | Stone, Clay, and Glass | Existing | Process | Natural Gas | Gas Boiler - Insulate Steam Lines/Condensate Tank | A | Cumulative Energy Savings (MWh or mTherms) | Achievable Economic RVT Potential | 0 | 0 | 0.032888 | 0.064936 | 0.096153 | 0.12655 | 0.15614 | 0.18498 | 0.21319 | 0.24078 | 0.26778 | 0.29422 | 0.32011 | 0.34546 | 0.37028 | 0.39458 | 0.41837 | 0.44165 | 0.46454 | 0.48693 | 0.50882 | 0.53021 | 0
F8_Industrial_Stone, Clay, and Glass_Existing_Process_Natural Gas_Gas Boiler - Insulate Steam Lines/Condensate Tank_A_Achievable Economic RVT Potential | F8 | Industrial | Stone, Clay, and Glass | Existing | Process | Natural Gas | Gas Boiler - Insulate Steam Lines/Condensate Tank | A | Cumulative Summer Peak Savings (MW) | Achievable Economic RVT Potential | 0 | 0 | 0 | 0 | 0 | 0 | 0 | 0 | 0 | 0 | 0 | 0 | 0 | 0 | 0 | 0 | 0 | 0 | 0 | 0 | 0 | 0 | 0
F9_Industrial_Stone, Clay, and Glass_Existing_Process_Natural Gas_Gas Boiler - Insulate Steam Lines/Condensate Tank_A_Achievable Economic RVT Potential | F9 | Industrial | Stone, Clay, and Glass | Existing | Process | Natural Gas | Gas Boiler - Insulate Steam Lines/Condensate Tank | A | Cumulative Winter Peak Savings (MW) | Achievable Economic RVT Potential | 0 | 0 | 0 | 0 | 0 | 0 | 0 | 0 | 0 | 0 | 0 | 0 | 0 | 0 | 0 | 0 | 0 | 0 | 0 | 0 | 0 | 0 | 0
F10_Industrial_Stone, Clay, and Glass_Existing_Process_Natural Gas_Gas Boiler - Insulate Steam Lines/Condensate Tank_A_Achievable Economic RVT Potential | F10 | Industrial | Stone, Clay, and Glass | Existing | Process | Natural Gas | Gas Boiler - Insulate Steam Lines/Condensate Tank | A | Purchases (Incremental) | Achievable Economic RVT Potential | 0 | 0 | 0.7244 | 0.71191 | 0.69963 | 0.68757 | 0.67571 | 0.66406 | 0.65261 | 0.64136 | 0.6303 | 0.61944 | 0.60876 | 0.59826 | 0.58795 | 0.57781 | 0.56785 | 0.55806 | 0.54844 | 0.53898 | 0.52969 | 0.52055 | 0
F11_Industrial_Stone, Clay, and Glass_Existing_Process_Natural Gas_Gas Boiler - Insulate Steam Lines/Condensate Tank_A_Achievable Economic RVT Potential | F11 | Industrial | Stone, Clay, and Glass | Existing | Process | Natural Gas | Gas Boiler - Insulate Steam Lines/Condensate Tank | A | Purchases (Cumulative) | Achievable Economic RVT Potential | 0 | 0 | 0.7244 | 1.4363 | 2.1359 | 2.8235 | 3.4992 | 4.1633 | 4.8159 | 5.4573 | 6.0876 | 6.707 | 7.3158 | 7.914 | 8.502 | 9.0798 | 9.6476 | 10.2057 | 10.7541 | 11.2931 | 11.8228 | 12.3433 | 0
F1_Industrial_Stone, Clay, and Glass_Existing_Space Heating_Natural Gas_Gas Boiler - Insulate Hot Water Lines_A_Achievable Economic RVT Potential | F1 | Industrial | Stone, Clay, and Glass | Existing | Space Heating | Natural Gas | Gas Boiler - Insulate Hot Water Lines | A | Integrated Unit Energy Savings (kWh or therms) | Achievable Economic RVT Potential | 0 | 0 | 86.8101 | 86.4255 | 86.0272 | 85.6121 | 85.1751 | 84.7115 | 84.2188 | 83.695 | 83.1425 | 82.5643 | 81.9634 | 81.3408 | 80.6978 | 80.0366 | 79.3603 | 78.7136 | 78.1011 | 77.5236 | 76.9812 | 76.4748 | 0
F2_Industrial_Stone, Clay, and Glass_Existing_Space Heating_Natural Gas_Gas Boiler - Insulate Hot Water Lines_A_Achievable Economic RVT Potential | F2 | Industrial | Stone, Clay, and Glass | Existing | Space Heating | Natural Gas | Gas Boiler - Insulate Hot Water Lines | A | Integrated Unit Summer Peak Savings (kW) | Achievable Economic RVT Potential | 0 | 0 | 0 | 0 | 0 | 0 | 0 | 0 | 0 | 0 | 0 | 0 | 0 | 0 | 0 | 0 | 0 | 0 | 0 | 0 | 0 | 0 | 0
F3_Industrial_Stone, Clay, and Glass_Existing_Space Heating_Natural Gas_Gas Boiler - Insulate Hot Water Lines_A_Achievable Economic RVT Potential | F3 | Industrial | Stone, Clay, and Glass | Existing | Space Heating | Natural Gas | Gas Boiler - Insulate Hot Water Lines | A | Integrated Unit Winter Peak Savings (kW) | Achievable Economic RVT Potential | 0 | 0 | 0 | 0 | 0 | 0 | 0 | 0 | 0 | 0 | 0 | 0 | 0 | 0 | 0 | 0 | 0 | 0 | 0 | 0 | 0 | 0 | 0
F4_Industrial_Stone, Clay, and Glass_Existing_Space Heating_Natural Gas_Gas Boiler - Insulate Hot Water Lines_A_Achievable Economic RVT Potential | F4 | Industrial | Stone, Clay, and Glass | Existing | Space Heating | Natural Gas | Gas Boiler - Insulate Hot Water Lines | A | Incremental Energy Savings (MWh or mTherms) | Achievable Economic RVT Potential | 0 | 0 | 0.011344 | 0.011099 | 0.010857 | 0.010619 | 0.010382 | 0.010148 | 0.0099147 | 0.0096832 | 0.0094534 | 0.0092258 | 0.0090007 | 0.0087784 | 0.0085588 | 0.0083423 | 0.0081292 | 0.007924 | 0.0077267 | 0.0075374 | 0.0073556 | 0.0071812 | 0
F5_Industrial_Stone, Clay, and Glass_Existing_Space Heating_Natural Gas_Gas Boiler - Insulate Hot Water Lines_A_Achievable Economic RVT Potential | F5 | Industrial | Stone, Clay, and Glass | Existing | Space Heating | Natural Gas | Gas Boiler - Insulate Hot Water Lines | A | Incremental Summer Peak Savings (MW) | Achievable Economic RVT Potential | 0 | 0 | 0 | 0 | 0 | 0 | 0 | 0 | 0 | 0 | 0 | 0 | 0 | 0 | 0 | 0 | 0 | 0 | 0 | 0 | 0 | 0 | 0
F6_Industrial_Stone, Clay, and Glass_Existing_Space Heating_Natural Gas_Gas Boiler - Insulate Hot Water Lines_A_Achievable Economic RVT Potential | F6 | Industrial | Stone, Clay, and Glass | Existing | Space Heating | Natural Gas | Gas Boiler - Insulate Hot Water Lines | A | Incremental Winter Peak Savings (MW) | Achievable Economic RVT Potential | 0 | 0 | 0 | 0 | 0 | 0 | 0 | 0 | 0 | 0 | 0 | 0 | 0 | 0 | 0 | 0 | 0 | 0 | 0 | 0 | 0 | 0 | 0
F7_Industrial_Stone, Clay, and Glass_Existing_Space Heating_Natural Gas_Gas Boiler - Insulate Hot Water Lines_A_Achievable Economic RVT Potential | F7 | Industrial | Stone, Clay, and Glass | Existing | Space Heating | Natural Gas | Gas Boiler - Insulate Hot Water Lines | A | Cumulative Energy Savings (MWh or mTherms) | Achievable Economic RVT Potential | 0 | 0 | 0.011344 | 0.022392 | 0.033146 | 0.043605 | 0.053765 | 0.06362 | 0.073164 | 0.082392 | 0.091302 | 0.099893 | 0.10817 | 0.11612 | 0.12376 | 0.13109 | 0.13811 | 0.14491 | 0.15151 | 0.15793 | 0.16418 | 0.17028 | 0
F8_Industrial_Stone, Clay, and Glass_Existing_Space Heating_Natural Gas_Gas Boiler - Insulate Hot Water Lines_A_Achievable Economic RVT Potential | F8 | Industrial | Stone, Clay, and Glass | Existing | Space Heating | Natural Gas | Gas Boiler - Insulate Hot Water Lines | A | Cumulative Summer Peak Savings (MW) | Achievable Economic RVT Potential | 0 | 0 | 0 | 0 | 0 | 0 | 0 | 0 | 0 | 0 | 0 | 0 | 0 | 0 | 0 | 0 | 0 | 0 | 0 | 0 | 0 | 0 | 0
F9_Industrial_Stone, Clay, and Glass_Existing_Space Heating_Natural Gas_Gas Boiler - Insulate Hot Water Lines_A_Achievable Economic RVT Potential | F9 | Industrial | Stone, Clay, and Glass | Existing | Space Heating | Natural Gas | Gas Boiler - Insulate Hot Water Lines | A | Cumulative Winter Peak Savings (MW) | Achievable Economic RVT Potential | 0 | 0 | 0 | 0 | 0 | 0 | 0 | 0 | 0 | 0 | 0 | 0 | 0 | 0 | 0 | 0 | 0 | 0 | 0 | 0 | 0 | 0 | 0
F10_Industrial_Stone, Clay, and Glass_Existing_Space Heating_Natural Gas_Gas Boiler - Insulate Hot Water Lines_A_Achievable Economic RVT Potential | F10 | Industrial | Stone, Clay, and Glass | Existing | Space Heating | Natural Gas | Gas Boiler - Insulate Hot Water Lines | A | Purchases (Incremental) | Achievable Economic RVT Potential | 0 | 0 | 0.13067 | 0.12842 | 0.12621 | 0.12403 | 0.12189 | 0.11979 | 0.11773 | 0.1157 | 0.1137 | 0.11174 | 0.10981 | 0.10792 | 0.10606 | 0.10423 | 0.10243 | 0.10067 | 0.098933 | 0.097227 | 0.09555 | 0.093903 | 0
F11_Industrial_Stone, Clay, and Glass_Existing_Space Heating_Natural Gas_Gas Boiler - Insulate Hot Water Lines_A_Achievable Economic RVT Potential | F11 | Industrial | Stone, Clay, and Glass | Existing | Space Heating | Natural Gas | Gas Boiler - Insulate Hot Water Lines | A | Purchases (Cumulative) | Achievable Economic RVT Potential | 0 | 0 | 0.13067 | 0.2591 | 0.3853 | 0.50933 | 0.63123 | 0.75102 | 0.86874 | 0.98444 | 1.0981 | 1.2099 | 1.3197 | 1.4276 | 1.5337 | 1.6379 | 1.7403 | 1.841 | 1.9399 | 2.0372 | 2.1327 | 2.2266 | 0
F1_Industrial_Stone, Clay, and Glass_Existing_Process_Natural Gas_Gas Boiler - Insulate Hot Water Lines_A_Achievable Economic RVT Potential | F1 | Industrial | Stone, Clay, and Glass | Existing | Process | Natural Gas | Gas Boiler - Insulate Hot Water Lines | A | Integrated Unit Energy Savings (kWh or therms) | Achievable Economic RVT Potential | 0 | 0 | 51.3197 | 51.106 | 50.8891 | 50.6689 | 50.4453 | 50.2347 | 50.0504 | 49.8868 | 49.7397 | 49.6056 | 49.4817 | 49.3658 | 49.2559 | 49.1507 | 49.0487 | 48.9491 | 48.8633 | 48.7763 | 48.6877 | 48.5978 | 0
F2_Industrial_Stone, Clay, and Glass_Existing_Process_Natural Gas_Gas Boiler - Insulate Hot Water Lines_A_Achievable Economic RVT Potential | F2 | Industrial | Stone, Clay, and Glass | Existing | Process | Natural Gas | Gas Boiler - Insulate Hot Water Lines | A | Integrated Unit Summer Peak Savings (kW) | Achievable Economic RVT Potential | 0 | 0 | 0 | 0 | 0 | 0 | 0 | 0 | 0 | 0 | 0 | 0 | 0 | 0 | 0 | 0 | 0 | 0 | 0 | 0 | 0 | 0 | 0
F3_Industrial_Stone, Clay, and Glass_Existing_Process_Natural Gas_Gas Boiler - Insulate Hot Water Lines_A_Achievable Economic RVT Potential | F3 | Industrial | Stone, Clay, and Glass | Existing | Process | Natural Gas | Gas Boiler - Insulate Hot Water Lines | A | Integrated Unit Winter Peak Savings (kW) | Achievable Economic RVT Potential | 0 | 0 | 0 | 0 | 0 | 0 | 0 | 0 | 0 | 0 | 0 | 0 | 0 | 0 | 0 | 0 | 0 | 0 | 0 | 0 | 0 | 0 | 0
F4_Industrial_Stone, Clay, and Glass_Existing_Process_Natural Gas_Gas Boiler - Insulate Hot Water Lines_A_Achievable Economic RVT Potential | F4 | Industrial | Stone, Clay, and Glass | Existing | Process | Natural Gas | Gas Boiler - Insulate Hot Water Lines | A | Incremental Energy Savings (MWh or mTherms) | Achievable Economic RVT Potential | 0 | 0 | 0.074352 | 0.072765 | 0.071207 | 0.069677 | 0.068173 | 0.066718 | 0.065327 | 0.063991 | 0.062702 | 0.061455 | 0.060245 | 0.059067 | 0.05792 | 0.056799 | 0.055704 | 0.054633 | 0.053597 | 0.052579 | 0.051579 | 0.050596 | 0
F5_Industrial_Stone, Clay, and Glass_Existing_Process_Natural Gas_Gas Boiler - Insulate Hot Water Lines_A_Achievable Economic RVT Potential | F5 | Industrial | Stone, Clay, and Glass | Existing | Process | Natural Gas | Gas Boiler - Insulate Hot Water Lines | A | Incremental Summer Peak Savings (MW) | Achievable Economic RVT Potential | 0 | 0 | 0 | 0 | 0 | 0 | 0 | 0 | 0 | 0 | 0 | 0 | 0 | 0 | 0 | 0 | 0 | 0 | 0 | 0 | 0 | 0 | 0
F6_Industrial_Stone, Clay, and Glass_Existing_Process_Natural Gas_Gas Boiler - Insulate Hot Water Lines_A_Achievable Economic RVT Potential | F6 | Industrial | Stone, Clay, and Glass | Existing | Process | Natural Gas | Gas Boiler - Insulate Hot Water Lines | A | Incremental Winter Peak Savings (MW) | Achievable Economic RVT Potential | 0 | 0 | 0 | 0 | 0 | 0 | 0 | 0 | 0 | 0 | 0 | 0 | 0 | 0 | 0 | 0 | 0 | 0 | 0 | 0 | 0 | 0 | 0
F7_Industrial_Stone, Clay, and Glass_Existing_Process_Natural Gas_Gas Boiler - Insulate Hot Water Lines_A_Achievable Economic RVT Potential | F7 | Industrial | Stone, Clay, and Glass | Existing | Process | Natural Gas | Gas Boiler - Insulate Hot Water Lines | A | Cumulative Energy Savings (MWh or mTherms) | Achievable Economic RVT Potential | 0 | 0 | 0.074352 | 0.14681 | 0.21739 | 0.28613 | 0.35304 | 0.41828 | 0.48207 | 0.54449 | 0.60559 | 0.66541 | 0.72399 | 0.78136 | 0.83754 | 0.89255 | 0.94641 | 0.99912 | 1.051 | 1.1017 | 1.1512 | 1.1997 | 0
F8_Industrial_Stone, Clay, and Glass_Existing_Process_Natural Gas_Gas Boiler - Insulate Hot Water Lines_A_Achievable Economic RVT Potential | F8 | Industrial | Stone, Clay, and Glass | Existing | Process | Natural Gas | Gas Boiler - Insulate Hot Water Lines | A | Cumulative Summer Peak Savings (MW) | Achievable Economic RVT Potential | 0 | 0 | 0 | 0 | 0 | 0 | 0 | 0 | 0 | 0 | 0 | 0 | 0 | 0 | 0 | 0 | 0 | 0 | 0 | 0 | 0 | 0 | 0
F9_Industrial_Stone, Clay, and Glass_Existing_Process_Natural Gas_Gas Boiler - Insulate Hot Water Lines_A_Achievable Economic RVT Potential | F9 | Industrial | Stone, Clay, and Glass | Existing | Process | Natural Gas | Gas Boiler - Insulate Hot Water Lines | A | Cumulative Winter Peak Savings (MW) | Achievable Economic RVT Potential | 0 | 0 | 0 | 0 | 0 | 0 | 0 | 0 | 0 | 0 | 0 | 0 | 0 | 0 | 0 | 0 | 0 | 0 | 0 | 0 | 0 | 0 | 0
F10_Industrial_Stone, Clay, and Glass_Existing_Process_Natural Gas_Gas Boiler - Insulate Hot Water Lines_A_Achievable Economic RVT Potential | F10 | Industrial | Stone, Clay, and Glass | Existing | Process | Natural Gas | Gas Boiler - Insulate Hot Water Lines | A | Purchases (Incremental) | Achievable Economic RVT Potential | 0 | 0 | 1.4488 | 1.4238 | 1.3993 | 1.3751 | 1.3514 | 1.3281 | 1.3052 | 1.2827 | 1.2606 | 1.2389 | 1.2175 | 1.1965 | 1.1759 | 1.1556 | 1.1357 | 1.1161 | 1.0969 | 1.078 | 1.0594 | 1.0411 | 0
F11_Industrial_Stone, Clay, and Glass_Existing_Process_Natural Gas_Gas Boiler - Insulate Hot Water Lines_A_Achievable Economic RVT Potential | F11 | Industrial | Stone, Clay, and Glass | Existing | Process | Natural Gas | Gas Boiler - Insulate Hot Water Lines | A | Purchases (Cumulative) | Achievable Economic RVT Potential | 0 | 0 | 1.4488 | 2.8726 | 4.2719 | 5.647 | 6.9984 | 8.3266 | 9.6318 | 10.9145 | 12.1751 | 13.414 | 14.6315 | 15.828 | 17.0039 | 18.1595 | 19.2952 | 20.4114 | 21.5082 | 22.5862 | 23.6456 | 24.6867 | 0
F1_Industrial_Stone, Clay, and Glass_Existing_Process_Natural Gas_Process - Insulate Heated Process Fluids_A_Achievable Economic RVT Potential | F1 | Industrial | Stone, Clay, and Glass | Existing | Process | Natural Gas | Process - Insulate Heated Process Fluids | A | Integrated Unit Energy Savings (kWh or therms) | Achievable Economic RVT Potential | 0 | 0 | 1280.895 | 1280.882 | 1280.8728 | 1280.8652 | 1280.8584 | 1280.8523 | 1280.8469 | 1280.8419 | 1280.8375 | 1280.8335 | 1280.8299 | 1280.8267 | 1280.8239 | 1280.8213 | 1280.8189 | 1280.8165 | 1280.8142 | 1280.8119 | 1280.8097 | 1280.8076 | 0
F2_Industrial_Stone, Clay, and Glass_Existing_Process_Natural Gas_Process - Insulate Heated Process Fluids_A_Achievable Economic RVT Potential | F2 | Industrial | Stone, Clay, and Glass | Existing | Process | Natural Gas | Process - Insulate Heated Process Fluids | A | Integrated Unit Summer Peak Savings (kW) | Achievable Economic RVT Potential | 0 | 0 | 0 | 0 | 0 | 0 | 0 | 0 | 0 | 0 | 0 | 0 | 0 | 0 | 0 | 0 | 0 | 0 | 0 | 0 | 0 | 0 | 0
F3_Industrial_Stone, Clay, and Glass_Existing_Process_Natural Gas_Process - Insulate Heated Process Fluids_A_Achievable Economic RVT Potential | F3 | Industrial | Stone, Clay, and Glass | Existing | Process | Natural Gas | Process - Insulate Heated Process Fluids | A | Integrated Unit Winter Peak Savings (kW) | Achievable Economic RVT Potential | 0 | 0 | 0 | 0 | 0 | 0 | 0 | 0 | 0 | 0 | 0 | 0 | 0 | 0 | 0 | 0 | 0 | 0 | 0 | 0 | 0 | 0 | 0
F4_Industrial_Stone, Clay, and Glass_Existing_Process_Natural Gas_Process - Insulate Heated Process Fluids_A_Achievable Economic RVT Potential | F4 | Industrial | Stone, Clay, and Glass | Existing | Process | Natural Gas | Process - Insulate Heated Process Fluids | A | Incremental Energy Savings (MWh or mTherms) | Achievable Economic RVT Potential | 0 | 0 | 2.0297 | 1.9947 | 1.9603 | 1.9265 | 1.8933 | 1.6745 | 1.3165 | 1.0351 | 0.81377 | 0.63979 | 0.50301 | 0.39547 | 0.31092 | 0.24445 | 0.19218 | 0.1511 | 0.0010128 | 0.00035549 | 0.0001191 | 3.8167e-05 | 0
F5_Industrial_Stone, Clay, and Glass_Existing_Process_Natural Gas_Process - Insulate Heated Process Fluids_A_Achievable Economic RVT Potential | F5 | Industrial | Stone, Clay, and Glass | Existing | Process | Natural Gas | Process - Insulate Heated Process Fluids | A | Incremental Summer Peak Savings (MW) | Achievable Economic RVT Potential | 0 | 0 | 0 | 0 | 0 | 0 | 0 | 0 | 0 | 0 | 0 | 0 | 0 | 0 | 0 | 0 | 0 | 0 | 0 | 0 | 0 | 0 | 0
F6_Industrial_Stone, Clay, and Glass_Existing_Process_Natural Gas_Process - Insulate Heated Process Fluids_A_Achievable Economic RVT Potential | F6 | Industrial | Stone, Clay, and Glass | Existing | Process | Natural Gas | Process - Insulate Heated Process Fluids | A | Incremental Winter Peak Savings (MW) | Achievable Economic RVT Potential | 0 | 0 | 0 | 0 | 0 | 0 | 0 | 0 | 0 | 0 | 0 | 0 | 0 | 0 | 0 | 0 | 0 | 0 | 0 | 0 | 0 | 0 | 0
F7_Industrial_Stone, Clay, and Glass_Existing_Process_Natural Gas_Process - Insulate Heated Process Fluids_A_Achievable Economic RVT Potential | F7 | Industrial | Stone, Clay, and Glass | Existing | Process | Natural Gas | Process - Insulate Heated Process Fluids | A | Cumulative Energy Savings (MWh or mTherms) | Achievable Economic RVT Potential | 0 | 0 | 2.0297 | 4.0244 | 5.9847 | 7.9111 | 9.8043 | 11.4788 | 12.7953 | 13.8303 | 14.6441 | 15.2838 | 15.7868 | 16.1822 | 16.4931 | 16.7375 | 16.9297 | 17.0807 | 17.0817 | 17.082 | 17.0821 | 17.0821 | 0
F8_Industrial_Stone, Clay, and Glass_Existing_Process_Natural Gas_Process - Insulate Heated Process Fluids_A_Achievable Economic RVT Potential | F8 | Industrial | Stone, Clay, and Glass | Existing | Process | Natural Gas | Process - Insulate Heated Process Fluids | A | Cumulative Summer Peak Savings (MW) | Achievable Economic RVT Potential | 0 | 0 | 0 | 0 | 0 | 0 | 0 | 0 | 0 | 0 | 0 | 0 | 0 | 0 | 0 | 0 | 0 | 0 | 0 | 0 | 0 | 0 | 0
F9_Industrial_Stone, Clay, and Glass_Existing_Process_Natural Gas_Process - Insulate Heated Process Fluids_A_Achievable Economic RVT Potential | F9 | Industrial | Stone, Clay, and Glass | Existing | Process | Natural Gas | Process - Insulate Heated Process Fluids | A | Cumulative Winter Peak Savings (MW) | Achievable Economic RVT Potential | 0 | 0 | 0 | 0 | 0 | 0 | 0 | 0 | 0 | 0 | 0 | 0 | 0 | 0 | 0 | 0 | 0 | 0 | 0 | 0 | 0 | 0 | 0
F10_Industrial_Stone, Clay, and Glass_Existing_Process_Natural Gas_Process - Insulate Heated Process Fluids_A_Achievable Economic RVT Potential | F10 | Industrial | Stone, Clay, and Glass | Existing | Process | Natural Gas | Process - Insulate Heated Process Fluids | A | Purchases (Incremental) | Achievable Economic RVT Potential | 0 | 0 | 1.5846 | 1.5573 | 1.5304 | 1.5041 | 1.4781 | 1.3074 | 1.0279 | 0.80811 | 0.63534 | 0.49951 | 0.39272 | 0.30876 | 0.24275 | 0.19085 | 0.15005 | 0.11797 | 0.00079077 | 0.00027755 | 9.2987e-05 | 2.9799e-05 | 0
F11_Industrial_Stone, Clay, and Glass_Existing_Process_Natural Gas_Process - Insulate Heated Process Fluids_A_Achievable Economic RVT Potential | F11 | Industrial | Stone, Clay, and Glass | Existing | Process | Natural Gas | Process - Insulate Heated Process Fluids | A | Purchases (Cumulative) | Achievable Economic RVT Potential | 0 | 0 | 1.5846 | 3.1419 | 4.6723 | 6.1764 | 7.6545 | 8.9619 | 9.9897 | 10.7979 | 11.4332 | 11.9327 | 12.3254 | 12.6342 | 12.8769 | 13.0678 | 13.2178 | 13.3358 | 13.3366 | 13.3369 | 13.337 | 13.337 | 0
F1_Industrial_Stone, Clay, and Glass_Existing_Process_Natural Gas_Process Heat Recovery_A_Achievable Economic RVT Potential | F1 | Industrial | Stone, Clay, and Glass | Existing | Process | Natural Gas | Process Heat Recovery | A | Integrated Unit Energy Savings (kWh or therms) | Achievable Economic RVT Potential | 0 | 0 | 73.311 | 73.2309 | 73.1497 | 73.0671 | 72.9832 | 72.9056 | 72.8406 | 72.7857 | 72.7388 | 72.6983 | 72.6628 | 72.6312 | 72.6028 | 72.5769 | 72.5529 | 72.5303 | 72.5148 | 72.499 | 72.483 | 72.4667 | 0
F2_Industrial_Stone, Clay, and Glass_Existing_Process_Natural Gas_Process Heat Recovery_A_Achievable Economic RVT Potential | F2 | Industrial | Stone, Clay, and Glass | Existing | Process | Natural Gas | Process Heat Recovery | A | Integrated Unit Summer Peak Savings (kW) | Achievable Economic RVT Potential | 0 | 0 | 0 | 0 | 0 | 0 | 0 | 0 | 0 | 0 | 0 | 0 | 0 | 0 | 0 | 0 | 0 | 0 | 0 | 0 | 0 | 0 | 0
F3_Industrial_Stone, Clay, and Glass_Existing_Process_Natural Gas_Process Heat Recovery_A_Achievable Economic RVT Potential | F3 | Industrial | Stone, Clay, and Glass | Existing | Process | Natural Gas | Process Heat Recovery | A | Integrated Unit Winter Peak Savings (kW) | Achievable Economic RVT Potential | 0 | 0 | 0 | 0 | 0 | 0 | 0 | 0 | 0 | 0 | 0 | 0 | 0 | 0 | 0 | 0 | 0 | 0 | 0 | 0 | 0 | 0 | 0
F4_Industrial_Stone, Clay, and Glass_Existing_Process_Natural Gas_Process Heat Recovery_A_Achievable Economic RVT Potential | F4 | Industrial | Stone, Clay, and Glass | Existing | Process | Natural Gas | Process Heat Recovery | A | Incremental Energy Savings (MWh or mTherms) | Achievable Economic RVT Potential | 0 | 0 | 4.1821 | 4.1055 | 4.0302 | 3.9563 | 3.8836 | 3.4313 | 2.6953 | 2.1175 | 1.6637 | 1.3073 | 1.0273 | 0.80732 | 0.63447 | 0.49865 | 0.39191 | 0.30803 | 0.0020643 | 0.00072439 | 0.00024264 | 7.774e-05 | 0
F5_Industrial_Stone, Clay, and Glass_Existing_Process_Natural Gas_Process Heat Recovery_A_Achievable Economic RVT Potential | F5 | Industrial | Stone, Clay, and Glass | Existing | Process | Natural Gas | Process Heat Recovery | A | Incremental Summer Peak Savings (MW) | Achievable Economic RVT Potential | 0 | 0 | 0 | 0 | 0 | 0 | 0 | 0 | 0 | 0 | 0 | 0 | 0 | 0 | 0 | 0 | 0 | 0 | 0 | 0 | 0 | 0 | 0
F6_Industrial_Stone, Clay, and Glass_Existing_Process_Natural Gas_Process Heat Recovery_A_Achievable Economic RVT Potential | F6 | Industrial | Stone, Clay, and Glass | Existing | Process | Natural Gas | Process Heat Recovery | A | Incremental Winter Peak Savings (MW) | Achievable Economic RVT Potential | 0 | 0 | 0 | 0 | 0 | 0 | 0 | 0 | 0 | 0 | 0 | 0 | 0 | 0 | 0 | 0 | 0 | 0 | 0 | 0 | 0 | 0 | 0
F7_Industrial_Stone, Clay, and Glass_Existing_Process_Natural Gas_Process Heat Recovery_A_Achievable Economic RVT Potential | F7 | Industrial | Stone, Clay, and Glass | Existing | Process | Natural Gas | Process Heat Recovery | A | Cumulative Energy Savings (MWh or mTherms) | Achievable Economic RVT Potential | 0 | 0 | 4.1821 | 8.283 | 12.3041 | 16.2465 | 20.1114 | 23.5213 | 26.1957 | 28.2935 | 29.9389 | 31.2295 | 32.2416 | 33.0349 | 33.6565 | 34.1431 | 34.5237 | 34.821 | 34.8156 | 34.8088 | 34.8013 | 34.7936 | 0
F8_Industrial_Stone, Clay, and Glass_Existing_Process_Natural Gas_Process Heat Recovery_A_Achievable Economic RVT Potential | F8 | Industrial | Stone, Clay, and Glass | Existing | Process | Natural Gas | Process Heat Recovery | A | Cumulative Summer Peak Savings (MW) | Achievable Economic RVT Potential | 0 | 0 | 0 | 0 | 0 | 0 | 0 | 0 | 0 | 0 | 0 | 0 | 0 | 0 | 0 | 0 | 0 | 0 | 0 | 0 | 0 | 0 | 0
F9_Industrial_Stone, Clay, and Glass_Existing_Process_Natural Gas_Process Heat Recovery_A_Achievable Economic RVT Potential | F9 | Industrial | Stone, Clay, and Glass | Existing | Process | Natural Gas | Process Heat Recovery | A | Cumulative Winter Peak Savings (MW) | Achievable Economic RVT Potential | 0 | 0 | 0 | 0 | 0 | 0 | 0 | 0 | 0 | 0 | 0 | 0 | 0 | 0 | 0 | 0 | 0 | 0 | 0 | 0 | 0 | 0 | 0
F10_Industrial_Stone, Clay, and Glass_Existing_Process_Natural Gas_Process Heat Recovery_A_Achievable Economic RVT Potential | F10 | Industrial | Stone, Clay, and Glass | Existing | Process | Natural Gas | Process Heat Recovery | A | Purchases (Incremental) | Achievable Economic RVT Potential | 0 | 0 | 57.0459 | 56.0624 | 55.0958 | 54.1458 | 53.2123 | 47.0654 | 37.0031 | 29.0921 | 22.8724 | 17.9824 | 14.1379 | 11.1153 | 8.739 | 6.8706 | 5.4017 | 4.2469 | 0.028468 | 0.0099917 | 0.0033475 | 0.0010728 | 0
F11_Industrial_Stone, Clay, and Glass_Existing_Process_Natural Gas_Process Heat Recovery_A_Achievable Economic RVT Potential | F11 | Industrial | Stone, Clay, and Glass | Existing | Process | Natural Gas | Process Heat Recovery | A | Purchases (Cumulative) | Achievable Economic RVT Potential | 0 | 0 | 57.0459 | 113.1083 | 168.2041 | 222.3499 | 275.5622 | 322.6276 | 359.6307 | 388.7228 | 411.5952 | 429.5777 | 443.7156 | 454.8309 | 463.5699 | 470.4405 | 475.8422 | 480.0891 | 480.1176 | 480.1276 | 480.1309 | 480.132 | 0
F1_Industrial_Stone, Clay, and Glass_Existing_Space Heating_Natural Gas_Building Automation System_A_Achievable Economic RVT Potential | F1 | Industrial | Stone, Clay, and Glass | Existing | Space Heating | Natural Gas | Building Automation System | A | Integrated Unit Energy Savings (kWh or therms) | Achievable Economic RVT Potential | 0 | 0 | 0.015595 | 0.015527 | 0.015455 | 0.015379 | 0.015299 | 0.015215 | 0.015125 | 0.015029 | 0.014929 | 0.014825 | 0.014717 | 0.014605 | 0.014489 | 0.014371 | 0.014249 | 0.014132 | 0.014022 | 0.013917 | 0.013818 | 0.013725 | 0
F2_Industrial_Stone, Clay, and Glass_Existing_Space Heating_Natural Gas_Building Automation System_A_Achievable Economic RVT Potential | F2 | Industrial | Stone, Clay, and Glass | Existing | Space Heating | Natural Gas | Building Automation System | A | Integrated Unit Summer Peak Savings (kW) | Achievable Economic RVT Potential | 0 | 0 | 0 | 0 | 0 | 0 | 0 | 0 | 0 | 0 | 0 | 0 | 0 | 0 | 0 | 0 | 0 | 0 | 0 | 0 | 0 | 0 | 0
F3_Industrial_Stone, Clay, and Glass_Existing_Space Heating_Natural Gas_Building Automation System_A_Achievable Economic RVT Potential | F3 | Industrial | Stone, Clay, and Glass | Existing | Space Heating | Natural Gas | Building Automation System | A | Integrated Unit Winter Peak Savings (kW) | Achievable Economic RVT Potential | 0 | 0 | 0 | 0 | 0 | 0 | 0 | 0 | 0 | 0 | 0 | 0 | 0 | 0 | 0 | 0 | 0 | 0 | 0 | 0 | 0 | 0 | 0
F4_Industrial_Stone, Clay, and Glass_Existing_Space Heating_Natural Gas_Building Automation System_A_Achievable Economic RVT Potential | F4 | Industrial | Stone, Clay, and Glass | Existing | Space Heating | Natural Gas | Building Automation System | A | Incremental Energy Savings (MWh or mTherms) | Achievable Economic RVT Potential | 0 | 0 | 0.012799 | 0.025033 | 0.043478 | 0.069164 | 0.10264 | 0.14366 | 0.19092 | 0.2417 | 0.29183 | 0.33583 | 0.36759 | 0.38138 | 0.3734 | 0.34308 | 0.29394 | 0.23694 | 0.17667 | 0.1193 | 0.074374 | 0.047348 | 0
F5_Industrial_Stone, Clay, and Glass_Existing_Space Heating_Natural Gas_Building Automation System_A_Achievable Economic RVT Potential | F5 | Industrial | Stone, Clay, and Glass | Existing | Space Heating | Natural Gas | Building Automation System | A | Incremental Summer Peak Savings (MW) | Achievable Economic RVT Potential | 0 | 0 | 0 | 0 | 0 | 0 | 0 | 0 | 0 | 0 | 0 | 0 | 0 | 0 | 0 | 0 | 0 | 0 | 0 | 0 | 0 | 0 | 0
F6_Industrial_Stone, Clay, and Glass_Existing_Space Heating_Natural Gas_Building Automation System_A_Achievable Economic RVT Potential | F6 | Industrial | Stone, Clay, and Glass | Existing | Space Heating | Natural Gas | Building Automation System | A | Incremental Winter Peak Savings (MW) | Achievable Economic RVT Potential | 0 | 0 | 0 | 0 | 0 | 0 | 0 | 0 | 0 | 0 | 0 | 0 | 0 | 0 | 0 | 0 | 0 | 0 | 0 | 0 | 0 | 0 | 0
F7_Industrial_Stone, Clay, and Glass_Existing_Space Heating_Natural Gas_Building Automation System_A_Achievable Economic RVT Potential | F7 | Industrial | Stone, Clay, and Glass | Existing | Space Heating | Natural Gas | Building Automation System | A | Cumulative Energy Savings (MWh or mTherms) | Achievable Economic RVT Potential | 0 | 0 | 0.012799 | 0.037776 | 0.081079 | 0.14985 | 0.25171 | 0.39398 | 0.58257 | 0.82059 | 1.1069 | 1.435 | 1.7922 | 2.1599 | 2.5163 | 2.8387 | 3.1086 | 3.3201 | 3.4708 | 3.5642 | 3.6132 | 3.6362 | 0
F8_Industrial_Stone, Clay, and Glass_Existing_Space Heating_Natural Gas_Building Automation System_A_Achievable Economic RVT Potential | F8 | Industrial | Stone, Clay, and Glass | Existing | Space Heating | Natural Gas | Building Automation System | A | Cumulative Summer Peak Savings (MW) | Achievable Economic RVT Potential | 0 | 0 | 0 | 0 | 0 | 0 | 0 | 0 | 0 | 0 | 0 | 0 | 0 | 0 | 0 | 0 | 0 | 0 | 0 | 0 | 0 | 0 | 0
F9_Industrial_Stone, Clay, and Glass_Existing_Space Heating_Natural Gas_Building Automation System_A_Achievable Economic RVT Potential | F9 | Industrial | Stone, Clay, and Glass | Existing | Space Heating | Natural Gas | Building Automation System | A | Cumulative Winter Peak Savings (MW) | Achievable Economic RVT Potential | 0 | 0 | 0 | 0 | 0 | 0 | 0 | 0 | 0 | 0 | 0 | 0 | 0 | 0 | 0 | 0 | 0 | 0 | 0 | 0 | 0 | 0 | 0
F10_Industrial_Stone, Clay, and Glass_Existing_Space Heating_Natural Gas_Building Automation System_A_Achievable Economic RVT Potential | F10 | Industrial | Stone, Clay, and Glass | Existing | Space Heating | Natural Gas | Building Automation System | A | Purchases (Incremental) | Achievable Economic RVT Potential | 0 | 0 | 820.7132 | 1612.2664 | 2813.296 | 4497.3113 | 6708.5957 | 9442.4849 | 12622.9179 | 16081.7251 | 19547.3857 | 22653.58 | 24977.6403 | 26113.3772 | 25770.2868 | 23873.9993 | 20628.6783 | 16765.5564 | 12599.6727 | 8572.4564 | 5382.4187 | 3449.7511 | 0
F11_Industrial_Stone, Clay, and Glass_Existing_Space Heating_Natural Gas_Building Automation System_A_Achievable Economic RVT Potential | F11 | Industrial | Stone, Clay, and Glass | Existing | Space Heating | Natural Gas | Building Automation System | A | Purchases (Cumulative) | Achievable Economic RVT Potential | 0 | 0 | 820.7132 | 2432.9796 | 5246.2755 | 9743.5868 | 16452.1825 | 25894.6674 | 38517.5852 | 54599.3103 | 74146.696 | 96800.276 | 121777.9164 | 147891.2935 | 173661.5803 | 197535.5795 | 218164.2578 | 234929.8143 | 247529.487 | 256101.9434 | 261484.3621 | 264934.1133 | 0
F1_Industrial_Stone, Clay, and Glass_Existing_Space Heating_Natural Gas_Steam System Efficiency Improvements_A_Achievable Economic RVT Potential | F1 | Industrial | Stone, Clay, and Glass | Existing | Space Heating | Natural Gas | Steam System Efficiency Improvements | A | Integrated Unit Energy Savings (kWh or therms) | Achievable Economic RVT Potential | 0 | 0 | 0.13922 | 0.13853 | 0.13778 | 0.13697 | 0.13606 | 0.13504 | 0.1339 | 0.13262 | 0.1312 | 0.12966 | 0.12801 | 0.12629 | 0.12454 | 0.1228 | 0.1211 | 0.11955 | 0.11815 | 0.11691 | 0.11579 | 0.11479 | 0
F2_Industrial_Stone, Clay, and Glass_Existing_Space Heating_Natural Gas_Steam System Efficiency Improvements_A_Achievable Economic RVT Potential | F2 | Industrial | Stone, Clay, and Glass | Existing | Space Heating | Natural Gas | Steam System Efficiency Improvements | A | Integrated Unit Summer Peak Savings (kW) | Achievable Economic RVT Potential | 0 | 0 | 0 | 0 | 0 | 0 | 0 | 0 | 0 | 0 | 0 | 0 | 0 | 0 | 0 | 0 | 0 | 0 | 0 | 0 | 0 | 0 | 0
F3_Industrial_Stone, Clay, and Glass_Existing_Space Heating_Natural Gas_Steam System Efficiency Improvements_A_Achievable Economic RVT Potential | F3 | Industrial | Stone, Clay, and Glass | Existing | Space Heating | Natural Gas | Steam System Efficiency Improvements | A | Integrated Unit Winter Peak Savings (kW) | Achievable Economic RVT Potential | 0 | 0 | 0 | 0 | 0 | 0 | 0 | 0 | 0 | 0 | 0 | 0 | 0 | 0 | 0 | 0 | 0 | 0 | 0 | 0 | 0 | 0 | 0
F4_Industrial_Stone, Clay, and Glass_Existing_Space Heating_Natural Gas_Steam System Efficiency Improvements_A_Achievable Economic RVT Potential | F4 | Industrial | Stone, Clay, and Glass | Existing | Space Heating | Natural Gas | Steam System Efficiency Improvements | A | Incremental Energy Savings (MWh or mTherms) | Achievable Economic RVT Potential | 0 | 0 | 0.0008098 | 0.0015829 | 0.0027471 | 0.0043656 | 0.006469 | 0.0090372 | 0.011979 | 0.015115 | 0.018176 | 0.020816 | 0.02266 | 0.023373 | 0.022745 | 0.020777 | 0.017705 | 0.014205 | 0.01055 | 0.0071025 | 0.0044171 | 0.0028064 | 0
F5_Industrial_Stone, Clay, and Glass_Existing_Space Heating_Natural Gas_Steam System Efficiency Improvements_A_Achievable Economic RVT Potential | F5 | Industrial | Stone, Clay, and Glass | Existing | Space Heating | Natural Gas | Steam System Efficiency Improvements | A | Incremental Summer Peak Savings (MW) | Achievable Economic RVT Potential | 0 | 0 | 0 | 0 | 0 | 0 | 0 | 0 | 0 | 0 | 0 | 0 | 0 | 0 | 0 | 0 | 0 | 0 | 0 | 0 | 0 | 0 | 0
F6_Industrial_Stone, Clay, and Glass_Existing_Space Heating_Natural Gas_Steam System Efficiency Improvements_A_Achievable Economic RVT Potential | F6 | Industrial | Stone, Clay, and Glass | Existing | Space Heating | Natural Gas | Steam System Efficiency Improvements | A | Incremental Winter Peak Savings (MW) | Achievable Economic RVT Potential | 0 | 0 | 0 | 0 | 0 | 0 | 0 | 0 | 0 | 0 | 0 | 0 | 0 | 0 | 0 | 0 | 0 | 0 | 0 | 0 | 0 | 0 | 0
F7_Industrial_Stone, Clay, and Glass_Existing_Space Heating_Natural Gas_Steam System Efficiency Improvements_A_Achievable Economic RVT Potential | F7 | Industrial | Stone, Clay, and Glass | Existing | Space Heating | Natural Gas | Steam System Efficiency Improvements | A | Cumulative Energy Savings (MWh or mTherms) | Achievable Economic RVT Potential | 0 | 0 | 0.0008098 | 0.0023886 | 0.0051229 | 0.0094581 | 0.015865 | 0.024783 | 0.036552 | 0.051318 | 0.068945 | 0.08895 | 0.11048 | 0.13237 | 0.15328 | 0.17191 | 0.18725 | 0.19905 | 0.20727 | 0.21219 | 0.21459 | 0.21552 | 0
F8_Industrial_Stone, Clay, and Glass_Existing_Space Heating_Natural Gas_Steam System Efficiency Improvements_A_Achievable Economic RVT Potential | F8 | Industrial | Stone, Clay, and Glass | Existing | Space Heating | Natural Gas | Steam System Efficiency Improvements | A | Cumulative Summer Peak Savings (MW) | Achievable Economic RVT Potential | 0 | 0 | 0 | 0 | 0 | 0 | 0 | 0 | 0 | 0 | 0 | 0 | 0 | 0 | 0 | 0 | 0 | 0 | 0 | 0 | 0 | 0 | 0
F9_Industrial_Stone, Clay, and Glass_Existing_Space Heating_Natural Gas_Steam System Efficiency Improvements_A_Achievable Economic RVT Potential | F9 | Industrial | Stone, Clay, and Glass | Existing | Space Heating | Natural Gas | Steam System Efficiency Improvements | A | Cumulative Winter Peak Savings (MW) | Achievable Economic RVT Potential | 0 | 0 | 0 | 0 | 0 | 0 | 0 | 0 | 0 | 0 | 0 | 0 | 0 | 0 | 0 | 0 | 0 | 0 | 0 | 0 | 0 | 0 | 0
F10_Industrial_Stone, Clay, and Glass_Existing_Space Heating_Natural Gas_Steam System Efficiency Improvements_A_Achievable Economic RVT Potential | F10 | Industrial | Stone, Clay, and Glass | Existing | Space Heating | Natural Gas | Steam System Efficiency Improvements | A | Purchases (Incremental) | Achievable Economic RVT Potential | 0 | 0 | 5.8165 | 11.4263 | 19.9382 | 31.873 | 47.5446 | 66.92 | 89.4602 | 113.9732 | 138.5347 | 160.5487 | 177.0196 | 185.0687 | 182.6372 | 169.198 | 146.198 | 118.8195 | 89.2954 | 60.754 | 38.1459 | 24.4488 | 0
F11_Industrial_Stone, Clay, and Glass_Existing_Space Heating_Natural Gas_Steam System Efficiency Improvements_A_Achievable Economic RVT Potential | F11 | Industrial | Stone, Clay, and Glass | Existing | Space Heating | Natural Gas | Steam System Efficiency Improvements | A | Purchases (Cumulative) | Achievable Economic RVT Potential | 0 | 0 | 5.8165 | 17.2428 | 37.181 | 69.054 | 116.5986 | 183.5187 | 272.9788 | 386.952 | 525.4867 | 686.0354 | 863.055 | 1048.1237 | 1230.7609 | 1399.9588 | 1546.1568 | 1664.9763 | 1754.2718 | 1815.0258 | 1853.1717 | 1877.6205 | 0
F1_Industrial_Stone, Clay, and Glass_Existing_Process_Natural Gas_Steam System Efficiency Improvements_A_Achievable Economic RVT Potential | F1 | Industrial | Stone, Clay, and Glass | Existing | Process | Natural Gas | Steam System Efficiency Improvements | A | Integrated Unit Energy Savings (kWh or therms) | Achievable Economic RVT Potential | 0 | 0 | 0.082332 | 0.08198 | 0.081623 | 0.08126 | 0.080891 | 0.080543 | 0.080238 | 0.079966 | 0.079721 | 0.079497 | 0.07929 | 0.079095 | 0.078911 | 0.078735 | 0.078563 | 0.078396 | 0.078252 | 0.078105 | 0.077956 | 0.077805 | 0
F2_Industrial_Stone, Clay, and Glass_Existing_Process_Natural Gas_Steam System Efficiency Improvements_A_Achievable Economic RVT Potential | F2 | Industrial | Stone, Clay, and Glass | Existing | Process | Natural Gas | Steam System Efficiency Improvements | A | Integrated Unit Summer Peak Savings (kW) | Achievable Economic RVT Potential | 0 | 0 | 0 | 0 | 0 | 0 | 0 | 0 | 0 | 0 | 0 | 0 | 0 | 0 | 0 | 0 | 0 | 0 | 0 | 0 | 0 | 0 | 0
F3_Industrial_Stone, Clay, and Glass_Existing_Process_Natural Gas_Steam System Efficiency Improvements_A_Achievable Economic RVT Potential | F3 | Industrial | Stone, Clay, and Glass | Existing | Process | Natural Gas | Steam System Efficiency Improvements | A | Integrated Unit Winter Peak Savings (kW) | Achievable Economic RVT Potential | 0 | 0 | 0 | 0 | 0 | 0 | 0 | 0 | 0 | 0 | 0 | 0 | 0 | 0 | 0 | 0 | 0 | 0 | 0 | 0 | 0 | 0 | 0
F4_Industrial_Stone, Clay, and Glass_Existing_Process_Natural Gas_Steam System Efficiency Improvements_A_Achievable Economic RVT Potential | F4 | Industrial | Stone, Clay, and Glass | Existing | Process | Natural Gas | Steam System Efficiency Improvements | A | Incremental Energy Savings (MWh or mTherms) | Achievable Economic RVT Potential | 0 | 0 | 0 | 0 | 0 | 0 | 0 | 0 | 0 | 0 | 0 | 0 | 0 | 0 | 0 | 0 | 0 | 0 | 0 | 0 | 0 | 0 | 0
F5_Industrial_Stone, Clay, and Glass_Existing_Process_Natural Gas_Steam System Efficiency Improvements_A_Achievable Economic RVT Potential | F5 | Industrial | Stone, Clay, and Glass | Existing | Process | Natural Gas | Steam System Efficiency Improvements | A | Incremental Summer Peak Savings (MW) | Achievable Economic RVT Potential | 0 | 0 | 0 | 0 | 0 | 0 | 0 | 0 | 0 | 0 | 0 | 0 | 0 | 0 | 0 | 0 | 0 | 0 | 0 | 0 | 0 | 0 | 0
F6_Industrial_Stone, Clay, and Glass_Existing_Process_Natural Gas_Steam System Efficiency Improvements_A_Achievable Economic RVT Potential | F6 | Industrial | Stone, Clay, and Glass | Existing | Process | Natural Gas | Steam System Efficiency Improvements | A | Incremental Winter Peak Savings (MW) | Achievable Economic RVT Potential | 0 | 0 | 0 | 0 | 0 | 0 | 0 | 0 | 0 | 0 | 0 | 0 | 0 | 0 | 0 | 0 | 0 | 0 | 0 | 0 | 0 | 0 | 0
F7_Industrial_Stone, Clay, and Glass_Existing_Process_Natural Gas_Steam System Efficiency Improvements_A_Achievable Economic RVT Potential | F7 | Industrial | Stone, Clay, and Glass | Existing | Process | Natural Gas | Steam System Efficiency Improvements | A | Cumulative Energy Savings (MWh or mTherms) | Achievable Economic RVT Potential | 0 | 0 | 0 | 0 | 0 | 0 | 0 | 0 | 0 | 0 | 0 | 0 | 0 | 0 | 0 | 0 | 0 | 0 | 0 | 0 | 0 | 0 | 0
F8_Industrial_Stone, Clay, and Glass_Existing_Process_Natural Gas_Steam System Efficiency Improvements_A_Achievable Economic RVT Potential | F8 | Industrial | Stone, Clay, and Glass | Existing | Process | Natural Gas | Steam System Efficiency Improvements | A | Cumulative Summer Peak Savings (MW) | Achievable Economic RVT Potential | 0 | 0 | 0 | 0 | 0 | 0 | 0 | 0 | 0 | 0 | 0 | 0 | 0 | 0 | 0 | 0 | 0 | 0 | 0 | 0 | 0 | 0 | 0
F9_Industrial_Stone, Clay, and Glass_Existing_Process_Natural Gas_Steam System Efficiency Improvements_A_Achievable Economic RVT Potential | F9 | Industrial | Stone, Clay, and Glass | Existing | Process | Natural Gas | Steam System Efficiency Improvements | A | Cumulative Winter Peak Savings (MW) | Achievable Economic RVT Potential | 0 | 0 | 0 | 0 | 0 | 0 | 0 | 0 | 0 | 0 | 0 | 0 | 0 | 0 | 0 | 0 | 0 | 0 | 0 | 0 | 0 | 0 | 0
F10_Industrial_Stone, Clay, and Glass_Existing_Process_Natural Gas_Steam System Efficiency Improvements_A_Achievable Economic RVT Potential | F10 | Industrial | Stone, Clay, and Glass | Existing | Process | Natural Gas | Steam System Efficiency Improvements | A | Purchases (Incremental) | Achievable Economic RVT Potential | 0 | 0 | 0 | 0 | 0 | 0 | 0 | 0 | 0 | 0 | 0 | 0 | 0 | 0 | 0 | 0 | 0 | 0 | 0 | 0 | 0 | 0 | 0
F11_Industrial_Stone, Clay, and Glass_Existing_Process_Natural Gas_Steam System Efficiency Improvements_A_Achievable Economic RVT Potential | F11 | Industrial | Stone, Clay, and Glass | Existing | Process | Natural Gas | Steam System Efficiency Improvements | A | Purchases (Cumulative) | Achievable Economic RVT Potential | 0 | 0 | 0 | 0 | 0 | 0 | 0 | 0 | 0 | 0 | 0 | 0 | 0 | 0 | 0 | 0 | 0 | 0 | 0 | 0 | 0 | 0 | 0
F1_Industrial_Stone, Clay, and Glass_Existing_Space Heating_Natural Gas_Strategic Energy Management_A_Achievable Economic RVT Potential | F1 | Industrial | Stone, Clay, and Glass | Existing | Space Heating | Natural Gas | Strategic Energy Management | A | Integrated Unit Energy Savings (kWh or therms) | Achievable Economic RVT Potential | 0 | 0 | 19.6142 | 19.5481 | 19.4786 | 19.4052 | 19.3271 | 19.2433 | 19.1535 | 19.0571 | 18.9544 | 18.8462 | 18.7326 | 18.6136 | 18.4895 | 18.3607 | 18.2282 | 18.1021 | 17.9836 | 17.8726 | 17.7693 | 17.6738 | 0
F2_Industrial_Stone, Clay, and Glass_Existing_Space Heating_Natural Gas_Strategic Energy Management_A_Achievable Economic RVT Potential | F2 | Industrial | Stone, Clay, and Glass | Existing | Space Heating | Natural Gas | Strategic Energy Management | A | Integrated Unit Summer Peak Savings (kW) | Achievable Economic RVT Potential | 0 | 0 | 0 | 0 | 0 | 0 | 0 | 0 | 0 | 0 | 0 | 0 | 0 | 0 | 0 | 0 | 0 | 0 | 0 | 0 | 0 | 0 | 0
F3_Industrial_Stone, Clay, and Glass_Existing_Space Heating_Natural Gas_Strategic Energy Management_A_Achievable Economic RVT Potential | F3 | Industrial | Stone, Clay, and Glass | Existing | Space Heating | Natural Gas | Strategic Energy Management | A | Integrated Unit Winter Peak Savings (kW) | Achievable Economic RVT Potential | 0 | 0 | 0 | 0 | 0 | 0 | 0 | 0 | 0 | 0 | 0 | 0 | 0 | 0 | 0 | 0 | 0 | 0 | 0 | 0 | 0 | 0 | 0
F4_Industrial_Stone, Clay, and Glass_Existing_Space Heating_Natural Gas_Strategic Energy Management_A_Achievable Economic RVT Potential | F4 | Industrial | Stone, Clay, and Glass | Existing | Space Heating | Natural Gas | Strategic Energy Management | A | Incremental Energy Savings (MWh or mTherms) | Achievable Economic RVT Potential | 0 | 0 | 0.080565 | 0.078909 | 0.077272 | 0.075654 | 0.07405 | 0.072458 | 0.070876 | 0.069304 | 0.067742 | 0.066194 | 0.06466 | 0.063142 | 0.061639 | 0.060155 | 0.058691 | 0.05728 | 0.055924 | 0.054621 | 0.053369 | 0.052167 | 0
F5_Industrial_Stone, Clay, and Glass_Existing_Space Heating_Natural Gas_Strategic Energy Management_A_Achievable Economic RVT Potential | F5 | Industrial | Stone, Clay, and Glass | Existing | Space Heating | Natural Gas | Strategic Energy Management | A | Incremental Summer Peak Savings (MW) | Achievable Economic RVT Potential | 0 | 0 | 0 | 0 | 0 | 0 | 0 | 0 | 0 | 0 | 0 | 0 | 0 | 0 | 0 | 0 | 0 | 0 | 0 | 0 | 0 | 0 | 0
F6_Industrial_Stone, Clay, and Glass_Existing_Space Heating_Natural Gas_Strategic Energy Management_A_Achievable Economic RVT Potential | F6 | Industrial | Stone, Clay, and Glass | Existing | Space Heating | Natural Gas | Strategic Energy Management | A | Incremental Winter Peak Savings (MW) | Achievable Economic RVT Potential | 0 | 0 | 0 | 0 | 0 | 0 | 0 | 0 | 0 | 0 | 0 | 0 | 0 | 0 | 0 | 0 | 0 | 0 | 0 | 0 | 0 | 0 | 0
F7_Industrial_Stone, Clay, and Glass_Existing_Space Heating_Natural Gas_Strategic Energy Management_A_Achievable Economic RVT Potential | F7 | Industrial | Stone, Clay, and Glass | Existing | Space Heating | Natural Gas | Strategic Energy Management | A | Cumulative Energy Savings (MWh or mTherms) | Achievable Economic RVT Potential | 0 | 0 | 0.080565 | 0.1592 | 0.23591 | 0.31067 | 0.38347 | 0.45427 | 0.52302 | 0.58969 | 0.65426 | 0.71672 | 0.77706 | 0.83526 | 0.89133 | 0.94528 | 0.99715 | 1.0475 | 1.0966 | 1.1445 | 1.1912 | 1.237 | 0
F8_Industrial_Stone, Clay, and Glass_Existing_Space Heating_Natural Gas_Strategic Energy Management_A_Achievable Economic RVT Potential | F8 | Industrial | Stone, Clay, and Glass | Existing | Space Heating | Natural Gas | Strategic Energy Management | A | Cumulative Summer Peak Savings (MW) | Achievable Economic RVT Potential | 0 | 0 | 0 | 0 | 0 | 0 | 0 | 0 | 0 | 0 | 0 | 0 | 0 | 0 | 0 | 0 | 0 | 0 | 0 | 0 | 0 | 0 | 0
F9_Industrial_Stone, Clay, and Glass_Existing_Space Heating_Natural Gas_Strategic Energy Management_A_Achievable Economic RVT Potential | F9 | Industrial | Stone, Clay, and Glass | Existing | Space Heating | Natural Gas | Strategic Energy Management | A | Cumulative Winter Peak Savings (MW) | Achievable Economic RVT Potential | 0 | 0 | 0 | 0 | 0 | 0 | 0 | 0 | 0 | 0 | 0 | 0 | 0 | 0 | 0 | 0 | 0 | 0 | 0 | 0 | 0 | 0 | 0
F10_Industrial_Stone, Clay, and Glass_Existing_Space Heating_Natural Gas_Strategic Energy Management_A_Achievable Economic RVT Potential | F10 | Industrial | Stone, Clay, and Glass | Existing | Space Heating | Natural Gas | Strategic Energy Management | A | Purchases (Incremental) | Achievable Economic RVT Potential | 0 | 0 | 4.1075 | 4.0366 | 3.967 | 3.8986 | 3.8314 | 3.7654 | 3.7004 | 3.6366 | 3.5739 | 3.5123 | 3.4518 | 3.3922 | 3.3338 | 3.2763 | 3.2198 | 3.1643 | 3.1097 | 3.0561 | 3.0034 | 2.9516 | 0
F11_Industrial_Stone, Clay, and Glass_Existing_Space Heating_Natural Gas_Strategic Energy Management_A_Achievable Economic RVT Potential | F11 | Industrial | Stone, Clay, and Glass | Existing | Space Heating | Natural Gas | Strategic Energy Management | A | Purchases (Cumulative) | Achievable Economic RVT Potential | 0 | 0 | 4.1075 | 8.1441 | 12.1111 | 16.0098 | 19.8412 | 23.6065 | 27.307 | 30.9436 | 34.5176 | 38.0299 | 41.4816 | 44.8739 | 48.2077 | 51.4839 | 54.7037 | 57.868 | 60.9777 | 64.0339 | 67.0373 | 69.9889 | 0
F1_Industrial_Stone, Clay, and Glass_Existing_Process_Natural Gas_Strategic Energy Management_A_Achievable Economic RVT Potential | F1 | Industrial | Stone, Clay, and Glass | Existing | Process | Natural Gas | Strategic Energy Management | A | Integrated Unit Energy Savings (kWh or therms) | Achievable Economic RVT Potential | 0 | 0 | 60.3371 | 60.1372 | 59.9342 | 59.7281 | 59.5187 | 59.3255 | 59.1641 | 59.028 | 58.912 | 58.8119 | 58.7245 | 58.6469 | 58.5772 | 58.5137 | 58.4549 | 58.3997 | 58.3621 | 58.324 | 58.2852 | 58.2458 | 0
F2_Industrial_Stone, Clay, and Glass_Existing_Process_Natural Gas_Strategic Energy Management_A_Achievable Economic RVT Potential | F2 | Industrial | Stone, Clay, and Glass | Existing | Process | Natural Gas | Strategic Energy Management | A | Integrated Unit Summer Peak Savings (kW) | Achievable Economic RVT Potential | 0 | 0 | 0 | 0 | 0 | 0 | 0 | 0 | 0 | 0 | 0 | 0 | 0 | 0 | 0 | 0 | 0 | 0 | 0 | 0 | 0 | 0 | 0
F3_Industrial_Stone, Clay, and Glass_Existing_Process_Natural Gas_Strategic Energy Management_A_Achievable Economic RVT Potential | F3 | Industrial | Stone, Clay, and Glass | Existing | Process | Natural Gas | Strategic Energy Management | A | Integrated Unit Winter Peak Savings (kW) | Achievable Economic RVT Potential | 0 | 0 | 0 | 0 | 0 | 0 | 0 | 0 | 0 | 0 | 0 | 0 | 0 | 0 | 0 | 0 | 0 | 0 | 0 | 0 | 0 | 0 | 0
F4_Industrial_Stone, Clay, and Glass_Existing_Process_Natural Gas_Strategic Energy Management_A_Achievable Economic RVT Potential | F4 | Industrial | Stone, Clay, and Glass | Existing | Process | Natural Gas | Strategic Energy Management | A | Incremental Energy Savings (MWh or mTherms) | Achievable Economic RVT Potential | 0 | 0 | 1.5735 | 1.5412 | 1.5095 | 1.4784 | 1.4478 | 1.4183 | 1.39 | 1.3629 | 1.3368 | 1.3115 | 1.287 | 1.2631 | 1.2399 | 1.2172 | 1.195 | 1.1733 | 1.1523 | 1.1317 | 1.1114 | 1.0915 | 0
F5_Industrial_Stone, Clay, and Glass_Existing_Process_Natural Gas_Strategic Energy Management_A_Achievable Economic RVT Potential | F5 | Industrial | Stone, Clay, and Glass | Existing | Process | Natural Gas | Strategic Energy Management | A | Incremental Summer Peak Savings (MW) | Achievable Economic RVT Potential | 0 | 0 | 0 | 0 | 0 | 0 | 0 | 0 | 0 | 0 | 0 | 0 | 0 | 0 | 0 | 0 | 0 | 0 | 0 | 0 | 0 | 0 | 0
F6_Industrial_Stone, Clay, and Glass_Existing_Process_Natural Gas_Strategic Energy Management_A_Achievable Economic RVT Potential | F6 | Industrial | Stone, Clay, and Glass | Existing | Process | Natural Gas | Strategic Energy Management | A | Incremental Winter Peak Savings (MW) | Achievable Economic RVT Potential | 0 | 0 | 0 | 0 | 0 | 0 | 0 | 0 | 0 | 0 | 0 | 0 | 0 | 0 | 0 | 0 | 0 | 0 | 0 | 0 | 0 | 0 | 0
F7_Industrial_Stone, Clay, and Glass_Existing_Process_Natural Gas_Strategic Energy Management_A_Achievable Economic RVT Potential | F7 | Industrial | Stone, Clay, and Glass | Existing | Process | Natural Gas | Strategic Energy Management | A | Cumulative Energy Savings (MWh or mTherms) | Achievable Economic RVT Potential | 0 | 0 | 1.5735 | 3.1095 | 4.6086 | 6.0711 | 7.4977 | 8.8916 | 10.2574 | 11.5967 | 12.9107 | 14.2003 | 15.4661 | 16.7088 | 17.9288 | 19.1265 | 20.3022 | 21.4563 | 22.5948 | 23.7117 | 24.8073 | 25.8821 | 0
F8_Industrial_Stone, Clay, and Glass_Existing_Process_Natural Gas_Strategic Energy Management_A_Achievable Economic RVT Potential | F8 | Industrial | Stone, Clay, and Glass | Existing | Process | Natural Gas | Strategic Energy Management | A | Cumulative Summer Peak Savings (MW) | Achievable Economic RVT Potential | 0 | 0 | 0 | 0 | 0 | 0 | 0 | 0 | 0 | 0 | 0 | 0 | 0 | 0 | 0 | 0 | 0 | 0 | 0 | 0 | 0 | 0 | 0
F9_Industrial_Stone, Clay, and Glass_Existing_Process_Natural Gas_Strategic Energy Management_A_Achievable Economic RVT Potential | F9 | Industrial | Stone, Clay, and Glass | Existing | Process | Natural Gas | Strategic Energy Management | A | Cumulative Winter Peak Savings (MW) | Achievable Economic RVT Potential | 0 | 0 | 0 | 0 | 0 | 0 | 0 | 0 | 0 | 0 | 0 | 0 | 0 | 0 | 0 | 0 | 0 | 0 | 0 | 0 | 0 | 0 | 0
F10_Industrial_Stone, Clay, and Glass_Existing_Process_Natural Gas_Strategic Energy Management_A_Achievable Economic RVT Potential | F10 | Industrial | Stone, Clay, and Glass | Existing | Process | Natural Gas | Strategic Energy Management | A | Purchases (Incremental) | Achievable Economic RVT Potential | 0 | 0 | 26.0782 | 25.6286 | 25.1867 | 24.7525 | 24.3257 | 23.9063 | 23.4941 | 23.0891 | 22.691 | 22.2997 | 21.9153 | 21.5374 | 21.1661 | 20.8011 | 20.4425 | 20.0901 | 19.7437 | 19.4033 | 19.0687 | 18.74 | 0
F11_Industrial_Stone, Clay, and Glass_Existing_Process_Natural Gas_Strategic Energy Management_A_Achievable Economic RVT Potential | F11 | Industrial | Stone, Clay, and Glass | Existing | Process | Natural Gas | Strategic Energy Management | A | Purchases (Cumulative) | Achievable Economic RVT Potential | 0 | 0 | 26.0782 | 51.7068 | 76.8936 | 101.6461 | 125.9718 | 149.8781 | 173.3722 | 196.4613 | 219.1522 | 241.452 | 263.3672 | 284.9046 | 306.0707 | 326.8719 | 347.3144 | 367.4044 | 387.1481 | 406.5514 | 425.6201 | 444.3601 | 0
F1_Industrial_Stone, Clay, and Glass_Existing_Miscellaneous_Natural Gas_Strategic Energy Management_A_Achievable Economic RVT Potential | F1 | Industrial | Stone, Clay, and Glass | Existing | Miscellaneous | Natural Gas | Strategic Energy Management | A | Integrated Unit Energy Savings (kWh or therms) | Achievable Economic RVT Potential | 0 | 0 | 16.2609 | 16.2609 | 16.2609 | 16.2609 | 16.2609 | 16.2609 | 16.2609 | 16.2609 | 16.2609 | 16.2609 | 16.2609 | 16.2609 | 16.2609 | 16.2609 | 16.2609 | 16.2609 | 16.2609 | 16.2609 | 16.2609 | 16.2609 | 0
F2_Industrial_Stone, Clay, and Glass_Existing_Miscellaneous_Natural Gas_Strategic Energy Management_A_Achievable Economic RVT Potential | F2 | Industrial | Stone, Clay, and Glass | Existing | Miscellaneous | Natural Gas | Strategic Energy Management | A | Integrated Unit Summer Peak Savings (kW) | Achievable Economic RVT Potential | 0 | 0 | 0 | 0 | 0 | 0 | 0 | 0 | 0 | 0 | 0 | 0 | 0 | 0 | 0 | 0 | 0 | 0 | 0 | 0 | 0 | 0 | 0
F3_Industrial_Stone, Clay, and Glass_Existing_Miscellaneous_Natural Gas_Strategic Energy Management_A_Achievable Economic RVT Potential | F3 | Industrial | Stone, Clay, and Glass | Existing | Miscellaneous | Natural Gas | Strategic Energy Management | A | Integrated Unit Winter Peak Savings (kW) | Achievable Economic RVT Potential | 0 | 0 | 0 | 0 | 0 | 0 | 0 | 0 | 0 | 0 | 0 | 0 | 0 | 0 | 0 | 0 | 0 | 0 | 0 | 0 | 0 | 0 | 0
F4_Industrial_Stone, Clay, and Glass_Existing_Miscellaneous_Natural Gas_Strategic Energy Management_A_Achievable Economic RVT Potential | F4 | Industrial | Stone, Clay, and Glass | Existing | Miscellaneous | Natural Gas | Strategic Energy Management | A | Incremental Energy Savings (MWh or mTherms) | Achievable Economic RVT Potential | 0 | 0 | 0.10601 | 0.10419 | 0.10239 | 0.10062 | 0.09889 | 0.097185 | 0.095509 | 0.093862 | 0.092244 | 0.090653 | 0.089091 | 0.087554 | 0.086045 | 0.084561 | 0.083103 | 0.081671 | 0.080262 | 0.078879 | 0.077519 | 0.076182 | 0
F5_Industrial_Stone, Clay, and Glass_Existing_Miscellaneous_Natural Gas_Strategic Energy Management_A_Achievable Economic RVT Potential | F5 | Industrial | Stone, Clay, and Glass | Existing | Miscellaneous | Natural Gas | Strategic Energy Management | A | Incremental Summer Peak Savings (MW) | Achievable Economic RVT Potential | 0 | 0 | 0 | 0 | 0 | 0 | 0 | 0 | 0 | 0 | 0 | 0 | 0 | 0 | 0 | 0 | 0 | 0 | 0 | 0 | 0 | 0 | 0
F6_Industrial_Stone, Clay, and Glass_Existing_Miscellaneous_Natural Gas_Strategic Energy Management_A_Achievable Economic RVT Potential | F6 | Industrial | Stone, Clay, and Glass | Existing | Miscellaneous | Natural Gas | Strategic Energy Management | A | Incremental Winter Peak Savings (MW) | Achievable Economic RVT Potential | 0 | 0 | 0 | 0 | 0 | 0 | 0 | 0 | 0 | 0 | 0 | 0 | 0 | 0 | 0 | 0 | 0 | 0 | 0 | 0 | 0 | 0 | 0
F7_Industrial_Stone, Clay, and Glass_Existing_Miscellaneous_Natural Gas_Strategic Energy Management_A_Achievable Economic RVT Potential | F7 | Industrial | Stone, Clay, and Glass | Existing | Miscellaneous | Natural Gas | Strategic Energy Management | A | Cumulative Energy Savings (MWh or mTherms) | Achievable Economic RVT Potential | 0 | 0 | 0.10601 | 0.2102 | 0.31259 | 0.41321 | 0.5121 | 0.60929 | 0.7048 | 0.79866 | 0.8909 | 0.98156 | 1.0706 | 1.1582 | 1.2442 | 1.3288 | 1.4119 | 1.4936 | 1.5738 | 1.6527 | 1.7302 | 1.8064 | 0
F8_Industrial_Stone, Clay, and Glass_Existing_Miscellaneous_Natural Gas_Strategic Energy Management_A_Achievable Economic RVT Potential | F8 | Industrial | Stone, Clay, and Glass | Existing | Miscellaneous | Natural Gas | Strategic Energy Management | A | Cumulative Summer Peak Savings (MW) | Achievable Economic RVT Potential | 0 | 0 | 0 | 0 | 0 | 0 | 0 | 0 | 0 | 0 | 0 | 0 | 0 | 0 | 0 | 0 | 0 | 0 | 0 | 0 | 0 | 0 | 0
F9_Industrial_Stone, Clay, and Glass_Existing_Miscellaneous_Natural Gas_Strategic Energy Management_A_Achievable Economic RVT Potential | F9 | Industrial | Stone, Clay, and Glass | Existing | Miscellaneous | Natural Gas | Strategic Energy Management | A | Cumulative Winter Peak Savings (MW) | Achievable Economic RVT Potential | 0 | 0 | 0 | 0 | 0 | 0 | 0 | 0 | 0 | 0 | 0 | 0 | 0 | 0 | 0 | 0 | 0 | 0 | 0 | 0 | 0 | 0 | 0
F10_Industrial_Stone, Clay, and Glass_Existing_Miscellaneous_Natural Gas_Strategic Energy Management_A_Achievable Economic RVT Potential | F10 | Industrial | Stone, Clay, and Glass | Existing | Miscellaneous | Natural Gas | Strategic Energy Management | A | Purchases (Incremental) | Achievable Economic RVT Potential | 0 | 0 | 6.5196 | 6.4072 | 6.2967 | 6.1881 | 6.0814 | 5.9766 | 5.8735 | 5.7723 | 5.6727 | 5.5749 | 5.4788 | 5.3844 | 5.2915 | 5.2003 | 5.1106 | 5.0225 | 4.9359 | 4.8508 | 4.7672 | 4.685 | 0
F11_Industrial_Stone, Clay, and Glass_Existing_Miscellaneous_Natural Gas_Strategic Energy Management_A_Achievable Economic RVT Potential | F11 | Industrial | Stone, Clay, and Glass | Existing | Miscellaneous | Natural Gas | Strategic Energy Management | A | Purchases (Cumulative) | Achievable Economic RVT Potential | 0 | 0 | 6.5196 | 12.9267 | 19.2234 | 25.4115 | 31.4929 | 37.4695 | 43.343 | 49.1153 | 54.7881 | 60.363 | 65.8418 | 71.2262 | 76.5177 | 81.718 | 86.8286 | 91.8511 | 96.787 | 101.6378 | 106.405 | 111.09 | 0
F1_Industrial_Stone, Clay, and Glass_Existing_Space Heating_Natural Gas_Commissioning_A_Achievable Economic RVT Potential | F1 | Industrial | Stone, Clay, and Glass | Existing | Space Heating | Natural Gas | Commissioning | A | Integrated Unit Energy Savings (kWh or therms) | Achievable Economic RVT Potential | 0 | 0 | 17.2533 | 17.2055 | 17.1546 | 17.1003 | 17.0418 | 16.9785 | 16.9098 | 16.8352 | 16.7553 | 16.6704 | 16.5808 | 16.4864 | 16.3875 | 16.2846 | 16.1783 | 16.0778 | 15.9839 | 15.897 | 15.8168 | 15.7437 | 0
F2_Industrial_Stone, Clay, and Glass_Existing_Space Heating_Natural Gas_Commissioning_A_Achievable Economic RVT Potential | F2 | Industrial | Stone, Clay, and Glass | Existing | Space Heating | Natural Gas | Commissioning | A | Integrated Unit Summer Peak Savings (kW) | Achievable Economic RVT Potential | 0 | 0 | 0 | 0 | 0 | 0 | 0 | 0 | 0 | 0 | 0 | 0 | 0 | 0 | 0 | 0 | 0 | 0 | 0 | 0 | 0 | 0 | 0
F3_Industrial_Stone, Clay, and Glass_Existing_Space Heating_Natural Gas_Commissioning_A_Achievable Economic RVT Potential | F3 | Industrial | Stone, Clay, and Glass | Existing | Space Heating | Natural Gas | Commissioning | A | Integrated Unit Winter Peak Savings (kW) | Achievable Economic RVT Potential | 0 | 0 | 0 | 0 | 0 | 0 | 0 | 0 | 0 | 0 | 0 | 0 | 0 | 0 | 0 | 0 | 0 | 0 | 0 | 0 | 0 | 0 | 0
F4_Industrial_Stone, Clay, and Glass_Existing_Space Heating_Natural Gas_Commissioning_A_Achievable Economic RVT Potential | F4 | Industrial | Stone, Clay, and Glass | Existing | Space Heating | Natural Gas | Commissioning | A | Incremental Energy Savings (MWh or mTherms) | Achievable Economic RVT Potential | 0 | 0 | 0 | 0 | 0 | 0 | 0 | 0 | 0 | 0 | 0 | 0 | 0 | 0 | 0 | 0 | 0 | 0 | 0 | 0 | 0 | 0 | 0
F5_Industrial_Stone, Clay, and Glass_Existing_Space Heating_Natural Gas_Commissioning_A_Achievable Economic RVT Potential | F5 | Industrial | Stone, Clay, and Glass | Existing | Space Heating | Natural Gas | Commissioning | A | Incremental Summer Peak Savings (MW) | Achievable Economic RVT Potential | 0 | 0 | 0 | 0 | 0 | 0 | 0 | 0 | 0 | 0 | 0 | 0 | 0 | 0 | 0 | 0 | 0 | 0 | 0 | 0 | 0 | 0 | 0
F6_Industrial_Stone, Clay, and Glass_Existing_Space Heating_Natural Gas_Commissioning_A_Achievable Economic RVT Potential | F6 | Industrial | Stone, Clay, and Glass | Existing | Space Heating | Natural Gas | Commissioning | A | Incremental Winter Peak Savings (MW) | Achievable Economic RVT Potential | 0 | 0 | 0 | 0 | 0 | 0 | 0 | 0 | 0 | 0 | 0 | 0 | 0 | 0 | 0 | 0 | 0 | 0 | 0 | 0 | 0 | 0 | 0
F7_Industrial_Stone, Clay, and Glass_Existing_Space Heating_Natural Gas_Commissioning_A_Achievable Economic RVT Potential | F7 | Industrial | Stone, Clay, and Glass | Existing | Space Heating | Natural Gas | Commissioning | A | Cumulative Energy Savings (MWh or mTherms) | Achievable Economic RVT Potential | 0 | 0 | 0 | 0 | 0 | 0 | 0 | 0 | 0 | 0 | 0 | 0 | 0 | 0 | 0 | 0 | 0 | 0 | 0 | 0 | 0 | 0 | 0
F8_Industrial_Stone, Clay, and Glass_Existing_Space Heating_Natural Gas_Commissioning_A_Achievable Economic RVT Potential | F8 | Industrial | Stone, Clay, and Glass | Existing | Space Heating | Natural Gas | Commissioning | A | Cumulative Summer Peak Savings (MW) | Achievable Economic RVT Potential | 0 | 0 | 0 | 0 | 0 | 0 | 0 | 0 | 0 | 0 | 0 | 0 | 0 | 0 | 0 | 0 | 0 | 0 | 0 | 0 | 0 | 0 | 0
F9_Industrial_Stone, Clay, and Glass_Existing_Space Heating_Natural Gas_Commissioning_A_Achievable Economic RVT Potential | F9 | Industrial | Stone, Clay, and Glass | Existing | Space Heating | Natural Gas | Commissioning | A | Cumulative Winter Peak Savings (MW) | Achievable Economic RVT Potential | 0 | 0 | 0 | 0 | 0 | 0 | 0 | 0 | 0 | 0 | 0 | 0 | 0 | 0 | 0 | 0 | 0 | 0 | 0 | 0 | 0 | 0 | 0
F10_Industrial_Stone, Clay, and Glass_Existing_Space Heating_Natural Gas_Commissioning_A_Achievable Economic RVT Potential | F10 | Industrial | Stone, Clay, and Glass | Existing | Space Heating | Natural Gas | Commissioning | A | Purchases (Incremental) | Achievable Economic RVT Potential | 0 | 0 | 0 | 0 | 0 | 0 | 0 | 0 | 0 | 0 | 0 | 0 | 0 | 0 | 0 | 0 | 0 | 0 | 0 | 0 | 0 | 0 | 0
F11_Industrial_Stone, Clay, and Glass_Existing_Space Heating_Natural Gas_Commissioning_A_Achievable Economic RVT Potential | F11 | Industrial | Stone, Clay, and Glass | Existing | Space Heating | Natural Gas | Commissioning | A | Purchases (Cumulative) | Achievable Economic RVT Potential | 0 | 0 | 0 | 0 | 0 | 0 | 0 | 0 | 0 | 0 | 0 | 0 | 0 | 0 | 0 | 0 | 0 | 0 | 0 | 0 | 0 | 0 | 0
F1_Industrial_Stone, Clay, and Glass_Existing_Process_Natural Gas_Commissioning_A_Achievable Economic RVT Potential | F1 | Industrial | Stone, Clay, and Glass | Existing | Process | Natural Gas | Commissioning | A | Integrated Unit Energy Savings (kWh or therms) | Achievable Economic RVT Potential | 0 | 0 | 337.8652 | 337.8652 | 337.8652 | 337.8652 | 337.8652 | 337.8652 | 337.8652 | 337.8652 | 337.8652 | 337.8652 | 337.8652 | 337.8652 | 337.8652 | 337.8652 | 337.8652 | 337.8652 | 337.8652 | 337.8652 | 337.8652 | 337.8652 | 0
F2_Industrial_Stone, Clay, and Glass_Existing_Process_Natural Gas_Commissioning_A_Achievable Economic RVT Potential | F2 | Industrial | Stone, Clay, and Glass | Existing | Process | Natural Gas | Commissioning | A | Integrated Unit Summer Peak Savings (kW) | Achievable Economic RVT Potential | 0 | 0 | 0 | 0 | 0 | 0 | 0 | 0 | 0 | 0 | 0 | 0 | 0 | 0 | 0 | 0 | 0 | 0 | 0 | 0 | 0 | 0 | 0
F3_Industrial_Stone, Clay, and Glass_Existing_Process_Natural Gas_Commissioning_A_Achievable Economic RVT Potential | F3 | Industrial | Stone, Clay, and Glass | Existing | Process | Natural Gas | Commissioning | A | Integrated Unit Winter Peak Savings (kW) | Achievable Economic RVT Potential | 0 | 0 | 0 | 0 | 0 | 0 | 0 | 0 | 0 | 0 | 0 | 0 | 0 | 0 | 0 | 0 | 0 | 0 | 0 | 0 | 0 | 0 | 0
F4_Industrial_Stone, Clay, and Glass_Existing_Process_Natural Gas_Commissioning_A_Achievable Economic RVT Potential | F4 | Industrial | Stone, Clay, and Glass | Existing | Process | Natural Gas | Commissioning | A | Incremental Energy Savings (MWh or mTherms) | Achievable Economic RVT Potential | 0 | 0 | 0 | 0 | 0 | 0 | 0 | 0 | 0 | 0 | 0 | 0 | 0 | 0 | 0 | 0 | 0 | 0 | 0 | 0 | 0 | 0 | 0
F5_Industrial_Stone, Clay, and Glass_Existing_Process_Natural Gas_Commissioning_A_Achievable Economic RVT Potential | F5 | Industrial | Stone, Clay, and Glass | Existing | Process | Natural Gas | Commissioning | A | Incremental Summer Peak Savings (MW) | Achievable Economic RVT Potential | 0 | 0 | 0 | 0 | 0 | 0 | 0 | 0 | 0 | 0 | 0 | 0 | 0 | 0 | 0 | 0 | 0 | 0 | 0 | 0 | 0 | 0 | 0
F6_Industrial_Stone, Clay, and Glass_Existing_Process_Natural Gas_Commissioning_A_Achievable Economic RVT Potential | F6 | Industrial | Stone, Clay, and Glass | Existing | Process | Natural Gas | Commissioning | A | Incremental Winter Peak Savings (MW) | Achievable Economic RVT Potential | 0 | 0 | 0 | 0 | 0 | 0 | 0 | 0 | 0 | 0 | 0 | 0 | 0 | 0 | 0 | 0 | 0 | 0 | 0 | 0 | 0 | 0 | 0
F7_Industrial_Stone, Clay, and Glass_Existing_Process_Natural Gas_Commissioning_A_Achievable Economic RVT Potential | F7 | Industrial | Stone, Clay, and Glass | Existing | Process | Natural Gas | Commissioning | A | Cumulative Energy Savings (MWh or mTherms) | Achievable Economic RVT Potential | 0 | 0 | 0 | 0 | 0 | 0 | 0 | 0 | 0 | 0 | 0 | 0 | 0 | 0 | 0 | 0 | 0 | 0 | 0 | 0 | 0 | 0 | 0
F8_Industrial_Stone, Clay, and Glass_Existing_Process_Natural Gas_Commissioning_A_Achievable Economic RVT Potential | F8 | Industrial | Stone, Clay, and Glass | Existing | Process | Natural Gas | Commissioning | A | Cumulative Summer Peak Savings (MW) | Achievable Economic RVT Potential | 0 | 0 | 0 | 0 | 0 | 0 | 0 | 0 | 0 | 0 | 0 | 0 | 0 | 0 | 0 | 0 | 0 | 0 | 0 | 0 | 0 | 0 | 0
F9_Industrial_Stone, Clay, and Glass_Existing_Process_Natural Gas_Commissioning_A_Achievable Economic RVT Potential | F9 | Industrial | Stone, Clay, and Glass | Existing | Process | Natural Gas | Commissioning | A | Cumulative Winter Peak Savings (MW) | Achievable Economic RVT Potential | 0 | 0 | 0 | 0 | 0 | 0 | 0 | 0 | 0 | 0 | 0 | 0 | 0 | 0 | 0 | 0 | 0 | 0 | 0 | 0 | 0 | 0 | 0
F10_Industrial_Stone, Clay, and Glass_Existing_Process_Natural Gas_Commissioning_A_Achievable Economic RVT Potential | F10 | Industrial | Stone, Clay, and Glass | Existing | Process | Natural Gas | Commissioning | A | Purchases (Incremental) | Achievable Economic RVT Potential | 0 | 0 | 0 | 0 | 0 | 0 | 0 | 0 | 0 | 0 | 0 | 0 | 0 | 0 | 0 | 0 | 0 | 0 | 0 | 0 | 0 | 0 | 0
F11_Industrial_Stone, Clay, and Glass_Existing_Process_Natural Gas_Commissioning_A_Achievable Economic RVT Potential | F11 | Industrial | Stone, Clay, and Glass | Existing | Process | Natural Gas | Commissioning | A | Purchases (Cumulative) | Achievable Economic RVT Potential | 0 | 0 | 0 | 0 | 0 | 0 | 0 | 0 | 0 | 0 | 0 | 0 | 0 | 0 | 0 | 0 | 0 | 0 | 0 | 0 | 0 | 0 | 0
F1_Industrial_Stone, Clay, and Glass_Existing_Space Heating_Natural Gas_Retrocommissioning_A_Achievable Economic RVT Potential | F1 | Industrial | Stone, Clay, and Glass | Existing | Space Heating | Natural Gas | Retrocommissioning | A | Integrated Unit Energy Savings (kWh or therms) | Achievable Economic RVT Potential | 0 | 0 | 2.3963 | 2.3895 | 2.3824 | 2.3748 | 2.3667 | 2.3579 | 2.3483 | 2.3379 | 2.3268 | 2.315 | 2.3025 | 2.2894 | 2.2756 | 2.2613 | 2.2466 | 2.2326 | 2.2195 | 2.2075 | 2.1963 | 2.1862 | 0
F2_Industrial_Stone, Clay, and Glass_Existing_Space Heating_Natural Gas_Retrocommissioning_A_Achievable Economic RVT Potential | F2 | Industrial | Stone, Clay, and Glass | Existing | Space Heating | Natural Gas | Retrocommissioning | A | Integrated Unit Summer Peak Savings (kW) | Achievable Economic RVT Potential | 0 | 0 | 0 | 0 | 0 | 0 | 0 | 0 | 0 | 0 | 0 | 0 | 0 | 0 | 0 | 0 | 0 | 0 | 0 | 0 | 0 | 0 | 0
F3_Industrial_Stone, Clay, and Glass_Existing_Space Heating_Natural Gas_Retrocommissioning_A_Achievable Economic RVT Potential | F3 | Industrial | Stone, Clay, and Glass | Existing | Space Heating | Natural Gas | Retrocommissioning | A | Integrated Unit Winter Peak Savings (kW) | Achievable Economic RVT Potential | 0 | 0 | 0 | 0 | 0 | 0 | 0 | 0 | 0 | 0 | 0 | 0 | 0 | 0 | 0 | 0 | 0 | 0 | 0 | 0 | 0 | 0 | 0
F4_Industrial_Stone, Clay, and Glass_Existing_Space Heating_Natural Gas_Retrocommissioning_A_Achievable Economic RVT Potential | F4 | Industrial | Stone, Clay, and Glass | Existing | Space Heating | Natural Gas | Retrocommissioning | A | Incremental Energy Savings (MWh or mTherms) | Achievable Economic RVT Potential | 0 | 0 | 0.012151 | 0.011908 | 0.011668 | 0.01143 | 0.011194 | 0.01096 | 0.010728 | 0.010496 | 0.010266 | 0.010038 | 0.0098117 | 0.0095876 | 0.0093657 | 0.0091463 | 0.0089299 | 0.0087214 | 0.008521 | 0.0083284 | 0.0081435 | 0.0079661 | 0
F5_Industrial_Stone, Clay, and Glass_Existing_Space Heating_Natural Gas_Retrocommissioning_A_Achievable Economic RVT Potential | F5 | Industrial | Stone, Clay, and Glass | Existing | Space Heating | Natural Gas | Retrocommissioning | A | Incremental Summer Peak Savings (MW) | Achievable Economic RVT Potential | 0 | 0 | 0 | 0 | 0 | 0 | 0 | 0 | 0 | 0 | 0 | 0 | 0 | 0 | 0 | 0 | 0 | 0 | 0 | 0 | 0 | 0 | 0
F6_Industrial_Stone, Clay, and Glass_Existing_Space Heating_Natural Gas_Retrocommissioning_A_Achievable Economic RVT Potential | F6 | Industrial | Stone, Clay, and Glass | Existing | Space Heating | Natural Gas | Retrocommissioning | A | Incremental Winter Peak Savings (MW) | Achievable Economic RVT Potential | 0 | 0 | 0 | 0 | 0 | 0 | 0 | 0 | 0 | 0 | 0 | 0 | 0 | 0 | 0 | 0 | 0 | 0 | 0 | 0 | 0 | 0 | 0
F7_Industrial_Stone, Clay, and Glass_Existing_Space Heating_Natural Gas_Retrocommissioning_A_Achievable Economic RVT Potential | F7 | Industrial | Stone, Clay, and Glass | Existing | Space Heating | Natural Gas | Retrocommissioning | A | Cumulative Energy Savings (MWh or mTherms) | Achievable Economic RVT Potential | 0 | 0 | 0.012151 | 0.024025 | 0.035621 | 0.046938 | 0.057971 | 0.068715 | 0.079164 | 0.08931 | 0.099151 | 0.10869 | 0.11791 | 0.12683 | 0.13543 | 0.14373 | 0.15172 | 0.1595 | 0.16708 | 0.1745 | 0.18177 | 0.18889 | 0
F8_Industrial_Stone, Clay, and Glass_Existing_Space Heating_Natural Gas_Retrocommissioning_A_Achievable Economic RVT Potential | F8 | Industrial | Stone, Clay, and Glass | Existing | Space Heating | Natural Gas | Retrocommissioning | A | Cumulative Summer Peak Savings (MW) | Achievable Economic RVT Potential | 0 | 0 | 0 | 0 | 0 | 0 | 0 | 0 | 0 | 0 | 0 | 0 | 0 | 0 | 0 | 0 | 0 | 0 | 0 | 0 | 0 | 0 | 0
F9_Industrial_Stone, Clay, and Glass_Existing_Space Heating_Natural Gas_Retrocommissioning_A_Achievable Economic RVT Potential | F9 | Industrial | Stone, Clay, and Glass | Existing | Space Heating | Natural Gas | Retrocommissioning | A | Cumulative Winter Peak Savings (MW) | Achievable Economic RVT Potential | 0 | 0 | 0 | 0 | 0 | 0 | 0 | 0 | 0 | 0 | 0 | 0 | 0 | 0 | 0 | 0 | 0 | 0 | 0 | 0 | 0 | 0 | 0
F10_Industrial_Stone, Clay, and Glass_Existing_Space Heating_Natural Gas_Retrocommissioning_A_Achievable Economic RVT Potential | F10 | Industrial | Stone, Clay, and Glass | Existing | Space Heating | Natural Gas | Retrocommissioning | A | Purchases (Incremental) | Achievable Economic RVT Potential | 0 | 0 | 5.0708 | 4.9833 | 4.8974 | 4.813 | 4.73 | 4.6484 | 4.5683 | 4.4895 | 4.4121 | 4.3361 | 4.2613 | 4.1878 | 4.1156 | 4.0447 | 3.9749 | 3.9064 | 3.839 | 3.7729 | 3.7078 | 3.6439 | 0
F11_Industrial_Stone, Clay, and Glass_Existing_Space Heating_Natural Gas_Retrocommissioning_A_Achievable Economic RVT Potential | F11 | Industrial | Stone, Clay, and Glass | Existing | Space Heating | Natural Gas | Retrocommissioning | A | Purchases (Cumulative) | Achievable Economic RVT Potential | 0 | 0 | 5.0708 | 10.0541 | 14.9515 | 19.7645 | 24.4945 | 29.143 | 33.7113 | 38.2008 | 42.6129 | 46.949 | 51.2103 | 55.3981 | 59.5138 | 63.5584 | 67.5334 | 71.4398 | 75.2788 | 79.0517 | 82.7595 | 86.4033 | 0
F1_Industrial_Stone, Clay, and Glass_Existing_Process_Natural Gas_Retrocommissioning_A_Achievable Economic RVT Potential | F1 | Industrial | Stone, Clay, and Glass | Existing | Process | Natural Gas | Retrocommissioning | A | Integrated Unit Energy Savings (kWh or therms) | Achievable Economic RVT Potential | 0 | 0 | 0 | 0 | 0 | 0 | 0 | 0 | 0 | 0 | 0 | 0 | 0 | 0 | 0 | 0 | 0 | 0 | 0 | 0 | 0 | 0 | 0
F2_Industrial_Stone, Clay, and Glass_Existing_Process_Natural Gas_Retrocommissioning_A_Achievable Economic RVT Potential | F2 | Industrial | Stone, Clay, and Glass | Existing | Process | Natural Gas | Retrocommissioning | A | Integrated Unit Summer Peak Savings (kW) | Achievable Economic RVT Potential | 0 | 0 | 0 | 0 | 0 | 0 | 0 | 0 | 0 | 0 | 0 | 0 | 0 | 0 | 0 | 0 | 0 | 0 | 0 | 0 | 0 | 0 | 0
F3_Industrial_Stone, Clay, and Glass_Existing_Process_Natural Gas_Retrocommissioning_A_Achievable Economic RVT Potential | F3 | Industrial | Stone, Clay, and Glass | Existing | Process | Natural Gas | Retrocommissioning | A | Integrated Unit Winter Peak Savings (kW) | Achievable Economic RVT Potential | 0 | 0 | 0 | 0 | 0 | 0 | 0 | 0 | 0 | 0 | 0 | 0 | 0 | 0 | 0 | 0 | 0 | 0 | 0 | 0 | 0 | 0 | 0
F4_Industrial_Stone, Clay, and Glass_Existing_Process_Natural Gas_Retrocommissioning_A_Achievable Economic RVT Potential | F4 | Industrial | Stone, Clay, and Glass | Existing | Process | Natural Gas | Retrocommissioning | A | Incremental Energy Savings (MWh or mTherms) | Achievable Economic RVT Potential | 0 | 0 | 0 | 0 | 0 | 0 | 0 | 0 | 0 | 0 | 0 | 0 | 0 | 0 | 0 | 0 | 0 | 0 | 0 | 0 | 0 | 0 | 0
F5_Industrial_Stone, Clay, and Glass_Existing_Process_Natural Gas_Retrocommissioning_A_Achievable Economic RVT Potential | F5 | Industrial | Stone, Clay, and Glass | Existing | Process | Natural Gas | Retrocommissioning | A | Incremental Summer Peak Savings (MW) | Achievable Economic RVT Potential | 0 | 0 | 0 | 0 | 0 | 0 | 0 | 0 | 0 | 0 | 0 | 0 | 0 | 0 | 0 | 0 | 0 | 0 | 0 | 0 | 0 | 0 | 0
F6_Industrial_Stone, Clay, and Glass_Existing_Process_Natural Gas_Retrocommissioning_A_Achievable Economic RVT Potential | F6 | Industrial | Stone, Clay, and Glass | Existing | Process | Natural Gas | Retrocommissioning | A | Incremental Winter Peak Savings (MW) | Achievable Economic RVT Potential | 0 | 0 | 0 | 0 | 0 | 0 | 0 | 0 | 0 | 0 | 0 | 0 | 0 | 0 | 0 | 0 | 0 | 0 | 0 | 0 | 0 | 0 | 0
F7_Industrial_Stone, Clay, and Glass_Existing_Process_Natural Gas_Retrocommissioning_A_Achievable Economic RVT Potential | F7 | Industrial | Stone, Clay, and Glass | Existing | Process | Natural Gas | Retrocommissioning | A | Cumulative Energy Savings (MWh or mTherms) | Achievable Economic RVT Potential | 0 | 0 | 0 | 0 | 0 | 0 | 0 | 0 | 0 | 0 | 0 | 0 | 0 | 0 | 0 | 0 | 0 | 0 | 0 | 0 | 0 | 0 | 0
F8_Industrial_Stone, Clay, and Glass_Existing_Process_Natural Gas_Retrocommissioning_A_Achievable Economic RVT Potential | F8 | Industrial | Stone, Clay, and Glass | Existing | Process | Natural Gas | Retrocommissioning | A | Cumulative Summer Peak Savings (MW) | Achievable Economic RVT Potential | 0 | 0 | 0 | 0 | 0 | 0 | 0 | 0 | 0 | 0 | 0 | 0 | 0 | 0 | 0 | 0 | 0 | 0 | 0 | 0 | 0 | 0 | 0
F9_Industrial_Stone, Clay, and Glass_Existing_Process_Natural Gas_Retrocommissioning_A_Achievable Economic RVT Potential | F9 | Industrial | Stone, Clay, and Glass | Existing | Process | Natural Gas | Retrocommissioning | A | Cumulative Winter Peak Savings (MW) | Achievable Economic RVT Potential | 0 | 0 | 0 | 0 | 0 | 0 | 0 | 0 | 0 | 0 | 0 | 0 | 0 | 0 | 0 | 0 | 0 | 0 | 0 | 0 | 0 | 0 | 0
F10_Industrial_Stone, Clay, and Glass_Existing_Process_Natural Gas_Retrocommissioning_A_Achievable Economic RVT Potential | F10 | Industrial | Stone, Clay, and Glass | Existing | Process | Natural Gas | Retrocommissioning | A | Purchases (Incremental) | Achievable Economic RVT Potential | 0 | 0 | 5.0708 | 4.9833 | 4.8974 | 4.813 | 4.73 | 4.6484 | 4.5683 | 4.4895 | 4.4121 | 4.3361 | 4.2613 | 4.1878 | 4.1156 | 4.0447 | 3.9749 | 3.9064 | 3.839 | 3.7729 | 3.7078 | 3.6439 | 0
F11_Industrial_Stone, Clay, and Glass_Existing_Process_Natural Gas_Retrocommissioning_A_Achievable Economic RVT Potential | F11 | Industrial | Stone, Clay, and Glass | Existing | Process | Natural Gas | Retrocommissioning | A | Purchases (Cumulative) | Achievable Economic RVT Potential | 0 | 0 | 5.0708 | 10.0541 | 14.9515 | 19.7645 | 24.4945 | 29.143 | 33.7113 | 38.2008 | 42.6129 | 46.949 | 51.2103 | 55.3981 | 59.5138 | 63.5584 | 67.5334 | 71.4398 | 75.2788 | 79.0517 | 82.7595 | 86.4033 | 0
F1_Industrial_Stone, Clay, and Glass_New_Space Heating_Natural Gas_Insulation - Roof/Ceiling_A_Achievable Economic RVT Potential | F1 | Industrial | Stone, Clay, and Glass | New | Space Heating | Natural Gas | Insulation - Roof/Ceiling | A | Integrated Unit Energy Savings (kWh or therms) | Achievable Economic RVT Potential | 0 | 0 | 0.078824 | 0.07788 | 0.077211 | 0.07659 | 0.076147 | 0.07566 | 0.075175 | 0.074664 | 0.074195 | 0.073696 | 0.073069 | 0.072486 | 0.071884 | 0.071384 | 0.070951 | 0.070541 | 0.070292 | 0.070084 | 0.069963 | 0.069933 | 0
F2_Industrial_Stone, Clay, and Glass_New_Space Heating_Natural Gas_Insulation - Roof/Ceiling_A_Achievable Economic RVT Potential | F2 | Industrial | Stone, Clay, and Glass | New | Space Heating | Natural Gas | Insulation - Roof/Ceiling | A | Integrated Unit Summer Peak Savings (kW) | Achievable Economic RVT Potential | 0 | 0 | 0 | 0 | 0 | 0 | 0 | 0 | 0 | 0 | 0 | 0 | 0 | 0 | 0 | 0 | 0 | 0 | 0 | 0 | 0 | 0 | 0
F3_Industrial_Stone, Clay, and Glass_New_Space Heating_Natural Gas_Insulation - Roof/Ceiling_A_Achievable Economic RVT Potential | F3 | Industrial | Stone, Clay, and Glass | New | Space Heating | Natural Gas | Insulation - Roof/Ceiling | A | Integrated Unit Winter Peak Savings (kW) | Achievable Economic RVT Potential | 0 | 0 | 0 | 0 | 0 | 0 | 0 | 0 | 0 | 0 | 0 | 0 | 0 | 0 | 0 | 0 | 0 | 0 | 0 | 0 | 0 | 0 | 0
F4_Industrial_Stone, Clay, and Glass_New_Space Heating_Natural Gas_Insulation - Roof/Ceiling_A_Achievable Economic RVT Potential | F4 | Industrial | Stone, Clay, and Glass | New | Space Heating | Natural Gas | Insulation - Roof/Ceiling | A | Incremental Energy Savings (MWh or mTherms) | Achievable Economic RVT Potential | 0 | 0 | 0 | 0 | 0 | 0 | 0 | 0 | 0 | 0 | 0 | 0 | 0 | 0 | 0 | 0 | 0 | 0 | 0 | 0 | 0 | 0 | 0
F5_Industrial_Stone, Clay, and Glass_New_Space Heating_Natural Gas_Insulation - Roof/Ceiling_A_Achievable Economic RVT Potential | F5 | Industrial | Stone, Clay, and Glass | New | Space Heating | Natural Gas | Insulation - Roof/Ceiling | A | Incremental Summer Peak Savings (MW) | Achievable Economic RVT Potential | 0 | 0 | 0 | 0 | 0 | 0 | 0 | 0 | 0 | 0 | 0 | 0 | 0 | 0 | 0 | 0 | 0 | 0 | 0 | 0 | 0 | 0 | 0
F6_Industrial_Stone, Clay, and Glass_New_Space Heating_Natural Gas_Insulation - Roof/Ceiling_A_Achievable Economic RVT Potential | F6 | Industrial | Stone, Clay, and Glass | New | Space Heating | Natural Gas | Insulation - Roof/Ceiling | A | Incremental Winter Peak Savings (MW) | Achievable Economic RVT Potential | 0 | 0 | 0 | 0 | 0 | 0 | 0 | 0 | 0 | 0 | 0 | 0 | 0 | 0 | 0 | 0 | 0 | 0 | 0 | 0 | 0 | 0 | 0
F7_Industrial_Stone, Clay, and Glass_New_Space Heating_Natural Gas_Insulation - Roof/Ceiling_A_Achievable Economic RVT Potential | F7 | Industrial | Stone, Clay, and Glass | New | Space Heating | Natural Gas | Insulation - Roof/Ceiling | A | Cumulative Energy Savings (MWh or mTherms) | Achievable Economic RVT Potential | 0 | 0 | 0 | 0 | 0 | 0 | 0 | 0 | 0 | 0 | 0 | 0 | 0 | 0 | 0 | 0 | 0 | 0 | 0 | 0 | 0 | 0 | 0
F8_Industrial_Stone, Clay, and Glass_New_Space Heating_Natural Gas_Insulation - Roof/Ceiling_A_Achievable Economic RVT Potential | F8 | Industrial | Stone, Clay, and Glass | New | Space Heating | Natural Gas | Insulation - Roof/Ceiling | A | Cumulative Summer Peak Savings (MW) | Achievable Economic RVT Potential | 0 | 0 | 0 | 0 | 0 | 0 | 0 | 0 | 0 | 0 | 0 | 0 | 0 | 0 | 0 | 0 | 0 | 0 | 0 | 0 | 0 | 0 | 0
F9_Industrial_Stone, Clay, and Glass_New_Space Heating_Natural Gas_Insulation - Roof/Ceiling_A_Achievable Economic RVT Potential | F9 | Industrial | Stone, Clay, and Glass | New | Space Heating | Natural Gas | Insulation - Roof/Ceiling | A | Cumulative Winter Peak Savings (MW) | Achievable Economic RVT Potential | 0 | 0 | 0 | 0 | 0 | 0 | 0 | 0 | 0 | 0 | 0 | 0 | 0 | 0 | 0 | 0 | 0 | 0 | 0 | 0 | 0 | 0 | 0
F10_Industrial_Stone, Clay, and Glass_New_Space Heating_Natural Gas_Insulation - Roof/Ceiling_A_Achievable Economic RVT Potential | F10 | Industrial | Stone, Clay, and Glass | New | Space Heating | Natural Gas | Insulation - Roof/Ceiling | A | Purchases (Incremental) | Achievable Economic RVT Potential | 0 | 0 | 0 | 0 | 0 | 0 | 0 | 0 | 0 | 0 | 0 | 0 | 0 | 0 | 0 | 0 | 0 | 0 | 0 | 0 | 0 | 0 | 0
F11_Industrial_Stone, Clay, and Glass_New_Space Heating_Natural Gas_Insulation - Roof/Ceiling_A_Achievable Economic RVT Potential | F11 | Industrial | Stone, Clay, and Glass | New | Space Heating | Natural Gas | Insulation - Roof/Ceiling | A | Purchases (Cumulative) | Achievable Economic RVT Potential | 0 | 0 | 0 | 0 | 0 | 0 | 0 | 0 | 0 | 0 | 0 | 0 | 0 | 0 | 0 | 0 | 0 | 0 | 0 | 0 | 0 | 0 | 0
F1_Industrial_Stone, Clay, and Glass_New_Space Heating_Natural Gas_Insulation - Wall Cavity_A_Achievable Economic RVT Potential | F1 | Industrial | Stone, Clay, and Glass | New | Space Heating | Natural Gas | Insulation - Wall Cavity | A | Integrated Unit Energy Savings (kWh or therms) | Achievable Economic RVT Potential | 0 | 0 | 0.017244 | 0.017038 | 0.016891 | 0.016755 | 0.016658 | 0.016552 | 0.016446 | 0.016334 | 0.016232 | 0.016122 | 0.015985 | 0.015858 | 0.015726 | 0.015616 | 0.015522 | 0.015432 | 0.015378 | 0.015332 | 0.015305 | 0.015299 | 0
F2_Industrial_Stone, Clay, and Glass_New_Space Heating_Natural Gas_Insulation - Wall Cavity_A_Achievable Economic RVT Potential | F2 | Industrial | Stone, Clay, and Glass | New | Space Heating | Natural Gas | Insulation - Wall Cavity | A | Integrated Unit Summer Peak Savings (kW) | Achievable Economic RVT Potential | 0 | 0 | 0 | 0 | 0 | 0 | 0 | 0 | 0 | 0 | 0 | 0 | 0 | 0 | 0 | 0 | 0 | 0 | 0 | 0 | 0 | 0 | 0
F3_Industrial_Stone, Clay, and Glass_New_Space Heating_Natural Gas_Insulation - Wall Cavity_A_Achievable Economic RVT Potential | F3 | Industrial | Stone, Clay, and Glass | New | Space Heating | Natural Gas | Insulation - Wall Cavity | A | Integrated Unit Winter Peak Savings (kW) | Achievable Economic RVT Potential | 0 | 0 | 0 | 0 | 0 | 0 | 0 | 0 | 0 | 0 | 0 | 0 | 0 | 0 | 0 | 0 | 0 | 0 | 0 | 0 | 0 | 0 | 0
F4_Industrial_Stone, Clay, and Glass_New_Space Heating_Natural Gas_Insulation - Wall Cavity_A_Achievable Economic RVT Potential | F4 | Industrial | Stone, Clay, and Glass | New | Space Heating | Natural Gas | Insulation - Wall Cavity | A | Incremental Energy Savings (MWh or mTherms) | Achievable Economic RVT Potential | 0 | 0 | 0 | 0 | 0 | 0 | 0 | 0 | 0 | 0 | 0 | 0 | 0 | 0 | 0 | 0 | 0 | 0 | 0 | 0 | 0 | 0 | 0
F5_Industrial_Stone, Clay, and Glass_New_Space Heating_Natural Gas_Insulation - Wall Cavity_A_Achievable Economic RVT Potential | F5 | Industrial | Stone, Clay, and Glass | New | Space Heating | Natural Gas | Insulation - Wall Cavity | A | Incremental Summer Peak Savings (MW) | Achievable Economic RVT Potential | 0 | 0 | 0 | 0 | 0 | 0 | 0 | 0 | 0 | 0 | 0 | 0 | 0 | 0 | 0 | 0 | 0 | 0 | 0 | 0 | 0 | 0 | 0
F6_Industrial_Stone, Clay, and Glass_New_Space Heating_Natural Gas_Insulation - Wall Cavity_A_Achievable Economic RVT Potential | F6 | Industrial | Stone, Clay, and Glass | New | Space Heating | Natural Gas | Insulation - Wall Cavity | A | Incremental Winter Peak Savings (MW) | Achievable Economic RVT Potential | 0 | 0 | 0 | 0 | 0 | 0 | 0 | 0 | 0 | 0 | 0 | 0 | 0 | 0 | 0 | 0 | 0 | 0 | 0 | 0 | 0 | 0 | 0
F7_Industrial_Stone, Clay, and Glass_New_Space Heating_Natural Gas_Insulation - Wall Cavity_A_Achievable Economic RVT Potential | F7 | Industrial | Stone, Clay, and Glass | New | Space Heating | Natural Gas | Insulation - Wall Cavity | A | Cumulative Energy Savings (MWh or mTherms) | Achievable Economic RVT Potential | 0 | 0 | 0 | 0 | 0 | 0 | 0 | 0 | 0 | 0 | 0 | 0 | 0 | 0 | 0 | 0 | 0 | 0 | 0 | 0 | 0 | 0 | 0
F8_Industrial_Stone, Clay, and Glass_New_Space Heating_Natural Gas_Insulation - Wall Cavity_A_Achievable Economic RVT Potential | F8 | Industrial | Stone, Clay, and Glass | New | Space Heating | Natural Gas | Insulation - Wall Cavity | A | Cumulative Summer Peak Savings (MW) | Achievable Economic RVT Potential | 0 | 0 | 0 | 0 | 0 | 0 | 0 | 0 | 0 | 0 | 0 | 0 | 0 | 0 | 0 | 0 | 0 | 0 | 0 | 0 | 0 | 0 | 0
F9_Industrial_Stone, Clay, and Glass_New_Space Heating_Natural Gas_Insulation - Wall Cavity_A_Achievable Economic RVT Potential | F9 | Industrial | Stone, Clay, and Glass | New | Space Heating | Natural Gas | Insulation - Wall Cavity | A | Cumulative Winter Peak Savings (MW) | Achievable Economic RVT Potential | 0 | 0 | 0 | 0 | 0 | 0 | 0 | 0 | 0 | 0 | 0 | 0 | 0 | 0 | 0 | 0 | 0 | 0 | 0 | 0 | 0 | 0 | 0
F10_Industrial_Stone, Clay, and Glass_New_Space Heating_Natural Gas_Insulation - Wall Cavity_A_Achievable Economic RVT Potential | F10 | Industrial | Stone, Clay, and Glass | New | Space Heating | Natural Gas | Insulation - Wall Cavity | A | Purchases (Incremental) | Achievable Economic RVT Potential | 0 | 0 | 0 | 0 | 0 | 0 | 0 | 0 | 0 | 0 | 0 | 0 | 0 | 0 | 0 | 0 | 0 | 0 | 0 | 0 | 0 | 0 | 0
F11_Industrial_Stone, Clay, and Glass_New_Space Heating_Natural Gas_Insulation - Wall Cavity_A_Achievable Economic RVT Potential | F11 | Industrial | Stone, Clay, and Glass | New | Space Heating | Natural Gas | Insulation - Wall Cavity | A | Purchases (Cumulative) | Achievable Economic RVT Potential | 0 | 0 | 0 | 0 | 0 | 0 | 0 | 0 | 0 | 0 | 0 | 0 | 0 | 0 | 0 | 0 | 0 | 0 | 0 | 0 | 0 | 0 | 0
F1_Industrial_Stone, Clay, and Glass_New_Space Heating_Natural Gas_Insulation - Ducting_A_Achievable Economic RVT Potential | F1 | Industrial | Stone, Clay, and Glass | New | Space Heating | Natural Gas | Insulation - Ducting | A | Integrated Unit Energy Savings (kWh or therms) | Achievable Economic RVT Potential | 0 | 0 | 0.0012712 | 0.0012559 | 0.0012451 | 0.001235 | 0.0012278 | 0.0012199 | 0.001212 | 0.0012037 | 0.0011961 | 0.001188 | 0.0011778 | 0.0011684 | 0.0011587 | 0.0011506 | 0.0011436 | 0.001137 | 0.001133 | 0.0011297 | 0.0011278 | 0.0011273 | 0
F2_Industrial_Stone, Clay, and Glass_New_Space Heating_Natural Gas_Insulation - Ducting_A_Achievable Economic RVT Potential | F2 | Industrial | Stone, Clay, and Glass | New | Space Heating | Natural Gas | Insulation - Ducting | A | Integrated Unit Summer Peak Savings (kW) | Achievable Economic RVT Potential | 0 | 0 | 0 | 0 | 0 | 0 | 0 | 0 | 0 | 0 | 0 | 0 | 0 | 0 | 0 | 0 | 0 | 0 | 0 | 0 | 0 | 0 | 0
F3_Industrial_Stone, Clay, and Glass_New_Space Heating_Natural Gas_Insulation - Ducting_A_Achievable Economic RVT Potential | F3 | Industrial | Stone, Clay, and Glass | New | Space Heating | Natural Gas | Insulation - Ducting | A | Integrated Unit Winter Peak Savings (kW) | Achievable Economic RVT Potential | 0 | 0 | 0 | 0 | 0 | 0 | 0 | 0 | 0 | 0 | 0 | 0 | 0 | 0 | 0 | 0 | 0 | 0 | 0 | 0 | 0 | 0 | 0
F4_Industrial_Stone, Clay, and Glass_New_Space Heating_Natural Gas_Insulation - Ducting_A_Achievable Economic RVT Potential | F4 | Industrial | Stone, Clay, and Glass | New | Space Heating | Natural Gas | Insulation - Ducting | A | Incremental Energy Savings (MWh or mTherms) | Achievable Economic RVT Potential | 0 | 0 | 0 | 0 | 0 | 0 | 0 | 0 | 0 | 0 | 0 | 0 | 0 | 0 | 0 | 0 | 0 | 0 | 0 | 0 | 0 | 0 | 0
F5_Industrial_Stone, Clay, and Glass_New_Space Heating_Natural Gas_Insulation - Ducting_A_Achievable Economic RVT Potential | F5 | Industrial | Stone, Clay, and Glass | New | Space Heating | Natural Gas | Insulation - Ducting | A | Incremental Summer Peak Savings (MW) | Achievable Economic RVT Potential | 0 | 0 | 0 | 0 | 0 | 0 | 0 | 0 | 0 | 0 | 0 | 0 | 0 | 0 | 0 | 0 | 0 | 0 | 0 | 0 | 0 | 0 | 0
F6_Industrial_Stone, Clay, and Glass_New_Space Heating_Natural Gas_Insulation - Ducting_A_Achievable Economic RVT Potential | F6 | Industrial | Stone, Clay, and Glass | New | Space Heating | Natural Gas | Insulation - Ducting | A | Incremental Winter Peak Savings (MW) | Achievable Economic RVT Potential | 0 | 0 | 0 | 0 | 0 | 0 | 0 | 0 | 0 | 0 | 0 | 0 | 0 | 0 | 0 | 0 | 0 | 0 | 0 | 0 | 0 | 0 | 0
F7_Industrial_Stone, Clay, and Glass_New_Space Heating_Natural Gas_Insulation - Ducting_A_Achievable Economic RVT Potential | F7 | Industrial | Stone, Clay, and Glass | New | Space Heating | Natural Gas | Insulation - Ducting | A | Cumulative Energy Savings (MWh or mTherms) | Achievable Economic RVT Potential | 0 | 0 | 0 | 0 | 0 | 0 | 0 | 0 | 0 | 0 | 0 | 0 | 0 | 0 | 0 | 0 | 0 | 0 | 0 | 0 | 0 | 0 | 0
F8_Industrial_Stone, Clay, and Glass_New_Space Heating_Natural Gas_Insulation - Ducting_A_Achievable Economic RVT Potential | F8 | Industrial | Stone, Clay, and Glass | New | Space Heating | Natural Gas | Insulation - Ducting | A | Cumulative Summer Peak Savings (MW) | Achievable Economic RVT Potential | 0 | 0 | 0 | 0 | 0 | 0 | 0 | 0 | 0 | 0 | 0 | 0 | 0 | 0 | 0 | 0 | 0 | 0 | 0 | 0 | 0 | 0 | 0
F9_Industrial_Stone, Clay, and Glass_New_Space Heating_Natural Gas_Insulation - Ducting_A_Achievable Economic RVT Potential | F9 | Industrial | Stone, Clay, and Glass | New | Space Heating | Natural Gas | Insulation - Ducting | A | Cumulative Winter Peak Savings (MW) | Achievable Economic RVT Potential | 0 | 0 | 0 | 0 | 0 | 0 | 0 | 0 | 0 | 0 | 0 | 0 | 0 | 0 | 0 | 0 | 0 | 0 | 0 | 0 | 0 | 0 | 0
F10_Industrial_Stone, Clay, and Glass_New_Space Heating_Natural Gas_Insulation - Ducting_A_Achievable Economic RVT Potential | F10 | Industrial | Stone, Clay, and Glass | New | Space Heating | Natural Gas | Insulation - Ducting | A | Purchases (Incremental) | Achievable Economic RVT Potential | 0 | 0 | 0 | 0 | 0 | 0 | 0 | 0 | 0 | 0 | 0 | 0 | 0 | 0 | 0 | 0 | 0 | 0 | 0 | 0 | 0 | 0 | 0
F11_Industrial_Stone, Clay, and Glass_New_Space Heating_Natural Gas_Insulation - Ducting_A_Achievable Economic RVT Potential | F11 | Industrial | Stone, Clay, and Glass | New | Space Heating | Natural Gas | Insulation - Ducting | A | Purchases (Cumulative) | Achievable Economic RVT Potential | 0 | 0 | 0 | 0 | 0 | 0 | 0 | 0 | 0 | 0 | 0 | 0 | 0 | 0 | 0 | 0 | 0 | 0 | 0 | 0 | 0 | 0 | 0
F1_Industrial_Stone, Clay, and Glass_New_Space Heating_Natural Gas_HVAC - Duct Repair and Sealing_A_Achievable Economic RVT Potential | F1 | Industrial | Stone, Clay, and Glass | New | Space Heating | Natural Gas | HVAC - Duct Repair and Sealing | A | Integrated Unit Energy Savings (kWh or therms) | Achievable Economic RVT Potential | 0 | 0 | 0.0035952 | 0.003552 | 0.0035214 | 0.003493 | 0.0034726 | 0.0034502 | 0.0034279 | 0.0034044 | 0.0033829 | 0.00336 | 0.0033312 | 0.0033046 | 0.003277 | 0.0032542 | 0.0032345 | 0.0032159 | 0.0032045 | 0.0031951 | 0.0031896 | 0.0031883 | 0
F2_Industrial_Stone, Clay, and Glass_New_Space Heating_Natural Gas_HVAC - Duct Repair and Sealing_A_Achievable Economic RVT Potential | F2 | Industrial | Stone, Clay, and Glass | New | Space Heating | Natural Gas | HVAC - Duct Repair and Sealing | A | Integrated Unit Summer Peak Savings (kW) | Achievable Economic RVT Potential | 0 | 0 | 0 | 0 | 0 | 0 | 0 | 0 | 0 | 0 | 0 | 0 | 0 | 0 | 0 | 0 | 0 | 0 | 0 | 0 | 0 | 0 | 0
F3_Industrial_Stone, Clay, and Glass_New_Space Heating_Natural Gas_HVAC - Duct Repair and Sealing_A_Achievable Economic RVT Potential | F3 | Industrial | Stone, Clay, and Glass | New | Space Heating | Natural Gas | HVAC - Duct Repair and Sealing | A | Integrated Unit Winter Peak Savings (kW) | Achievable Economic RVT Potential | 0 | 0 | 0 | 0 | 0 | 0 | 0 | 0 | 0 | 0 | 0 | 0 | 0 | 0 | 0 | 0 | 0 | 0 | 0 | 0 | 0 | 0 | 0
F4_Industrial_Stone, Clay, and Glass_New_Space Heating_Natural Gas_HVAC - Duct Repair and Sealing_A_Achievable Economic RVT Potential | F4 | Industrial | Stone, Clay, and Glass | New | Space Heating | Natural Gas | HVAC - Duct Repair and Sealing | A | Incremental Energy Savings (MWh or mTherms) | Achievable Economic RVT Potential | 0 | 0 | 0 | 0 | 0 | 0 | 0 | 0 | 0 | 0 | 0 | 0 | 0 | 0 | 0 | 0 | 0 | 0 | 0 | 0 | 0 | 0 | 0
F5_Industrial_Stone, Clay, and Glass_New_Space Heating_Natural Gas_HVAC - Duct Repair and Sealing_A_Achievable Economic RVT Potential | F5 | Industrial | Stone, Clay, and Glass | New | Space Heating | Natural Gas | HVAC - Duct Repair and Sealing | A | Incremental Summer Peak Savings (MW) | Achievable Economic RVT Potential | 0 | 0 | 0 | 0 | 0 | 0 | 0 | 0 | 0 | 0 | 0 | 0 | 0 | 0 | 0 | 0 | 0 | 0 | 0 | 0 | 0 | 0 | 0
F6_Industrial_Stone, Clay, and Glass_New_Space Heating_Natural Gas_HVAC - Duct Repair and Sealing_A_Achievable Economic RVT Potential | F6 | Industrial | Stone, Clay, and Glass | New | Space Heating | Natural Gas | HVAC - Duct Repair and Sealing | A | Incremental Winter Peak Savings (MW) | Achievable Economic RVT Potential | 0 | 0 | 0 | 0 | 0 | 0 | 0 | 0 | 0 | 0 | 0 | 0 | 0 | 0 | 0 | 0 | 0 | 0 | 0 | 0 | 0 | 0 | 0
F7_Industrial_Stone, Clay, and Glass_New_Space Heating_Natural Gas_HVAC - Duct Repair and Sealing_A_Achievable Economic RVT Potential | F7 | Industrial | Stone, Clay, and Glass | New | Space Heating | Natural Gas | HVAC - Duct Repair and Sealing | A | Cumulative Energy Savings (MWh or mTherms) | Achievable Economic RVT Potential | 0 | 0 | 0 | 0 | 0 | 0 | 0 | 0 | 0 | 0 | 0 | 0 | 0 | 0 | 0 | 0 | 0 | 0 | 0 | 0 | 0 | 0 | 0
F8_Industrial_Stone, Clay, and Glass_New_Space Heating_Natural Gas_HVAC - Duct Repair and Sealing_A_Achievable Economic RVT Potential | F8 | Industrial | Stone, Clay, and Glass | New | Space Heating | Natural Gas | HVAC - Duct Repair and Sealing | A | Cumulative Summer Peak Savings (MW) | Achievable Economic RVT Potential | 0 | 0 | 0 | 0 | 0 | 0 | 0 | 0 | 0 | 0 | 0 | 0 | 0 | 0 | 0 | 0 | 0 | 0 | 0 | 0 | 0 | 0 | 0
F9_Industrial_Stone, Clay, and Glass_New_Space Heating_Natural Gas_HVAC - Duct Repair and Sealing_A_Achievable Economic RVT Potential | F9 | Industrial | Stone, Clay, and Glass | New | Space Heating | Natural Gas | HVAC - Duct Repair and Sealing | A | Cumulative Winter Peak Savings (MW) | Achievable Economic RVT Potential | 0 | 0 | 0 | 0 | 0 | 0 | 0 | 0 | 0 | 0 | 0 | 0 | 0 | 0 | 0 | 0 | 0 | 0 | 0 | 0 | 0 | 0 | 0
F10_Industrial_Stone, Clay, and Glass_New_Space Heating_Natural Gas_HVAC - Duct Repair and Sealing_A_Achievable Economic RVT Potential | F10 | Industrial | Stone, Clay, and Glass | New | Space Heating | Natural Gas | HVAC - Duct Repair and Sealing | A | Purchases (Incremental) | Achievable Economic RVT Potential | 0 | 0 | 0 | 0 | 0 | 0 | 0 | 0 | 0 | 0 | 0 | 0 | 0 | 0 | 0 | 0 | 0 | 0 | 0 | 0 | 0 | 0 | 0
F11_Industrial_Stone, Clay, and Glass_New_Space Heating_Natural Gas_HVAC - Duct Repair and Sealing_A_Achievable Economic RVT Potential | F11 | Industrial | Stone, Clay, and Glass | New | Space Heating | Natural Gas | HVAC - Duct Repair and Sealing | A | Purchases (Cumulative) | Achievable Economic RVT Potential | 0 | 0 | 0 | 0 | 0 | 0 | 0 | 0 | 0 | 0 | 0 | 0 | 0 | 0 | 0 | 0 | 0 | 0 | 0 | 0 | 0 | 0 | 0
F1_Industrial_Stone, Clay, and Glass_New_Space Heating_Natural Gas_Windows - High Efficiency_A_Achievable Economic RVT Potential | F1 | Industrial | Stone, Clay, and Glass | New | Space Heating | Natural Gas | Windows - High Efficiency | A | Integrated Unit Energy Savings (kWh or therms) | Achievable Economic RVT Potential | 0 | 0 | 0.0073733 | 0.0072847 | 0.007222 | 0.0071636 | 0.0071218 | 0.0070759 | 0.0070302 | 0.006982 | 0.0069378 | 0.0068908 | 0.0068319 | 0.0067773 | 0.0067208 | 0.006674 | 0.0066335 | 0.0065953 | 0.0065721 | 0.0065527 | 0.0065415 | 0.0065388 | 0
F2_Industrial_Stone, Clay, and Glass_New_Space Heating_Natural Gas_Windows - High Efficiency_A_Achievable Economic RVT Potential | F2 | Industrial | Stone, Clay, and Glass | New | Space Heating | Natural Gas | Windows - High Efficiency | A | Integrated Unit Summer Peak Savings (kW) | Achievable Economic RVT Potential | 0 | 0 | 0 | 0 | 0 | 0 | 0 | 0 | 0 | 0 | 0 | 0 | 0 | 0 | 0 | 0 | 0 | 0 | 0 | 0 | 0 | 0 | 0
F3_Industrial_Stone, Clay, and Glass_New_Space Heating_Natural Gas_Windows - High Efficiency_A_Achievable Economic RVT Potential | F3 | Industrial | Stone, Clay, and Glass | New | Space Heating | Natural Gas | Windows - High Efficiency | A | Integrated Unit Winter Peak Savings (kW) | Achievable Economic RVT Potential | 0 | 0 | 0 | 0 | 0 | 0 | 0 | 0 | 0 | 0 | 0 | 0 | 0 | 0 | 0 | 0 | 0 | 0 | 0 | 0 | 0 | 0 | 0
F4_Industrial_Stone, Clay, and Glass_New_Space Heating_Natural Gas_Windows - High Efficiency_A_Achievable Economic RVT Potential | F4 | Industrial | Stone, Clay, and Glass | New | Space Heating | Natural Gas | Windows - High Efficiency | A | Incremental Energy Savings (MWh or mTherms) | Achievable Economic RVT Potential | 0 | 0 | 0 | 0 | 0 | 0 | 0 | 0 | 0 | 0 | 0 | 0 | 0 | 0 | 0 | 0 | 0 | 0 | 0 | 0 | 0 | 0 | 0
F5_Industrial_Stone, Clay, and Glass_New_Space Heating_Natural Gas_Windows - High Efficiency_A_Achievable Economic RVT Potential | F5 | Industrial | Stone, Clay, and Glass | New | Space Heating | Natural Gas | Windows - High Efficiency | A | Incremental Summer Peak Savings (MW) | Achievable Economic RVT Potential | 0 | 0 | 0 | 0 | 0 | 0 | 0 | 0 | 0 | 0 | 0 | 0 | 0 | 0 | 0 | 0 | 0 | 0 | 0 | 0 | 0 | 0 | 0
F6_Industrial_Stone, Clay, and Glass_New_Space Heating_Natural Gas_Windows - High Efficiency_A_Achievable Economic RVT Potential | F6 | Industrial | Stone, Clay, and Glass | New | Space Heating | Natural Gas | Windows - High Efficiency | A | Incremental Winter Peak Savings (MW) | Achievable Economic RVT Potential | 0 | 0 | 0 | 0 | 0 | 0 | 0 | 0 | 0 | 0 | 0 | 0 | 0 | 0 | 0 | 0 | 0 | 0 | 0 | 0 | 0 | 0 | 0
F7_Industrial_Stone, Clay, and Glass_New_Space Heating_Natural Gas_Windows - High Efficiency_A_Achievable Economic RVT Potential | F7 | Industrial | Stone, Clay, and Glass | New | Space Heating | Natural Gas | Windows - High Efficiency | A | Cumulative Energy Savings (MWh or mTherms) | Achievable Economic RVT Potential | 0 | 0 | 0 | 0 | 0 | 0 | 0 | 0 | 0 | 0 | 0 | 0 | 0 | 0 | 0 | 0 | 0 | 0 | 0 | 0 | 0 | 0 | 0
F8_Industrial_Stone, Clay, and Glass_New_Space Heating_Natural Gas_Windows - High Efficiency_A_Achievable Economic RVT Potential | F8 | Industrial | Stone, Clay, and Glass | New | Space Heating | Natural Gas | Windows - High Efficiency | A | Cumulative Summer Peak Savings (MW) | Achievable Economic RVT Potential | 0 | 0 | 0 | 0 | 0 | 0 | 0 | 0 | 0 | 0 | 0 | 0 | 0 | 0 | 0 | 0 | 0 | 0 | 0 | 0 | 0 | 0 | 0
F9_Industrial_Stone, Clay, and Glass_New_Space Heating_Natural Gas_Windows - High Efficiency_A_Achievable Economic RVT Potential | F9 | Industrial | Stone, Clay, and Glass | New | Space Heating | Natural Gas | Windows - High Efficiency | A | Cumulative Winter Peak Savings (MW) | Achievable Economic RVT Potential | 0 | 0 | 0 | 0 | 0 | 0 | 0 | 0 | 0 | 0 | 0 | 0 | 0 | 0 | 0 | 0 | 0 | 0 | 0 | 0 | 0 | 0 | 0
F10_Industrial_Stone, Clay, and Glass_New_Space Heating_Natural Gas_Windows - High Efficiency_A_Achievable Economic RVT Potential | F10 | Industrial | Stone, Clay, and Glass | New | Space Heating | Natural Gas | Windows - High Efficiency | A | Purchases (Incremental) | Achievable Economic RVT Potential | 0 | 0 | 0 | 0 | 0 | 0 | 0 | 0 | 0 | 0 | 0 | 0 | 0 | 0 | 0 | 0 | 0 | 0 | 0 | 0 | 0 | 0 | 0
F11_Industrial_Stone, Clay, and Glass_New_Space Heating_Natural Gas_Windows - High Efficiency_A_Achievable Economic RVT Potential | F11 | Industrial | Stone, Clay, and Glass | New | Space Heating | Natural Gas | Windows - High Efficiency | A | Purchases (Cumulative) | Achievable Economic RVT Potential | 0 | 0 | 0 | 0 | 0 | 0 | 0 | 0 | 0 | 0 | 0 | 0 | 0 | 0 | 0 | 0 | 0 | 0 | 0 | 0 | 0 | 0 | 0
F1_Industrial_Stone, Clay, and Glass_New_Space Heating_Natural Gas_Gas Boiler - Maintenance_A_Achievable Economic RVT Potential | F1 | Industrial | Stone, Clay, and Glass | New | Space Heating | Natural Gas | Gas Boiler - Maintenance | A | Integrated Unit Energy Savings (kWh or therms) | Achievable Economic RVT Potential | 0 | 0 | 6.7807 | 6.7064 | 6.6563 | 6.6111 | 6.5855 | 6.5563 | 6.5296 | 6.5026 | 6.4841 | 6.4646 | 6.4358 | 6.4096 | 6.3846 | 6.3635 | 6.3436 | 6.3176 | 6.305 | 6.2876 | 6.2735 | 6.2646 | 0
F2_Industrial_Stone, Clay, and Glass_New_Space Heating_Natural Gas_Gas Boiler - Maintenance_A_Achievable Economic RVT Potential | F2 | Industrial | Stone, Clay, and Glass | New | Space Heating | Natural Gas | Gas Boiler - Maintenance | A | Integrated Unit Summer Peak Savings (kW) | Achievable Economic RVT Potential | 0 | 0 | 0 | 0 | 0 | 0 | 0 | 0 | 0 | 0 | 0 | 0 | 0 | 0 | 0 | 0 | 0 | 0 | 0 | 0 | 0 | 0 | 0
F3_Industrial_Stone, Clay, and Glass_New_Space Heating_Natural Gas_Gas Boiler - Maintenance_A_Achievable Economic RVT Potential | F3 | Industrial | Stone, Clay, and Glass | New | Space Heating | Natural Gas | Gas Boiler - Maintenance | A | Integrated Unit Winter Peak Savings (kW) | Achievable Economic RVT Potential | 0 | 0 | 0 | 0 | 0 | 0 | 0 | 0 | 0 | 0 | 0 | 0 | 0 | 0 | 0 | 0 | 0 | 0 | 0 | 0 | 0 | 0 | 0
F4_Industrial_Stone, Clay, and Glass_New_Space Heating_Natural Gas_Gas Boiler - Maintenance_A_Achievable Economic RVT Potential | F4 | Industrial | Stone, Clay, and Glass | New | Space Heating | Natural Gas | Gas Boiler - Maintenance | A | Incremental Energy Savings (MWh or mTherms) | Achievable Economic RVT Potential | 0 | 0 | 0.00010842 | 0.00013117 | 0.00012851 | 0.00013269 | 0.0001333 | 0.00013233 | 0.00013105 | 0.00013162 | 0.00013087 | 0.00023311 | 0.00025614 | 0.00025312 | 0.00046045 | 0.00050653 | 0.00050102 | 0.00091124 | 0.0010037 | 0.0009932 | 0.0018354 | 0.0019989 | 0
F5_Industrial_Stone, Clay, and Glass_New_Space Heating_Natural Gas_Gas Boiler - Maintenance_A_Achievable Economic RVT Potential | F5 | Industrial | Stone, Clay, and Glass | New | Space Heating | Natural Gas | Gas Boiler - Maintenance | A | Incremental Summer Peak Savings (MW) | Achievable Economic RVT Potential | 0 | 0 | 0 | 0 | 0 | 0 | 0 | 0 | 0 | 0 | 0 | 0 | 0 | 0 | 0 | 0 | 0 | 0 | 0 | 0 | 0 | 0 | 0
F6_Industrial_Stone, Clay, and Glass_New_Space Heating_Natural Gas_Gas Boiler - Maintenance_A_Achievable Economic RVT Potential | F6 | Industrial | Stone, Clay, and Glass | New | Space Heating | Natural Gas | Gas Boiler - Maintenance | A | Incremental Winter Peak Savings (MW) | Achievable Economic RVT Potential | 0 | 0 | 0 | 0 | 0 | 0 | 0 | 0 | 0 | 0 | 0 | 0 | 0 | 0 | 0 | 0 | 0 | 0 | 0 | 0 | 0 | 0 | 0
F7_Industrial_Stone, Clay, and Glass_New_Space Heating_Natural Gas_Gas Boiler - Maintenance_A_Achievable Economic RVT Potential | F7 | Industrial | Stone, Clay, and Glass | New | Space Heating | Natural Gas | Gas Boiler - Maintenance | A | Cumulative Energy Savings (MWh or mTherms) | Achievable Economic RVT Potential | 0 | 0 | 0.00010842 | 0.0002384 | 0.00036513 | 0.00038963 | 0.00039262 | 0.00039663 | 0.00039501 | 0.00039337 | 0.00039226 | 0.00039108 | 0.00038933 | 0.00038775 | 0.00038624 | 0.00038496 | 0.00038376 | 0.00038218 | 0.00038142 | 0.00038037 | 0.00037952 | 0.00037898 | 0
F8_Industrial_Stone, Clay, and Glass_New_Space Heating_Natural Gas_Gas Boiler - Maintenance_A_Achievable Economic RVT Potential | F8 | Industrial | Stone, Clay, and Glass | New | Space Heating | Natural Gas | Gas Boiler - Maintenance | A | Cumulative Summer Peak Savings (MW) | Achievable Economic RVT Potential | 0 | 0 | 0 | 0 | 0 | 0 | 0 | 0 | 0 | 0 | 0 | 0 | 0 | 0 | 0 | 0 | 0 | 0 | 0 | 0 | 0 | 0 | 0
F9_Industrial_Stone, Clay, and Glass_New_Space Heating_Natural Gas_Gas Boiler - Maintenance_A_Achievable Economic RVT Potential | F9 | Industrial | Stone, Clay, and Glass | New | Space Heating | Natural Gas | Gas Boiler - Maintenance | A | Cumulative Winter Peak Savings (MW) | Achievable Economic RVT Potential | 0 | 0 | 0 | 0 | 0 | 0 | 0 | 0 | 0 | 0 | 0 | 0 | 0 | 0 | 0 | 0 | 0 | 0 | 0 | 0 | 0 | 0 | 0
F10_Industrial_Stone, Clay, and Glass_New_Space Heating_Natural Gas_Gas Boiler - Maintenance_A_Achievable Economic RVT Potential | F10 | Industrial | Stone, Clay, and Glass | New | Space Heating | Natural Gas | Gas Boiler - Maintenance | A | Purchases (Incremental) | Achievable Economic RVT Potential | 0 | 0 | 0.015989 | 0.019558 | 0.019307 | 0.02007 | 0.020241 | 0.020184 | 0.02007 | 0.020241 | 0.020184 | 0.036059 | 0.039799 | 0.03949 | 0.072119 | 0.079599 | 0.078981 | 0.14424 | 0.1592 | 0.15796 | 0.29256 | 0.31908 | 0
F11_Industrial_Stone, Clay, and Glass_New_Space Heating_Natural Gas_Gas Boiler - Maintenance_A_Achievable Economic RVT Potential | F11 | Industrial | Stone, Clay, and Glass | New | Space Heating | Natural Gas | Gas Boiler - Maintenance | A | Purchases (Cumulative) | Achievable Economic RVT Potential | 0 | 0 | 0.015989 | 0.035547 | 0.054854 | 0.058936 | 0.059618 | 0.060495 | 0.060495 | 0.060495 | 0.060495 | 0.060495 | 0.060495 | 0.060495 | 0.060495 | 0.060495 | 0.060495 | 0.060495 | 0.060495 | 0.060495 | 0.060495 | 0.060495 | 0
F1_Industrial_Stone, Clay, and Glass_New_Process_Natural Gas_Gas Boiler - Maintenance_A_Achievable Economic RVT Potential | F1 | Industrial | Stone, Clay, and Glass | New | Process | Natural Gas | Gas Boiler - Maintenance | A | Integrated Unit Energy Savings (kWh or therms) | Achievable Economic RVT Potential | 0 | 0 | 6.7831 | 6.7831 | 6.7831 | 6.7831 | 6.7831 | 6.7831 | 6.7831 | 6.7831 | 6.7831 | 6.7831 | 6.7831 | 6.7831 | 6.7831 | 6.7831 | 6.7831 | 6.7831 | 6.7831 | 6.7831 | 6.7831 | 6.7831 | 0
F2_Industrial_Stone, Clay, and Glass_New_Process_Natural Gas_Gas Boiler - Maintenance_A_Achievable Economic RVT Potential | F2 | Industrial | Stone, Clay, and Glass | New | Process | Natural Gas | Gas Boiler - Maintenance | A | Integrated Unit Summer Peak Savings (kW) | Achievable Economic RVT Potential | 0 | 0 | 0 | 0 | 0 | 0 | 0 | 0 | 0 | 0 | 0 | 0 | 0 | 0 | 0 | 0 | 0 | 0 | 0 | 0 | 0 | 0 | 0
F3_Industrial_Stone, Clay, and Glass_New_Process_Natural Gas_Gas Boiler - Maintenance_A_Achievable Economic RVT Potential | F3 | Industrial | Stone, Clay, and Glass | New | Process | Natural Gas | Gas Boiler - Maintenance | A | Integrated Unit Winter Peak Savings (kW) | Achievable Economic RVT Potential | 0 | 0 | 0 | 0 | 0 | 0 | 0 | 0 | 0 | 0 | 0 | 0 | 0 | 0 | 0 | 0 | 0 | 0 | 0 | 0 | 0 | 0 | 0
F4_Industrial_Stone, Clay, and Glass_New_Process_Natural Gas_Gas Boiler - Maintenance_A_Achievable Economic RVT Potential | F4 | Industrial | Stone, Clay, and Glass | New | Process | Natural Gas | Gas Boiler - Maintenance | A | Incremental Energy Savings (MWh or mTherms) | Achievable Economic RVT Potential | 0 | 0 | 0.00010845 | 0.00013267 | 0.00013096 | 0.00013614 | 0.0001373 | 0.00013691 | 0.00013614 | 0.0001373 | 0.00013691 | 0.00024459 | 0.00026996 | 0.00026787 | 0.00048919 | 0.00053992 | 0.00053573 | 0.00097837 | 0.0010798 | 0.0010715 | 0.0019844 | 0.0021643 | 0
F5_Industrial_Stone, Clay, and Glass_New_Process_Natural Gas_Gas Boiler - Maintenance_A_Achievable Economic RVT Potential | F5 | Industrial | Stone, Clay, and Glass | New | Process | Natural Gas | Gas Boiler - Maintenance | A | Incremental Summer Peak Savings (MW) | Achievable Economic RVT Potential | 0 | 0 | 0 | 0 | 0 | 0 | 0 | 0 | 0 | 0 | 0 | 0 | 0 | 0 | 0 | 0 | 0 | 0 | 0 | 0 | 0 | 0 | 0
F6_Industrial_Stone, Clay, and Glass_New_Process_Natural Gas_Gas Boiler - Maintenance_A_Achievable Economic RVT Potential | F6 | Industrial | Stone, Clay, and Glass | New | Process | Natural Gas | Gas Boiler - Maintenance | A | Incremental Winter Peak Savings (MW) | Achievable Economic RVT Potential | 0 | 0 | 0 | 0 | 0 | 0 | 0 | 0 | 0 | 0 | 0 | 0 | 0 | 0 | 0 | 0 | 0 | 0 | 0 | 0 | 0 | 0 | 0
F7_Industrial_Stone, Clay, and Glass_New_Process_Natural Gas_Gas Boiler - Maintenance_A_Achievable Economic RVT Potential | F7 | Industrial | Stone, Clay, and Glass | New | Process | Natural Gas | Gas Boiler - Maintenance | A | Cumulative Energy Savings (MWh or mTherms) | Achievable Economic RVT Potential | 0 | 0 | 0.00010845 | 0.00024112 | 0.00037208 | 0.00039976 | 0.00040439 | 0.00041034 | 0.00041034 | 0.00041034 | 0.00041034 | 0.00041034 | 0.00041034 | 0.00041034 | 0.00041034 | 0.00041034 | 0.00041034 | 0.00041034 | 0.00041034 | 0.00041034 | 0.00041034 | 0.00041034 | 0
F8_Industrial_Stone, Clay, and Glass_New_Process_Natural Gas_Gas Boiler - Maintenance_A_Achievable Economic RVT Potential | F8 | Industrial | Stone, Clay, and Glass | New | Process | Natural Gas | Gas Boiler - Maintenance | A | Cumulative Summer Peak Savings (MW) | Achievable Economic RVT Potential | 0 | 0 | 0 | 0 | 0 | 0 | 0 | 0 | 0 | 0 | 0 | 0 | 0 | 0 | 0 | 0 | 0 | 0 | 0 | 0 | 0 | 0 | 0
F9_Industrial_Stone, Clay, and Glass_New_Process_Natural Gas_Gas Boiler - Maintenance_A_Achievable Economic RVT Potential | F9 | Industrial | Stone, Clay, and Glass | New | Process | Natural Gas | Gas Boiler - Maintenance | A | Cumulative Winter Peak Savings (MW) | Achievable Economic RVT Potential | 0 | 0 | 0 | 0 | 0 | 0 | 0 | 0 | 0 | 0 | 0 | 0 | 0 | 0 | 0 | 0 | 0 | 0 | 0 | 0 | 0 | 0 | 0
F10_Industrial_Stone, Clay, and Glass_New_Process_Natural Gas_Gas Boiler - Maintenance_A_Achievable Economic RVT Potential | F10 | Industrial | Stone, Clay, and Glass | New | Process | Natural Gas | Gas Boiler - Maintenance | A | Purchases (Incremental) | Achievable Economic RVT Potential | 0 | 0 | 0.015989 | 0.019558 | 0.019307 | 0.02007 | 0.020241 | 0.020184 | 0.02007 | 0.020241 | 0.020184 | 0.036059 | 0.039799 | 0.03949 | 0.072119 | 0.079599 | 0.078981 | 0.14424 | 0.1592 | 0.15796 | 0.29256 | 0.31908 | 0
F11_Industrial_Stone, Clay, and Glass_New_Process_Natural Gas_Gas Boiler - Maintenance_A_Achievable Economic RVT Potential | F11 | Industrial | Stone, Clay, and Glass | New | Process | Natural Gas | Gas Boiler - Maintenance | A | Purchases (Cumulative) | Achievable Economic RVT Potential | 0 | 0 | 0.015989 | 0.035547 | 0.054854 | 0.058936 | 0.059618 | 0.060495 | 0.060495 | 0.060495 | 0.060495 | 0.060495 | 0.060495 | 0.060495 | 0.060495 | 0.060495 | 0.060495 | 0.060495 | 0.060495 | 0.060495 | 0.060495 | 0.060495 | 0
F1_Industrial_Stone, Clay, and Glass_New_Space Heating_Natural Gas_Gas Furnace - Maintenance_A_Achievable Economic RVT Potential | F1 | Industrial | Stone, Clay, and Glass | New | Space Heating | Natural Gas | Gas Furnace - Maintenance | A | Integrated Unit Energy Savings (kWh or therms) | Achievable Economic RVT Potential | 0 | 0 | 0.0082991 | 0.008202 | 0.0081351 | 0.0080749 | 0.0080367 | 0.0079967 | 0.0079604 | 0.0079246 | 0.0078989 | 0.0078725 | 0.0078349 | 0.0078012 | 0.007768 | 0.0077401 | 0.0077139 | 0.0076816 | 0.0076653 | 0.007644 | 0.007627 | 0.0076161 | 0
F2_Industrial_Stone, Clay, and Glass_New_Space Heating_Natural Gas_Gas Furnace - Maintenance_A_Achievable Economic RVT Potential | F2 | Industrial | Stone, Clay, and Glass | New | Space Heating | Natural Gas | Gas Furnace - Maintenance | A | Integrated Unit Summer Peak Savings (kW) | Achievable Economic RVT Potential | 0 | 0 | 0 | 0 | 0 | 0 | 0 | 0 | 0 | 0 | 0 | 0 | 0 | 0 | 0 | 0 | 0 | 0 | 0 | 0 | 0 | 0 | 0
F3_Industrial_Stone, Clay, and Glass_New_Space Heating_Natural Gas_Gas Furnace - Maintenance_A_Achievable Economic RVT Potential | F3 | Industrial | Stone, Clay, and Glass | New | Space Heating | Natural Gas | Gas Furnace - Maintenance | A | Integrated Unit Winter Peak Savings (kW) | Achievable Economic RVT Potential | 0 | 0 | 0 | 0 | 0 | 0 | 0 | 0 | 0 | 0 | 0 | 0 | 0 | 0 | 0 | 0 | 0 | 0 | 0 | 0 | 0 | 0 | 0
F4_Industrial_Stone, Clay, and Glass_New_Space Heating_Natural Gas_Gas Furnace - Maintenance_A_Achievable Economic RVT Potential | F4 | Industrial | Stone, Clay, and Glass | New | Space Heating | Natural Gas | Gas Furnace - Maintenance | A | Incremental Energy Savings (MWh or mTherms) | Achievable Economic RVT Potential | 0 | 0 | 0 | 0 | 0 | 0 | 0 | 0 | 0 | 0 | 0 | 0 | 0 | 0 | 0 | 0 | 0 | 0 | 0 | 0 | 0 | 0 | 0
F5_Industrial_Stone, Clay, and Glass_New_Space Heating_Natural Gas_Gas Furnace - Maintenance_A_Achievable Economic RVT Potential | F5 | Industrial | Stone, Clay, and Glass | New | Space Heating | Natural Gas | Gas Furnace - Maintenance | A | Incremental Summer Peak Savings (MW) | Achievable Economic RVT Potential | 0 | 0 | 0 | 0 | 0 | 0 | 0 | 0 | 0 | 0 | 0 | 0 | 0 | 0 | 0 | 0 | 0 | 0 | 0 | 0 | 0 | 0 | 0
F6_Industrial_Stone, Clay, and Glass_New_Space Heating_Natural Gas_Gas Furnace - Maintenance_A_Achievable Economic RVT Potential | F6 | Industrial | Stone, Clay, and Glass | New | Space Heating | Natural Gas | Gas Furnace - Maintenance | A | Incremental Winter Peak Savings (MW) | Achievable Economic RVT Potential | 0 | 0 | 0 | 0 | 0 | 0 | 0 | 0 | 0 | 0 | 0 | 0 | 0 | 0 | 0 | 0 | 0 | 0 | 0 | 0 | 0 | 0 | 0
F7_Industrial_Stone, Clay, and Glass_New_Space Heating_Natural Gas_Gas Furnace - Maintenance_A_Achievable Economic RVT Potential | F7 | Industrial | Stone, Clay, and Glass | New | Space Heating | Natural Gas | Gas Furnace - Maintenance | A | Cumulative Energy Savings (MWh or mTherms) | Achievable Economic RVT Potential | 0 | 0 | 0 | 0 | 0 | 0 | 0 | 0 | 0 | 0 | 0 | 0 | 0 | 0 | 0 | 0 | 0 | 0 | 0 | 0 | 0 | 0 | 0
F8_Industrial_Stone, Clay, and Glass_New_Space Heating_Natural Gas_Gas Furnace - Maintenance_A_Achievable Economic RVT Potential | F8 | Industrial | Stone, Clay, and Glass | New | Space Heating | Natural Gas | Gas Furnace - Maintenance | A | Cumulative Summer Peak Savings (MW) | Achievable Economic RVT Potential | 0 | 0 | 0 | 0 | 0 | 0 | 0 | 0 | 0 | 0 | 0 | 0 | 0 | 0 | 0 | 0 | 0 | 0 | 0 | 0 | 0 | 0 | 0
F9_Industrial_Stone, Clay, and Glass_New_Space Heating_Natural Gas_Gas Furnace - Maintenance_A_Achievable Economic RVT Potential | F9 | Industrial | Stone, Clay, and Glass | New | Space Heating | Natural Gas | Gas Furnace - Maintenance | A | Cumulative Winter Peak Savings (MW) | Achievable Economic RVT Potential | 0 | 0 | 0 | 0 | 0 | 0 | 0 | 0 | 0 | 0 | 0 | 0 | 0 | 0 | 0 | 0 | 0 | 0 | 0 | 0 | 0 | 0 | 0
F10_Industrial_Stone, Clay, and Glass_New_Space Heating_Natural Gas_Gas Furnace - Maintenance_A_Achievable Economic RVT Potential | F10 | Industrial | Stone, Clay, and Glass | New | Space Heating | Natural Gas | Gas Furnace - Maintenance | A | Purchases (Incremental) | Achievable Economic RVT Potential | 0 | 0 | 0 | 0 | 0 | 0 | 0 | 0 | 0 | 0 | 0 | 0 | 0 | 0 | 0 | 0 | 0 | 0 | 0 | 0 | 0 | 0 | 0
F11_Industrial_Stone, Clay, and Glass_New_Space Heating_Natural Gas_Gas Furnace - Maintenance_A_Achievable Economic RVT Potential | F11 | Industrial | Stone, Clay, and Glass | New | Space Heating | Natural Gas | Gas Furnace - Maintenance | A | Purchases (Cumulative) | Achievable Economic RVT Potential | 0 | 0 | 0 | 0 | 0 | 0 | 0 | 0 | 0 | 0 | 0 | 0 | 0 | 0 | 0 | 0 | 0 | 0 | 0 | 0 | 0 | 0 | 0
F1_Industrial_Stone, Clay, and Glass_New_Space Heating_Natural Gas_Gas Boiler - Hot Water Reset_A_Achievable Economic RVT Potential | F1 | Industrial | Stone, Clay, and Glass | New | Space Heating | Natural Gas | Gas Boiler - Hot Water Reset | A | Integrated Unit Energy Savings (kWh or therms) | Achievable Economic RVT Potential | 0 | 0 | 7.6417 | 7.5526 | 7.4913 | 7.4362 | 7.4014 | 7.3649 | 7.3319 | 7.2993 | 7.276 | 7.2521 | 7.2177 | 7.1869 | 7.1565 | 7.131 | 7.107 | 7.0774 | 7.0626 | 7.0432 | 7.0277 | 7.0179 | 0
F2_Industrial_Stone, Clay, and Glass_New_Space Heating_Natural Gas_Gas Boiler - Hot Water Reset_A_Achievable Economic RVT Potential | F2 | Industrial | Stone, Clay, and Glass | New | Space Heating | Natural Gas | Gas Boiler - Hot Water Reset | A | Integrated Unit Summer Peak Savings (kW) | Achievable Economic RVT Potential | 0 | 0 | 0 | 0 | 0 | 0 | 0 | 0 | 0 | 0 | 0 | 0 | 0 | 0 | 0 | 0 | 0 | 0 | 0 | 0 | 0 | 0 | 0
F3_Industrial_Stone, Clay, and Glass_New_Space Heating_Natural Gas_Gas Boiler - Hot Water Reset_A_Achievable Economic RVT Potential | F3 | Industrial | Stone, Clay, and Glass | New | Space Heating | Natural Gas | Gas Boiler - Hot Water Reset | A | Integrated Unit Winter Peak Savings (kW) | Achievable Economic RVT Potential | 0 | 0 | 0 | 0 | 0 | 0 | 0 | 0 | 0 | 0 | 0 | 0 | 0 | 0 | 0 | 0 | 0 | 0 | 0 | 0 | 0 | 0 | 0
F4_Industrial_Stone, Clay, and Glass_New_Space Heating_Natural Gas_Gas Boiler - Hot Water Reset_A_Achievable Economic RVT Potential | F4 | Industrial | Stone, Clay, and Glass | New | Space Heating | Natural Gas | Gas Boiler - Hot Water Reset | A | Incremental Energy Savings (MWh or mTherms) | Achievable Economic RVT Potential | 0 | 0 | 0.0013167 | 0.0027885 | 0.0048263 | 0.0074234 | 0.0097008 | 0.013005 | 0.016056 | 0.018451 | 0.018816 | 0.017583 | 0.014653 | 0.010506 | 0.0064078 | 0.0032686 | 0.0014601 | 0.00056327 | 0.0012169 | 0.0026004 | 0.0045276 | 0.0070058 | 0
F5_Industrial_Stone, Clay, and Glass_New_Space Heating_Natural Gas_Gas Boiler - Hot Water Reset_A_Achievable Economic RVT Potential | F5 | Industrial | Stone, Clay, and Glass | New | Space Heating | Natural Gas | Gas Boiler - Hot Water Reset | A | Incremental Summer Peak Savings (MW) | Achievable Economic RVT Potential | 0 | 0 | 0 | 0 | 0 | 0 | 0 | 0 | 0 | 0 | 0 | 0 | 0 | 0 | 0 | 0 | 0 | 0 | 0 | 0 | 0 | 0 | 0
F6_Industrial_Stone, Clay, and Glass_New_Space Heating_Natural Gas_Gas Boiler - Hot Water Reset_A_Achievable Economic RVT Potential | F6 | Industrial | Stone, Clay, and Glass | New | Space Heating | Natural Gas | Gas Boiler - Hot Water Reset | A | Incremental Winter Peak Savings (MW) | Achievable Economic RVT Potential | 0 | 0 | 0 | 0 | 0 | 0 | 0 | 0 | 0 | 0 | 0 | 0 | 0 | 0 | 0 | 0 | 0 | 0 | 0 | 0 | 0 | 0 | 0
F7_Industrial_Stone, Clay, and Glass_New_Space Heating_Natural Gas_Gas Boiler - Hot Water Reset_A_Achievable Economic RVT Potential | F7 | Industrial | Stone, Clay, and Glass | New | Space Heating | Natural Gas | Gas Boiler - Hot Water Reset | A | Cumulative Energy Savings (MWh or mTherms) | Achievable Economic RVT Potential | 0 | 0 | 0.0013167 | 0.0040899 | 0.008883 | 0.016241 | 0.025866 | 0.038743 | 0.054626 | 0.072834 | 0.091418 | 0.1087 | 0.12284 | 0.13282 | 0.13867 | 0.14144 | 0.14242 | 0.14239 | 0.1421 | 0.14171 | 0.14139 | 0.1412 | 0
F8_Industrial_Stone, Clay, and Glass_New_Space Heating_Natural Gas_Gas Boiler - Hot Water Reset_A_Achievable Economic RVT Potential | F8 | Industrial | Stone, Clay, and Glass | New | Space Heating | Natural Gas | Gas Boiler - Hot Water Reset | A | Cumulative Summer Peak Savings (MW) | Achievable Economic RVT Potential | 0 | 0 | 0 | 0 | 0 | 0 | 0 | 0 | 0 | 0 | 0 | 0 | 0 | 0 | 0 | 0 | 0 | 0 | 0 | 0 | 0 | 0 | 0
F9_Industrial_Stone, Clay, and Glass_New_Space Heating_Natural Gas_Gas Boiler - Hot Water Reset_A_Achievable Economic RVT Potential | F9 | Industrial | Stone, Clay, and Glass | New | Space Heating | Natural Gas | Gas Boiler - Hot Water Reset | A | Cumulative Winter Peak Savings (MW) | Achievable Economic RVT Potential | 0 | 0 | 0 | 0 | 0 | 0 | 0 | 0 | 0 | 0 | 0 | 0 | 0 | 0 | 0 | 0 | 0 | 0 | 0 | 0 | 0 | 0 | 0
F10_Industrial_Stone, Clay, and Glass_New_Space Heating_Natural Gas_Gas Boiler - Hot Water Reset_A_Achievable Economic RVT Potential | F10 | Industrial | Stone, Clay, and Glass | New | Space Heating | Natural Gas | Gas Boiler - Hot Water Reset | A | Purchases (Incremental) | Achievable Economic RVT Potential | 0 | 0 | 0.1723 | 0.36921 | 0.64426 | 0.99828 | 1.3107 | 1.7658 | 2.1899 | 2.5278 | 2.5861 | 2.4246 | 2.0302 | 1.4618 | 0.89538 | 0.45837 | 0.20545 | 0.079586 | 0.1723 | 0.36921 | 0.64426 | 0.99828 | 0
F11_Industrial_Stone, Clay, and Glass_New_Space Heating_Natural Gas_Gas Boiler - Hot Water Reset_A_Achievable Economic RVT Potential | F11 | Industrial | Stone, Clay, and Glass | New | Space Heating | Natural Gas | Gas Boiler - Hot Water Reset | A | Purchases (Cumulative) | Achievable Economic RVT Potential | 0 | 0 | 0.1723 | 0.54152 | 1.1858 | 2.1841 | 3.4947 | 5.2605 | 7.4504 | 9.9782 | 12.5642 | 14.9888 | 17.019 | 18.4808 | 19.3762 | 19.8345 | 20.04 | 20.1196 | 20.1196 | 20.1196 | 20.1196 | 20.1196 | 0
F1_Industrial_Stone, Clay, and Glass_New_Process_Natural Gas_Gas Boiler - Hot Water Reset_A_Achievable Economic RVT Potential | F1 | Industrial | Stone, Clay, and Glass | New | Process | Natural Gas | Gas Boiler - Hot Water Reset | A | Integrated Unit Energy Savings (kWh or therms) | Achievable Economic RVT Potential | 0 | 0 | 7.6393 | 7.631 | 7.6234 | 7.6166 | 7.6072 | 7.6012 | 7.5974 | 7.5957 | 7.5937 | 7.5931 | 7.5928 | 7.5936 | 7.5932 | 7.5936 | 7.5942 | 7.596 | 7.5978 | 7.6003 | 7.6026 | 7.6047 | 0
F2_Industrial_Stone, Clay, and Glass_New_Process_Natural Gas_Gas Boiler - Hot Water Reset_A_Achievable Economic RVT Potential | F2 | Industrial | Stone, Clay, and Glass | New | Process | Natural Gas | Gas Boiler - Hot Water Reset | A | Integrated Unit Summer Peak Savings (kW) | Achievable Economic RVT Potential | 0 | 0 | 0 | 0 | 0 | 0 | 0 | 0 | 0 | 0 | 0 | 0 | 0 | 0 | 0 | 0 | 0 | 0 | 0 | 0 | 0 | 0 | 0
F3_Industrial_Stone, Clay, and Glass_New_Process_Natural Gas_Gas Boiler - Hot Water Reset_A_Achievable Economic RVT Potential | F3 | Industrial | Stone, Clay, and Glass | New | Process | Natural Gas | Gas Boiler - Hot Water Reset | A | Integrated Unit Winter Peak Savings (kW) | Achievable Economic RVT Potential | 0 | 0 | 0 | 0 | 0 | 0 | 0 | 0 | 0 | 0 | 0 | 0 | 0 | 0 | 0 | 0 | 0 | 0 | 0 | 0 | 0 | 0 | 0
F4_Industrial_Stone, Clay, and Glass_New_Process_Natural Gas_Gas Boiler - Hot Water Reset_A_Achievable Economic RVT Potential | F4 | Industrial | Stone, Clay, and Glass | New | Process | Natural Gas | Gas Boiler - Hot Water Reset | A | Incremental Energy Savings (MWh or mTherms) | Achievable Economic RVT Potential | 0 | 0 | 0.0013163 | 0.0028175 | 0.0049114 | 0.0076035 | 0.0099705 | 0.013422 | 0.016638 | 0.0192 | 0.019638 | 0.01841 | 0.015415 | 0.0111 | 0.0067988 | 0.0034807 | 0.0015602 | 0.00060454 | 0.0013091 | 0.0028061 | 0.004898 | 0.0075916 | 0
F5_Industrial_Stone, Clay, and Glass_New_Process_Natural Gas_Gas Boiler - Hot Water Reset_A_Achievable Economic RVT Potential | F5 | Industrial | Stone, Clay, and Glass | New | Process | Natural Gas | Gas Boiler - Hot Water Reset | A | Incremental Summer Peak Savings (MW) | Achievable Economic RVT Potential | 0 | 0 | 0 | 0 | 0 | 0 | 0 | 0 | 0 | 0 | 0 | 0 | 0 | 0 | 0 | 0 | 0 | 0 | 0 | 0 | 0 | 0 | 0
F6_Industrial_Stone, Clay, and Glass_New_Process_Natural Gas_Gas Boiler - Hot Water Reset_A_Achievable Economic RVT Potential | F6 | Industrial | Stone, Clay, and Glass | New | Process | Natural Gas | Gas Boiler - Hot Water Reset | A | Incremental Winter Peak Savings (MW) | Achievable Economic RVT Potential | 0 | 0 | 0 | 0 | 0 | 0 | 0 | 0 | 0 | 0 | 0 | 0 | 0 | 0 | 0 | 0 | 0 | 0 | 0 | 0 | 0 | 0 | 0
F7_Industrial_Stone, Clay, and Glass_New_Process_Natural Gas_Gas Boiler - Hot Water Reset_A_Achievable Economic RVT Potential | F7 | Industrial | Stone, Clay, and Glass | New | Process | Natural Gas | Gas Boiler - Hot Water Reset | A | Cumulative Energy Savings (MWh or mTherms) | Achievable Economic RVT Potential | 0 | 0 | 0.0013163 | 0.0041323 | 0.0090396 | 0.016635 | 0.026585 | 0.039986 | 0.056604 | 0.075792 | 0.095409 | 0.11381 | 0.12922 | 0.14034 | 0.14713 | 0.15062 | 0.15219 | 0.15283 | 0.15286 | 0.15292 | 0.15296 | 0.153 | 0
F8_Industrial_Stone, Clay, and Glass_New_Process_Natural Gas_Gas Boiler - Hot Water Reset_A_Achievable Economic RVT Potential | F8 | Industrial | Stone, Clay, and Glass | New | Process | Natural Gas | Gas Boiler - Hot Water Reset | A | Cumulative Summer Peak Savings (MW) | Achievable Economic RVT Potential | 0 | 0 | 0 | 0 | 0 | 0 | 0 | 0 | 0 | 0 | 0 | 0 | 0 | 0 | 0 | 0 | 0 | 0 | 0 | 0 | 0 | 0 | 0
F9_Industrial_Stone, Clay, and Glass_New_Process_Natural Gas_Gas Boiler - Hot Water Reset_A_Achievable Economic RVT Potential | F9 | Industrial | Stone, Clay, and Glass | New | Process | Natural Gas | Gas Boiler - Hot Water Reset | A | Cumulative Winter Peak Savings (MW) | Achievable Economic RVT Potential | 0 | 0 | 0 | 0 | 0 | 0 | 0 | 0 | 0 | 0 | 0 | 0 | 0 | 0 | 0 | 0 | 0 | 0 | 0 | 0 | 0 | 0 | 0
F10_Industrial_Stone, Clay, and Glass_New_Process_Natural Gas_Gas Boiler - Hot Water Reset_A_Achievable Economic RVT Potential | F10 | Industrial | Stone, Clay, and Glass | New | Process | Natural Gas | Gas Boiler - Hot Water Reset | A | Purchases (Incremental) | Achievable Economic RVT Potential | 0 | 0 | 0.1723 | 0.36921 | 0.64426 | 0.99828 | 1.3107 | 1.7658 | 2.1899 | 2.5278 | 2.5861 | 2.4246 | 2.0302 | 1.4618 | 0.89538 | 0.45837 | 0.20545 | 0.079586 | 0.1723 | 0.36921 | 0.64426 | 0.99828 | 0
F11_Industrial_Stone, Clay, and Glass_New_Process_Natural Gas_Gas Boiler - Hot Water Reset_A_Achievable Economic RVT Potential | F11 | Industrial | Stone, Clay, and Glass | New | Process | Natural Gas | Gas Boiler - Hot Water Reset | A | Purchases (Cumulative) | Achievable Economic RVT Potential | 0 | 0 | 0.1723 | 0.54152 | 1.1858 | 2.1841 | 3.4947 | 5.2605 | 7.4504 | 9.9782 | 12.5642 | 14.9888 | 17.019 | 18.4808 | 19.3762 | 19.8345 | 20.04 | 20.1196 | 20.1196 | 20.1196 | 20.1196 | 20.1196 | 0
F1_Industrial_Stone, Clay, and Glass_New_Space Heating_Natural Gas_Steam Trap Maintenance_A_Achievable Economic RVT Potential | F1 | Industrial | Stone, Clay, and Glass | New | Space Heating | Natural Gas | Steam Trap Maintenance | A | Integrated Unit Energy Savings (kWh or therms) | Achievable Economic RVT Potential | 0 | 0 | 8.7107 | 8.6151 | 8.5508 | 8.4927 | 8.4599 | 8.4225 | 8.3882 | 8.3534 | 8.3298 | 8.3047 | 8.2676 | 8.234 | 8.2019 | 8.1748 | 8.1493 | 8.1159 | 8.0997 | 8.0773 | 8.0592 | 8.0478 | 0
F2_Industrial_Stone, Clay, and Glass_New_Space Heating_Natural Gas_Steam Trap Maintenance_A_Achievable Economic RVT Potential | F2 | Industrial | Stone, Clay, and Glass | New | Space Heating | Natural Gas | Steam Trap Maintenance | A | Integrated Unit Summer Peak Savings (kW) | Achievable Economic RVT Potential | 0 | 0 | 0 | 0 | 0 | 0 | 0 | 0 | 0 | 0 | 0 | 0 | 0 | 0 | 0 | 0 | 0 | 0 | 0 | 0 | 0 | 0 | 0
F3_Industrial_Stone, Clay, and Glass_New_Space Heating_Natural Gas_Steam Trap Maintenance_A_Achievable Economic RVT Potential | F3 | Industrial | Stone, Clay, and Glass | New | Space Heating | Natural Gas | Steam Trap Maintenance | A | Integrated Unit Winter Peak Savings (kW) | Achievable Economic RVT Potential | 0 | 0 | 0 | 0 | 0 | 0 | 0 | 0 | 0 | 0 | 0 | 0 | 0 | 0 | 0 | 0 | 0 | 0 | 0 | 0 | 0 | 0 | 0
F4_Industrial_Stone, Clay, and Glass_New_Space Heating_Natural Gas_Steam Trap Maintenance_A_Achievable Economic RVT Potential | F4 | Industrial | Stone, Clay, and Glass | New | Space Heating | Natural Gas | Steam Trap Maintenance | A | Incremental Energy Savings (MWh or mTherms) | Achievable Economic RVT Potential | 0 | 0 | 0 | 0 | 0 | 0 | 0 | 0 | 0 | 0 | 0 | 0 | 0 | 0 | 0 | 0 | 0 | 0 | 0 | 0 | 0 | 0 | 0
F5_Industrial_Stone, Clay, and Glass_New_Space Heating_Natural Gas_Steam Trap Maintenance_A_Achievable Economic RVT Potential | F5 | Industrial | Stone, Clay, and Glass | New | Space Heating | Natural Gas | Steam Trap Maintenance | A | Incremental Summer Peak Savings (MW) | Achievable Economic RVT Potential | 0 | 0 | 0 | 0 | 0 | 0 | 0 | 0 | 0 | 0 | 0 | 0 | 0 | 0 | 0 | 0 | 0 | 0 | 0 | 0 | 0 | 0 | 0
F6_Industrial_Stone, Clay, and Glass_New_Space Heating_Natural Gas_Steam Trap Maintenance_A_Achievable Economic RVT Potential | F6 | Industrial | Stone, Clay, and Glass | New | Space Heating | Natural Gas | Steam Trap Maintenance | A | Incremental Winter Peak Savings (MW) | Achievable Economic RVT Potential | 0 | 0 | 0 | 0 | 0 | 0 | 0 | 0 | 0 | 0 | 0 | 0 | 0 | 0 | 0 | 0 | 0 | 0 | 0 | 0 | 0 | 0 | 0
F7_Industrial_Stone, Clay, and Glass_New_Space Heating_Natural Gas_Steam Trap Maintenance_A_Achievable Economic RVT Potential | F7 | Industrial | Stone, Clay, and Glass | New | Space Heating | Natural Gas | Steam Trap Maintenance | A | Cumulative Energy Savings (MWh or mTherms) | Achievable Economic RVT Potential | 0 | 0 | 0 | 0 | 0 | 0 | 0 | 0 | 0 | 0 | 0 | 0 | 0 | 0 | 0 | 0 | 0 | 0 | 0 | 0 | 0 | 0 | 0
F8_Industrial_Stone, Clay, and Glass_New_Space Heating_Natural Gas_Steam Trap Maintenance_A_Achievable Economic RVT Potential | F8 | Industrial | Stone, Clay, and Glass | New | Space Heating | Natural Gas | Steam Trap Maintenance | A | Cumulative Summer Peak Savings (MW) | Achievable Economic RVT Potential | 0 | 0 | 0 | 0 | 0 | 0 | 0 | 0 | 0 | 0 | 0 | 0 | 0 | 0 | 0 | 0 | 0 | 0 | 0 | 0 | 0 | 0 | 0
F9_Industrial_Stone, Clay, and Glass_New_Space Heating_Natural Gas_Steam Trap Maintenance_A_Achievable Economic RVT Potential | F9 | Industrial | Stone, Clay, and Glass | New | Space Heating | Natural Gas | Steam Trap Maintenance | A | Cumulative Winter Peak Savings (MW) | Achievable Economic RVT Potential | 0 | 0 | 0 | 0 | 0 | 0 | 0 | 0 | 0 | 0 | 0 | 0 | 0 | 0 | 0 | 0 | 0 | 0 | 0 | 0 | 0 | 0 | 0
F10_Industrial_Stone, Clay, and Glass_New_Space Heating_Natural Gas_Steam Trap Maintenance_A_Achievable Economic RVT Potential | F10 | Industrial | Stone, Clay, and Glass | New | Space Heating | Natural Gas | Steam Trap Maintenance | A | Purchases (Incremental) | Achievable Economic RVT Potential | 0 | 0 | 0 | 0 | 0 | 0 | 0 | 0 | 0 | 0 | 0 | 0 | 0 | 0 | 0 | 0 | 0 | 0 | 0 | 0 | 0 | 0 | 0
F11_Industrial_Stone, Clay, and Glass_New_Space Heating_Natural Gas_Steam Trap Maintenance_A_Achievable Economic RVT Potential | F11 | Industrial | Stone, Clay, and Glass | New | Space Heating | Natural Gas | Steam Trap Maintenance | A | Purchases (Cumulative) | Achievable Economic RVT Potential | 0 | 0 | 0 | 0 | 0 | 0 | 0 | 0 | 0 | 0 | 0 | 0 | 0 | 0 | 0 | 0 | 0 | 0 | 0 | 0 | 0 | 0 | 0
F1_Industrial_Stone, Clay, and Glass_New_Process_Natural Gas_Steam Trap Maintenance_A_Achievable Economic RVT Potential | F1 | Industrial | Stone, Clay, and Glass | New | Process | Natural Gas | Steam Trap Maintenance | A | Integrated Unit Energy Savings (kWh or therms) | Achievable Economic RVT Potential | 0 | 0 | 5.402 | 5.3987 | 5.3957 | 5.393 | 5.3892 | 5.3866 | 5.3849 | 5.3842 | 5.3835 | 5.3834 | 5.3836 | 5.3842 | 5.3843 | 5.3849 | 5.3855 | 5.3863 | 5.3871 | 5.3881 | 5.3889 | 5.3897 | 0
F2_Industrial_Stone, Clay, and Glass_New_Process_Natural Gas_Steam Trap Maintenance_A_Achievable Economic RVT Potential | F2 | Industrial | Stone, Clay, and Glass | New | Process | Natural Gas | Steam Trap Maintenance | A | Integrated Unit Summer Peak Savings (kW) | Achievable Economic RVT Potential | 0 | 0 | 0 | 0 | 0 | 0 | 0 | 0 | 0 | 0 | 0 | 0 | 0 | 0 | 0 | 0 | 0 | 0 | 0 | 0 | 0 | 0 | 0
F3_Industrial_Stone, Clay, and Glass_New_Process_Natural Gas_Steam Trap Maintenance_A_Achievable Economic RVT Potential | F3 | Industrial | Stone, Clay, and Glass | New | Process | Natural Gas | Steam Trap Maintenance | A | Integrated Unit Winter Peak Savings (kW) | Achievable Economic RVT Potential | 0 | 0 | 0 | 0 | 0 | 0 | 0 | 0 | 0 | 0 | 0 | 0 | 0 | 0 | 0 | 0 | 0 | 0 | 0 | 0 | 0 | 0 | 0
F4_Industrial_Stone, Clay, and Glass_New_Process_Natural Gas_Steam Trap Maintenance_A_Achievable Economic RVT Potential | F4 | Industrial | Stone, Clay, and Glass | New | Process | Natural Gas | Steam Trap Maintenance | A | Incremental Energy Savings (MWh or mTherms) | Achievable Economic RVT Potential | 0 | 0 | 0 | 0 | 0 | 0 | 0 | 0 | 0 | 0 | 0 | 0 | 0 | 0 | 0 | 0 | 0 | 0 | 0 | 0 | 0 | 0 | 0
F5_Industrial_Stone, Clay, and Glass_New_Process_Natural Gas_Steam Trap Maintenance_A_Achievable Economic RVT Potential | F5 | Industrial | Stone, Clay, and Glass | New | Process | Natural Gas | Steam Trap Maintenance | A | Incremental Summer Peak Savings (MW) | Achievable Economic RVT Potential | 0 | 0 | 0 | 0 | 0 | 0 | 0 | 0 | 0 | 0 | 0 | 0 | 0 | 0 | 0 | 0 | 0 | 0 | 0 | 0 | 0 | 0 | 0
F6_Industrial_Stone, Clay, and Glass_New_Process_Natural Gas_Steam Trap Maintenance_A_Achievable Economic RVT Potential | F6 | Industrial | Stone, Clay, and Glass | New | Process | Natural Gas | Steam Trap Maintenance | A | Incremental Winter Peak Savings (MW) | Achievable Economic RVT Potential | 0 | 0 | 0 | 0 | 0 | 0 | 0 | 0 | 0 | 0 | 0 | 0 | 0 | 0 | 0 | 0 | 0 | 0 | 0 | 0 | 0 | 0 | 0
F7_Industrial_Stone, Clay, and Glass_New_Process_Natural Gas_Steam Trap Maintenance_A_Achievable Economic RVT Potential | F7 | Industrial | Stone, Clay, and Glass | New | Process | Natural Gas | Steam Trap Maintenance | A | Cumulative Energy Savings (MWh or mTherms) | Achievable Economic RVT Potential | 0 | 0 | 0 | 0 | 0 | 0 | 0 | 0 | 0 | 0 | 0 | 0 | 0 | 0 | 0 | 0 | 0 | 0 | 0 | 0 | 0 | 0 | 0
F8_Industrial_Stone, Clay, and Glass_New_Process_Natural Gas_Steam Trap Maintenance_A_Achievable Economic RVT Potential | F8 | Industrial | Stone, Clay, and Glass | New | Process | Natural Gas | Steam Trap Maintenance | A | Cumulative Summer Peak Savings (MW) | Achievable Economic RVT Potential | 0 | 0 | 0 | 0 | 0 | 0 | 0 | 0 | 0 | 0 | 0 | 0 | 0 | 0 | 0 | 0 | 0 | 0 | 0 | 0 | 0 | 0 | 0
F9_Industrial_Stone, Clay, and Glass_New_Process_Natural Gas_Steam Trap Maintenance_A_Achievable Economic RVT Potential | F9 | Industrial | Stone, Clay, and Glass | New | Process | Natural Gas | Steam Trap Maintenance | A | Cumulative Winter Peak Savings (MW) | Achievable Economic RVT Potential | 0 | 0 | 0 | 0 | 0 | 0 | 0 | 0 | 0 | 0 | 0 | 0 | 0 | 0 | 0 | 0 | 0 | 0 | 0 | 0 | 0 | 0 | 0
F10_Industrial_Stone, Clay, and Glass_New_Process_Natural Gas_Steam Trap Maintenance_A_Achievable Economic RVT Potential | F10 | Industrial | Stone, Clay, and Glass | New | Process | Natural Gas | Steam Trap Maintenance | A | Purchases (Incremental) | Achievable Economic RVT Potential | 0 | 0 | 0 | 0 | 0 | 0 | 0 | 0 | 0 | 0 | 0 | 0 | 0 | 0 | 0 | 0 | 0 | 0 | 0 | 0 | 0 | 0 | 0
F11_Industrial_Stone, Clay, and Glass_New_Process_Natural Gas_Steam Trap Maintenance_A_Achievable Economic RVT Potential | F11 | Industrial | Stone, Clay, and Glass | New | Process | Natural Gas | Steam Trap Maintenance | A | Purchases (Cumulative) | Achievable Economic RVT Potential | 0 | 0 | 0 | 0 | 0 | 0 | 0 | 0 | 0 | 0 | 0 | 0 | 0 | 0 | 0 | 0 | 0 | 0 | 0 | 0 | 0 | 0 | 0
F1_Industrial_Stone, Clay, and Glass_New_Space Heating_Natural Gas_Gas Boiler - High Turndown_A_Achievable Economic RVT Potential | F1 | Industrial | Stone, Clay, and Glass | New | Space Heating | Natural Gas | Gas Boiler - High Turndown | A | Integrated Unit Energy Savings (kWh or therms) | Achievable Economic RVT Potential | 0 | 0 | 9.2319 | 9.1213 | 9.043 | 8.9702 | 8.9183 | 8.8613 | 8.8045 | 8.7446 | 8.6897 | 8.6313 | 8.5578 | 8.4896 | 8.419 | 8.3605 | 8.3097 | 8.2618 | 8.2326 | 8.2081 | 8.194 | 8.1905 | 0
F2_Industrial_Stone, Clay, and Glass_New_Space Heating_Natural Gas_Gas Boiler - High Turndown_A_Achievable Economic RVT Potential | F2 | Industrial | Stone, Clay, and Glass | New | Space Heating | Natural Gas | Gas Boiler - High Turndown | A | Integrated Unit Summer Peak Savings (kW) | Achievable Economic RVT Potential | 0 | 0 | 0 | 0 | 0 | 0 | 0 | 0 | 0 | 0 | 0 | 0 | 0 | 0 | 0 | 0 | 0 | 0 | 0 | 0 | 0 | 0 | 0
F3_Industrial_Stone, Clay, and Glass_New_Space Heating_Natural Gas_Gas Boiler - High Turndown_A_Achievable Economic RVT Potential | F3 | Industrial | Stone, Clay, and Glass | New | Space Heating | Natural Gas | Gas Boiler - High Turndown | A | Integrated Unit Winter Peak Savings (kW) | Achievable Economic RVT Potential | 0 | 0 | 0 | 0 | 0 | 0 | 0 | 0 | 0 | 0 | 0 | 0 | 0 | 0 | 0 | 0 | 0 | 0 | 0 | 0 | 0 | 0 | 0
F4_Industrial_Stone, Clay, and Glass_New_Space Heating_Natural Gas_Gas Boiler - High Turndown_A_Achievable Economic RVT Potential | F4 | Industrial | Stone, Clay, and Glass | New | Space Heating | Natural Gas | Gas Boiler - High Turndown | A | Incremental Energy Savings (MWh or mTherms) | Achievable Economic RVT Potential | 0 | 0 | 0 | 0 | 0 | 0 | 0 | 0 | 0 | 0 | 0 | 0 | 0 | 0 | 0 | 0 | 0 | 0 | 0 | 0 | 0 | 0 | 0
F5_Industrial_Stone, Clay, and Glass_New_Space Heating_Natural Gas_Gas Boiler - High Turndown_A_Achievable Economic RVT Potential | F5 | Industrial | Stone, Clay, and Glass | New | Space Heating | Natural Gas | Gas Boiler - High Turndown | A | Incremental Summer Peak Savings (MW) | Achievable Economic RVT Potential | 0 | 0 | 0 | 0 | 0 | 0 | 0 | 0 | 0 | 0 | 0 | 0 | 0 | 0 | 0 | 0 | 0 | 0 | 0 | 0 | 0 | 0 | 0
F6_Industrial_Stone, Clay, and Glass_New_Space Heating_Natural Gas_Gas Boiler - High Turndown_A_Achievable Economic RVT Potential | F6 | Industrial | Stone, Clay, and Glass | New | Space Heating | Natural Gas | Gas Boiler - High Turndown | A | Incremental Winter Peak Savings (MW) | Achievable Economic RVT Potential | 0 | 0 | 0 | 0 | 0 | 0 | 0 | 0 | 0 | 0 | 0 | 0 | 0 | 0 | 0 | 0 | 0 | 0 | 0 | 0 | 0 | 0 | 0
F7_Industrial_Stone, Clay, and Glass_New_Space Heating_Natural Gas_Gas Boiler - High Turndown_A_Achievable Economic RVT Potential | F7 | Industrial | Stone, Clay, and Glass | New | Space Heating | Natural Gas | Gas Boiler - High Turndown | A | Cumulative Energy Savings (MWh or mTherms) | Achievable Economic RVT Potential | 0 | 0 | 0 | 0 | 0 | 0 | 0 | 0 | 0 | 0 | 0 | 0 | 0 | 0 | 0 | 0 | 0 | 0 | 0 | 0 | 0 | 0 | 0
F8_Industrial_Stone, Clay, and Glass_New_Space Heating_Natural Gas_Gas Boiler - High Turndown_A_Achievable Economic RVT Potential | F8 | Industrial | Stone, Clay, and Glass | New | Space Heating | Natural Gas | Gas Boiler - High Turndown | A | Cumulative Summer Peak Savings (MW) | Achievable Economic RVT Potential | 0 | 0 | 0 | 0 | 0 | 0 | 0 | 0 | 0 | 0 | 0 | 0 | 0 | 0 | 0 | 0 | 0 | 0 | 0 | 0 | 0 | 0 | 0
F9_Industrial_Stone, Clay, and Glass_New_Space Heating_Natural Gas_Gas Boiler - High Turndown_A_Achievable Economic RVT Potential | F9 | Industrial | Stone, Clay, and Glass | New | Space Heating | Natural Gas | Gas Boiler - High Turndown | A | Cumulative Winter Peak Savings (MW) | Achievable Economic RVT Potential | 0 | 0 | 0 | 0 | 0 | 0 | 0 | 0 | 0 | 0 | 0 | 0 | 0 | 0 | 0 | 0 | 0 | 0 | 0 | 0 | 0 | 0 | 0
F10_Industrial_Stone, Clay, and Glass_New_Space Heating_Natural Gas_Gas Boiler - High Turndown_A_Achievable Economic RVT Potential | F10 | Industrial | Stone, Clay, and Glass | New | Space Heating | Natural Gas | Gas Boiler - High Turndown | A | Purchases (Incremental) | Achievable Economic RVT Potential | 0 | 0 | 0 | 0 | 0 | 0 | 0 | 0 | 0 | 0 | 0 | 0 | 0 | 0 | 0 | 0 | 0 | 0 | 0 | 0 | 0 | 0 | 0
F11_Industrial_Stone, Clay, and Glass_New_Space Heating_Natural Gas_Gas Boiler - High Turndown_A_Achievable Economic RVT Potential | F11 | Industrial | Stone, Clay, and Glass | New | Space Heating | Natural Gas | Gas Boiler - High Turndown | A | Purchases (Cumulative) | Achievable Economic RVT Potential | 0 | 0 | 0 | 0 | 0 | 0 | 0 | 0 | 0 | 0 | 0 | 0 | 0 | 0 | 0 | 0 | 0 | 0 | 0 | 0 | 0 | 0 | 0
F1_Industrial_Stone, Clay, and Glass_New_Process_Natural Gas_Gas Boiler - High Turndown_A_Achievable Economic RVT Potential | F1 | Industrial | Stone, Clay, and Glass | New | Process | Natural Gas | Gas Boiler - High Turndown | A | Integrated Unit Energy Savings (kWh or therms) | Achievable Economic RVT Potential | 0 | 0 | 5.729 | 5.7225 | 5.7165 | 5.7111 | 5.7036 | 5.6988 | 5.6957 | 5.6942 | 5.6924 | 5.6917 | 5.6914 | 5.6919 | 5.6915 | 5.6918 | 5.6922 | 5.6935 | 5.6948 | 5.6966 | 5.6983 | 5.6998 | 0
F2_Industrial_Stone, Clay, and Glass_New_Process_Natural Gas_Gas Boiler - High Turndown_A_Achievable Economic RVT Potential | F2 | Industrial | Stone, Clay, and Glass | New | Process | Natural Gas | Gas Boiler - High Turndown | A | Integrated Unit Summer Peak Savings (kW) | Achievable Economic RVT Potential | 0 | 0 | 0 | 0 | 0 | 0 | 0 | 0 | 0 | 0 | 0 | 0 | 0 | 0 | 0 | 0 | 0 | 0 | 0 | 0 | 0 | 0 | 0
F3_Industrial_Stone, Clay, and Glass_New_Process_Natural Gas_Gas Boiler - High Turndown_A_Achievable Economic RVT Potential | F3 | Industrial | Stone, Clay, and Glass | New | Process | Natural Gas | Gas Boiler - High Turndown | A | Integrated Unit Winter Peak Savings (kW) | Achievable Economic RVT Potential | 0 | 0 | 0 | 0 | 0 | 0 | 0 | 0 | 0 | 0 | 0 | 0 | 0 | 0 | 0 | 0 | 0 | 0 | 0 | 0 | 0 | 0 | 0
F4_Industrial_Stone, Clay, and Glass_New_Process_Natural Gas_Gas Boiler - High Turndown_A_Achievable Economic RVT Potential | F4 | Industrial | Stone, Clay, and Glass | New | Process | Natural Gas | Gas Boiler - High Turndown | A | Incremental Energy Savings (MWh or mTherms) | Achievable Economic RVT Potential | 0 | 0 | 0 | 0 | 0 | 0 | 0 | 0 | 0 | 0 | 0 | 0 | 0 | 0 | 0 | 0 | 0 | 0 | 0 | 0 | 0 | 0 | 0
F5_Industrial_Stone, Clay, and Glass_New_Process_Natural Gas_Gas Boiler - High Turndown_A_Achievable Economic RVT Potential | F5 | Industrial | Stone, Clay, and Glass | New | Process | Natural Gas | Gas Boiler - High Turndown | A | Incremental Summer Peak Savings (MW) | Achievable Economic RVT Potential | 0 | 0 | 0 | 0 | 0 | 0 | 0 | 0 | 0 | 0 | 0 | 0 | 0 | 0 | 0 | 0 | 0 | 0 | 0 | 0 | 0 | 0 | 0
F6_Industrial_Stone, Clay, and Glass_New_Process_Natural Gas_Gas Boiler - High Turndown_A_Achievable Economic RVT Potential | F6 | Industrial | Stone, Clay, and Glass | New | Process | Natural Gas | Gas Boiler - High Turndown | A | Incremental Winter Peak Savings (MW) | Achievable Economic RVT Potential | 0 | 0 | 0 | 0 | 0 | 0 | 0 | 0 | 0 | 0 | 0 | 0 | 0 | 0 | 0 | 0 | 0 | 0 | 0 | 0 | 0 | 0 | 0
F7_Industrial_Stone, Clay, and Glass_New_Process_Natural Gas_Gas Boiler - High Turndown_A_Achievable Economic RVT Potential | F7 | Industrial | Stone, Clay, and Glass | New | Process | Natural Gas | Gas Boiler - High Turndown | A | Cumulative Energy Savings (MWh or mTherms) | Achievable Economic RVT Potential | 0 | 0 | 0 | 0 | 0 | 0 | 0 | 0 | 0 | 0 | 0 | 0 | 0 | 0 | 0 | 0 | 0 | 0 | 0 | 0 | 0 | 0 | 0
F8_Industrial_Stone, Clay, and Glass_New_Process_Natural Gas_Gas Boiler - High Turndown_A_Achievable Economic RVT Potential | F8 | Industrial | Stone, Clay, and Glass | New | Process | Natural Gas | Gas Boiler - High Turndown | A | Cumulative Summer Peak Savings (MW) | Achievable Economic RVT Potential | 0 | 0 | 0 | 0 | 0 | 0 | 0 | 0 | 0 | 0 | 0 | 0 | 0 | 0 | 0 | 0 | 0 | 0 | 0 | 0 | 0 | 0 | 0
F9_Industrial_Stone, Clay, and Glass_New_Process_Natural Gas_Gas Boiler - High Turndown_A_Achievable Economic RVT Potential | F9 | Industrial | Stone, Clay, and Glass | New | Process | Natural Gas | Gas Boiler - High Turndown | A | Cumulative Winter Peak Savings (MW) | Achievable Economic RVT Potential | 0 | 0 | 0 | 0 | 0 | 0 | 0 | 0 | 0 | 0 | 0 | 0 | 0 | 0 | 0 | 0 | 0 | 0 | 0 | 0 | 0 | 0 | 0
F10_Industrial_Stone, Clay, and Glass_New_Process_Natural Gas_Gas Boiler - High Turndown_A_Achievable Economic RVT Potential | F10 | Industrial | Stone, Clay, and Glass | New | Process | Natural Gas | Gas Boiler - High Turndown | A | Purchases (Incremental) | Achievable Economic RVT Potential | 0 | 0 | 0 | 0 | 0 | 0 | 0 | 0 | 0 | 0 | 0 | 0 | 0 | 0 | 0 | 0 | 0 | 0 | 0 | 0 | 0 | 0 | 0
F11_Industrial_Stone, Clay, and Glass_New_Process_Natural Gas_Gas Boiler - High Turndown_A_Achievable Economic RVT Potential | F11 | Industrial | Stone, Clay, and Glass | New | Process | Natural Gas | Gas Boiler - High Turndown | A | Purchases (Cumulative) | Achievable Economic RVT Potential | 0 | 0 | 0 | 0 | 0 | 0 | 0 | 0 | 0 | 0 | 0 | 0 | 0 | 0 | 0 | 0 | 0 | 0 | 0 | 0 | 0 | 0 | 0
F1_Industrial_Stone, Clay, and Glass_New_Space Heating_Natural Gas_Gas Boiler - Burner Control Optimization_A_Achievable Economic RVT Potential | F1 | Industrial | Stone, Clay, and Glass | New | Space Heating | Natural Gas | Gas Boiler - Burner Control Optimization | A | Integrated Unit Energy Savings (kWh or therms) | Achievable Economic RVT Potential | 0 | 0 | 2.6771 | 2.645 | 2.6222 | 2.6011 | 2.5859 | 2.5694 | 2.5529 | 2.5355 | 2.5196 | 2.5026 | 2.4813 | 2.4615 | 2.4411 | 2.4241 | 2.4094 | 2.3955 | 2.3871 | 2.38 | 2.3759 | 2.3749 | 0
F2_Industrial_Stone, Clay, and Glass_New_Space Heating_Natural Gas_Gas Boiler - Burner Control Optimization_A_Achievable Economic RVT Potential | F2 | Industrial | Stone, Clay, and Glass | New | Space Heating | Natural Gas | Gas Boiler - Burner Control Optimization | A | Integrated Unit Summer Peak Savings (kW) | Achievable Economic RVT Potential | 0 | 0 | 0 | 0 | 0 | 0 | 0 | 0 | 0 | 0 | 0 | 0 | 0 | 0 | 0 | 0 | 0 | 0 | 0 | 0 | 0 | 0 | 0
F3_Industrial_Stone, Clay, and Glass_New_Space Heating_Natural Gas_Gas Boiler - Burner Control Optimization_A_Achievable Economic RVT Potential | F3 | Industrial | Stone, Clay, and Glass | New | Space Heating | Natural Gas | Gas Boiler - Burner Control Optimization | A | Integrated Unit Winter Peak Savings (kW) | Achievable Economic RVT Potential | 0 | 0 | 0 | 0 | 0 | 0 | 0 | 0 | 0 | 0 | 0 | 0 | 0 | 0 | 0 | 0 | 0 | 0 | 0 | 0 | 0 | 0 | 0
F4_Industrial_Stone, Clay, and Glass_New_Space Heating_Natural Gas_Gas Boiler - Burner Control Optimization_A_Achievable Economic RVT Potential | F4 | Industrial | Stone, Clay, and Glass | New | Space Heating | Natural Gas | Gas Boiler - Burner Control Optimization | A | Incremental Energy Savings (MWh or mTherms) | Achievable Economic RVT Potential | 0 | 0 | 0 | 0 | 0 | 0 | 0 | 0 | 0 | 0 | 0 | 0 | 0 | 0 | 0 | 0 | 0 | 0 | 0 | 0 | 0 | 0 | 0
F5_Industrial_Stone, Clay, and Glass_New_Space Heating_Natural Gas_Gas Boiler - Burner Control Optimization_A_Achievable Economic RVT Potential | F5 | Industrial | Stone, Clay, and Glass | New | Space Heating | Natural Gas | Gas Boiler - Burner Control Optimization | A | Incremental Summer Peak Savings (MW) | Achievable Economic RVT Potential | 0 | 0 | 0 | 0 | 0 | 0 | 0 | 0 | 0 | 0 | 0 | 0 | 0 | 0 | 0 | 0 | 0 | 0 | 0 | 0 | 0 | 0 | 0
F6_Industrial_Stone, Clay, and Glass_New_Space Heating_Natural Gas_Gas Boiler - Burner Control Optimization_A_Achievable Economic RVT Potential | F6 | Industrial | Stone, Clay, and Glass | New | Space Heating | Natural Gas | Gas Boiler - Burner Control Optimization | A | Incremental Winter Peak Savings (MW) | Achievable Economic RVT Potential | 0 | 0 | 0 | 0 | 0 | 0 | 0 | 0 | 0 | 0 | 0 | 0 | 0 | 0 | 0 | 0 | 0 | 0 | 0 | 0 | 0 | 0 | 0
F7_Industrial_Stone, Clay, and Glass_New_Space Heating_Natural Gas_Gas Boiler - Burner Control Optimization_A_Achievable Economic RVT Potential | F7 | Industrial | Stone, Clay, and Glass | New | Space Heating | Natural Gas | Gas Boiler - Burner Control Optimization | A | Cumulative Energy Savings (MWh or mTherms) | Achievable Economic RVT Potential | 0 | 0 | 0 | 0 | 0 | 0 | 0 | 0 | 0 | 0 | 0 | 0 | 0 | 0 | 0 | 0 | 0 | 0 | 0 | 0 | 0 | 0 | 0
F8_Industrial_Stone, Clay, and Glass_New_Space Heating_Natural Gas_Gas Boiler - Burner Control Optimization_A_Achievable Economic RVT Potential | F8 | Industrial | Stone, Clay, and Glass | New | Space Heating | Natural Gas | Gas Boiler - Burner Control Optimization | A | Cumulative Summer Peak Savings (MW) | Achievable Economic RVT Potential | 0 | 0 | 0 | 0 | 0 | 0 | 0 | 0 | 0 | 0 | 0 | 0 | 0 | 0 | 0 | 0 | 0 | 0 | 0 | 0 | 0 | 0 | 0
F9_Industrial_Stone, Clay, and Glass_New_Space Heating_Natural Gas_Gas Boiler - Burner Control Optimization_A_Achievable Economic RVT Potential | F9 | Industrial | Stone, Clay, and Glass | New | Space Heating | Natural Gas | Gas Boiler - Burner Control Optimization | A | Cumulative Winter Peak Savings (MW) | Achievable Economic RVT Potential | 0 | 0 | 0 | 0 | 0 | 0 | 0 | 0 | 0 | 0 | 0 | 0 | 0 | 0 | 0 | 0 | 0 | 0 | 0 | 0 | 0 | 0 | 0
F10_Industrial_Stone, Clay, and Glass_New_Space Heating_Natural Gas_Gas Boiler - Burner Control Optimization_A_Achievable Economic RVT Potential | F10 | Industrial | Stone, Clay, and Glass | New | Space Heating | Natural Gas | Gas Boiler - Burner Control Optimization | A | Purchases (Incremental) | Achievable Economic RVT Potential | 0 | 0 | 0 | 0 | 0 | 0 | 0 | 0 | 0 | 0 | 0 | 0 | 0 | 0 | 0 | 0 | 0 | 0 | 0 | 0 | 0 | 0 | 0
F11_Industrial_Stone, Clay, and Glass_New_Space Heating_Natural Gas_Gas Boiler - Burner Control Optimization_A_Achievable Economic RVT Potential | F11 | Industrial | Stone, Clay, and Glass | New | Space Heating | Natural Gas | Gas Boiler - Burner Control Optimization | A | Purchases (Cumulative) | Achievable Economic RVT Potential | 0 | 0 | 0 | 0 | 0 | 0 | 0 | 0 | 0 | 0 | 0 | 0 | 0 | 0 | 0 | 0 | 0 | 0 | 0 | 0 | 0 | 0 | 0
F1_Industrial_Stone, Clay, and Glass_New_Process_Natural Gas_Gas Boiler - Burner Control Optimization_A_Achievable Economic RVT Potential | F1 | Industrial | Stone, Clay, and Glass | New | Process | Natural Gas | Gas Boiler - Burner Control Optimization | A | Integrated Unit Energy Savings (kWh or therms) | Achievable Economic RVT Potential | 0 | 0 | 1.6614 | 1.6595 | 1.6577 | 1.6562 | 1.654 | 1.6526 | 1.6517 | 1.6512 | 1.6507 | 1.6505 | 1.6504 | 1.6506 | 1.6504 | 1.6505 | 1.6506 | 1.651 | 1.6514 | 1.6519 | 1.6524 | 1.6529 | 0
F2_Industrial_Stone, Clay, and Glass_New_Process_Natural Gas_Gas Boiler - Burner Control Optimization_A_Achievable Economic RVT Potential | F2 | Industrial | Stone, Clay, and Glass | New | Process | Natural Gas | Gas Boiler - Burner Control Optimization | A | Integrated Unit Summer Peak Savings (kW) | Achievable Economic RVT Potential | 0 | 0 | 0 | 0 | 0 | 0 | 0 | 0 | 0 | 0 | 0 | 0 | 0 | 0 | 0 | 0 | 0 | 0 | 0 | 0 | 0 | 0 | 0
F3_Industrial_Stone, Clay, and Glass_New_Process_Natural Gas_Gas Boiler - Burner Control Optimization_A_Achievable Economic RVT Potential | F3 | Industrial | Stone, Clay, and Glass | New | Process | Natural Gas | Gas Boiler - Burner Control Optimization | A | Integrated Unit Winter Peak Savings (kW) | Achievable Economic RVT Potential | 0 | 0 | 0 | 0 | 0 | 0 | 0 | 0 | 0 | 0 | 0 | 0 | 0 | 0 | 0 | 0 | 0 | 0 | 0 | 0 | 0 | 0 | 0
F4_Industrial_Stone, Clay, and Glass_New_Process_Natural Gas_Gas Boiler - Burner Control Optimization_A_Achievable Economic RVT Potential | F4 | Industrial | Stone, Clay, and Glass | New | Process | Natural Gas | Gas Boiler - Burner Control Optimization | A | Incremental Energy Savings (MWh or mTherms) | Achievable Economic RVT Potential | 0 | 0 | 0 | 0 | 0 | 0 | 0 | 0 | 0 | 0 | 0 | 0 | 0 | 0 | 0 | 0 | 0 | 0 | 0 | 0 | 0 | 0 | 0
F5_Industrial_Stone, Clay, and Glass_New_Process_Natural Gas_Gas Boiler - Burner Control Optimization_A_Achievable Economic RVT Potential | F5 | Industrial | Stone, Clay, and Glass | New | Process | Natural Gas | Gas Boiler - Burner Control Optimization | A | Incremental Summer Peak Savings (MW) | Achievable Economic RVT Potential | 0 | 0 | 0 | 0 | 0 | 0 | 0 | 0 | 0 | 0 | 0 | 0 | 0 | 0 | 0 | 0 | 0 | 0 | 0 | 0 | 0 | 0 | 0
F6_Industrial_Stone, Clay, and Glass_New_Process_Natural Gas_Gas Boiler - Burner Control Optimization_A_Achievable Economic RVT Potential | F6 | Industrial | Stone, Clay, and Glass | New | Process | Natural Gas | Gas Boiler - Burner Control Optimization | A | Incremental Winter Peak Savings (MW) | Achievable Economic RVT Potential | 0 | 0 | 0 | 0 | 0 | 0 | 0 | 0 | 0 | 0 | 0 | 0 | 0 | 0 | 0 | 0 | 0 | 0 | 0 | 0 | 0 | 0 | 0
F7_Industrial_Stone, Clay, and Glass_New_Process_Natural Gas_Gas Boiler - Burner Control Optimization_A_Achievable Economic RVT Potential | F7 | Industrial | Stone, Clay, and Glass | New | Process | Natural Gas | Gas Boiler - Burner Control Optimization | A | Cumulative Energy Savings (MWh or mTherms) | Achievable Economic RVT Potential | 0 | 0 | 0 | 0 | 0 | 0 | 0 | 0 | 0 | 0 | 0 | 0 | 0 | 0 | 0 | 0 | 0 | 0 | 0 | 0 | 0 | 0 | 0
F8_Industrial_Stone, Clay, and Glass_New_Process_Natural Gas_Gas Boiler - Burner Control Optimization_A_Achievable Economic RVT Potential | F8 | Industrial | Stone, Clay, and Glass | New | Process | Natural Gas | Gas Boiler - Burner Control Optimization | A | Cumulative Summer Peak Savings (MW) | Achievable Economic RVT Potential | 0 | 0 | 0 | 0 | 0 | 0 | 0 | 0 | 0 | 0 | 0 | 0 | 0 | 0 | 0 | 0 | 0 | 0 | 0 | 0 | 0 | 0 | 0
F9_Industrial_Stone, Clay, and Glass_New_Process_Natural Gas_Gas Boiler - Burner Control Optimization_A_Achievable Economic RVT Potential | F9 | Industrial | Stone, Clay, and Glass | New | Process | Natural Gas | Gas Boiler - Burner Control Optimization | A | Cumulative Winter Peak Savings (MW) | Achievable Economic RVT Potential | 0 | 0 | 0 | 0 | 0 | 0 | 0 | 0 | 0 | 0 | 0 | 0 | 0 | 0 | 0 | 0 | 0 | 0 | 0 | 0 | 0 | 0 | 0
F10_Industrial_Stone, Clay, and Glass_New_Process_Natural Gas_Gas Boiler - Burner Control Optimization_A_Achievable Economic RVT Potential | F10 | Industrial | Stone, Clay, and Glass | New | Process | Natural Gas | Gas Boiler - Burner Control Optimization | A | Purchases (Incremental) | Achievable Economic RVT Potential | 0 | 0 | 0 | 0 | 0 | 0 | 0 | 0 | 0 | 0 | 0 | 0 | 0 | 0 | 0 | 0 | 0 | 0 | 0 | 0 | 0 | 0 | 0
F11_Industrial_Stone, Clay, and Glass_New_Process_Natural Gas_Gas Boiler - Burner Control Optimization_A_Achievable Economic RVT Potential | F11 | Industrial | Stone, Clay, and Glass | New | Process | Natural Gas | Gas Boiler - Burner Control Optimization | A | Purchases (Cumulative) | Achievable Economic RVT Potential | 0 | 0 | 0 | 0 | 0 | 0 | 0 | 0 | 0 | 0 | 0 | 0 | 0 | 0 | 0 | 0 | 0 | 0 | 0 | 0 | 0 | 0 | 0
F1_Industrial_Stone, Clay, and Glass_New_Space Heating_Natural Gas_HVAC - Demand Controlled Ventilation_A_Achievable Economic RVT Potential | F1 | Industrial | Stone, Clay, and Glass | New | Space Heating | Natural Gas | HVAC - Demand Controlled Ventilation | A | Integrated Unit Energy Savings (kWh or therms) | Achievable Economic RVT Potential | 0 | 0 | 0.067762 | 0.067019 | 0.066518 | 0.066066 | 0.065811 | 0.06552 | 0.065253 | 0.064983 | 0.064799 | 0.064604 | 0.064316 | 0.064054 | 0.063804 | 0.063593 | 0.063395 | 0.063135 | 0.063009 | 0.062835 | 0.062694 | 0.062605 | 0
F2_Industrial_Stone, Clay, and Glass_New_Space Heating_Natural Gas_HVAC - Demand Controlled Ventilation_A_Achievable Economic RVT Potential | F2 | Industrial | Stone, Clay, and Glass | New | Space Heating | Natural Gas | HVAC - Demand Controlled Ventilation | A | Integrated Unit Summer Peak Savings (kW) | Achievable Economic RVT Potential | 0 | 0 | 0 | 0 | 0 | 0 | 0 | 0 | 0 | 0 | 0 | 0 | 0 | 0 | 0 | 0 | 0 | 0 | 0 | 0 | 0 | 0 | 0
F3_Industrial_Stone, Clay, and Glass_New_Space Heating_Natural Gas_HVAC - Demand Controlled Ventilation_A_Achievable Economic RVT Potential | F3 | Industrial | Stone, Clay, and Glass | New | Space Heating | Natural Gas | HVAC - Demand Controlled Ventilation | A | Integrated Unit Winter Peak Savings (kW) | Achievable Economic RVT Potential | 0 | 0 | 0 | 0 | 0 | 0 | 0 | 0 | 0 | 0 | 0 | 0 | 0 | 0 | 0 | 0 | 0 | 0 | 0 | 0 | 0 | 0 | 0
F4_Industrial_Stone, Clay, and Glass_New_Space Heating_Natural Gas_HVAC - Demand Controlled Ventilation_A_Achievable Economic RVT Potential | F4 | Industrial | Stone, Clay, and Glass | New | Space Heating | Natural Gas | HVAC - Demand Controlled Ventilation | A | Incremental Energy Savings (MWh or mTherms) | Achievable Economic RVT Potential | 0 | 0 | 0.0020421 | 0.0035247 | 0.0049885 | 0.0066134 | 0.007583 | 0.0086996 | 0.0097953 | 0.011022 | 0.011931 | 0.012974 | 0.013976 | 0.015144 | 0.015913 | 0.016863 | 0.017809 | 0.018894 | 0.01962 | 0.020504 | 0.021369 | 0.022245 | 0
F5_Industrial_Stone, Clay, and Glass_New_Space Heating_Natural Gas_HVAC - Demand Controlled Ventilation_A_Achievable Economic RVT Potential | F5 | Industrial | Stone, Clay, and Glass | New | Space Heating | Natural Gas | HVAC - Demand Controlled Ventilation | A | Incremental Summer Peak Savings (MW) | Achievable Economic RVT Potential | 0 | 0 | 0 | 0 | 0 | 0 | 0 | 0 | 0 | 0 | 0 | 0 | 0 | 0 | 0 | 0 | 0 | 0 | 0 | 0 | 0 | 0 | 0
F6_Industrial_Stone, Clay, and Glass_New_Space Heating_Natural Gas_HVAC - Demand Controlled Ventilation_A_Achievable Economic RVT Potential | F6 | Industrial | Stone, Clay, and Glass | New | Space Heating | Natural Gas | HVAC - Demand Controlled Ventilation | A | Incremental Winter Peak Savings (MW) | Achievable Economic RVT Potential | 0 | 0 | 0 | 0 | 0 | 0 | 0 | 0 | 0 | 0 | 0 | 0 | 0 | 0 | 0 | 0 | 0 | 0 | 0 | 0 | 0 | 0 | 0
F7_Industrial_Stone, Clay, and Glass_New_Space Heating_Natural Gas_HVAC - Demand Controlled Ventilation_A_Achievable Economic RVT Potential | F7 | Industrial | Stone, Clay, and Glass | New | Space Heating | Natural Gas | HVAC - Demand Controlled Ventilation | A | Cumulative Energy Savings (MWh or mTherms) | Achievable Economic RVT Potential | 0 | 0 | 0.0020421 | 0.0055444 | 0.010491 | 0.017034 | 0.024551 | 0.033142 | 0.042802 | 0.053646 | 0.065426 | 0.078204 | 0.091831 | 0.1066 | 0.1221 | 0.13856 | 0.15593 | 0.17229 | 0.18825 | 0.20352 | 0.21816 | 0.23288 | 0
F8_Industrial_Stone, Clay, and Glass_New_Space Heating_Natural Gas_HVAC - Demand Controlled Ventilation_A_Achievable Economic RVT Potential | F8 | Industrial | Stone, Clay, and Glass | New | Space Heating | Natural Gas | HVAC - Demand Controlled Ventilation | A | Cumulative Summer Peak Savings (MW) | Achievable Economic RVT Potential | 0 | 0 | 0 | 0 | 0 | 0 | 0 | 0 | 0 | 0 | 0 | 0 | 0 | 0 | 0 | 0 | 0 | 0 | 0 | 0 | 0 | 0 | 0
F9_Industrial_Stone, Clay, and Glass_New_Space Heating_Natural Gas_HVAC - Demand Controlled Ventilation_A_Achievable Economic RVT Potential | F9 | Industrial | Stone, Clay, and Glass | New | Space Heating | Natural Gas | HVAC - Demand Controlled Ventilation | A | Cumulative Winter Peak Savings (MW) | Achievable Economic RVT Potential | 0 | 0 | 0 | 0 | 0 | 0 | 0 | 0 | 0 | 0 | 0 | 0 | 0 | 0 | 0 | 0 | 0 | 0 | 0 | 0 | 0 | 0 | 0
F10_Industrial_Stone, Clay, and Glass_New_Space Heating_Natural Gas_HVAC - Demand Controlled Ventilation_A_Achievable Economic RVT Potential | F10 | Industrial | Stone, Clay, and Glass | New | Space Heating | Natural Gas | HVAC - Demand Controlled Ventilation | A | Purchases (Incremental) | Achievable Economic RVT Potential | 0 | 0 | 30.1357 | 52.5925 | 74.9941 | 100.1028 | 115.2243 | 132.7784 | 150.1112 | 169.6079 | 184.129 | 200.8302 | 217.3099 | 236.4268 | 249.4015 | 265.1705 | 280.9276 | 299.2709 | 311.3872 | 326.3173 | 340.8409 | 355.3215 | 0
F11_Industrial_Stone, Clay, and Glass_New_Space Heating_Natural Gas_HVAC - Demand Controlled Ventilation_A_Achievable Economic RVT Potential | F11 | Industrial | Stone, Clay, and Glass | New | Space Heating | Natural Gas | HVAC - Demand Controlled Ventilation | A | Purchases (Cumulative) | Achievable Economic RVT Potential | 0 | 0 | 30.1357 | 82.7282 | 157.7223 | 257.8251 | 373.0494 | 505.8278 | 655.939 | 825.5469 | 1009.6759 | 1210.506 | 1427.8159 | 1664.2428 | 1913.6443 | 2178.8148 | 2459.7424 | 2728.8776 | 2987.6723 | 3238.9955 | 3479.7335 | 3719.8307 | 0
F1_Industrial_Stone, Clay, and Glass_New_Space Heating_Natural Gas_Gas Boiler - Stack Economizer_A_Achievable Economic RVT Potential | F1 | Industrial | Stone, Clay, and Glass | New | Space Heating | Natural Gas | Gas Boiler - Stack Economizer | A | Integrated Unit Energy Savings (kWh or therms) | Achievable Economic RVT Potential | 0 | 0 | 6.7398 | 6.6594 | 6.6025 | 6.5497 | 6.5121 | 6.4707 | 6.4294 | 6.3858 | 6.3457 | 6.3031 | 6.2494 | 6.1995 | 6.148 | 6.1052 | 6.0681 | 6.0329 | 6.0115 | 5.9936 | 5.9832 | 5.9806 | 0
F2_Industrial_Stone, Clay, and Glass_New_Space Heating_Natural Gas_Gas Boiler - Stack Economizer_A_Achievable Economic RVT Potential | F2 | Industrial | Stone, Clay, and Glass | New | Space Heating | Natural Gas | Gas Boiler - Stack Economizer | A | Integrated Unit Summer Peak Savings (kW) | Achievable Economic RVT Potential | 0 | 0 | 0 | 0 | 0 | 0 | 0 | 0 | 0 | 0 | 0 | 0 | 0 | 0 | 0 | 0 | 0 | 0 | 0 | 0 | 0 | 0 | 0
F3_Industrial_Stone, Clay, and Glass_New_Space Heating_Natural Gas_Gas Boiler - Stack Economizer_A_Achievable Economic RVT Potential | F3 | Industrial | Stone, Clay, and Glass | New | Space Heating | Natural Gas | Gas Boiler - Stack Economizer | A | Integrated Unit Winter Peak Savings (kW) | Achievable Economic RVT Potential | 0 | 0 | 0 | 0 | 0 | 0 | 0 | 0 | 0 | 0 | 0 | 0 | 0 | 0 | 0 | 0 | 0 | 0 | 0 | 0 | 0 | 0 | 0
F4_Industrial_Stone, Clay, and Glass_New_Space Heating_Natural Gas_Gas Boiler - Stack Economizer_A_Achievable Economic RVT Potential | F4 | Industrial | Stone, Clay, and Glass | New | Space Heating | Natural Gas | Gas Boiler - Stack Economizer | A | Incremental Energy Savings (MWh or mTherms) | Achievable Economic RVT Potential | 0 | 0 | 0.00042628 | 0.00073506 | 0.0010392 | 0.001376 | 0.0015748 | 0.0016229 | 0.0014584 | 0.0013093 | 0.00113 | 0.00097937 | 0.00084057 | 0.00072577 | 0.00060739 | 0.00051304 | 0.00043218 | 0.00038157 | 0.00066355 | 0.00094337 | 0.001257 | 0.0014463 | 0
F5_Industrial_Stone, Clay, and Glass_New_Space Heating_Natural Gas_Gas Boiler - Stack Economizer_A_Achievable Economic RVT Potential | F5 | Industrial | Stone, Clay, and Glass | New | Space Heating | Natural Gas | Gas Boiler - Stack Economizer | A | Incremental Summer Peak Savings (MW) | Achievable Economic RVT Potential | 0 | 0 | 0 | 0 | 0 | 0 | 0 | 0 | 0 | 0 | 0 | 0 | 0 | 0 | 0 | 0 | 0 | 0 | 0 | 0 | 0 | 0 | 0
F6_Industrial_Stone, Clay, and Glass_New_Space Heating_Natural Gas_Gas Boiler - Stack Economizer_A_Achievable Economic RVT Potential | F6 | Industrial | Stone, Clay, and Glass | New | Space Heating | Natural Gas | Gas Boiler - Stack Economizer | A | Incremental Winter Peak Savings (MW) | Achievable Economic RVT Potential | 0 | 0 | 0 | 0 | 0 | 0 | 0 | 0 | 0 | 0 | 0 | 0 | 0 | 0 | 0 | 0 | 0 | 0 | 0 | 0 | 0 | 0 | 0
F7_Industrial_Stone, Clay, and Glass_New_Space Heating_Natural Gas_Gas Boiler - Stack Economizer_A_Achievable Economic RVT Potential | F7 | Industrial | Stone, Clay, and Glass | New | Space Heating | Natural Gas | Gas Boiler - Stack Economizer | A | Cumulative Energy Savings (MWh or mTherms) | Achievable Economic RVT Potential | 0 | 0 | 0.00042628 | 0.0011563 | 0.0021856 | 0.0035441 | 0.0050986 | 0.0066891 | 0.0081048 | 0.0093591 | 0.01043 | 0.01134 | 0.012084 | 0.012713 | 0.013215 | 0.013636 | 0.013985 | 0.013904 | 0.013855 | 0.013813 | 0.013789 | 0.013783 | 0
F8_Industrial_Stone, Clay, and Glass_New_Space Heating_Natural Gas_Gas Boiler - Stack Economizer_A_Achievable Economic RVT Potential | F8 | Industrial | Stone, Clay, and Glass | New | Space Heating | Natural Gas | Gas Boiler - Stack Economizer | A | Cumulative Summer Peak Savings (MW) | Achievable Economic RVT Potential | 0 | 0 | 0 | 0 | 0 | 0 | 0 | 0 | 0 | 0 | 0 | 0 | 0 | 0 | 0 | 0 | 0 | 0 | 0 | 0 | 0 | 0 | 0
F9_Industrial_Stone, Clay, and Glass_New_Space Heating_Natural Gas_Gas Boiler - Stack Economizer_A_Achievable Economic RVT Potential | F9 | Industrial | Stone, Clay, and Glass | New | Space Heating | Natural Gas | Gas Boiler - Stack Economizer | A | Cumulative Winter Peak Savings (MW) | Achievable Economic RVT Potential | 0 | 0 | 0 | 0 | 0 | 0 | 0 | 0 | 0 | 0 | 0 | 0 | 0 | 0 | 0 | 0 | 0 | 0 | 0 | 0 | 0 | 0 | 0
F10_Industrial_Stone, Clay, and Glass_New_Space Heating_Natural Gas_Gas Boiler - Stack Economizer_A_Achievable Economic RVT Potential | F10 | Industrial | Stone, Clay, and Glass | New | Space Heating | Natural Gas | Gas Boiler - Stack Economizer | A | Purchases (Incremental) | Achievable Economic RVT Potential | 0 | 0 | 0.063248 | 0.11038 | 0.15739 | 0.21009 | 0.24183 | 0.2508 | 0.22683 | 0.20504 | 0.17807 | 0.15538 | 0.1345 | 0.11707 | 0.098795 | 0.084033 | 0.071221 | 0.063248 | 0.11038 | 0.15739 | 0.21009 | 0.24183 | 0
F11_Industrial_Stone, Clay, and Glass_New_Space Heating_Natural Gas_Gas Boiler - Stack Economizer_A_Achievable Economic RVT Potential | F11 | Industrial | Stone, Clay, and Glass | New | Space Heating | Natural Gas | Gas Boiler - Stack Economizer | A | Purchases (Cumulative) | Achievable Economic RVT Potential | 0 | 0 | 0.063248 | 0.17363 | 0.33102 | 0.54111 | 0.78294 | 1.0337 | 1.2606 | 1.4656 | 1.6437 | 1.7991 | 1.9336 | 2.0506 | 2.1494 | 2.2335 | 2.3047 | 2.3047 | 2.3047 | 2.3047 | 2.3047 | 2.3047 | 0
F1_Industrial_Stone, Clay, and Glass_New_Process_Natural Gas_Gas Boiler - Stack Economizer_A_Achievable Economic RVT Potential | F1 | Industrial | Stone, Clay, and Glass | New | Process | Natural Gas | Gas Boiler - Stack Economizer | A | Integrated Unit Energy Savings (kWh or therms) | Achievable Economic RVT Potential | 0 | 0 | 5.5 | 5.4939 | 5.4882 | 5.4832 | 5.4761 | 5.4716 | 5.4687 | 5.4672 | 5.4656 | 5.4649 | 5.4646 | 5.465 | 5.4646 | 5.4649 | 5.4653 | 5.4665 | 5.4677 | 5.4694 | 5.471 | 5.4724 | 0
F2_Industrial_Stone, Clay, and Glass_New_Process_Natural Gas_Gas Boiler - Stack Economizer_A_Achievable Economic RVT Potential | F2 | Industrial | Stone, Clay, and Glass | New | Process | Natural Gas | Gas Boiler - Stack Economizer | A | Integrated Unit Summer Peak Savings (kW) | Achievable Economic RVT Potential | 0 | 0 | 0 | 0 | 0 | 0 | 0 | 0 | 0 | 0 | 0 | 0 | 0 | 0 | 0 | 0 | 0 | 0 | 0 | 0 | 0 | 0 | 0
F3_Industrial_Stone, Clay, and Glass_New_Process_Natural Gas_Gas Boiler - Stack Economizer_A_Achievable Economic RVT Potential | F3 | Industrial | Stone, Clay, and Glass | New | Process | Natural Gas | Gas Boiler - Stack Economizer | A | Integrated Unit Winter Peak Savings (kW) | Achievable Economic RVT Potential | 0 | 0 | 0 | 0 | 0 | 0 | 0 | 0 | 0 | 0 | 0 | 0 | 0 | 0 | 0 | 0 | 0 | 0 | 0 | 0 | 0 | 0 | 0
F4_Industrial_Stone, Clay, and Glass_New_Process_Natural Gas_Gas Boiler - Stack Economizer_A_Achievable Economic RVT Potential | F4 | Industrial | Stone, Clay, and Glass | New | Process | Natural Gas | Gas Boiler - Stack Economizer | A | Incremental Energy Savings (MWh or mTherms) | Achievable Economic RVT Potential | 0 | 0 | 0.0038568 | 0.0067233 | 0.0095772 | 0.012772 | 0.014682 | 0.015215 | 0.013753 | 0.012428 | 0.010791 | 0.0094144 | 0.0081491 | 0.0070934 | 0.0059857 | 0.0050915 | 0.0043156 | 0.0038333 | 0.0066912 | 0.0095444 | 0.012744 | 0.014672 | 0
F5_Industrial_Stone, Clay, and Glass_New_Process_Natural Gas_Gas Boiler - Stack Economizer_A_Achievable Economic RVT Potential | F5 | Industrial | Stone, Clay, and Glass | New | Process | Natural Gas | Gas Boiler - Stack Economizer | A | Incremental Summer Peak Savings (MW) | Achievable Economic RVT Potential | 0 | 0 | 0 | 0 | 0 | 0 | 0 | 0 | 0 | 0 | 0 | 0 | 0 | 0 | 0 | 0 | 0 | 0 | 0 | 0 | 0 | 0 | 0
F6_Industrial_Stone, Clay, and Glass_New_Process_Natural Gas_Gas Boiler - Stack Economizer_A_Achievable Economic RVT Potential | F6 | Industrial | Stone, Clay, and Glass | New | Process | Natural Gas | Gas Boiler - Stack Economizer | A | Incremental Winter Peak Savings (MW) | Achievable Economic RVT Potential | 0 | 0 | 0 | 0 | 0 | 0 | 0 | 0 | 0 | 0 | 0 | 0 | 0 | 0 | 0 | 0 | 0 | 0 | 0 | 0 | 0 | 0 | 0
F7_Industrial_Stone, Clay, and Glass_New_Process_Natural Gas_Gas Boiler - Stack Economizer_A_Achievable Economic RVT Potential | F7 | Industrial | Stone, Clay, and Glass | New | Process | Natural Gas | Gas Boiler - Stack Economizer | A | Cumulative Energy Savings (MWh or mTherms) | Achievable Economic RVT Potential | 0 | 0 | 0.0038568 | 0.010576 | 0.020142 | 0.032896 | 0.047536 | 0.062711 | 0.076431 | 0.088839 | 0.099603 | 0.10901 | 0.11715 | 0.12425 | 0.13023 | 0.13533 | 0.13965 | 0.13968 | 0.13971 | 0.13976 | 0.1398 | 0.13983 | 0
F8_Industrial_Stone, Clay, and Glass_New_Process_Natural Gas_Gas Boiler - Stack Economizer_A_Achievable Economic RVT Potential | F8 | Industrial | Stone, Clay, and Glass | New | Process | Natural Gas | Gas Boiler - Stack Economizer | A | Cumulative Summer Peak Savings (MW) | Achievable Economic RVT Potential | 0 | 0 | 0 | 0 | 0 | 0 | 0 | 0 | 0 | 0 | 0 | 0 | 0 | 0 | 0 | 0 | 0 | 0 | 0 | 0 | 0 | 0 | 0
F9_Industrial_Stone, Clay, and Glass_New_Process_Natural Gas_Gas Boiler - Stack Economizer_A_Achievable Economic RVT Potential | F9 | Industrial | Stone, Clay, and Glass | New | Process | Natural Gas | Gas Boiler - Stack Economizer | A | Cumulative Winter Peak Savings (MW) | Achievable Economic RVT Potential | 0 | 0 | 0 | 0 | 0 | 0 | 0 | 0 | 0 | 0 | 0 | 0 | 0 | 0 | 0 | 0 | 0 | 0 | 0 | 0 | 0 | 0 | 0
F10_Industrial_Stone, Clay, and Glass_New_Process_Natural Gas_Gas Boiler - Stack Economizer_A_Achievable Economic RVT Potential | F10 | Industrial | Stone, Clay, and Glass | New | Process | Natural Gas | Gas Boiler - Stack Economizer | A | Purchases (Incremental) | Achievable Economic RVT Potential | 0 | 0 | 0.70123 | 1.2238 | 1.745 | 2.3293 | 2.6812 | 2.7807 | 2.5149 | 2.2733 | 1.9743 | 1.7227 | 1.4913 | 1.298 | 1.0953 | 0.93168 | 0.78964 | 0.70123 | 1.2238 | 1.745 | 2.3293 | 2.6812 | 0
F11_Industrial_Stone, Clay, and Glass_New_Process_Natural Gas_Gas Boiler - Stack Economizer_A_Achievable Economic RVT Potential | F11 | Industrial | Stone, Clay, and Glass | New | Process | Natural Gas | Gas Boiler - Stack Economizer | A | Purchases (Cumulative) | Achievable Economic RVT Potential | 0 | 0 | 0.70123 | 1.925 | 3.6701 | 5.9994 | 8.6805 | 11.4612 | 13.9761 | 16.2494 | 18.2237 | 19.9464 | 21.4377 | 22.7356 | 23.831 | 24.7626 | 25.5523 | 25.5523 | 25.5523 | 25.5523 | 25.5523 | 25.5523 | 0
F1_Industrial_Stone, Clay, and Glass_New_Space Heating_Natural Gas_Gas Furnace Tube Inserts_A_Achievable Economic RVT Potential | F1 | Industrial | Stone, Clay, and Glass | New | Space Heating | Natural Gas | Gas Furnace Tube Inserts | A | Integrated Unit Energy Savings (kWh or therms) | Achievable Economic RVT Potential | 0 | 0 | 0.077905 | 0.077051 | 0.076475 | 0.075955 | 0.075662 | 0.075327 | 0.075021 | 0.074709 | 0.074498 | 0.074274 | 0.073942 | 0.073642 | 0.073355 | 0.073112 | 0.072884 | 0.072585 | 0.072441 | 0.07224 | 0.072079 | 0.071976 | 0
F2_Industrial_Stone, Clay, and Glass_New_Space Heating_Natural Gas_Gas Furnace Tube Inserts_A_Achievable Economic RVT Potential | F2 | Industrial | Stone, Clay, and Glass | New | Space Heating | Natural Gas | Gas Furnace Tube Inserts | A | Integrated Unit Summer Peak Savings (kW) | Achievable Economic RVT Potential | 0 | 0 | 0 | 0 | 0 | 0 | 0 | 0 | 0 | 0 | 0 | 0 | 0 | 0 | 0 | 0 | 0 | 0 | 0 | 0 | 0 | 0 | 0
F3_Industrial_Stone, Clay, and Glass_New_Space Heating_Natural Gas_Gas Furnace Tube Inserts_A_Achievable Economic RVT Potential | F3 | Industrial | Stone, Clay, and Glass | New | Space Heating | Natural Gas | Gas Furnace Tube Inserts | A | Integrated Unit Winter Peak Savings (kW) | Achievable Economic RVT Potential | 0 | 0 | 0 | 0 | 0 | 0 | 0 | 0 | 0 | 0 | 0 | 0 | 0 | 0 | 0 | 0 | 0 | 0 | 0 | 0 | 0 | 0 | 0
F4_Industrial_Stone, Clay, and Glass_New_Space Heating_Natural Gas_Gas Furnace Tube Inserts_A_Achievable Economic RVT Potential | F4 | Industrial | Stone, Clay, and Glass | New | Space Heating | Natural Gas | Gas Furnace Tube Inserts | A | Incremental Energy Savings (MWh or mTherms) | Achievable Economic RVT Potential | 0 | 0 | 0 | 0 | 0 | 0 | 0 | 0 | 0 | 0 | 0 | 0 | 0 | 0 | 0 | 0 | 0 | 0 | 0 | 0 | 0 | 0 | 0
F5_Industrial_Stone, Clay, and Glass_New_Space Heating_Natural Gas_Gas Furnace Tube Inserts_A_Achievable Economic RVT Potential | F5 | Industrial | Stone, Clay, and Glass | New | Space Heating | Natural Gas | Gas Furnace Tube Inserts | A | Incremental Summer Peak Savings (MW) | Achievable Economic RVT Potential | 0 | 0 | 0 | 0 | 0 | 0 | 0 | 0 | 0 | 0 | 0 | 0 | 0 | 0 | 0 | 0 | 0 | 0 | 0 | 0 | 0 | 0 | 0
F6_Industrial_Stone, Clay, and Glass_New_Space Heating_Natural Gas_Gas Furnace Tube Inserts_A_Achievable Economic RVT Potential | F6 | Industrial | Stone, Clay, and Glass | New | Space Heating | Natural Gas | Gas Furnace Tube Inserts | A | Incremental Winter Peak Savings (MW) | Achievable Economic RVT Potential | 0 | 0 | 0 | 0 | 0 | 0 | 0 | 0 | 0 | 0 | 0 | 0 | 0 | 0 | 0 | 0 | 0 | 0 | 0 | 0 | 0 | 0 | 0
F7_Industrial_Stone, Clay, and Glass_New_Space Heating_Natural Gas_Gas Furnace Tube Inserts_A_Achievable Economic RVT Potential | F7 | Industrial | Stone, Clay, and Glass | New | Space Heating | Natural Gas | Gas Furnace Tube Inserts | A | Cumulative Energy Savings (MWh or mTherms) | Achievable Economic RVT Potential | 0 | 0 | 0 | 0 | 0 | 0 | 0 | 0 | 0 | 0 | 0 | 0 | 0 | 0 | 0 | 0 | 0 | 0 | 0 | 0 | 0 | 0 | 0
F8_Industrial_Stone, Clay, and Glass_New_Space Heating_Natural Gas_Gas Furnace Tube Inserts_A_Achievable Economic RVT Potential | F8 | Industrial | Stone, Clay, and Glass | New | Space Heating | Natural Gas | Gas Furnace Tube Inserts | A | Cumulative Summer Peak Savings (MW) | Achievable Economic RVT Potential | 0 | 0 | 0 | 0 | 0 | 0 | 0 | 0 | 0 | 0 | 0 | 0 | 0 | 0 | 0 | 0 | 0 | 0 | 0 | 0 | 0 | 0 | 0
F9_Industrial_Stone, Clay, and Glass_New_Space Heating_Natural Gas_Gas Furnace Tube Inserts_A_Achievable Economic RVT Potential | F9 | Industrial | Stone, Clay, and Glass | New | Space Heating | Natural Gas | Gas Furnace Tube Inserts | A | Cumulative Winter Peak Savings (MW) | Achievable Economic RVT Potential | 0 | 0 | 0 | 0 | 0 | 0 | 0 | 0 | 0 | 0 | 0 | 0 | 0 | 0 | 0 | 0 | 0 | 0 | 0 | 0 | 0 | 0 | 0
F10_Industrial_Stone, Clay, and Glass_New_Space Heating_Natural Gas_Gas Furnace Tube Inserts_A_Achievable Economic RVT Potential | F10 | Industrial | Stone, Clay, and Glass | New | Space Heating | Natural Gas | Gas Furnace Tube Inserts | A | Purchases (Incremental) | Achievable Economic RVT Potential | 0 | 0 | 0 | 0 | 0 | 0 | 0 | 0 | 0 | 0 | 0 | 0 | 0 | 0 | 0 | 0 | 0 | 0 | 0 | 0 | 0 | 0 | 0
F11_Industrial_Stone, Clay, and Glass_New_Space Heating_Natural Gas_Gas Furnace Tube Inserts_A_Achievable Economic RVT Potential | F11 | Industrial | Stone, Clay, and Glass | New | Space Heating | Natural Gas | Gas Furnace Tube Inserts | A | Purchases (Cumulative) | Achievable Economic RVT Potential | 0 | 0 | 0 | 0 | 0 | 0 | 0 | 0 | 0 | 0 | 0 | 0 | 0 | 0 | 0 | 0 | 0 | 0 | 0 | 0 | 0 | 0 | 0
F1_Industrial_Stone, Clay, and Glass_New_Space Heating_Natural Gas_Space Heating - Heat Recovery Ventilator_A_Achievable Economic RVT Potential | F1 | Industrial | Stone, Clay, and Glass | New | Space Heating | Natural Gas | Space Heating - Heat Recovery Ventilator | A | Integrated Unit Energy Savings (kWh or therms) | Achievable Economic RVT Potential | 0 | 0 | 0.012682 | 0.01253 | 0.012422 | 0.012322 | 0.01225 | 0.012171 | 0.012092 | 0.012009 | 0.011933 | 0.011852 | 0.011751 | 0.011657 | 0.01156 | 0.01148 | 0.01141 | 0.011344 | 0.011304 | 0.011271 | 0.011252 | 0.011247 | 0
F2_Industrial_Stone, Clay, and Glass_New_Space Heating_Natural Gas_Space Heating - Heat Recovery Ventilator_A_Achievable Economic RVT Potential | F2 | Industrial | Stone, Clay, and Glass | New | Space Heating | Natural Gas | Space Heating - Heat Recovery Ventilator | A | Integrated Unit Summer Peak Savings (kW) | Achievable Economic RVT Potential | 0 | 0 | 0 | 0 | 0 | 0 | 0 | 0 | 0 | 0 | 0 | 0 | 0 | 0 | 0 | 0 | 0 | 0 | 0 | 0 | 0 | 0 | 0
F3_Industrial_Stone, Clay, and Glass_New_Space Heating_Natural Gas_Space Heating - Heat Recovery Ventilator_A_Achievable Economic RVT Potential | F3 | Industrial | Stone, Clay, and Glass | New | Space Heating | Natural Gas | Space Heating - Heat Recovery Ventilator | A | Integrated Unit Winter Peak Savings (kW) | Achievable Economic RVT Potential | 0 | 0 | 0 | 0 | 0 | 0 | 0 | 0 | 0 | 0 | 0 | 0 | 0 | 0 | 0 | 0 | 0 | 0 | 0 | 0 | 0 | 0 | 0
F4_Industrial_Stone, Clay, and Glass_New_Space Heating_Natural Gas_Space Heating - Heat Recovery Ventilator_A_Achievable Economic RVT Potential | F4 | Industrial | Stone, Clay, and Glass | New | Space Heating | Natural Gas | Space Heating - Heat Recovery Ventilator | A | Incremental Energy Savings (MWh or mTherms) | Achievable Economic RVT Potential | 0 | 0 | 0 | 0 | 0 | 0 | 0 | 0 | 0 | 0 | 0 | 0 | 0 | 0 | 0 | 0 | 0 | 0 | 0 | 0 | 0 | 0 | 0
F5_Industrial_Stone, Clay, and Glass_New_Space Heating_Natural Gas_Space Heating - Heat Recovery Ventilator_A_Achievable Economic RVT Potential | F5 | Industrial | Stone, Clay, and Glass | New | Space Heating | Natural Gas | Space Heating - Heat Recovery Ventilator | A | Incremental Summer Peak Savings (MW) | Achievable Economic RVT Potential | 0 | 0 | 0 | 0 | 0 | 0 | 0 | 0 | 0 | 0 | 0 | 0 | 0 | 0 | 0 | 0 | 0 | 0 | 0 | 0 | 0 | 0 | 0
F6_Industrial_Stone, Clay, and Glass_New_Space Heating_Natural Gas_Space Heating - Heat Recovery Ventilator_A_Achievable Economic RVT Potential | F6 | Industrial | Stone, Clay, and Glass | New | Space Heating | Natural Gas | Space Heating - Heat Recovery Ventilator | A | Incremental Winter Peak Savings (MW) | Achievable Economic RVT Potential | 0 | 0 | 0 | 0 | 0 | 0 | 0 | 0 | 0 | 0 | 0 | 0 | 0 | 0 | 0 | 0 | 0 | 0 | 0 | 0 | 0 | 0 | 0
F7_Industrial_Stone, Clay, and Glass_New_Space Heating_Natural Gas_Space Heating - Heat Recovery Ventilator_A_Achievable Economic RVT Potential | F7 | Industrial | Stone, Clay, and Glass | New | Space Heating | Natural Gas | Space Heating - Heat Recovery Ventilator | A | Cumulative Energy Savings (MWh or mTherms) | Achievable Economic RVT Potential | 0 | 0 | 0 | 0 | 0 | 0 | 0 | 0 | 0 | 0 | 0 | 0 | 0 | 0 | 0 | 0 | 0 | 0 | 0 | 0 | 0 | 0 | 0
F8_Industrial_Stone, Clay, and Glass_New_Space Heating_Natural Gas_Space Heating - Heat Recovery Ventilator_A_Achievable Economic RVT Potential | F8 | Industrial | Stone, Clay, and Glass | New | Space Heating | Natural Gas | Space Heating - Heat Recovery Ventilator | A | Cumulative Summer Peak Savings (MW) | Achievable Economic RVT Potential | 0 | 0 | 0 | 0 | 0 | 0 | 0 | 0 | 0 | 0 | 0 | 0 | 0 | 0 | 0 | 0 | 0 | 0 | 0 | 0 | 0 | 0 | 0
F9_Industrial_Stone, Clay, and Glass_New_Space Heating_Natural Gas_Space Heating - Heat Recovery Ventilator_A_Achievable Economic RVT Potential | F9 | Industrial | Stone, Clay, and Glass | New | Space Heating | Natural Gas | Space Heating - Heat Recovery Ventilator | A | Cumulative Winter Peak Savings (MW) | Achievable Economic RVT Potential | 0 | 0 | 0 | 0 | 0 | 0 | 0 | 0 | 0 | 0 | 0 | 0 | 0 | 0 | 0 | 0 | 0 | 0 | 0 | 0 | 0 | 0 | 0
F10_Industrial_Stone, Clay, and Glass_New_Space Heating_Natural Gas_Space Heating - Heat Recovery Ventilator_A_Achievable Economic RVT Potential | F10 | Industrial | Stone, Clay, and Glass | New | Space Heating | Natural Gas | Space Heating - Heat Recovery Ventilator | A | Purchases (Incremental) | Achievable Economic RVT Potential | 0 | 0 | 0 | 0 | 0 | 0 | 0 | 0 | 0 | 0 | 0 | 0 | 0 | 0 | 0 | 0 | 0 | 0 | 0 | 0 | 0 | 0 | 0
F11_Industrial_Stone, Clay, and Glass_New_Space Heating_Natural Gas_Space Heating - Heat Recovery Ventilator_A_Achievable Economic RVT Potential | F11 | Industrial | Stone, Clay, and Glass | New | Space Heating | Natural Gas | Space Heating - Heat Recovery Ventilator | A | Purchases (Cumulative) | Achievable Economic RVT Potential | 0 | 0 | 0 | 0 | 0 | 0 | 0 | 0 | 0 | 0 | 0 | 0 | 0 | 0 | 0 | 0 | 0 | 0 | 0 | 0 | 0 | 0 | 0
F1_Industrial_Stone, Clay, and Glass_New_Space Heating_Natural Gas_Thermostat - Programmable_A_Achievable Economic RVT Potential | F1 | Industrial | Stone, Clay, and Glass | New | Space Heating | Natural Gas | Thermostat - Programmable | A | Integrated Unit Energy Savings (kWh or therms) | Achievable Economic RVT Potential | 0 | 0 | 0.0061353 | 0.0060617 | 0.0060094 | 0.0059609 | 0.0059261 | 0.0058879 | 0.0058498 | 0.0058098 | 0.005773 | 0.0057339 | 0.0056848 | 0.0056394 | 0.0055924 | 0.0055535 | 0.0055198 | 0.005488 | 0.0054686 | 0.0054525 | 0.0054432 | 0.005441 | 0
F2_Industrial_Stone, Clay, and Glass_New_Space Heating_Natural Gas_Thermostat - Programmable_A_Achievable Economic RVT Potential | F2 | Industrial | Stone, Clay, and Glass | New | Space Heating | Natural Gas | Thermostat - Programmable | A | Integrated Unit Summer Peak Savings (kW) | Achievable Economic RVT Potential | 0 | 0 | 0 | 0 | 0 | 0 | 0 | 0 | 0 | 0 | 0 | 0 | 0 | 0 | 0 | 0 | 0 | 0 | 0 | 0 | 0 | 0 | 0
F3_Industrial_Stone, Clay, and Glass_New_Space Heating_Natural Gas_Thermostat - Programmable_A_Achievable Economic RVT Potential | F3 | Industrial | Stone, Clay, and Glass | New | Space Heating | Natural Gas | Thermostat - Programmable | A | Integrated Unit Winter Peak Savings (kW) | Achievable Economic RVT Potential | 0 | 0 | 0 | 0 | 0 | 0 | 0 | 0 | 0 | 0 | 0 | 0 | 0 | 0 | 0 | 0 | 0 | 0 | 0 | 0 | 0 | 0 | 0
F4_Industrial_Stone, Clay, and Glass_New_Space Heating_Natural Gas_Thermostat - Programmable_A_Achievable Economic RVT Potential | F4 | Industrial | Stone, Clay, and Glass | New | Space Heating | Natural Gas | Thermostat - Programmable | A | Incremental Energy Savings (MWh or mTherms) | Achievable Economic RVT Potential | 0 | 0 | 0 | 0 | 0 | 0 | 0 | 0 | 0 | 0 | 0 | 0 | 0 | 0 | 0 | 0 | 0 | 0 | 0 | 0 | 0 | 0 | 0
F5_Industrial_Stone, Clay, and Glass_New_Space Heating_Natural Gas_Thermostat - Programmable_A_Achievable Economic RVT Potential | F5 | Industrial | Stone, Clay, and Glass | New | Space Heating | Natural Gas | Thermostat - Programmable | A | Incremental Summer Peak Savings (MW) | Achievable Economic RVT Potential | 0 | 0 | 0 | 0 | 0 | 0 | 0 | 0 | 0 | 0 | 0 | 0 | 0 | 0 | 0 | 0 | 0 | 0 | 0 | 0 | 0 | 0 | 0
F6_Industrial_Stone, Clay, and Glass_New_Space Heating_Natural Gas_Thermostat - Programmable_A_Achievable Economic RVT Potential | F6 | Industrial | Stone, Clay, and Glass | New | Space Heating | Natural Gas | Thermostat - Programmable | A | Incremental Winter Peak Savings (MW) | Achievable Economic RVT Potential | 0 | 0 | 0 | 0 | 0 | 0 | 0 | 0 | 0 | 0 | 0 | 0 | 0 | 0 | 0 | 0 | 0 | 0 | 0 | 0 | 0 | 0 | 0
F7_Industrial_Stone, Clay, and Glass_New_Space Heating_Natural Gas_Thermostat - Programmable_A_Achievable Economic RVT Potential | F7 | Industrial | Stone, Clay, and Glass | New | Space Heating | Natural Gas | Thermostat - Programmable | A | Cumulative Energy Savings (MWh or mTherms) | Achievable Economic RVT Potential | 0 | 0 | 0 | 0 | 0 | 0 | 0 | 0 | 0 | 0 | 0 | 0 | 0 | 0 | 0 | 0 | 0 | 0 | 0 | 0 | 0 | 0 | 0
F8_Industrial_Stone, Clay, and Glass_New_Space Heating_Natural Gas_Thermostat - Programmable_A_Achievable Economic RVT Potential | F8 | Industrial | Stone, Clay, and Glass | New | Space Heating | Natural Gas | Thermostat - Programmable | A | Cumulative Summer Peak Savings (MW) | Achievable Economic RVT Potential | 0 | 0 | 0 | 0 | 0 | 0 | 0 | 0 | 0 | 0 | 0 | 0 | 0 | 0 | 0 | 0 | 0 | 0 | 0 | 0 | 0 | 0 | 0
F9_Industrial_Stone, Clay, and Glass_New_Space Heating_Natural Gas_Thermostat - Programmable_A_Achievable Economic RVT Potential | F9 | Industrial | Stone, Clay, and Glass | New | Space Heating | Natural Gas | Thermostat - Programmable | A | Cumulative Winter Peak Savings (MW) | Achievable Economic RVT Potential | 0 | 0 | 0 | 0 | 0 | 0 | 0 | 0 | 0 | 0 | 0 | 0 | 0 | 0 | 0 | 0 | 0 | 0 | 0 | 0 | 0 | 0 | 0
F10_Industrial_Stone, Clay, and Glass_New_Space Heating_Natural Gas_Thermostat - Programmable_A_Achievable Economic RVT Potential | F10 | Industrial | Stone, Clay, and Glass | New | Space Heating | Natural Gas | Thermostat - Programmable | A | Purchases (Incremental) | Achievable Economic RVT Potential | 0 | 0 | 0 | 0 | 0 | 0 | 0 | 0 | 0 | 0 | 0 | 0 | 0 | 0 | 0 | 0 | 0 | 0 | 0 | 0 | 0 | 0 | 0
F11_Industrial_Stone, Clay, and Glass_New_Space Heating_Natural Gas_Thermostat - Programmable_A_Achievable Economic RVT Potential | F11 | Industrial | Stone, Clay, and Glass | New | Space Heating | Natural Gas | Thermostat - Programmable | A | Purchases (Cumulative) | Achievable Economic RVT Potential | 0 | 0 | 0 | 0 | 0 | 0 | 0 | 0 | 0 | 0 | 0 | 0 | 0 | 0 | 0 | 0 | 0 | 0 | 0 | 0 | 0 | 0 | 0
F1_Industrial_Stone, Clay, and Glass_New_Space Heating_Natural Gas_ENERGY STAR Connected Thermostat_A_Achievable Economic RVT Potential | F1 | Industrial | Stone, Clay, and Glass | New | Space Heating | Natural Gas | ENERGY STAR Connected Thermostat | A | Integrated Unit Energy Savings (kWh or therms) | Achievable Economic RVT Potential | 0 | 0 | 0.014831 | 0.014653 | 0.014526 | 0.014408 | 0.014323 | 0.01423 | 0.014136 | 0.014038 | 0.013946 | 0.01385 | 0.013729 | 0.013617 | 0.013502 | 0.013407 | 0.013325 | 0.01325 | 0.013204 | 0.013165 | 0.013144 | 0.013139 | 0
F2_Industrial_Stone, Clay, and Glass_New_Space Heating_Natural Gas_ENERGY STAR Connected Thermostat_A_Achievable Economic RVT Potential | F2 | Industrial | Stone, Clay, and Glass | New | Space Heating | Natural Gas | ENERGY STAR Connected Thermostat | A | Integrated Unit Summer Peak Savings (kW) | Achievable Economic RVT Potential | 0 | 0 | 0 | 0 | 0 | 0 | 0 | 0 | 0 | 0 | 0 | 0 | 0 | 0 | 0 | 0 | 0 | 0 | 0 | 0 | 0 | 0 | 0
F3_Industrial_Stone, Clay, and Glass_New_Space Heating_Natural Gas_ENERGY STAR Connected Thermostat_A_Achievable Economic RVT Potential | F3 | Industrial | Stone, Clay, and Glass | New | Space Heating | Natural Gas | ENERGY STAR Connected Thermostat | A | Integrated Unit Winter Peak Savings (kW) | Achievable Economic RVT Potential | 0 | 0 | 0 | 0 | 0 | 0 | 0 | 0 | 0 | 0 | 0 | 0 | 0 | 0 | 0 | 0 | 0 | 0 | 0 | 0 | 0 | 0 | 0
F4_Industrial_Stone, Clay, and Glass_New_Space Heating_Natural Gas_ENERGY STAR Connected Thermostat_A_Achievable Economic RVT Potential | F4 | Industrial | Stone, Clay, and Glass | New | Space Heating | Natural Gas | ENERGY STAR Connected Thermostat | A | Incremental Energy Savings (MWh or mTherms) | Achievable Economic RVT Potential | 0 | 0 | 0 | 0 | 0 | 0 | 0 | 0 | 0 | 0 | 0 | 0 | 0 | 0 | 0 | 0 | 0 | 0 | 0 | 0 | 0 | 0 | 0
F5_Industrial_Stone, Clay, and Glass_New_Space Heating_Natural Gas_ENERGY STAR Connected Thermostat_A_Achievable Economic RVT Potential | F5 | Industrial | Stone, Clay, and Glass | New | Space Heating | Natural Gas | ENERGY STAR Connected Thermostat | A | Incremental Summer Peak Savings (MW) | Achievable Economic RVT Potential | 0 | 0 | 0 | 0 | 0 | 0 | 0 | 0 | 0 | 0 | 0 | 0 | 0 | 0 | 0 | 0 | 0 | 0 | 0 | 0 | 0 | 0 | 0
F6_Industrial_Stone, Clay, and Glass_New_Space Heating_Natural Gas_ENERGY STAR Connected Thermostat_A_Achievable Economic RVT Potential | F6 | Industrial | Stone, Clay, and Glass | New | Space Heating | Natural Gas | ENERGY STAR Connected Thermostat | A | Incremental Winter Peak Savings (MW) | Achievable Economic RVT Potential | 0 | 0 | 0 | 0 | 0 | 0 | 0 | 0 | 0 | 0 | 0 | 0 | 0 | 0 | 0 | 0 | 0 | 0 | 0 | 0 | 0 | 0 | 0
F7_Industrial_Stone, Clay, and Glass_New_Space Heating_Natural Gas_ENERGY STAR Connected Thermostat_A_Achievable Economic RVT Potential | F7 | Industrial | Stone, Clay, and Glass | New | Space Heating | Natural Gas | ENERGY STAR Connected Thermostat | A | Cumulative Energy Savings (MWh or mTherms) | Achievable Economic RVT Potential | 0 | 0 | 0 | 0 | 0 | 0 | 0 | 0 | 0 | 0 | 0 | 0 | 0 | 0 | 0 | 0 | 0 | 0 | 0 | 0 | 0 | 0 | 0
F8_Industrial_Stone, Clay, and Glass_New_Space Heating_Natural Gas_ENERGY STAR Connected Thermostat_A_Achievable Economic RVT Potential | F8 | Industrial | Stone, Clay, and Glass | New | Space Heating | Natural Gas | ENERGY STAR Connected Thermostat | A | Cumulative Summer Peak Savings (MW) | Achievable Economic RVT Potential | 0 | 0 | 0 | 0 | 0 | 0 | 0 | 0 | 0 | 0 | 0 | 0 | 0 | 0 | 0 | 0 | 0 | 0 | 0 | 0 | 0 | 0 | 0
F9_Industrial_Stone, Clay, and Glass_New_Space Heating_Natural Gas_ENERGY STAR Connected Thermostat_A_Achievable Economic RVT Potential | F9 | Industrial | Stone, Clay, and Glass | New | Space Heating | Natural Gas | ENERGY STAR Connected Thermostat | A | Cumulative Winter Peak Savings (MW) | Achievable Economic RVT Potential | 0 | 0 | 0 | 0 | 0 | 0 | 0 | 0 | 0 | 0 | 0 | 0 | 0 | 0 | 0 | 0 | 0 | 0 | 0 | 0 | 0 | 0 | 0
F10_Industrial_Stone, Clay, and Glass_New_Space Heating_Natural Gas_ENERGY STAR Connected Thermostat_A_Achievable Economic RVT Potential | F10 | Industrial | Stone, Clay, and Glass | New | Space Heating | Natural Gas | ENERGY STAR Connected Thermostat | A | Purchases (Incremental) | Achievable Economic RVT Potential | 0 | 0 | 0 | 0 | 0 | 0 | 0 | 0 | 0 | 0 | 0 | 0 | 0 | 0 | 0 | 0 | 0 | 0 | 0 | 0 | 0 | 0 | 0
F11_Industrial_Stone, Clay, and Glass_New_Space Heating_Natural Gas_ENERGY STAR Connected Thermostat_A_Achievable Economic RVT Potential | F11 | Industrial | Stone, Clay, and Glass | New | Space Heating | Natural Gas | ENERGY STAR Connected Thermostat | A | Purchases (Cumulative) | Achievable Economic RVT Potential | 0 | 0 | 0 | 0 | 0 | 0 | 0 | 0 | 0 | 0 | 0 | 0 | 0 | 0 | 0 | 0 | 0 | 0 | 0 | 0 | 0 | 0 | 0
F1_Industrial_Stone, Clay, and Glass_New_Space Heating_Natural Gas_Destratification Fans (HVLS)_A_Achievable Economic RVT Potential | F1 | Industrial | Stone, Clay, and Glass | New | Space Heating | Natural Gas | Destratification Fans (HVLS) | A | Integrated Unit Energy Savings (kWh or therms) | Achievable Economic RVT Potential | 0 | 0 | 0.014831 | 0.014653 | 0.014526 | 0.014408 | 0.014323 | 0.01423 | 0.014136 | 0.014038 | 0.013946 | 0.01385 | 0.013729 | 0.013617 | 0.013502 | 0.013407 | 0.013325 | 0.01325 | 0.013204 | 0.013165 | 0.013144 | 0.013139 | 0
F2_Industrial_Stone, Clay, and Glass_New_Space Heating_Natural Gas_Destratification Fans (HVLS)_A_Achievable Economic RVT Potential | F2 | Industrial | Stone, Clay, and Glass | New | Space Heating | Natural Gas | Destratification Fans (HVLS) | A | Integrated Unit Summer Peak Savings (kW) | Achievable Economic RVT Potential | 0 | 0 | 0 | 0 | 0 | 0 | 0 | 0 | 0 | 0 | 0 | 0 | 0 | 0 | 0 | 0 | 0 | 0 | 0 | 0 | 0 | 0 | 0
F3_Industrial_Stone, Clay, and Glass_New_Space Heating_Natural Gas_Destratification Fans (HVLS)_A_Achievable Economic RVT Potential | F3 | Industrial | Stone, Clay, and Glass | New | Space Heating | Natural Gas | Destratification Fans (HVLS) | A | Integrated Unit Winter Peak Savings (kW) | Achievable Economic RVT Potential | 0 | 0 | 0 | 0 | 0 | 0 | 0 | 0 | 0 | 0 | 0 | 0 | 0 | 0 | 0 | 0 | 0 | 0 | 0 | 0 | 0 | 0 | 0
F4_Industrial_Stone, Clay, and Glass_New_Space Heating_Natural Gas_Destratification Fans (HVLS)_A_Achievable Economic RVT Potential | F4 | Industrial | Stone, Clay, and Glass | New | Space Heating | Natural Gas | Destratification Fans (HVLS) | A | Incremental Energy Savings (MWh or mTherms) | Achievable Economic RVT Potential | 0 | 0 | 0 | 0 | 0 | 0 | 0 | 0 | 0 | 0 | 0 | 0 | 0 | 0 | 0 | 0 | 0 | 0 | 0 | 0 | 0 | 0 | 0
F5_Industrial_Stone, Clay, and Glass_New_Space Heating_Natural Gas_Destratification Fans (HVLS)_A_Achievable Economic RVT Potential | F5 | Industrial | Stone, Clay, and Glass | New | Space Heating | Natural Gas | Destratification Fans (HVLS) | A | Incremental Summer Peak Savings (MW) | Achievable Economic RVT Potential | 0 | 0 | 0 | 0 | 0 | 0 | 0 | 0 | 0 | 0 | 0 | 0 | 0 | 0 | 0 | 0 | 0 | 0 | 0 | 0 | 0 | 0 | 0
F6_Industrial_Stone, Clay, and Glass_New_Space Heating_Natural Gas_Destratification Fans (HVLS)_A_Achievable Economic RVT Potential | F6 | Industrial | Stone, Clay, and Glass | New | Space Heating | Natural Gas | Destratification Fans (HVLS) | A | Incremental Winter Peak Savings (MW) | Achievable Economic RVT Potential | 0 | 0 | 0 | 0 | 0 | 0 | 0 | 0 | 0 | 0 | 0 | 0 | 0 | 0 | 0 | 0 | 0 | 0 | 0 | 0 | 0 | 0 | 0
F7_Industrial_Stone, Clay, and Glass_New_Space Heating_Natural Gas_Destratification Fans (HVLS)_A_Achievable Economic RVT Potential | F7 | Industrial | Stone, Clay, and Glass | New | Space Heating | Natural Gas | Destratification Fans (HVLS) | A | Cumulative Energy Savings (MWh or mTherms) | Achievable Economic RVT Potential | 0 | 0 | 0 | 0 | 0 | 0 | 0 | 0 | 0 | 0 | 0 | 0 | 0 | 0 | 0 | 0 | 0 | 0 | 0 | 0 | 0 | 0 | 0
F8_Industrial_Stone, Clay, and Glass_New_Space Heating_Natural Gas_Destratification Fans (HVLS)_A_Achievable Economic RVT Potential | F8 | Industrial | Stone, Clay, and Glass | New | Space Heating | Natural Gas | Destratification Fans (HVLS) | A | Cumulative Summer Peak Savings (MW) | Achievable Economic RVT Potential | 0 | 0 | 0 | 0 | 0 | 0 | 0 | 0 | 0 | 0 | 0 | 0 | 0 | 0 | 0 | 0 | 0 | 0 | 0 | 0 | 0 | 0 | 0
F9_Industrial_Stone, Clay, and Glass_New_Space Heating_Natural Gas_Destratification Fans (HVLS)_A_Achievable Economic RVT Potential | F9 | Industrial | Stone, Clay, and Glass | New | Space Heating | Natural Gas | Destratification Fans (HVLS) | A | Cumulative Winter Peak Savings (MW) | Achievable Economic RVT Potential | 0 | 0 | 0 | 0 | 0 | 0 | 0 | 0 | 0 | 0 | 0 | 0 | 0 | 0 | 0 | 0 | 0 | 0 | 0 | 0 | 0 | 0 | 0
F10_Industrial_Stone, Clay, and Glass_New_Space Heating_Natural Gas_Destratification Fans (HVLS)_A_Achievable Economic RVT Potential | F10 | Industrial | Stone, Clay, and Glass | New | Space Heating | Natural Gas | Destratification Fans (HVLS) | A | Purchases (Incremental) | Achievable Economic RVT Potential | 0 | 0 | 0 | 0 | 0 | 0 | 0 | 0 | 0 | 0 | 0 | 0 | 0 | 0 | 0 | 0 | 0 | 0 | 0 | 0 | 0 | 0 | 0
F11_Industrial_Stone, Clay, and Glass_New_Space Heating_Natural Gas_Destratification Fans (HVLS)_A_Achievable Economic RVT Potential | F11 | Industrial | Stone, Clay, and Glass | New | Space Heating | Natural Gas | Destratification Fans (HVLS) | A | Purchases (Cumulative) | Achievable Economic RVT Potential | 0 | 0 | 0 | 0 | 0 | 0 | 0 | 0 | 0 | 0 | 0 | 0 | 0 | 0 | 0 | 0 | 0 | 0 | 0 | 0 | 0 | 0 | 0
F1_Industrial_Stone, Clay, and Glass_New_Space Heating_Natural Gas_Gas Boiler - Insulate Steam Lines/Condensate Tank_A_Achievable Economic RVT Potential | F1 | Industrial | Stone, Clay, and Glass | New | Space Heating | Natural Gas | Gas Boiler - Insulate Steam Lines/Condensate Tank | A | Integrated Unit Energy Savings (kWh or therms) | Achievable Economic RVT Potential | 0 | 0 | 73.3283 | 72.4556 | 71.8385 | 71.2652 | 70.8589 | 70.4107 | 69.9634 | 69.4901 | 69.0568 | 68.5942 | 68.0119 | 67.4707 | 66.9119 | 66.4482 | 66.0461 | 65.6651 | 65.4346 | 65.2414 | 65.1299 | 65.1032 | 0
F2_Industrial_Stone, Clay, and Glass_New_Space Heating_Natural Gas_Gas Boiler - Insulate Steam Lines/Condensate Tank_A_Achievable Economic RVT Potential | F2 | Industrial | Stone, Clay, and Glass | New | Space Heating | Natural Gas | Gas Boiler - Insulate Steam Lines/Condensate Tank | A | Integrated Unit Summer Peak Savings (kW) | Achievable Economic RVT Potential | 0 | 0 | 0 | 0 | 0 | 0 | 0 | 0 | 0 | 0 | 0 | 0 | 0 | 0 | 0 | 0 | 0 | 0 | 0 | 0 | 0 | 0 | 0
F3_Industrial_Stone, Clay, and Glass_New_Space Heating_Natural Gas_Gas Boiler - Insulate Steam Lines/Condensate Tank_A_Achievable Economic RVT Potential | F3 | Industrial | Stone, Clay, and Glass | New | Space Heating | Natural Gas | Gas Boiler - Insulate Steam Lines/Condensate Tank | A | Integrated Unit Winter Peak Savings (kW) | Achievable Economic RVT Potential | 0 | 0 | 0 | 0 | 0 | 0 | 0 | 0 | 0 | 0 | 0 | 0 | 0 | 0 | 0 | 0 | 0 | 0 | 0 | 0 | 0 | 0 | 0
F4_Industrial_Stone, Clay, and Glass_New_Space Heating_Natural Gas_Gas Boiler - Insulate Steam Lines/Condensate Tank_A_Achievable Economic RVT Potential | F4 | Industrial | Stone, Clay, and Glass | New | Space Heating | Natural Gas | Gas Boiler - Insulate Steam Lines/Condensate Tank | A | Incremental Energy Savings (MWh or mTherms) | Achievable Economic RVT Potential | 0 | 0 | 0.00026502 | 0.00045701 | 0.00064612 | 0.00085556 | 0.00097919 | 0.0011212 | 0.0012595 | 0.0014135 | 0.001525 | 0.0016521 | 0.0017725 | 0.0019131 | 0.0020014 | 0.0021132 | 0.0022252 | 0.0023568 | 0.0024436 | 0.0025532 | 0.0026623 | 0.0027743 | 0
F5_Industrial_Stone, Clay, and Glass_New_Space Heating_Natural Gas_Gas Boiler - Insulate Steam Lines/Condensate Tank_A_Achievable Economic RVT Potential | F5 | Industrial | Stone, Clay, and Glass | New | Space Heating | Natural Gas | Gas Boiler - Insulate Steam Lines/Condensate Tank | A | Incremental Summer Peak Savings (MW) | Achievable Economic RVT Potential | 0 | 0 | 0 | 0 | 0 | 0 | 0 | 0 | 0 | 0 | 0 | 0 | 0 | 0 | 0 | 0 | 0 | 0 | 0 | 0 | 0 | 0 | 0
F6_Industrial_Stone, Clay, and Glass_New_Space Heating_Natural Gas_Gas Boiler - Insulate Steam Lines/Condensate Tank_A_Achievable Economic RVT Potential | F6 | Industrial | Stone, Clay, and Glass | New | Space Heating | Natural Gas | Gas Boiler - Insulate Steam Lines/Condensate Tank | A | Incremental Winter Peak Savings (MW) | Achievable Economic RVT Potential | 0 | 0 | 0 | 0 | 0 | 0 | 0 | 0 | 0 | 0 | 0 | 0 | 0 | 0 | 0 | 0 | 0 | 0 | 0 | 0 | 0 | 0 | 0
F7_Industrial_Stone, Clay, and Glass_New_Space Heating_Natural Gas_Gas Boiler - Insulate Steam Lines/Condensate Tank_A_Achievable Economic RVT Potential | F7 | Industrial | Stone, Clay, and Glass | New | Space Heating | Natural Gas | Gas Boiler - Insulate Steam Lines/Condensate Tank | A | Cumulative Energy Savings (MWh or mTherms) | Achievable Economic RVT Potential | 0 | 0 | 0.00026502 | 0.00071887 | 0.0013589 | 0.0022036 | 0.0031702 | 0.0042714 | 0.0055038 | 0.0068801 | 0.0083621 | 0.0099582 | 0.011646 | 0.013467 | 0.015356 | 0.017363 | 0.019483 | 0.021728 | 0.024095 | 0.026577 | 0.029194 | 0.031956 | 0
F8_Industrial_Stone, Clay, and Glass_New_Space Heating_Natural Gas_Gas Boiler - Insulate Steam Lines/Condensate Tank_A_Achievable Economic RVT Potential | F8 | Industrial | Stone, Clay, and Glass | New | Space Heating | Natural Gas | Gas Boiler - Insulate Steam Lines/Condensate Tank | A | Cumulative Summer Peak Savings (MW) | Achievable Economic RVT Potential | 0 | 0 | 0 | 0 | 0 | 0 | 0 | 0 | 0 | 0 | 0 | 0 | 0 | 0 | 0 | 0 | 0 | 0 | 0 | 0 | 0 | 0 | 0
F9_Industrial_Stone, Clay, and Glass_New_Space Heating_Natural Gas_Gas Boiler - Insulate Steam Lines/Condensate Tank_A_Achievable Economic RVT Potential | F9 | Industrial | Stone, Clay, and Glass | New | Space Heating | Natural Gas | Gas Boiler - Insulate Steam Lines/Condensate Tank | A | Cumulative Winter Peak Savings (MW) | Achievable Economic RVT Potential | 0 | 0 | 0 | 0 | 0 | 0 | 0 | 0 | 0 | 0 | 0 | 0 | 0 | 0 | 0 | 0 | 0 | 0 | 0 | 0 | 0 | 0 | 0
F10_Industrial_Stone, Clay, and Glass_New_Space Heating_Natural Gas_Gas Boiler - Insulate Steam Lines/Condensate Tank_A_Achievable Economic RVT Potential | F10 | Industrial | Stone, Clay, and Glass | New | Space Heating | Natural Gas | Gas Boiler - Insulate Steam Lines/Condensate Tank | A | Purchases (Incremental) | Achievable Economic RVT Potential | 0 | 0 | 0.0036142 | 0.0063074 | 0.008994 | 0.012005 | 0.013819 | 0.015924 | 0.018003 | 0.020341 | 0.022083 | 0.024086 | 0.026062 | 0.028355 | 0.029911 | 0.031802 | 0.033692 | 0.035892 | 0.037345 | 0.039135 | 0.040877 | 0.042614 | 0
F11_Industrial_Stone, Clay, and Glass_New_Space Heating_Natural Gas_Gas Boiler - Insulate Steam Lines/Condensate Tank_A_Achievable Economic RVT Potential | F11 | Industrial | Stone, Clay, and Glass | New | Space Heating | Natural Gas | Gas Boiler - Insulate Steam Lines/Condensate Tank | A | Purchases (Cumulative) | Achievable Economic RVT Potential | 0 | 0 | 0.0036142 | 0.0099216 | 0.018916 | 0.030921 | 0.04474 | 0.060664 | 0.078667 | 0.099008 | 0.12109 | 0.14518 | 0.17124 | 0.19959 | 0.2295 | 0.2613 | 0.295 | 0.33089 | 0.36823 | 0.40737 | 0.44824 | 0.49086 | 0
F1_Industrial_Stone, Clay, and Glass_New_Process_Natural Gas_Gas Boiler - Insulate Steam Lines/Condensate Tank_A_Achievable Economic RVT Potential | F1 | Industrial | Stone, Clay, and Glass | New | Process | Natural Gas | Gas Boiler - Insulate Steam Lines/Condensate Tank | A | Integrated Unit Energy Savings (kWh or therms) | Achievable Economic RVT Potential | 0 | 0 | 45.5013 | 45.4511 | 45.4046 | 45.3634 | 45.3056 | 45.2687 | 45.2445 | 45.2332 | 45.2198 | 45.2148 | 45.2127 | 45.2166 | 45.2138 | 45.2163 | 45.2198 | 45.2304 | 45.2408 | 45.2556 | 45.2689 | 45.281 | 0
F2_Industrial_Stone, Clay, and Glass_New_Process_Natural Gas_Gas Boiler - Insulate Steam Lines/Condensate Tank_A_Achievable Economic RVT Potential | F2 | Industrial | Stone, Clay, and Glass | New | Process | Natural Gas | Gas Boiler - Insulate Steam Lines/Condensate Tank | A | Integrated Unit Summer Peak Savings (kW) | Achievable Economic RVT Potential | 0 | 0 | 0 | 0 | 0 | 0 | 0 | 0 | 0 | 0 | 0 | 0 | 0 | 0 | 0 | 0 | 0 | 0 | 0 | 0 | 0 | 0 | 0
F3_Industrial_Stone, Clay, and Glass_New_Process_Natural Gas_Gas Boiler - Insulate Steam Lines/Condensate Tank_A_Achievable Economic RVT Potential | F3 | Industrial | Stone, Clay, and Glass | New | Process | Natural Gas | Gas Boiler - Insulate Steam Lines/Condensate Tank | A | Integrated Unit Winter Peak Savings (kW) | Achievable Economic RVT Potential | 0 | 0 | 0 | 0 | 0 | 0 | 0 | 0 | 0 | 0 | 0 | 0 | 0 | 0 | 0 | 0 | 0 | 0 | 0 | 0 | 0 | 0 | 0
F4_Industrial_Stone, Clay, and Glass_New_Process_Natural Gas_Gas Boiler - Insulate Steam Lines/Condensate Tank_A_Achievable Economic RVT Potential | F4 | Industrial | Stone, Clay, and Glass | New | Process | Natural Gas | Gas Boiler - Insulate Steam Lines/Condensate Tank | A | Incremental Energy Savings (MWh or mTherms) | Achievable Economic RVT Potential | 0 | 0 | 0.0018233 | 0.0031784 | 0.0045276 | 0.006038 | 0.0069413 | 0.0079922 | 0.0090307 | 0.010201 | 0.011071 | 0.012074 | 0.013064 | 0.014215 | 0.014994 | 0.015943 | 0.016891 | 0.017999 | 0.018732 | 0.019636 | 0.020516 | 0.021393 | 0
F5_Industrial_Stone, Clay, and Glass_New_Process_Natural Gas_Gas Boiler - Insulate Steam Lines/Condensate Tank_A_Achievable Economic RVT Potential | F5 | Industrial | Stone, Clay, and Glass | New | Process | Natural Gas | Gas Boiler - Insulate Steam Lines/Condensate Tank | A | Incremental Summer Peak Savings (MW) | Achievable Economic RVT Potential | 0 | 0 | 0 | 0 | 0 | 0 | 0 | 0 | 0 | 0 | 0 | 0 | 0 | 0 | 0 | 0 | 0 | 0 | 0 | 0 | 0 | 0 | 0
F6_Industrial_Stone, Clay, and Glass_New_Process_Natural Gas_Gas Boiler - Insulate Steam Lines/Condensate Tank_A_Achievable Economic RVT Potential | F6 | Industrial | Stone, Clay, and Glass | New | Process | Natural Gas | Gas Boiler - Insulate Steam Lines/Condensate Tank | A | Incremental Winter Peak Savings (MW) | Achievable Economic RVT Potential | 0 | 0 | 0 | 0 | 0 | 0 | 0 | 0 | 0 | 0 | 0 | 0 | 0 | 0 | 0 | 0 | 0 | 0 | 0 | 0 | 0 | 0 | 0
F7_Industrial_Stone, Clay, and Glass_New_Process_Natural Gas_Gas Boiler - Insulate Steam Lines/Condensate Tank_A_Achievable Economic RVT Potential | F7 | Industrial | Stone, Clay, and Glass | New | Process | Natural Gas | Gas Boiler - Insulate Steam Lines/Condensate Tank | A | Cumulative Energy Savings (MWh or mTherms) | Achievable Economic RVT Potential | 0 | 0 | 0.0018233 | 0.0049997 | 0.0095222 | 0.015552 | 0.022473 | 0.030447 | 0.039461 | 0.049653 | 0.060709 | 0.072777 | 0.085837 | 0.10006 | 0.11505 | 0.131 | 0.1479 | 0.16593 | 0.1847 | 0.2044 | 0.22497 | 0.24643 | 0
F8_Industrial_Stone, Clay, and Glass_New_Process_Natural Gas_Gas Boiler - Insulate Steam Lines/Condensate Tank_A_Achievable Economic RVT Potential | F8 | Industrial | Stone, Clay, and Glass | New | Process | Natural Gas | Gas Boiler - Insulate Steam Lines/Condensate Tank | A | Cumulative Summer Peak Savings (MW) | Achievable Economic RVT Potential | 0 | 0 | 0 | 0 | 0 | 0 | 0 | 0 | 0 | 0 | 0 | 0 | 0 | 0 | 0 | 0 | 0 | 0 | 0 | 0 | 0 | 0 | 0
F9_Industrial_Stone, Clay, and Glass_New_Process_Natural Gas_Gas Boiler - Insulate Steam Lines/Condensate Tank_A_Achievable Economic RVT Potential | F9 | Industrial | Stone, Clay, and Glass | New | Process | Natural Gas | Gas Boiler - Insulate Steam Lines/Condensate Tank | A | Cumulative Winter Peak Savings (MW) | Achievable Economic RVT Potential | 0 | 0 | 0 | 0 | 0 | 0 | 0 | 0 | 0 | 0 | 0 | 0 | 0 | 0 | 0 | 0 | 0 | 0 | 0 | 0 | 0 | 0 | 0
F10_Industrial_Stone, Clay, and Glass_New_Process_Natural Gas_Gas Boiler - Insulate Steam Lines/Condensate Tank_A_Achievable Economic RVT Potential | F10 | Industrial | Stone, Clay, and Glass | New | Process | Natural Gas | Gas Boiler - Insulate Steam Lines/Condensate Tank | A | Purchases (Incremental) | Achievable Economic RVT Potential | 0 | 0 | 0.04007 | 0.069931 | 0.099717 | 0.1331 | 0.15321 | 0.17655 | 0.1996 | 0.22552 | 0.24483 | 0.26704 | 0.28895 | 0.31437 | 0.33162 | 0.35259 | 0.37354 | 0.39793 | 0.41404 | 0.43389 | 0.45321 | 0.47246 | 0
F11_Industrial_Stone, Clay, and Glass_New_Process_Natural Gas_Gas Boiler - Insulate Steam Lines/Condensate Tank_A_Achievable Economic RVT Potential | F11 | Industrial | Stone, Clay, and Glass | New | Process | Natural Gas | Gas Boiler - Insulate Steam Lines/Condensate Tank | A | Purchases (Cumulative) | Achievable Economic RVT Potential | 0 | 0 | 0.04007 | 0.11 | 0.20972 | 0.34282 | 0.49603 | 0.67258 | 0.87218 | 1.0977 | 1.3425 | 1.6096 | 1.8985 | 2.2129 | 2.5445 | 2.8971 | 3.2706 | 3.6686 | 4.0826 | 4.5165 | 4.9697 | 5.4422 | 0
F1_Industrial_Stone, Clay, and Glass_New_Space Heating_Natural Gas_Gas Boiler - Insulate Hot Water Lines_A_Achievable Economic RVT Potential | F1 | Industrial | Stone, Clay, and Glass | New | Space Heating | Natural Gas | Gas Boiler - Insulate Hot Water Lines | A | Integrated Unit Energy Savings (kWh or therms) | Achievable Economic RVT Potential | 0 | 0 | 82.8997 | 81.9326 | 81.2669 | 80.6673 | 80.2892 | 79.8916 | 79.5316 | 79.1767 | 78.9223 | 78.6612 | 78.2878 | 77.9534 | 77.6241 | 77.348 | 77.0882 | 76.7683 | 76.6076 | 76.3976 | 76.2298 | 76.1239 | 0
F2_Industrial_Stone, Clay, and Glass_New_Space Heating_Natural Gas_Gas Boiler - Insulate Hot Water Lines_A_Achievable Economic RVT Potential | F2 | Industrial | Stone, Clay, and Glass | New | Space Heating | Natural Gas | Gas Boiler - Insulate Hot Water Lines | A | Integrated Unit Summer Peak Savings (kW) | Achievable Economic RVT Potential | 0 | 0 | 0 | 0 | 0 | 0 | 0 | 0 | 0 | 0 | 0 | 0 | 0 | 0 | 0 | 0 | 0 | 0 | 0 | 0 | 0 | 0 | 0
F3_Industrial_Stone, Clay, and Glass_New_Space Heating_Natural Gas_Gas Boiler - Insulate Hot Water Lines_A_Achievable Economic RVT Potential | F3 | Industrial | Stone, Clay, and Glass | New | Space Heating | Natural Gas | Gas Boiler - Insulate Hot Water Lines | A | Integrated Unit Winter Peak Savings (kW) | Achievable Economic RVT Potential | 0 | 0 | 0 | 0 | 0 | 0 | 0 | 0 | 0 | 0 | 0 | 0 | 0 | 0 | 0 | 0 | 0 | 0 | 0 | 0 | 0 | 0 | 0
F4_Industrial_Stone, Clay, and Glass_New_Space Heating_Natural Gas_Gas Boiler - Insulate Hot Water Lines_A_Achievable Economic RVT Potential | F4 | Industrial | Stone, Clay, and Glass | New | Space Heating | Natural Gas | Gas Boiler - Insulate Hot Water Lines | A | Incremental Energy Savings (MWh or mTherms) | Achievable Economic RVT Potential | 0 | 0 | 0.00029961 | 0.00051678 | 0.00073092 | 0.00096844 | 0.0011095 | 0.0012722 | 0.0014318 | 0.0016105 | 0.0017428 | 0.0018946 | 0.0020403 | 0.0022103 | 0.0023218 | 0.0024598 | 0.0025972 | 0.0027553 | 0.0028609 | 0.0029898 | 0.003116 | 0.0032439 | 0
F5_Industrial_Stone, Clay, and Glass_New_Space Heating_Natural Gas_Gas Boiler - Insulate Hot Water Lines_A_Achievable Economic RVT Potential | F5 | Industrial | Stone, Clay, and Glass | New | Space Heating | Natural Gas | Gas Boiler - Insulate Hot Water Lines | A | Incremental Summer Peak Savings (MW) | Achievable Economic RVT Potential | 0 | 0 | 0 | 0 | 0 | 0 | 0 | 0 | 0 | 0 | 0 | 0 | 0 | 0 | 0 | 0 | 0 | 0 | 0 | 0 | 0 | 0 | 0
F6_Industrial_Stone, Clay, and Glass_New_Space Heating_Natural Gas_Gas Boiler - Insulate Hot Water Lines_A_Achievable Economic RVT Potential | F6 | Industrial | Stone, Clay, and Glass | New | Space Heating | Natural Gas | Gas Boiler - Insulate Hot Water Lines | A | Incremental Winter Peak Savings (MW) | Achievable Economic RVT Potential | 0 | 0 | 0 | 0 | 0 | 0 | 0 | 0 | 0 | 0 | 0 | 0 | 0 | 0 | 0 | 0 | 0 | 0 | 0 | 0 | 0 | 0 | 0
F7_Industrial_Stone, Clay, and Glass_New_Space Heating_Natural Gas_Gas Boiler - Insulate Hot Water Lines_A_Achievable Economic RVT Potential | F7 | Industrial | Stone, Clay, and Glass | New | Space Heating | Natural Gas | Gas Boiler - Insulate Hot Water Lines | A | Cumulative Energy Savings (MWh or mTherms) | Achievable Economic RVT Potential | 0 | 0 | 0.00029961 | 0.0008129 | 0.0015372 | 0.0024943 | 0.0035921 | 0.0048465 | 0.0062565 | 0.0078391 | 0.0095567 | 0.01142 | 0.013406 | 0.015559 | 0.017815 | 0.020211 | 0.022741 | 0.025402 | 0.028209 | 0.031122 | 0.03417 | 0.037366 | 0
F8_Industrial_Stone, Clay, and Glass_New_Space Heating_Natural Gas_Gas Boiler - Insulate Hot Water Lines_A_Achievable Economic RVT Potential | F8 | Industrial | Stone, Clay, and Glass | New | Space Heating | Natural Gas | Gas Boiler - Insulate Hot Water Lines | A | Cumulative Summer Peak Savings (MW) | Achievable Economic RVT Potential | 0 | 0 | 0 | 0 | 0 | 0 | 0 | 0 | 0 | 0 | 0 | 0 | 0 | 0 | 0 | 0 | 0 | 0 | 0 | 0 | 0 | 0 | 0
F9_Industrial_Stone, Clay, and Glass_New_Space Heating_Natural Gas_Gas Boiler - Insulate Hot Water Lines_A_Achievable Economic RVT Potential | F9 | Industrial | Stone, Clay, and Glass | New | Space Heating | Natural Gas | Gas Boiler - Insulate Hot Water Lines | A | Cumulative Winter Peak Savings (MW) | Achievable Economic RVT Potential | 0 | 0 | 0 | 0 | 0 | 0 | 0 | 0 | 0 | 0 | 0 | 0 | 0 | 0 | 0 | 0 | 0 | 0 | 0 | 0 | 0 | 0 | 0
F10_Industrial_Stone, Clay, and Glass_New_Space Heating_Natural Gas_Gas Boiler - Insulate Hot Water Lines_A_Achievable Economic RVT Potential | F10 | Industrial | Stone, Clay, and Glass | New | Space Heating | Natural Gas | Gas Boiler - Insulate Hot Water Lines | A | Purchases (Incremental) | Achievable Economic RVT Potential | 0 | 0 | 0.0036142 | 0.0063074 | 0.008994 | 0.012005 | 0.013819 | 0.015924 | 0.018003 | 0.020341 | 0.022083 | 0.024086 | 0.026062 | 0.028355 | 0.029911 | 0.031802 | 0.033692 | 0.035892 | 0.037345 | 0.039135 | 0.040877 | 0.042614 | 0
F11_Industrial_Stone, Clay, and Glass_New_Space Heating_Natural Gas_Gas Boiler - Insulate Hot Water Lines_A_Achievable Economic RVT Potential | F11 | Industrial | Stone, Clay, and Glass | New | Space Heating | Natural Gas | Gas Boiler - Insulate Hot Water Lines | A | Purchases (Cumulative) | Achievable Economic RVT Potential | 0 | 0 | 0.0036142 | 0.0099216 | 0.018916 | 0.030921 | 0.04474 | 0.060664 | 0.078667 | 0.099008 | 0.12109 | 0.14518 | 0.17124 | 0.19959 | 0.2295 | 0.2613 | 0.295 | 0.33089 | 0.36823 | 0.40737 | 0.44824 | 0.49086 | 0
F1_Industrial_Stone, Clay, and Glass_New_Process_Natural Gas_Gas Boiler - Insulate Hot Water Lines_A_Achievable Economic RVT Potential | F1 | Industrial | Stone, Clay, and Glass | New | Process | Natural Gas | Gas Boiler - Insulate Hot Water Lines | A | Integrated Unit Energy Savings (kWh or therms) | Achievable Economic RVT Potential | 0 | 0 | 51.4318 | 51.3756 | 51.3236 | 51.2775 | 51.2128 | 51.1717 | 51.1449 | 51.1326 | 51.1181 | 51.113 | 51.1111 | 51.116 | 51.1134 | 51.1169 | 51.1213 | 51.1338 | 51.1461 | 51.1634 | 51.179 | 51.1933 | 0
F2_Industrial_Stone, Clay, and Glass_New_Process_Natural Gas_Gas Boiler - Insulate Hot Water Lines_A_Achievable Economic RVT Potential | F2 | Industrial | Stone, Clay, and Glass | New | Process | Natural Gas | Gas Boiler - Insulate Hot Water Lines | A | Integrated Unit Summer Peak Savings (kW) | Achievable Economic RVT Potential | 0 | 0 | 0 | 0 | 0 | 0 | 0 | 0 | 0 | 0 | 0 | 0 | 0 | 0 | 0 | 0 | 0 | 0 | 0 | 0 | 0 | 0 | 0
F3_Industrial_Stone, Clay, and Glass_New_Process_Natural Gas_Gas Boiler - Insulate Hot Water Lines_A_Achievable Economic RVT Potential | F3 | Industrial | Stone, Clay, and Glass | New | Process | Natural Gas | Gas Boiler - Insulate Hot Water Lines | A | Integrated Unit Winter Peak Savings (kW) | Achievable Economic RVT Potential | 0 | 0 | 0 | 0 | 0 | 0 | 0 | 0 | 0 | 0 | 0 | 0 | 0 | 0 | 0 | 0 | 0 | 0 | 0 | 0 | 0 | 0 | 0
F4_Industrial_Stone, Clay, and Glass_New_Process_Natural Gas_Gas Boiler - Insulate Hot Water Lines_A_Achievable Economic RVT Potential | F4 | Industrial | Stone, Clay, and Glass | New | Process | Natural Gas | Gas Boiler - Insulate Hot Water Lines | A | Incremental Energy Savings (MWh or mTherms) | Achievable Economic RVT Potential | 0 | 0 | 0.0020609 | 0.0035927 | 0.0051179 | 0.0068252 | 0.0078463 | 0.0090344 | 0.010208 | 0.011532 | 0.012515 | 0.013649 | 0.014769 | 0.016069 | 0.01695 | 0.018023 | 0.019096 | 0.020348 | 0.021177 | 0.022199 | 0.023195 | 0.024187 | 0
F5_Industrial_Stone, Clay, and Glass_New_Process_Natural Gas_Gas Boiler - Insulate Hot Water Lines_A_Achievable Economic RVT Potential | F5 | Industrial | Stone, Clay, and Glass | New | Process | Natural Gas | Gas Boiler - Insulate Hot Water Lines | A | Incremental Summer Peak Savings (MW) | Achievable Economic RVT Potential | 0 | 0 | 0 | 0 | 0 | 0 | 0 | 0 | 0 | 0 | 0 | 0 | 0 | 0 | 0 | 0 | 0 | 0 | 0 | 0 | 0 | 0 | 0
F6_Industrial_Stone, Clay, and Glass_New_Process_Natural Gas_Gas Boiler - Insulate Hot Water Lines_A_Achievable Economic RVT Potential | F6 | Industrial | Stone, Clay, and Glass | New | Process | Natural Gas | Gas Boiler - Insulate Hot Water Lines | A | Incremental Winter Peak Savings (MW) | Achievable Economic RVT Potential | 0 | 0 | 0 | 0 | 0 | 0 | 0 | 0 | 0 | 0 | 0 | 0 | 0 | 0 | 0 | 0 | 0 | 0 | 0 | 0 | 0 | 0 | 0
F7_Industrial_Stone, Clay, and Glass_New_Process_Natural Gas_Gas Boiler - Insulate Hot Water Lines_A_Achievable Economic RVT Potential | F7 | Industrial | Stone, Clay, and Glass | New | Process | Natural Gas | Gas Boiler - Insulate Hot Water Lines | A | Cumulative Energy Savings (MWh or mTherms) | Achievable Economic RVT Potential | 0 | 0 | 0.0020609 | 0.0056514 | 0.010763 | 0.017579 | 0.025403 | 0.034417 | 0.044608 | 0.056128 | 0.068628 | 0.08227 | 0.097036 | 0.11311 | 0.13006 | 0.14809 | 0.1672 | 0.18759 | 0.20881 | 0.23108 | 0.25435 | 0.2786 | 0
F8_Industrial_Stone, Clay, and Glass_New_Process_Natural Gas_Gas Boiler - Insulate Hot Water Lines_A_Achievable Economic RVT Potential | F8 | Industrial | Stone, Clay, and Glass | New | Process | Natural Gas | Gas Boiler - Insulate Hot Water Lines | A | Cumulative Summer Peak Savings (MW) | Achievable Economic RVT Potential | 0 | 0 | 0 | 0 | 0 | 0 | 0 | 0 | 0 | 0 | 0 | 0 | 0 | 0 | 0 | 0 | 0 | 0 | 0 | 0 | 0 | 0 | 0
F9_Industrial_Stone, Clay, and Glass_New_Process_Natural Gas_Gas Boiler - Insulate Hot Water Lines_A_Achievable Economic RVT Potential | F9 | Industrial | Stone, Clay, and Glass | New | Process | Natural Gas | Gas Boiler - Insulate Hot Water Lines | A | Cumulative Winter Peak Savings (MW) | Achievable Economic RVT Potential | 0 | 0 | 0 | 0 | 0 | 0 | 0 | 0 | 0 | 0 | 0 | 0 | 0 | 0 | 0 | 0 | 0 | 0 | 0 | 0 | 0 | 0 | 0
F10_Industrial_Stone, Clay, and Glass_New_Process_Natural Gas_Gas Boiler - Insulate Hot Water Lines_A_Achievable Economic RVT Potential | F10 | Industrial | Stone, Clay, and Glass | New | Process | Natural Gas | Gas Boiler - Insulate Hot Water Lines | A | Purchases (Incremental) | Achievable Economic RVT Potential | 0 | 0 | 0.04007 | 0.069931 | 0.099717 | 0.1331 | 0.15321 | 0.17655 | 0.1996 | 0.22552 | 0.24483 | 0.26704 | 0.28895 | 0.31437 | 0.33162 | 0.35259 | 0.37354 | 0.39793 | 0.41404 | 0.43389 | 0.45321 | 0.47246 | 0
F11_Industrial_Stone, Clay, and Glass_New_Process_Natural Gas_Gas Boiler - Insulate Hot Water Lines_A_Achievable Economic RVT Potential | F11 | Industrial | Stone, Clay, and Glass | New | Process | Natural Gas | Gas Boiler - Insulate Hot Water Lines | A | Purchases (Cumulative) | Achievable Economic RVT Potential | 0 | 0 | 0.04007 | 0.11 | 0.20972 | 0.34282 | 0.49603 | 0.67258 | 0.87218 | 1.0977 | 1.3425 | 1.6096 | 1.8985 | 2.2129 | 2.5445 | 2.8971 | 3.2706 | 3.6686 | 4.0826 | 4.5165 | 4.9697 | 5.4422 | 0
F1_Industrial_Stone, Clay, and Glass_New_Process_Natural Gas_Process - Insulate Heated Process Fluids_A_Achievable Economic RVT Potential | F1 | Industrial | Stone, Clay, and Glass | New | Process | Natural Gas | Process - Insulate Heated Process Fluids | A | Integrated Unit Energy Savings (kWh or therms) | Achievable Economic RVT Potential | 0 | 0 | 1280.886 | 1280.8787 | 1280.8758 | 1280.8831 | 1280.8867 | 1280.8898 | 1280.8925 | 1280.8949 | 1280.8963 | 1280.8977 | 1280.8988 | 1280.9 | 1280.9007 | 1280.9014 | 1280.902 | 1280.9027 | 1280.9031 | 1280.9036 | 1280.904 | 1280.9043 | 0
F2_Industrial_Stone, Clay, and Glass_New_Process_Natural Gas_Process - Insulate Heated Process Fluids_A_Achievable Economic RVT Potential | F2 | Industrial | Stone, Clay, and Glass | New | Process | Natural Gas | Process - Insulate Heated Process Fluids | A | Integrated Unit Summer Peak Savings (kW) | Achievable Economic RVT Potential | 0 | 0 | 0 | 0 | 0 | 0 | 0 | 0 | 0 | 0 | 0 | 0 | 0 | 0 | 0 | 0 | 0 | 0 | 0 | 0 | 0 | 0 | 0
F3_Industrial_Stone, Clay, and Glass_New_Process_Natural Gas_Process - Insulate Heated Process Fluids_A_Achievable Economic RVT Potential | F3 | Industrial | Stone, Clay, and Glass | New | Process | Natural Gas | Process - Insulate Heated Process Fluids | A | Integrated Unit Winter Peak Savings (kW) | Achievable Economic RVT Potential | 0 | 0 | 0 | 0 | 0 | 0 | 0 | 0 | 0 | 0 | 0 | 0 | 0 | 0 | 0 | 0 | 0 | 0 | 0 | 0 | 0 | 0 | 0
F4_Industrial_Stone, Clay, and Glass_New_Process_Natural Gas_Process - Insulate Heated Process Fluids_A_Achievable Economic RVT Potential | F4 | Industrial | Stone, Clay, and Glass | New | Process | Natural Gas | Process - Insulate Heated Process Fluids | A | Incremental Energy Savings (MWh or mTherms) | Achievable Economic RVT Potential | 0 | 0 | 0.11227 | 0.19594 | 0.2794 | 0.37295 | 0.42928 | 0.44522 | 0.40267 | 0.36398 | 0.31611 | 0.27583 | 0.23877 | 0.20782 | 0.17538 | 0.14917 | 0.12643 | 0.10775 | 0.00076469 | 0.0002862 | 0.00010191 | 3.4643e-05 | 0
F5_Industrial_Stone, Clay, and Glass_New_Process_Natural Gas_Process - Insulate Heated Process Fluids_A_Achievable Economic RVT Potential | F5 | Industrial | Stone, Clay, and Glass | New | Process | Natural Gas | Process - Insulate Heated Process Fluids | A | Incremental Summer Peak Savings (MW) | Achievable Economic RVT Potential | 0 | 0 | 0 | 0 | 0 | 0 | 0 | 0 | 0 | 0 | 0 | 0 | 0 | 0 | 0 | 0 | 0 | 0 | 0 | 0 | 0 | 0 | 0
F6_Industrial_Stone, Clay, and Glass_New_Process_Natural Gas_Process - Insulate Heated Process Fluids_A_Achievable Economic RVT Potential | F6 | Industrial | Stone, Clay, and Glass | New | Process | Natural Gas | Process - Insulate Heated Process Fluids | A | Incremental Winter Peak Savings (MW) | Achievable Economic RVT Potential | 0 | 0 | 0 | 0 | 0 | 0 | 0 | 0 | 0 | 0 | 0 | 0 | 0 | 0 | 0 | 0 | 0 | 0 | 0 | 0 | 0 | 0 | 0
F7_Industrial_Stone, Clay, and Glass_New_Process_Natural Gas_Process - Insulate Heated Process Fluids_A_Achievable Economic RVT Potential | F7 | Industrial | Stone, Clay, and Glass | New | Process | Natural Gas | Process - Insulate Heated Process Fluids | A | Cumulative Energy Savings (MWh or mTherms) | Achievable Economic RVT Potential | 0 | 0 | 0.11227 | 0.30821 | 0.58761 | 0.96056 | 1.3898 | 1.8351 | 2.2377 | 2.6017 | 2.9178 | 3.1937 | 3.4324 | 3.6403 | 3.8156 | 3.9648 | 4.0912 | 4.199 | 4.1998 | 4.2001 | 4.2002 | 4.2002 | 0
F8_Industrial_Stone, Clay, and Glass_New_Process_Natural Gas_Process - Insulate Heated Process Fluids_A_Achievable Economic RVT Potential | F8 | Industrial | Stone, Clay, and Glass | New | Process | Natural Gas | Process - Insulate Heated Process Fluids | A | Cumulative Summer Peak Savings (MW) | Achievable Economic RVT Potential | 0 | 0 | 0 | 0 | 0 | 0 | 0 | 0 | 0 | 0 | 0 | 0 | 0 | 0 | 0 | 0 | 0 | 0 | 0 | 0 | 0 | 0 | 0
F9_Industrial_Stone, Clay, and Glass_New_Process_Natural Gas_Process - Insulate Heated Process Fluids_A_Achievable Economic RVT Potential | F9 | Industrial | Stone, Clay, and Glass | New | Process | Natural Gas | Process - Insulate Heated Process Fluids | A | Cumulative Winter Peak Savings (MW) | Achievable Economic RVT Potential | 0 | 0 | 0 | 0 | 0 | 0 | 0 | 0 | 0 | 0 | 0 | 0 | 0 | 0 | 0 | 0 | 0 | 0 | 0 | 0 | 0 | 0 | 0
F10_Industrial_Stone, Clay, and Glass_New_Process_Natural Gas_Process - Insulate Heated Process Fluids_A_Achievable Economic RVT Potential | F10 | Industrial | Stone, Clay, and Glass | New | Process | Natural Gas | Process - Insulate Heated Process Fluids | A | Purchases (Incremental) | Achievable Economic RVT Potential | 0 | 0 | 0.087654 | 0.15297 | 0.21813 | 0.29116 | 0.33515 | 0.34758 | 0.31437 | 0.28416 | 0.24679 | 0.21534 | 0.18641 | 0.16224 | 0.13692 | 0.11646 | 0.098704 | 0.08412 | 0.00059699 | 0.00022343 | 7.9561e-05 | 2.7046e-05 | 0
F11_Industrial_Stone, Clay, and Glass_New_Process_Natural Gas_Process - Insulate Heated Process Fluids_A_Achievable Economic RVT Potential | F11 | Industrial | Stone, Clay, and Glass | New | Process | Natural Gas | Process - Insulate Heated Process Fluids | A | Purchases (Cumulative) | Achievable Economic RVT Potential | 0 | 0 | 0.087654 | 0.24063 | 0.45876 | 0.74992 | 1.0851 | 1.4327 | 1.747 | 2.0312 | 2.278 | 2.4933 | 2.6797 | 2.842 | 2.9789 | 3.0953 | 3.194 | 3.2782 | 3.2788 | 3.279 | 3.2791 | 3.2791 | 0
F1_Industrial_Stone, Clay, and Glass_New_Process_Natural Gas_Process Heat Recovery_A_Achievable Economic RVT Potential | F1 | Industrial | Stone, Clay, and Glass | New | Process | Natural Gas | Process Heat Recovery | A | Integrated Unit Energy Savings (kWh or therms) | Achievable Economic RVT Potential | 0 | 0 | 73.247 | 73.1653 | 73.0899 | 73.023 | 72.9291 | 72.869 | 72.8293 | 72.8106 | 72.7882 | 72.7795 | 72.7754 | 72.7811 | 72.7757 | 72.7792 | 72.7841 | 72.8006 | 72.8164 | 72.8396 | 72.8603 | 72.8792 | 0
F2_Industrial_Stone, Clay, and Glass_New_Process_Natural Gas_Process Heat Recovery_A_Achievable Economic RVT Potential | F2 | Industrial | Stone, Clay, and Glass | New | Process | Natural Gas | Process Heat Recovery | A | Integrated Unit Summer Peak Savings (kW) | Achievable Economic RVT Potential | 0 | 0 | 0 | 0 | 0 | 0 | 0 | 0 | 0 | 0 | 0 | 0 | 0 | 0 | 0 | 0 | 0 | 0 | 0 | 0 | 0 | 0 | 0
F3_Industrial_Stone, Clay, and Glass_New_Process_Natural Gas_Process Heat Recovery_A_Achievable Economic RVT Potential | F3 | Industrial | Stone, Clay, and Glass | New | Process | Natural Gas | Process Heat Recovery | A | Integrated Unit Winter Peak Savings (kW) | Achievable Economic RVT Potential | 0 | 0 | 0 | 0 | 0 | 0 | 0 | 0 | 0 | 0 | 0 | 0 | 0 | 0 | 0 | 0 | 0 | 0 | 0 | 0 | 0 | 0 | 0
F4_Industrial_Stone, Clay, and Glass_New_Process_Natural Gas_Process Heat Recovery_A_Achievable Economic RVT Potential | F4 | Industrial | Stone, Clay, and Glass | New | Process | Natural Gas | Process Heat Recovery | A | Incremental Energy Savings (MWh or mTherms) | Achievable Economic RVT Potential | 0 | 0 | 0 | 0 | 0 | 0 | 0 | 0 | 0 | 0 | 0 | 0 | 0 | 0 | 0 | 0 | 0 | 0 | 0 | 0 | 0 | 0 | 0
F5_Industrial_Stone, Clay, and Glass_New_Process_Natural Gas_Process Heat Recovery_A_Achievable Economic RVT Potential | F5 | Industrial | Stone, Clay, and Glass | New | Process | Natural Gas | Process Heat Recovery | A | Incremental Summer Peak Savings (MW) | Achievable Economic RVT Potential | 0 | 0 | 0 | 0 | 0 | 0 | 0 | 0 | 0 | 0 | 0 | 0 | 0 | 0 | 0 | 0 | 0 | 0 | 0 | 0 | 0 | 0 | 0
F6_Industrial_Stone, Clay, and Glass_New_Process_Natural Gas_Process Heat Recovery_A_Achievable Economic RVT Potential | F6 | Industrial | Stone, Clay, and Glass | New | Process | Natural Gas | Process Heat Recovery | A | Incremental Winter Peak Savings (MW) | Achievable Economic RVT Potential | 0 | 0 | 0 | 0 | 0 | 0 | 0 | 0 | 0 | 0 | 0 | 0 | 0 | 0 | 0 | 0 | 0 | 0 | 0 | 0 | 0 | 0 | 0
F7_Industrial_Stone, Clay, and Glass_New_Process_Natural Gas_Process Heat Recovery_A_Achievable Economic RVT Potential | F7 | Industrial | Stone, Clay, and Glass | New | Process | Natural Gas | Process Heat Recovery | A | Cumulative Energy Savings (MWh or mTherms) | Achievable Economic RVT Potential | 0 | 0 | 0 | 0 | 0 | 0 | 0 | 0 | 0 | 0 | 0 | 0 | 0 | 0 | 0 | 0 | 0 | 0 | 0 | 0 | 0 | 0 | 0
F8_Industrial_Stone, Clay, and Glass_New_Process_Natural Gas_Process Heat Recovery_A_Achievable Economic RVT Potential | F8 | Industrial | Stone, Clay, and Glass | New | Process | Natural Gas | Process Heat Recovery | A | Cumulative Summer Peak Savings (MW) | Achievable Economic RVT Potential | 0 | 0 | 0 | 0 | 0 | 0 | 0 | 0 | 0 | 0 | 0 | 0 | 0 | 0 | 0 | 0 | 0 | 0 | 0 | 0 | 0 | 0 | 0
F9_Industrial_Stone, Clay, and Glass_New_Process_Natural Gas_Process Heat Recovery_A_Achievable Economic RVT Potential | F9 | Industrial | Stone, Clay, and Glass | New | Process | Natural Gas | Process Heat Recovery | A | Cumulative Winter Peak Savings (MW) | Achievable Economic RVT Potential | 0 | 0 | 0 | 0 | 0 | 0 | 0 | 0 | 0 | 0 | 0 | 0 | 0 | 0 | 0 | 0 | 0 | 0 | 0 | 0 | 0 | 0 | 0
F10_Industrial_Stone, Clay, and Glass_New_Process_Natural Gas_Process Heat Recovery_A_Achievable Economic RVT Potential | F10 | Industrial | Stone, Clay, and Glass | New | Process | Natural Gas | Process Heat Recovery | A | Purchases (Incremental) | Achievable Economic RVT Potential | 0 | 0 | 0 | 0 | 0 | 0 | 0 | 0 | 0 | 0 | 0 | 0 | 0 | 0 | 0 | 0 | 0 | 0 | 0 | 0 | 0 | 0 | 0
F11_Industrial_Stone, Clay, and Glass_New_Process_Natural Gas_Process Heat Recovery_A_Achievable Economic RVT Potential | F11 | Industrial | Stone, Clay, and Glass | New | Process | Natural Gas | Process Heat Recovery | A | Purchases (Cumulative) | Achievable Economic RVT Potential | 0 | 0 | 0 | 0 | 0 | 0 | 0 | 0 | 0 | 0 | 0 | 0 | 0 | 0 | 0 | 0 | 0 | 0 | 0 | 0 | 0 | 0 | 0
F1_Industrial_Stone, Clay, and Glass_New_Space Heating_Natural Gas_Building Automation System_A_Achievable Economic RVT Potential | F1 | Industrial | Stone, Clay, and Glass | New | Space Heating | Natural Gas | Building Automation System | A | Integrated Unit Energy Savings (kWh or therms) | Achievable Economic RVT Potential | 0 | 0 | 0.014836 | 0.014662 | 0.014543 | 0.014435 | 0.014367 | 0.014295 | 0.01423 | 0.014166 | 0.01412 | 0.014073 | 0.014006 | 0.013946 | 0.013886 | 0.013836 | 0.01379 | 0.013732 | 0.013703 | 0.013665 | 0.013634 | 0.013615 | 0
F2_Industrial_Stone, Clay, and Glass_New_Space Heating_Natural Gas_Building Automation System_A_Achievable Economic RVT Potential | F2 | Industrial | Stone, Clay, and Glass | New | Space Heating | Natural Gas | Building Automation System | A | Integrated Unit Summer Peak Savings (kW) | Achievable Economic RVT Potential | 0 | 0 | 0 | 0 | 0 | 0 | 0 | 0 | 0 | 0 | 0 | 0 | 0 | 0 | 0 | 0 | 0 | 0 | 0 | 0 | 0 | 0 | 0
F3_Industrial_Stone, Clay, and Glass_New_Space Heating_Natural Gas_Building Automation System_A_Achievable Economic RVT Potential | F3 | Industrial | Stone, Clay, and Glass | New | Space Heating | Natural Gas | Building Automation System | A | Integrated Unit Winter Peak Savings (kW) | Achievable Economic RVT Potential | 0 | 0 | 0 | 0 | 0 | 0 | 0 | 0 | 0 | 0 | 0 | 0 | 0 | 0 | 0 | 0 | 0 | 0 | 0 | 0 | 0 | 0 | 0
F4_Industrial_Stone, Clay, and Glass_New_Space Heating_Natural Gas_Building Automation System_A_Achievable Economic RVT Potential | F4 | Industrial | Stone, Clay, and Glass | New | Space Heating | Natural Gas | Building Automation System | A | Incremental Energy Savings (MWh or mTherms) | Achievable Economic RVT Potential | 0 | 0 | 0.00067352 | 0.0023221 | 0.0058313 | 0.012567 | 0.021853 | 0.035887 | 0.054938 | 0.080108 | 0.10721 | 0.13744 | 0.16605 | 0.19136 | 0.20184 | 0.20157 | 0.18712 | 0.16417 | 0.13034 | 0.094301 | 0.062789 | 0.042629 | 0
F5_Industrial_Stone, Clay, and Glass_New_Space Heating_Natural Gas_Building Automation System_A_Achievable Economic RVT Potential | F5 | Industrial | Stone, Clay, and Glass | New | Space Heating | Natural Gas | Building Automation System | A | Incremental Summer Peak Savings (MW) | Achievable Economic RVT Potential | 0 | 0 | 0 | 0 | 0 | 0 | 0 | 0 | 0 | 0 | 0 | 0 | 0 | 0 | 0 | 0 | 0 | 0 | 0 | 0 | 0 | 0 | 0
F6_Industrial_Stone, Clay, and Glass_New_Space Heating_Natural Gas_Building Automation System_A_Achievable Economic RVT Potential | F6 | Industrial | Stone, Clay, and Glass | New | Space Heating | Natural Gas | Building Automation System | A | Incremental Winter Peak Savings (MW) | Achievable Economic RVT Potential | 0 | 0 | 0 | 0 | 0 | 0 | 0 | 0 | 0 | 0 | 0 | 0 | 0 | 0 | 0 | 0 | 0 | 0 | 0 | 0 | 0 | 0 | 0
F7_Industrial_Stone, Clay, and Glass_New_Space Heating_Natural Gas_Building Automation System_A_Achievable Economic RVT Potential | F7 | Industrial | Stone, Clay, and Glass | New | Space Heating | Natural Gas | Building Automation System | A | Cumulative Energy Savings (MWh or mTherms) | Achievable Economic RVT Potential | 0 | 0 | 0.00067352 | 0.0029878 | 0.0087946 | 0.021297 | 0.043049 | 0.078722 | 0.1333 | 0.21281 | 0.31933 | 0.45571 | 0.61958 | 0.80828 | 1.0067 | 1.2046 | 1.3877 | 1.5454 | 1.6703 | 1.7545 | 1.8015 | 1.8209 | 0
F8_Industrial_Stone, Clay, and Glass_New_Space Heating_Natural Gas_Building Automation System_A_Achievable Economic RVT Potential | F8 | Industrial | Stone, Clay, and Glass | New | Space Heating | Natural Gas | Building Automation System | A | Cumulative Summer Peak Savings (MW) | Achievable Economic RVT Potential | 0 | 0 | 0 | 0 | 0 | 0 | 0 | 0 | 0 | 0 | 0 | 0 | 0 | 0 | 0 | 0 | 0 | 0 | 0 | 0 | 0 | 0 | 0
F9_Industrial_Stone, Clay, and Glass_New_Space Heating_Natural Gas_Building Automation System_A_Achievable Economic RVT Potential | F9 | Industrial | Stone, Clay, and Glass | New | Space Heating | Natural Gas | Building Automation System | A | Cumulative Winter Peak Savings (MW) | Achievable Economic RVT Potential | 0 | 0 | 0 | 0 | 0 | 0 | 0 | 0 | 0 | 0 | 0 | 0 | 0 | 0 | 0 | 0 | 0 | 0 | 0 | 0 | 0 | 0 | 0
F10_Industrial_Stone, Clay, and Glass_New_Space Heating_Natural Gas_Building Automation System_A_Achievable Economic RVT Potential | F10 | Industrial | Stone, Clay, and Glass | New | Space Heating | Natural Gas | Building Automation System | A | Purchases (Incremental) | Achievable Economic RVT Potential | 0 | 0 | 45.3984 | 158.3731 | 400.9746 | 870.6162 | 1521.0951 | 2510.4254 | 3860.6429 | 5654.8193 | 7592.8347 | 9765.8962 | 11855.7849 | 13721.8387 | 14535.302 | 14568.3117 | 13569.9324 | 11954.943 | 9512.1395 | 6901.0755 | 4605.2543 | 3131.0273 | 0
F11_Industrial_Stone, Clay, and Glass_New_Space Heating_Natural Gas_Building Automation System_A_Achievable Economic RVT Potential | F11 | Industrial | Stone, Clay, and Glass | New | Space Heating | Natural Gas | Building Automation System | A | Purchases (Cumulative) | Achievable Economic RVT Potential | 0 | 0 | 45.3984 | 203.7715 | 604.7461 | 1475.3622 | 2996.4573 | 5506.8827 | 9367.5257 | 15022.345 | 22615.1797 | 32381.0759 | 44236.8608 | 57958.6995 | 72494.0016 | 87062.3132 | 100632.2457 | 112541.7903 | 121895.5567 | 128395.6576 | 132130.2958 | 133740.228 | 0
F1_Industrial_Stone, Clay, and Glass_New_Space Heating_Natural Gas_Steam System Efficiency Improvements_A_Achievable Economic RVT Potential | F1 | Industrial | Stone, Clay, and Glass | New | Space Heating | Natural Gas | Steam System Efficiency Improvements | A | Integrated Unit Energy Savings (kWh or therms) | Achievable Economic RVT Potential | 0 | 0 | 0.13296 | 0.13136 | 0.13023 | 0.12918 | 0.12843 | 0.1276 | 0.12677 | 0.12591 | 0.12511 | 0.12426 | 0.1232 | 0.12221 | 0.12119 | 0.12035 | 0.11962 | 0.11893 | 0.11851 | 0.11816 | 0.11796 | 0.11791 | 0
F2_Industrial_Stone, Clay, and Glass_New_Space Heating_Natural Gas_Steam System Efficiency Improvements_A_Achievable Economic RVT Potential | F2 | Industrial | Stone, Clay, and Glass | New | Space Heating | Natural Gas | Steam System Efficiency Improvements | A | Integrated Unit Summer Peak Savings (kW) | Achievable Economic RVT Potential | 0 | 0 | 0 | 0 | 0 | 0 | 0 | 0 | 0 | 0 | 0 | 0 | 0 | 0 | 0 | 0 | 0 | 0 | 0 | 0 | 0 | 0 | 0
F3_Industrial_Stone, Clay, and Glass_New_Space Heating_Natural Gas_Steam System Efficiency Improvements_A_Achievable Economic RVT Potential | F3 | Industrial | Stone, Clay, and Glass | New | Space Heating | Natural Gas | Steam System Efficiency Improvements | A | Integrated Unit Winter Peak Savings (kW) | Achievable Economic RVT Potential | 0 | 0 | 0 | 0 | 0 | 0 | 0 | 0 | 0 | 0 | 0 | 0 | 0 | 0 | 0 | 0 | 0 | 0 | 0 | 0 | 0 | 0 | 0
F4_Industrial_Stone, Clay, and Glass_New_Space Heating_Natural Gas_Steam System Efficiency Improvements_A_Achievable Economic RVT Potential | F4 | Industrial | Stone, Clay, and Glass | New | Space Heating | Natural Gas | Steam System Efficiency Improvements | A | Incremental Energy Savings (MWh or mTherms) | Achievable Economic RVT Potential | 0 | 0 | 4.2779e-05 | 0.00014744 | 0.00037009 | 0.00079706 | 0.0013845 | 0.0022702 | 0.0034686 | 0.0050458 | 0.0067322 | 0.0086003 | 0.010352 | 0.011885 | 0.012485 | 0.012426 | 0.011504 | 0.010077 | 0.011658 | 0.012508 | 0.012907 | 0.012611 | 0
F5_Industrial_Stone, Clay, and Glass_New_Space Heating_Natural Gas_Steam System Efficiency Improvements_A_Achievable Economic RVT Potential | F5 | Industrial | Stone, Clay, and Glass | New | Space Heating | Natural Gas | Steam System Efficiency Improvements | A | Incremental Summer Peak Savings (MW) | Achievable Economic RVT Potential | 0 | 0 | 0 | 0 | 0 | 0 | 0 | 0 | 0 | 0 | 0 | 0 | 0 | 0 | 0 | 0 | 0 | 0 | 0 | 0 | 0 | 0 | 0
F6_Industrial_Stone, Clay, and Glass_New_Space Heating_Natural Gas_Steam System Efficiency Improvements_A_Achievable Economic RVT Potential | F6 | Industrial | Stone, Clay, and Glass | New | Space Heating | Natural Gas | Steam System Efficiency Improvements | A | Incremental Winter Peak Savings (MW) | Achievable Economic RVT Potential | 0 | 0 | 0 | 0 | 0 | 0 | 0 | 0 | 0 | 0 | 0 | 0 | 0 | 0 | 0 | 0 | 0 | 0 | 0 | 0 | 0 | 0 | 0
F7_Industrial_Stone, Clay, and Glass_New_Space Heating_Natural Gas_Steam System Efficiency Improvements_A_Achievable Economic RVT Potential | F7 | Industrial | Stone, Clay, and Glass | New | Space Heating | Natural Gas | Steam System Efficiency Improvements | A | Cumulative Energy Savings (MWh or mTherms) | Achievable Economic RVT Potential | 0 | 0 | 4.2779e-05 | 0.00018971 | 0.00055816 | 0.0013507 | 0.0027273 | 0.0049388 | 0.0082333 | 0.012865 | 0.018744 | 0.025878 | 0.033816 | 0.042087 | 0.049363 | 0.05497 | 0.057861 | 0.057573 | 0.05737 | 0.057201 | 0.057103 | 0.05708 | 0
F8_Industrial_Stone, Clay, and Glass_New_Space Heating_Natural Gas_Steam System Efficiency Improvements_A_Achievable Economic RVT Potential | F8 | Industrial | Stone, Clay, and Glass | New | Space Heating | Natural Gas | Steam System Efficiency Improvements | A | Cumulative Summer Peak Savings (MW) | Achievable Economic RVT Potential | 0 | 0 | 0 | 0 | 0 | 0 | 0 | 0 | 0 | 0 | 0 | 0 | 0 | 0 | 0 | 0 | 0 | 0 | 0 | 0 | 0 | 0 | 0
F9_Industrial_Stone, Clay, and Glass_New_Space Heating_Natural Gas_Steam System Efficiency Improvements_A_Achievable Economic RVT Potential | F9 | Industrial | Stone, Clay, and Glass | New | Space Heating | Natural Gas | Steam System Efficiency Improvements | A | Cumulative Winter Peak Savings (MW) | Achievable Economic RVT Potential | 0 | 0 | 0 | 0 | 0 | 0 | 0 | 0 | 0 | 0 | 0 | 0 | 0 | 0 | 0 | 0 | 0 | 0 | 0 | 0 | 0 | 0 | 0
F10_Industrial_Stone, Clay, and Glass_New_Space Heating_Natural Gas_Steam System Efficiency Improvements_A_Achievable Economic RVT Potential | F10 | Industrial | Stone, Clay, and Glass | New | Space Heating | Natural Gas | Steam System Efficiency Improvements | A | Purchases (Incremental) | Achievable Economic RVT Potential | 0 | 0 | 0.32174 | 1.1224 | 2.8418 | 6.1702 | 10.7802 | 17.7917 | 27.3608 | 40.0764 | 53.8113 | 69.2121 | 84.0234 | 97.2483 | 103.0135 | 103.2474 | 96.1718 | 84.7261 | 98.3708 | 105.8552 | 109.4176 | 106.952 | 0
F11_Industrial_Stone, Clay, and Glass_New_Space Heating_Natural Gas_Steam System Efficiency Improvements_A_Achievable Economic RVT Potential | F11 | Industrial | Stone, Clay, and Glass | New | Space Heating | Natural Gas | Steam System Efficiency Improvements | A | Purchases (Cumulative) | Achievable Economic RVT Potential | 0 | 0 | 0.32174 | 1.4442 | 4.2859 | 10.4561 | 21.2363 | 38.7062 | 64.9446 | 102.1793 | 149.8205 | 208.2524 | 274.4841 | 344.3716 | 407.3087 | 456.7447 | 483.7044 | 484.0854 | 484.0854 | 484.0854 | 484.0854 | 484.0854 | 0
F1_Industrial_Stone, Clay, and Glass_New_Process_Natural Gas_Steam System Efficiency Improvements_A_Achievable Economic RVT Potential | F1 | Industrial | Stone, Clay, and Glass | New | Process | Natural Gas | Steam System Efficiency Improvements | A | Integrated Unit Energy Savings (kWh or therms) | Achievable Economic RVT Potential | 0 | 0 | 0.082513 | 0.082419 | 0.082331 | 0.082254 | 0.082144 | 0.082074 | 0.082027 | 0.082004 | 0.081977 | 0.081966 | 0.08196 | 0.081966 | 0.08196 | 0.081964 | 0.081969 | 0.081989 | 0.082008 | 0.082035 | 0.082059 | 0.082081 | 0
F2_Industrial_Stone, Clay, and Glass_New_Process_Natural Gas_Steam System Efficiency Improvements_A_Achievable Economic RVT Potential | F2 | Industrial | Stone, Clay, and Glass | New | Process | Natural Gas | Steam System Efficiency Improvements | A | Integrated Unit Summer Peak Savings (kW) | Achievable Economic RVT Potential | 0 | 0 | 0 | 0 | 0 | 0 | 0 | 0 | 0 | 0 | 0 | 0 | 0 | 0 | 0 | 0 | 0 | 0 | 0 | 0 | 0 | 0 | 0
F3_Industrial_Stone, Clay, and Glass_New_Process_Natural Gas_Steam System Efficiency Improvements_A_Achievable Economic RVT Potential | F3 | Industrial | Stone, Clay, and Glass | New | Process | Natural Gas | Steam System Efficiency Improvements | A | Integrated Unit Winter Peak Savings (kW) | Achievable Economic RVT Potential | 0 | 0 | 0 | 0 | 0 | 0 | 0 | 0 | 0 | 0 | 0 | 0 | 0 | 0 | 0 | 0 | 0 | 0 | 0 | 0 | 0 | 0 | 0
F4_Industrial_Stone, Clay, and Glass_New_Process_Natural Gas_Steam System Efficiency Improvements_A_Achievable Economic RVT Potential | F4 | Industrial | Stone, Clay, and Glass | New | Process | Natural Gas | Steam System Efficiency Improvements | A | Incremental Energy Savings (MWh or mTherms) | Achievable Economic RVT Potential | 0 | 0 | 0 | 0 | 0 | 0 | 0 | 0 | 0 | 0 | 0 | 0 | 0 | 0 | 0 | 0 | 0 | 0 | 0 | 0 | 0 | 0 | 0
F5_Industrial_Stone, Clay, and Glass_New_Process_Natural Gas_Steam System Efficiency Improvements_A_Achievable Economic RVT Potential | F5 | Industrial | Stone, Clay, and Glass | New | Process | Natural Gas | Steam System Efficiency Improvements | A | Incremental Summer Peak Savings (MW) | Achievable Economic RVT Potential | 0 | 0 | 0 | 0 | 0 | 0 | 0 | 0 | 0 | 0 | 0 | 0 | 0 | 0 | 0 | 0 | 0 | 0 | 0 | 0 | 0 | 0 | 0
F6_Industrial_Stone, Clay, and Glass_New_Process_Natural Gas_Steam System Efficiency Improvements_A_Achievable Economic RVT Potential | F6 | Industrial | Stone, Clay, and Glass | New | Process | Natural Gas | Steam System Efficiency Improvements | A | Incremental Winter Peak Savings (MW) | Achievable Economic RVT Potential | 0 | 0 | 0 | 0 | 0 | 0 | 0 | 0 | 0 | 0 | 0 | 0 | 0 | 0 | 0 | 0 | 0 | 0 | 0 | 0 | 0 | 0 | 0
F7_Industrial_Stone, Clay, and Glass_New_Process_Natural Gas_Steam System Efficiency Improvements_A_Achievable Economic RVT Potential | F7 | Industrial | Stone, Clay, and Glass | New | Process | Natural Gas | Steam System Efficiency Improvements | A | Cumulative Energy Savings (MWh or mTherms) | Achievable Economic RVT Potential | 0 | 0 | 0 | 0 | 0 | 0 | 0 | 0 | 0 | 0 | 0 | 0 | 0 | 0 | 0 | 0 | 0 | 0 | 0 | 0 | 0 | 0 | 0
F8_Industrial_Stone, Clay, and Glass_New_Process_Natural Gas_Steam System Efficiency Improvements_A_Achievable Economic RVT Potential | F8 | Industrial | Stone, Clay, and Glass | New | Process | Natural Gas | Steam System Efficiency Improvements | A | Cumulative Summer Peak Savings (MW) | Achievable Economic RVT Potential | 0 | 0 | 0 | 0 | 0 | 0 | 0 | 0 | 0 | 0 | 0 | 0 | 0 | 0 | 0 | 0 | 0 | 0 | 0 | 0 | 0 | 0 | 0
F9_Industrial_Stone, Clay, and Glass_New_Process_Natural Gas_Steam System Efficiency Improvements_A_Achievable Economic RVT Potential | F9 | Industrial | Stone, Clay, and Glass | New | Process | Natural Gas | Steam System Efficiency Improvements | A | Cumulative Winter Peak Savings (MW) | Achievable Economic RVT Potential | 0 | 0 | 0 | 0 | 0 | 0 | 0 | 0 | 0 | 0 | 0 | 0 | 0 | 0 | 0 | 0 | 0 | 0 | 0 | 0 | 0 | 0 | 0
F10_Industrial_Stone, Clay, and Glass_New_Process_Natural Gas_Steam System Efficiency Improvements_A_Achievable Economic RVT Potential | F10 | Industrial | Stone, Clay, and Glass | New | Process | Natural Gas | Steam System Efficiency Improvements | A | Purchases (Incremental) | Achievable Economic RVT Potential | 0 | 0 | 0 | 0 | 0 | 0 | 0 | 0 | 0 | 0 | 0 | 0 | 0 | 0 | 0 | 0 | 0 | 0 | 0 | 0 | 0 | 0 | 0
F11_Industrial_Stone, Clay, and Glass_New_Process_Natural Gas_Steam System Efficiency Improvements_A_Achievable Economic RVT Potential | F11 | Industrial | Stone, Clay, and Glass | New | Process | Natural Gas | Steam System Efficiency Improvements | A | Purchases (Cumulative) | Achievable Economic RVT Potential | 0 | 0 | 0 | 0 | 0 | 0 | 0 | 0 | 0 | 0 | 0 | 0 | 0 | 0 | 0 | 0 | 0 | 0 | 0 | 0 | 0 | 0 | 0
F1_Industrial_Stone, Clay, and Glass_New_Space Heating_Natural Gas_Strategic Energy Management_A_Achievable Economic RVT Potential | F1 | Industrial | Stone, Clay, and Glass | New | Space Heating | Natural Gas | Strategic Energy Management | A | Integrated Unit Energy Savings (kWh or therms) | Achievable Economic RVT Potential | 0 | 0 | 18.6567 | 18.4479 | 18.3062 | 18.1785 | 18.1035 | 18.0193 | 17.942 | 17.864 | 17.8091 | 17.7517 | 17.6687 | 17.5935 | 17.5206 | 17.4588 | 17.4006 | 17.3268 | 17.2891 | 17.2389 | 17.1985 | 17.1722 | 0
F2_Industrial_Stone, Clay, and Glass_New_Space Heating_Natural Gas_Strategic Energy Management_A_Achievable Economic RVT Potential | F2 | Industrial | Stone, Clay, and Glass | New | Space Heating | Natural Gas | Strategic Energy Management | A | Integrated Unit Summer Peak Savings (kW) | Achievable Economic RVT Potential | 0 | 0 | 0 | 0 | 0 | 0 | 0 | 0 | 0 | 0 | 0 | 0 | 0 | 0 | 0 | 0 | 0 | 0 | 0 | 0 | 0 | 0 | 0
F3_Industrial_Stone, Clay, and Glass_New_Space Heating_Natural Gas_Strategic Energy Management_A_Achievable Economic RVT Potential | F3 | Industrial | Stone, Clay, and Glass | New | Space Heating | Natural Gas | Strategic Energy Management | A | Integrated Unit Winter Peak Savings (kW) | Achievable Economic RVT Potential | 0 | 0 | 0 | 0 | 0 | 0 | 0 | 0 | 0 | 0 | 0 | 0 | 0 | 0 | 0 | 0 | 0 | 0 | 0 | 0 | 0 | 0 | 0
F4_Industrial_Stone, Clay, and Glass_New_Space Heating_Natural Gas_Strategic Energy Management_A_Achievable Economic RVT Potential | F4 | Industrial | Stone, Clay, and Glass | New | Space Heating | Natural Gas | Strategic Energy Management | A | Incremental Energy Savings (MWh or mTherms) | Achievable Economic RVT Potential | 0 | 0 | 0.0042389 | 0.0073149 | 0.010351 | 0.01372 | 0.015727 | 0.018039 | 0.020306 | 0.022844 | 0.024723 | 0.026879 | 0.028948 | 0.031361 | 0.032945 | 0.034904 | 0.036855 | 0.039095 | 0.040589 | 0.042412 | 0.047364 | 0.05129 | 0
F5_Industrial_Stone, Clay, and Glass_New_Space Heating_Natural Gas_Strategic Energy Management_A_Achievable Economic RVT Potential | F5 | Industrial | Stone, Clay, and Glass | New | Space Heating | Natural Gas | Strategic Energy Management | A | Incremental Summer Peak Savings (MW) | Achievable Economic RVT Potential | 0 | 0 | 0 | 0 | 0 | 0 | 0 | 0 | 0 | 0 | 0 | 0 | 0 | 0 | 0 | 0 | 0 | 0 | 0 | 0 | 0 | 0 | 0
F6_Industrial_Stone, Clay, and Glass_New_Space Heating_Natural Gas_Strategic Energy Management_A_Achievable Economic RVT Potential | F6 | Industrial | Stone, Clay, and Glass | New | Space Heating | Natural Gas | Strategic Energy Management | A | Incremental Winter Peak Savings (MW) | Achievable Economic RVT Potential | 0 | 0 | 0 | 0 | 0 | 0 | 0 | 0 | 0 | 0 | 0 | 0 | 0 | 0 | 0 | 0 | 0 | 0 | 0 | 0 | 0 | 0 | 0
F7_Industrial_Stone, Clay, and Glass_New_Space Heating_Natural Gas_Strategic Energy Management_A_Achievable Economic RVT Potential | F7 | Industrial | Stone, Clay, and Glass | New | Space Heating | Natural Gas | Strategic Energy Management | A | Cumulative Energy Savings (MWh or mTherms) | Achievable Economic RVT Potential | 0 | 0 | 0.0042389 | 0.011506 | 0.021769 | 0.035336 | 0.050918 | 0.064625 | 0.07754 | 0.089946 | 0.10095 | 0.11208 | 0.12282 | 0.13375 | 0.14373 | 0.15389 | 0.16389 | 0.16996 | 0.17251 | 0.17226 | 0.17185 | 0.17159 | 0
F8_Industrial_Stone, Clay, and Glass_New_Space Heating_Natural Gas_Strategic Energy Management_A_Achievable Economic RVT Potential | F8 | Industrial | Stone, Clay, and Glass | New | Space Heating | Natural Gas | Strategic Energy Management | A | Cumulative Summer Peak Savings (MW) | Achievable Economic RVT Potential | 0 | 0 | 0 | 0 | 0 | 0 | 0 | 0 | 0 | 0 | 0 | 0 | 0 | 0 | 0 | 0 | 0 | 0 | 0 | 0 | 0 | 0 | 0
F9_Industrial_Stone, Clay, and Glass_New_Space Heating_Natural Gas_Strategic Energy Management_A_Achievable Economic RVT Potential | F9 | Industrial | Stone, Clay, and Glass | New | Space Heating | Natural Gas | Strategic Energy Management | A | Cumulative Winter Peak Savings (MW) | Achievable Economic RVT Potential | 0 | 0 | 0 | 0 | 0 | 0 | 0 | 0 | 0 | 0 | 0 | 0 | 0 | 0 | 0 | 0 | 0 | 0 | 0 | 0 | 0 | 0 | 0
F10_Industrial_Stone, Clay, and Glass_New_Space Heating_Natural Gas_Strategic Energy Management_A_Achievable Economic RVT Potential | F10 | Industrial | Stone, Clay, and Glass | New | Space Heating | Natural Gas | Strategic Energy Management | A | Purchases (Incremental) | Achievable Economic RVT Potential | 0 | 0 | 0.22721 | 0.39652 | 0.56542 | 0.75472 | 0.86873 | 1.0011 | 1.1318 | 1.2788 | 1.3882 | 1.5142 | 1.6384 | 1.7825 | 1.8804 | 1.9992 | 2.118 | 2.2563 | 2.3477 | 2.4603 | 2.754 | 2.9868 | 0
F11_Industrial_Stone, Clay, and Glass_New_Space Heating_Natural Gas_Strategic Energy Management_A_Achievable Economic RVT Potential | F11 | Industrial | Stone, Clay, and Glass | New | Space Heating | Natural Gas | Strategic Energy Management | A | Purchases (Cumulative) | Achievable Economic RVT Potential | 0 | 0 | 0.22721 | 0.62373 | 1.1891 | 1.9439 | 2.8126 | 3.5865 | 4.3217 | 5.035 | 5.6686 | 6.314 | 6.9513 | 7.6021 | 8.2037 | 8.8147 | 9.4186 | 9.8093 | 9.9779 | 9.9924 | 9.9924 | 9.9924 | 0
F1_Industrial_Stone, Clay, and Glass_New_Process_Natural Gas_Strategic Energy Management_A_Achievable Economic RVT Potential | F1 | Industrial | Stone, Clay, and Glass | New | Process | Natural Gas | Strategic Energy Management | A | Integrated Unit Energy Savings (kWh or therms) | Achievable Economic RVT Potential | 0 | 0 | 60.4689 | 60.4319 | 60.3978 | 60.3679 | 60.3257 | 60.2957 | 60.2771 | 60.2698 | 60.2611 | 60.2603 | 60.2622 | 60.269 | 60.2708 | 60.2768 | 60.2835 | 60.2926 | 60.302 | 60.3126 | 60.322 | 60.3307 | 0
F2_Industrial_Stone, Clay, and Glass_New_Process_Natural Gas_Strategic Energy Management_A_Achievable Economic RVT Potential | F2 | Industrial | Stone, Clay, and Glass | New | Process | Natural Gas | Strategic Energy Management | A | Integrated Unit Summer Peak Savings (kW) | Achievable Economic RVT Potential | 0 | 0 | 0 | 0 | 0 | 0 | 0 | 0 | 0 | 0 | 0 | 0 | 0 | 0 | 0 | 0 | 0 | 0 | 0 | 0 | 0 | 0 | 0
F3_Industrial_Stone, Clay, and Glass_New_Process_Natural Gas_Strategic Energy Management_A_Achievable Economic RVT Potential | F3 | Industrial | Stone, Clay, and Glass | New | Process | Natural Gas | Strategic Energy Management | A | Integrated Unit Winter Peak Savings (kW) | Achievable Economic RVT Potential | 0 | 0 | 0 | 0 | 0 | 0 | 0 | 0 | 0 | 0 | 0 | 0 | 0 | 0 | 0 | 0 | 0 | 0 | 0 | 0 | 0 | 0 | 0
F4_Industrial_Stone, Clay, and Glass_New_Process_Natural Gas_Strategic Energy Management_A_Achievable Economic RVT Potential | F4 | Industrial | Stone, Clay, and Glass | New | Process | Natural Gas | Strategic Energy Management | A | Incremental Energy Savings (MWh or mTherms) | Achievable Economic RVT Potential | 0 | 0 | 0.087229 | 0.15214 | 0.21682 | 0.28927 | 0.33273 | 0.38323 | 0.43312 | 0.48932 | 0.53114 | 0.5793 | 0.62686 | 0.68208 | 0.71954 | 0.76511 | 0.81066 | 0.86372 | 0.89883 | 0.94209 | 1.0547 | 1.1441 | 0
F5_Industrial_Stone, Clay, and Glass_New_Process_Natural Gas_Strategic Energy Management_A_Achievable Economic RVT Potential | F5 | Industrial | Stone, Clay, and Glass | New | Process | Natural Gas | Strategic Energy Management | A | Incremental Summer Peak Savings (MW) | Achievable Economic RVT Potential | 0 | 0 | 0 | 0 | 0 | 0 | 0 | 0 | 0 | 0 | 0 | 0 | 0 | 0 | 0 | 0 | 0 | 0 | 0 | 0 | 0 | 0 | 0
F6_Industrial_Stone, Clay, and Glass_New_Process_Natural Gas_Strategic Energy Management_A_Achievable Economic RVT Potential | F6 | Industrial | Stone, Clay, and Glass | New | Process | Natural Gas | Strategic Energy Management | A | Incremental Winter Peak Savings (MW) | Achievable Economic RVT Potential | 0 | 0 | 0 | 0 | 0 | 0 | 0 | 0 | 0 | 0 | 0 | 0 | 0 | 0 | 0 | 0 | 0 | 0 | 0 | 0 | 0 | 0 | 0
F7_Industrial_Stone, Clay, and Glass_New_Process_Natural Gas_Strategic Energy Management_A_Achievable Economic RVT Potential | F7 | Industrial | Stone, Clay, and Glass | New | Process | Natural Gas | Strategic Energy Management | A | Cumulative Energy Savings (MWh or mTherms) | Achievable Economic RVT Potential | 0 | 0 | 0.087229 | 0.23931 | 0.456 | 0.74504 | 1.0772 | 1.373 | 1.6539 | 1.9267 | 2.1688 | 2.4157 | 2.6596 | 2.9089 | 3.1392 | 3.3734 | 3.6049 | 3.755 | 3.8201 | 3.8264 | 3.827 | 3.8275 | 0
F8_Industrial_Stone, Clay, and Glass_New_Process_Natural Gas_Strategic Energy Management_A_Achievable Economic RVT Potential | F8 | Industrial | Stone, Clay, and Glass | New | Process | Natural Gas | Strategic Energy Management | A | Cumulative Summer Peak Savings (MW) | Achievable Economic RVT Potential | 0 | 0 | 0 | 0 | 0 | 0 | 0 | 0 | 0 | 0 | 0 | 0 | 0 | 0 | 0 | 0 | 0 | 0 | 0 | 0 | 0 | 0 | 0
F9_Industrial_Stone, Clay, and Glass_New_Process_Natural Gas_Strategic Energy Management_A_Achievable Economic RVT Potential | F9 | Industrial | Stone, Clay, and Glass | New | Process | Natural Gas | Strategic Energy Management | A | Cumulative Winter Peak Savings (MW) | Achievable Economic RVT Potential | 0 | 0 | 0 | 0 | 0 | 0 | 0 | 0 | 0 | 0 | 0 | 0 | 0 | 0 | 0 | 0 | 0 | 0 | 0 | 0 | 0 | 0 | 0
F10_Industrial_Stone, Clay, and Glass_New_Process_Natural Gas_Strategic Energy Management_A_Achievable Economic RVT Potential | F10 | Industrial | Stone, Clay, and Glass | New | Process | Natural Gas | Strategic Energy Management | A | Purchases (Incremental) | Achievable Economic RVT Potential | 0 | 0 | 1.4425 | 2.5175 | 3.5898 | 4.7917 | 5.5156 | 6.3558 | 7.1855 | 8.1188 | 8.8139 | 9.6134 | 10.4022 | 11.3173 | 11.9384 | 12.6932 | 13.4475 | 14.3255 | 14.9055 | 15.6202 | 17.4849 | 18.963 | 0
F11_Industrial_Stone, Clay, and Glass_New_Process_Natural Gas_Strategic Energy Management_A_Achievable Economic RVT Potential | F11 | Industrial | Stone, Clay, and Glass | New | Process | Natural Gas | Strategic Energy Management | A | Purchases (Cumulative) | Achievable Economic RVT Potential | 0 | 0 | 1.4425 | 3.96 | 7.5499 | 12.3416 | 17.8572 | 22.7705 | 27.4385 | 31.9675 | 35.9897 | 40.0875 | 44.1338 | 48.2656 | 52.0852 | 55.9645 | 59.7986 | 62.2793 | 63.3501 | 63.442 | 63.442 | 63.442 | 0
F1_Industrial_Stone, Clay, and Glass_New_Miscellaneous_Natural Gas_Strategic Energy Management_A_Achievable Economic RVT Potential | F1 | Industrial | Stone, Clay, and Glass | New | Miscellaneous | Natural Gas | Strategic Energy Management | A | Integrated Unit Energy Savings (kWh or therms) | Achievable Economic RVT Potential | 0 | 0 | 16.2609 | 16.2609 | 16.2609 | 16.2609 | 16.2609 | 16.2609 | 16.2609 | 16.2609 | 16.2609 | 16.2609 | 16.2609 | 16.2609 | 16.2609 | 16.2609 | 16.2609 | 16.2609 | 16.2609 | 16.2609 | 16.2609 | 16.2609 | 0
F2_Industrial_Stone, Clay, and Glass_New_Miscellaneous_Natural Gas_Strategic Energy Management_A_Achievable Economic RVT Potential | F2 | Industrial | Stone, Clay, and Glass | New | Miscellaneous | Natural Gas | Strategic Energy Management | A | Integrated Unit Summer Peak Savings (kW) | Achievable Economic RVT Potential | 0 | 0 | 0 | 0 | 0 | 0 | 0 | 0 | 0 | 0 | 0 | 0 | 0 | 0 | 0 | 0 | 0 | 0 | 0 | 0 | 0 | 0 | 0
F3_Industrial_Stone, Clay, and Glass_New_Miscellaneous_Natural Gas_Strategic Energy Management_A_Achievable Economic RVT Potential | F3 | Industrial | Stone, Clay, and Glass | New | Miscellaneous | Natural Gas | Strategic Energy Management | A | Integrated Unit Winter Peak Savings (kW) | Achievable Economic RVT Potential | 0 | 0 | 0 | 0 | 0 | 0 | 0 | 0 | 0 | 0 | 0 | 0 | 0 | 0 | 0 | 0 | 0 | 0 | 0 | 0 | 0 | 0 | 0
F4_Industrial_Stone, Clay, and Glass_New_Miscellaneous_Natural Gas_Strategic Energy Management_A_Achievable Economic RVT Potential | F4 | Industrial | Stone, Clay, and Glass | New | Miscellaneous | Natural Gas | Strategic Energy Management | A | Incremental Energy Savings (MWh or mTherms) | Achievable Economic RVT Potential | 0 | 0 | 0.0058642 | 0.010234 | 0.014593 | 0.019479 | 0.022422 | 0.025838 | 0.029211 | 0.033005 | 0.035831 | 0.03908 | 0.042287 | 0.046007 | 0.048532 | 0.051601 | 0.054667 | 0.058237 | 0.060594 | 0.0635 | 0.07108 | 0.077089 | 0
F5_Industrial_Stone, Clay, and Glass_New_Miscellaneous_Natural Gas_Strategic Energy Management_A_Achievable Economic RVT Potential | F5 | Industrial | Stone, Clay, and Glass | New | Miscellaneous | Natural Gas | Strategic Energy Management | A | Incremental Summer Peak Savings (MW) | Achievable Economic RVT Potential | 0 | 0 | 0 | 0 | 0 | 0 | 0 | 0 | 0 | 0 | 0 | 0 | 0 | 0 | 0 | 0 | 0 | 0 | 0 | 0 | 0 | 0 | 0
F6_Industrial_Stone, Clay, and Glass_New_Miscellaneous_Natural Gas_Strategic Energy Management_A_Achievable Economic RVT Potential | F6 | Industrial | Stone, Clay, and Glass | New | Miscellaneous | Natural Gas | Strategic Energy Management | A | Incremental Winter Peak Savings (MW) | Achievable Economic RVT Potential | 0 | 0 | 0 | 0 | 0 | 0 | 0 | 0 | 0 | 0 | 0 | 0 | 0 | 0 | 0 | 0 | 0 | 0 | 0 | 0 | 0 | 0 | 0
F7_Industrial_Stone, Clay, and Glass_New_Miscellaneous_Natural Gas_Strategic Energy Management_A_Achievable Economic RVT Potential | F7 | Industrial | Stone, Clay, and Glass | New | Miscellaneous | Natural Gas | Strategic Energy Management | A | Cumulative Energy Savings (MWh or mTherms) | Achievable Economic RVT Potential | 0 | 0 | 0.0058642 | 0.016098 | 0.030692 | 0.050171 | 0.072593 | 0.092567 | 0.11154 | 0.12996 | 0.14631 | 0.16296 | 0.17941 | 0.19621 | 0.21174 | 0.22751 | 0.24309 | 0.25318 | 0.25753 | 0.25791 | 0.25791 | 0.25791 | 0
F8_Industrial_Stone, Clay, and Glass_New_Miscellaneous_Natural Gas_Strategic Energy Management_A_Achievable Economic RVT Potential | F8 | Industrial | Stone, Clay, and Glass | New | Miscellaneous | Natural Gas | Strategic Energy Management | A | Cumulative Summer Peak Savings (MW) | Achievable Economic RVT Potential | 0 | 0 | 0 | 0 | 0 | 0 | 0 | 0 | 0 | 0 | 0 | 0 | 0 | 0 | 0 | 0 | 0 | 0 | 0 | 0 | 0 | 0 | 0
F9_Industrial_Stone, Clay, and Glass_New_Miscellaneous_Natural Gas_Strategic Energy Management_A_Achievable Economic RVT Potential | F9 | Industrial | Stone, Clay, and Glass | New | Miscellaneous | Natural Gas | Strategic Energy Management | A | Cumulative Winter Peak Savings (MW) | Achievable Economic RVT Potential | 0 | 0 | 0 | 0 | 0 | 0 | 0 | 0 | 0 | 0 | 0 | 0 | 0 | 0 | 0 | 0 | 0 | 0 | 0 | 0 | 0 | 0 | 0
F10_Industrial_Stone, Clay, and Glass_New_Miscellaneous_Natural Gas_Strategic Energy Management_A_Achievable Economic RVT Potential | F10 | Industrial | Stone, Clay, and Glass | New | Miscellaneous | Natural Gas | Strategic Energy Management | A | Purchases (Incremental) | Achievable Economic RVT Potential | 0 | 0 | 0.36063 | 0.62938 | 0.89746 | 1.1979 | 1.3789 | 1.589 | 1.7964 | 2.0297 | 2.2035 | 2.4033 | 2.6006 | 2.8293 | 2.9846 | 3.1733 | 3.3619 | 3.5814 | 3.7264 | 3.905 | 4.3712 | 4.7408 | 0
F11_Industrial_Stone, Clay, and Glass_New_Miscellaneous_Natural Gas_Strategic Energy Management_A_Achievable Economic RVT Potential | F11 | Industrial | Stone, Clay, and Glass | New | Miscellaneous | Natural Gas | Strategic Energy Management | A | Purchases (Cumulative) | Achievable Economic RVT Potential | 0 | 0 | 0.36063 | 0.99001 | 1.8875 | 3.0854 | 4.4643 | 5.6926 | 6.8596 | 7.9919 | 8.9974 | 10.0219 | 11.0335 | 12.0664 | 13.0213 | 13.9911 | 14.9496 | 15.5698 | 15.8375 | 15.8605 | 15.8605 | 15.8605 | 0
F1_Industrial_Stone, Clay, and Glass_New_Space Heating_Natural Gas_Commissioning_A_Achievable Economic RVT Potential | F1 | Industrial | Stone, Clay, and Glass | New | Space Heating | Natural Gas | Commissioning | A | Integrated Unit Energy Savings (kWh or therms) | Achievable Economic RVT Potential | 0 | 0 | 16.4079 | 16.228 | 16.1068 | 15.9973 | 15.9355 | 15.8649 | 15.8003 | 15.7348 | 15.6902 | 15.643 | 15.5732 | 15.5098 | 15.4494 | 15.3982 | 15.3502 | 15.2873 | 15.2569 | 15.2146 | 15.1806 | 15.159 | 0
F2_Industrial_Stone, Clay, and Glass_New_Space Heating_Natural Gas_Commissioning_A_Achievable Economic RVT Potential | F2 | Industrial | Stone, Clay, and Glass | New | Space Heating | Natural Gas | Commissioning | A | Integrated Unit Summer Peak Savings (kW) | Achievable Economic RVT Potential | 0 | 0 | 0 | 0 | 0 | 0 | 0 | 0 | 0 | 0 | 0 | 0 | 0 | 0 | 0 | 0 | 0 | 0 | 0 | 0 | 0 | 0 | 0
F3_Industrial_Stone, Clay, and Glass_New_Space Heating_Natural Gas_Commissioning_A_Achievable Economic RVT Potential | F3 | Industrial | Stone, Clay, and Glass | New | Space Heating | Natural Gas | Commissioning | A | Integrated Unit Winter Peak Savings (kW) | Achievable Economic RVT Potential | 0 | 0 | 0 | 0 | 0 | 0 | 0 | 0 | 0 | 0 | 0 | 0 | 0 | 0 | 0 | 0 | 0 | 0 | 0 | 0 | 0 | 0 | 0
F4_Industrial_Stone, Clay, and Glass_New_Space Heating_Natural Gas_Commissioning_A_Achievable Economic RVT Potential | F4 | Industrial | Stone, Clay, and Glass | New | Space Heating | Natural Gas | Commissioning | A | Incremental Energy Savings (MWh or mTherms) | Achievable Economic RVT Potential | 0 | 0 | 0 | 0 | 0 | 0 | 0 | 0 | 0 | 0 | 0 | 0 | 0 | 0 | 0 | 0 | 0 | 0 | 0 | 0 | 0 | 0 | 0
F5_Industrial_Stone, Clay, and Glass_New_Space Heating_Natural Gas_Commissioning_A_Achievable Economic RVT Potential | F5 | Industrial | Stone, Clay, and Glass | New | Space Heating | Natural Gas | Commissioning | A | Incremental Summer Peak Savings (MW) | Achievable Economic RVT Potential | 0 | 0 | 0 | 0 | 0 | 0 | 0 | 0 | 0 | 0 | 0 | 0 | 0 | 0 | 0 | 0 | 0 | 0 | 0 | 0 | 0 | 0 | 0
F6_Industrial_Stone, Clay, and Glass_New_Space Heating_Natural Gas_Commissioning_A_Achievable Economic RVT Potential | F6 | Industrial | Stone, Clay, and Glass | New | Space Heating | Natural Gas | Commissioning | A | Incremental Winter Peak Savings (MW) | Achievable Economic RVT Potential | 0 | 0 | 0 | 0 | 0 | 0 | 0 | 0 | 0 | 0 | 0 | 0 | 0 | 0 | 0 | 0 | 0 | 0 | 0 | 0 | 0 | 0 | 0
F7_Industrial_Stone, Clay, and Glass_New_Space Heating_Natural Gas_Commissioning_A_Achievable Economic RVT Potential | F7 | Industrial | Stone, Clay, and Glass | New | Space Heating | Natural Gas | Commissioning | A | Cumulative Energy Savings (MWh or mTherms) | Achievable Economic RVT Potential | 0 | 0 | 0 | 0 | 0 | 0 | 0 | 0 | 0 | 0 | 0 | 0 | 0 | 0 | 0 | 0 | 0 | 0 | 0 | 0 | 0 | 0 | 0
F8_Industrial_Stone, Clay, and Glass_New_Space Heating_Natural Gas_Commissioning_A_Achievable Economic RVT Potential | F8 | Industrial | Stone, Clay, and Glass | New | Space Heating | Natural Gas | Commissioning | A | Cumulative Summer Peak Savings (MW) | Achievable Economic RVT Potential | 0 | 0 | 0 | 0 | 0 | 0 | 0 | 0 | 0 | 0 | 0 | 0 | 0 | 0 | 0 | 0 | 0 | 0 | 0 | 0 | 0 | 0 | 0
F9_Industrial_Stone, Clay, and Glass_New_Space Heating_Natural Gas_Commissioning_A_Achievable Economic RVT Potential | F9 | Industrial | Stone, Clay, and Glass | New | Space Heating | Natural Gas | Commissioning | A | Cumulative Winter Peak Savings (MW) | Achievable Economic RVT Potential | 0 | 0 | 0 | 0 | 0 | 0 | 0 | 0 | 0 | 0 | 0 | 0 | 0 | 0 | 0 | 0 | 0 | 0 | 0 | 0 | 0 | 0 | 0
F10_Industrial_Stone, Clay, and Glass_New_Space Heating_Natural Gas_Commissioning_A_Achievable Economic RVT Potential | F10 | Industrial | Stone, Clay, and Glass | New | Space Heating | Natural Gas | Commissioning | A | Purchases (Incremental) | Achievable Economic RVT Potential | 0 | 0 | 0 | 0 | 0 | 0 | 0 | 0 | 0 | 0 | 0 | 0 | 0 | 0 | 0 | 0 | 0 | 0 | 0 | 0 | 0 | 0 | 0
F11_Industrial_Stone, Clay, and Glass_New_Space Heating_Natural Gas_Commissioning_A_Achievable Economic RVT Potential | F11 | Industrial | Stone, Clay, and Glass | New | Space Heating | Natural Gas | Commissioning | A | Purchases (Cumulative) | Achievable Economic RVT Potential | 0 | 0 | 0 | 0 | 0 | 0 | 0 | 0 | 0 | 0 | 0 | 0 | 0 | 0 | 0 | 0 | 0 | 0 | 0 | 0 | 0 | 0 | 0
F1_Industrial_Stone, Clay, and Glass_New_Process_Natural Gas_Commissioning_A_Achievable Economic RVT Potential | F1 | Industrial | Stone, Clay, and Glass | New | Process | Natural Gas | Commissioning | A | Integrated Unit Energy Savings (kWh or therms) | Achievable Economic RVT Potential | 0 | 0 | 337.8652 | 337.8652 | 337.8652 | 337.8652 | 337.8652 | 337.8652 | 337.8652 | 337.8652 | 337.8652 | 337.8652 | 337.8652 | 337.8652 | 337.8652 | 337.8652 | 337.8652 | 337.8652 | 337.8652 | 337.8652 | 337.8652 | 337.8652 | 0
F2_Industrial_Stone, Clay, and Glass_New_Process_Natural Gas_Commissioning_A_Achievable Economic RVT Potential | F2 | Industrial | Stone, Clay, and Glass | New | Process | Natural Gas | Commissioning | A | Integrated Unit Summer Peak Savings (kW) | Achievable Economic RVT Potential | 0 | 0 | 0 | 0 | 0 | 0 | 0 | 0 | 0 | 0 | 0 | 0 | 0 | 0 | 0 | 0 | 0 | 0 | 0 | 0 | 0 | 0 | 0
F3_Industrial_Stone, Clay, and Glass_New_Process_Natural Gas_Commissioning_A_Achievable Economic RVT Potential | F3 | Industrial | Stone, Clay, and Glass | New | Process | Natural Gas | Commissioning | A | Integrated Unit Winter Peak Savings (kW) | Achievable Economic RVT Potential | 0 | 0 | 0 | 0 | 0 | 0 | 0 | 0 | 0 | 0 | 0 | 0 | 0 | 0 | 0 | 0 | 0 | 0 | 0 | 0 | 0 | 0 | 0
F4_Industrial_Stone, Clay, and Glass_New_Process_Natural Gas_Commissioning_A_Achievable Economic RVT Potential | F4 | Industrial | Stone, Clay, and Glass | New | Process | Natural Gas | Commissioning | A | Incremental Energy Savings (MWh or mTherms) | Achievable Economic RVT Potential | 0 | 0 | 0 | 0 | 0 | 0 | 0 | 0 | 0 | 0 | 0 | 0 | 0 | 0 | 0 | 0 | 0 | 0 | 0 | 0 | 0 | 0 | 0
F5_Industrial_Stone, Clay, and Glass_New_Process_Natural Gas_Commissioning_A_Achievable Economic RVT Potential | F5 | Industrial | Stone, Clay, and Glass | New | Process | Natural Gas | Commissioning | A | Incremental Summer Peak Savings (MW) | Achievable Economic RVT Potential | 0 | 0 | 0 | 0 | 0 | 0 | 0 | 0 | 0 | 0 | 0 | 0 | 0 | 0 | 0 | 0 | 0 | 0 | 0 | 0 | 0 | 0 | 0
F6_Industrial_Stone, Clay, and Glass_New_Process_Natural Gas_Commissioning_A_Achievable Economic RVT Potential | F6 | Industrial | Stone, Clay, and Glass | New | Process | Natural Gas | Commissioning | A | Incremental Winter Peak Savings (MW) | Achievable Economic RVT Potential | 0 | 0 | 0 | 0 | 0 | 0 | 0 | 0 | 0 | 0 | 0 | 0 | 0 | 0 | 0 | 0 | 0 | 0 | 0 | 0 | 0 | 0 | 0
F7_Industrial_Stone, Clay, and Glass_New_Process_Natural Gas_Commissioning_A_Achievable Economic RVT Potential | F7 | Industrial | Stone, Clay, and Glass | New | Process | Natural Gas | Commissioning | A | Cumulative Energy Savings (MWh or mTherms) | Achievable Economic RVT Potential | 0 | 0 | 0 | 0 | 0 | 0 | 0 | 0 | 0 | 0 | 0 | 0 | 0 | 0 | 0 | 0 | 0 | 0 | 0 | 0 | 0 | 0 | 0
F8_Industrial_Stone, Clay, and Glass_New_Process_Natural Gas_Commissioning_A_Achievable Economic RVT Potential | F8 | Industrial | Stone, Clay, and Glass | New | Process | Natural Gas | Commissioning | A | Cumulative Summer Peak Savings (MW) | Achievable Economic RVT Potential | 0 | 0 | 0 | 0 | 0 | 0 | 0 | 0 | 0 | 0 | 0 | 0 | 0 | 0 | 0 | 0 | 0 | 0 | 0 | 0 | 0 | 0 | 0
F9_Industrial_Stone, Clay, and Glass_New_Process_Natural Gas_Commissioning_A_Achievable Economic RVT Potential | F9 | Industrial | Stone, Clay, and Glass | New | Process | Natural Gas | Commissioning | A | Cumulative Winter Peak Savings (MW) | Achievable Economic RVT Potential | 0 | 0 | 0 | 0 | 0 | 0 | 0 | 0 | 0 | 0 | 0 | 0 | 0 | 0 | 0 | 0 | 0 | 0 | 0 | 0 | 0 | 0 | 0
F10_Industrial_Stone, Clay, and Glass_New_Process_Natural Gas_Commissioning_A_Achievable Economic RVT Potential | F10 | Industrial | Stone, Clay, and Glass | New | Process | Natural Gas | Commissioning | A | Purchases (Incremental) | Achievable Economic RVT Potential | 0 | 0 | 0 | 0 | 0 | 0 | 0 | 0 | 0 | 0 | 0 | 0 | 0 | 0 | 0 | 0 | 0 | 0 | 0 | 0 | 0 | 0 | 0
F11_Industrial_Stone, Clay, and Glass_New_Process_Natural Gas_Commissioning_A_Achievable Economic RVT Potential | F11 | Industrial | Stone, Clay, and Glass | New | Process | Natural Gas | Commissioning | A | Purchases (Cumulative) | Achievable Economic RVT Potential | 0 | 0 | 0 | 0 | 0 | 0 | 0 | 0 | 0 | 0 | 0 | 0 | 0 | 0 | 0 | 0 | 0 | 0 | 0 | 0 | 0 | 0 | 0
F1_Industrial_Stone, Clay, and Glass_New_Space Heating_Natural Gas_Retrocommissioning_A_Achievable Economic RVT Potential | F1 | Industrial | Stone, Clay, and Glass | New | Space Heating | Natural Gas | Retrocommissioning | A | Integrated Unit Energy Savings (kWh or therms) | Achievable Economic RVT Potential | 0 | 0 | 0 | 0 | 0 | 0 | 0 | 0 | 0 | 0 | 0 | 0 | 0 | 0 | 0 | 0 | 0 | 0 | 0 | 0 | 0 | 0 | 0
F2_Industrial_Stone, Clay, and Glass_New_Space Heating_Natural Gas_Retrocommissioning_A_Achievable Economic RVT Potential | F2 | Industrial | Stone, Clay, and Glass | New | Space Heating | Natural Gas | Retrocommissioning | A | Integrated Unit Summer Peak Savings (kW) | Achievable Economic RVT Potential | 0 | 0 | 0 | 0 | 0 | 0 | 0 | 0 | 0 | 0 | 0 | 0 | 0 | 0 | 0 | 0 | 0 | 0 | 0 | 0 | 0 | 0 | 0
F3_Industrial_Stone, Clay, and Glass_New_Space Heating_Natural Gas_Retrocommissioning_A_Achievable Economic RVT Potential | F3 | Industrial | Stone, Clay, and Glass | New | Space Heating | Natural Gas | Retrocommissioning | A | Integrated Unit Winter Peak Savings (kW) | Achievable Economic RVT Potential | 0 | 0 | 0 | 0 | 0 | 0 | 0 | 0 | 0 | 0 | 0 | 0 | 0 | 0 | 0 | 0 | 0 | 0 | 0 | 0 | 0 | 0 | 0
F4_Industrial_Stone, Clay, and Glass_New_Space Heating_Natural Gas_Retrocommissioning_A_Achievable Economic RVT Potential | F4 | Industrial | Stone, Clay, and Glass | New | Space Heating | Natural Gas | Retrocommissioning | A | Incremental Energy Savings (MWh or mTherms) | Achievable Economic RVT Potential | 0 | 0 | 0 | 0 | 0 | 0 | 0 | 0 | 0 | 0 | 0 | 0 | 0 | 0 | 0 | 0 | 0 | 0 | 0 | 0 | 0 | 0 | 0
F5_Industrial_Stone, Clay, and Glass_New_Space Heating_Natural Gas_Retrocommissioning_A_Achievable Economic RVT Potential | F5 | Industrial | Stone, Clay, and Glass | New | Space Heating | Natural Gas | Retrocommissioning | A | Incremental Summer Peak Savings (MW) | Achievable Economic RVT Potential | 0 | 0 | 0 | 0 | 0 | 0 | 0 | 0 | 0 | 0 | 0 | 0 | 0 | 0 | 0 | 0 | 0 | 0 | 0 | 0 | 0 | 0 | 0
F6_Industrial_Stone, Clay, and Glass_New_Space Heating_Natural Gas_Retrocommissioning_A_Achievable Economic RVT Potential | F6 | Industrial | Stone, Clay, and Glass | New | Space Heating | Natural Gas | Retrocommissioning | A | Incremental Winter Peak Savings (MW) | Achievable Economic RVT Potential | 0 | 0 | 0 | 0 | 0 | 0 | 0 | 0 | 0 | 0 | 0 | 0 | 0 | 0 | 0 | 0 | 0 | 0 | 0 | 0 | 0 | 0 | 0
F7_Industrial_Stone, Clay, and Glass_New_Space Heating_Natural Gas_Retrocommissioning_A_Achievable Economic RVT Potential | F7 | Industrial | Stone, Clay, and Glass | New | Space Heating | Natural Gas | Retrocommissioning | A | Cumulative Energy Savings (MWh or mTherms) | Achievable Economic RVT Potential | 0 | 0 | 0 | 0 | 0 | 0 | 0 | 0 | 0 | 0 | 0 | 0 | 0 | 0 | 0 | 0 | 0 | 0 | 0 | 0 | 0 | 0 | 0
F8_Industrial_Stone, Clay, and Glass_New_Space Heating_Natural Gas_Retrocommissioning_A_Achievable Economic RVT Potential | F8 | Industrial | Stone, Clay, and Glass | New | Space Heating | Natural Gas | Retrocommissioning | A | Cumulative Summer Peak Savings (MW) | Achievable Economic RVT Potential | 0 | 0 | 0 | 0 | 0 | 0 | 0 | 0 | 0 | 0 | 0 | 0 | 0 | 0 | 0 | 0 | 0 | 0 | 0 | 0 | 0 | 0 | 0
F9_Industrial_Stone, Clay, and Glass_New_Space Heating_Natural Gas_Retrocommissioning_A_Achievable Economic RVT Potential | F9 | Industrial | Stone, Clay, and Glass | New | Space Heating | Natural Gas | Retrocommissioning | A | Cumulative Winter Peak Savings (MW) | Achievable Economic RVT Potential | 0 | 0 | 0 | 0 | 0 | 0 | 0 | 0 | 0 | 0 | 0 | 0 | 0 | 0 | 0 | 0 | 0 | 0 | 0 | 0 | 0 | 0 | 0
F10_Industrial_Stone, Clay, and Glass_New_Space Heating_Natural Gas_Retrocommissioning_A_Achievable Economic RVT Potential | F10 | Industrial | Stone, Clay, and Glass | New | Space Heating | Natural Gas | Retrocommissioning | A | Purchases (Incremental) | Achievable Economic RVT Potential | 0 | 0 | 0 | 0 | 0 | 0 | 0 | 0 | 0 | 0 | 0 | 0 | 0 | 0 | 0 | 0 | 0 | 0 | 0 | 0 | 0 | 0 | 0
F11_Industrial_Stone, Clay, and Glass_New_Space Heating_Natural Gas_Retrocommissioning_A_Achievable Economic RVT Potential | F11 | Industrial | Stone, Clay, and Glass | New | Space Heating | Natural Gas | Retrocommissioning | A | Purchases (Cumulative) | Achievable Economic RVT Potential | 0 | 0 | 0 | 0 | 0 | 0 | 0 | 0 | 0 | 0 | 0 | 0 | 0 | 0 | 0 | 0 | 0 | 0 | 0 | 0 | 0 | 0 | 0
F1_Industrial_Stone, Clay, and Glass_New_Process_Natural Gas_Retrocommissioning_A_Achievable Economic RVT Potential | F1 | Industrial | Stone, Clay, and Glass | New | Process | Natural Gas | Retrocommissioning | A | Integrated Unit Energy Savings (kWh or therms) | Achievable Economic RVT Potential | 0 | 0 | 0 | 0 | 0 | 0 | 0 | 0 | 0 | 0 | 0 | 0 | 0 | 0 | 0 | 0 | 0 | 0 | 0 | 0 | 0 | 0 | 0
F2_Industrial_Stone, Clay, and Glass_New_Process_Natural Gas_Retrocommissioning_A_Achievable Economic RVT Potential | F2 | Industrial | Stone, Clay, and Glass | New | Process | Natural Gas | Retrocommissioning | A | Integrated Unit Summer Peak Savings (kW) | Achievable Economic RVT Potential | 0 | 0 | 0 | 0 | 0 | 0 | 0 | 0 | 0 | 0 | 0 | 0 | 0 | 0 | 0 | 0 | 0 | 0 | 0 | 0 | 0 | 0 | 0
F3_Industrial_Stone, Clay, and Glass_New_Process_Natural Gas_Retrocommissioning_A_Achievable Economic RVT Potential | F3 | Industrial | Stone, Clay, and Glass | New | Process | Natural Gas | Retrocommissioning | A | Integrated Unit Winter Peak Savings (kW) | Achievable Economic RVT Potential | 0 | 0 | 0 | 0 | 0 | 0 | 0 | 0 | 0 | 0 | 0 | 0 | 0 | 0 | 0 | 0 | 0 | 0 | 0 | 0 | 0 | 0 | 0
F4_Industrial_Stone, Clay, and Glass_New_Process_Natural Gas_Retrocommissioning_A_Achievable Economic RVT Potential | F4 | Industrial | Stone, Clay, and Glass | New | Process | Natural Gas | Retrocommissioning | A | Incremental Energy Savings (MWh or mTherms) | Achievable Economic RVT Potential | 0 | 0 | 0 | 0 | 0 | 0 | 0 | 0 | 0 | 0 | 0 | 0 | 0 | 0 | 0 | 0 | 0 | 0 | 0 | 0 | 0 | 0 | 0
F5_Industrial_Stone, Clay, and Glass_New_Process_Natural Gas_Retrocommissioning_A_Achievable Economic RVT Potential | F5 | Industrial | Stone, Clay, and Glass | New | Process | Natural Gas | Retrocommissioning | A | Incremental Summer Peak Savings (MW) | Achievable Economic RVT Potential | 0 | 0 | 0 | 0 | 0 | 0 | 0 | 0 | 0 | 0 | 0 | 0 | 0 | 0 | 0 | 0 | 0 | 0 | 0 | 0 | 0 | 0 | 0
F6_Industrial_Stone, Clay, and Glass_New_Process_Natural Gas_Retrocommissioning_A_Achievable Economic RVT Potential | F6 | Industrial | Stone, Clay, and Glass | New | Process | Natural Gas | Retrocommissioning | A | Incremental Winter Peak Savings (MW) | Achievable Economic RVT Potential | 0 | 0 | 0 | 0 | 0 | 0 | 0 | 0 | 0 | 0 | 0 | 0 | 0 | 0 | 0 | 0 | 0 | 0 | 0 | 0 | 0 | 0 | 0
F7_Industrial_Stone, Clay, and Glass_New_Process_Natural Gas_Retrocommissioning_A_Achievable Economic RVT Potential | F7 | Industrial | Stone, Clay, and Glass | New | Process | Natural Gas | Retrocommissioning | A | Cumulative Energy Savings (MWh or mTherms) | Achievable Economic RVT Potential | 0 | 0 | 0 | 0 | 0 | 0 | 0 | 0 | 0 | 0 | 0 | 0 | 0 | 0 | 0 | 0 | 0 | 0 | 0 | 0 | 0 | 0 | 0
F8_Industrial_Stone, Clay, and Glass_New_Process_Natural Gas_Retrocommissioning_A_Achievable Economic RVT Potential | F8 | Industrial | Stone, Clay, and Glass | New | Process | Natural Gas | Retrocommissioning | A | Cumulative Summer Peak Savings (MW) | Achievable Economic RVT Potential | 0 | 0 | 0 | 0 | 0 | 0 | 0 | 0 | 0 | 0 | 0 | 0 | 0 | 0 | 0 | 0 | 0 | 0 | 0 | 0 | 0 | 0 | 0
F9_Industrial_Stone, Clay, and Glass_New_Process_Natural Gas_Retrocommissioning_A_Achievable Economic RVT Potential | F9 | Industrial | Stone, Clay, and Glass | New | Process | Natural Gas | Retrocommissioning | A | Cumulative Winter Peak Savings (MW) | Achievable Economic RVT Potential | 0 | 0 | 0 | 0 | 0 | 0 | 0 | 0 | 0 | 0 | 0 | 0 | 0 | 0 | 0 | 0 | 0 | 0 | 0 | 0 | 0 | 0 | 0
F10_Industrial_Stone, Clay, and Glass_New_Process_Natural Gas_Retrocommissioning_A_Achievable Economic RVT Potential | F10 | Industrial | Stone, Clay, and Glass | New | Process | Natural Gas | Retrocommissioning | A | Purchases (Incremental) | Achievable Economic RVT Potential | 0 | 0 | 0 | 0 | 0 | 0 | 0 | 0 | 0 | 0 | 0 | 0 | 0 | 0 | 0 | 0 | 0 | 0 | 0 | 0 | 0 | 0 | 0
F11_Industrial_Stone, Clay, and Glass_New_Process_Natural Gas_Retrocommissioning_A_Achievable Economic RVT Potential | F11 | Industrial | Stone, Clay, and Glass | New | Process | Natural Gas | Retrocommissioning | A | Purchases (Cumulative) | Achievable Economic RVT Potential | 0 | 0 | 0 | 0 | 0 | 0 | 0 | 0 | 0 | 0 | 0 | 0 | 0 | 0 | 0 | 0 | 0 | 0 | 0 | 0 | 0 | 0 | 0
F1_Industrial_Petroleum_Existing_Space Heating_Natural Gas_Insulation - Roof/Ceiling_A_Achievable Economic RVT Potential | F1 | Industrial | Petroleum | Existing | Space Heating | Natural Gas | Insulation - Roof/Ceiling | A | Integrated Unit Energy Savings (kWh or therms) | Achievable Economic RVT Potential | 0 | 0 | 0.082363 | 0.081664 | 0.080933 | 0.080168 | 0.079367 | 0.078525 | 0.077643 | 0.07672 | 0.075759 | 0.074769 | 0.07376 | 0.07275 | 0.071757 | 0.070801 | 0.069899 | 0.069062 | 0.068293 | 0.06759 | 0.066941 | 0.066326 | 0
F2_Industrial_Petroleum_Existing_Space Heating_Natural Gas_Insulation - Roof/Ceiling_A_Achievable Economic RVT Potential | F2 | Industrial | Petroleum | Existing | Space Heating | Natural Gas | Insulation - Roof/Ceiling | A | Integrated Unit Summer Peak Savings (kW) | Achievable Economic RVT Potential | 0 | 0 | 0 | 0 | 0 | 0 | 0 | 0 | 0 | 0 | 0 | 0 | 0 | 0 | 0 | 0 | 0 | 0 | 0 | 0 | 0 | 0 | 0
F3_Industrial_Petroleum_Existing_Space Heating_Natural Gas_Insulation - Roof/Ceiling_A_Achievable Economic RVT Potential | F3 | Industrial | Petroleum | Existing | Space Heating | Natural Gas | Insulation - Roof/Ceiling | A | Integrated Unit Winter Peak Savings (kW) | Achievable Economic RVT Potential | 0 | 0 | 0 | 0 | 0 | 0 | 0 | 0 | 0 | 0 | 0 | 0 | 0 | 0 | 0 | 0 | 0 | 0 | 0 | 0 | 0 | 0 | 0
F4_Industrial_Petroleum_Existing_Space Heating_Natural Gas_Insulation - Roof/Ceiling_A_Achievable Economic RVT Potential | F4 | Industrial | Petroleum | Existing | Space Heating | Natural Gas | Insulation - Roof/Ceiling | A | Incremental Energy Savings (MWh or mTherms) | Achievable Economic RVT Potential | 0 | 0 | 0.01701 | 0.029007 | 0.043947 | 0.059893 | 0.074165 | 0.084132 | 0.088041 | 0.085495 | 0.077437 | 0.065719 | 0.052471 | 0.039558 | 0.028254 | 0.019178 | 0.012405 | 0.0076649 | 0.0045341 | 0.002986 | 0 | 0 | 0
F5_Industrial_Petroleum_Existing_Space Heating_Natural Gas_Insulation - Roof/Ceiling_A_Achievable Economic RVT Potential | F5 | Industrial | Petroleum | Existing | Space Heating | Natural Gas | Insulation - Roof/Ceiling | A | Incremental Summer Peak Savings (MW) | Achievable Economic RVT Potential | 0 | 0 | 0 | 0 | 0 | 0 | 0 | 0 | 0 | 0 | 0 | 0 | 0 | 0 | 0 | 0 | 0 | 0 | 0 | 0 | 0 | 0 | 0
F6_Industrial_Petroleum_Existing_Space Heating_Natural Gas_Insulation - Roof/Ceiling_A_Achievable Economic RVT Potential | F6 | Industrial | Petroleum | Existing | Space Heating | Natural Gas | Insulation - Roof/Ceiling | A | Incremental Winter Peak Savings (MW) | Achievable Economic RVT Potential | 0 | 0 | 0 | 0 | 0 | 0 | 0 | 0 | 0 | 0 | 0 | 0 | 0 | 0 | 0 | 0 | 0 | 0 | 0 | 0 | 0 | 0 | 0
F7_Industrial_Petroleum_Existing_Space Heating_Natural Gas_Insulation - Roof/Ceiling_A_Achievable Economic RVT Potential | F7 | Industrial | Petroleum | Existing | Space Heating | Natural Gas | Insulation - Roof/Ceiling | A | Cumulative Energy Savings (MWh or mTherms) | Achievable Economic RVT Potential | 0 | 0 | 0.01701 | 0.045873 | 0.089409 | 0.14846 | 0.22114 | 0.30293 | 0.38756 | 0.46845 | 0.54002 | 0.59868 | 0.64308 | 0.67383 | 0.69288 | 0.70283 | 0.70628 | 0.70548 | 0.70217 | 0.69793 | 0.69122 | 0.68487 | 0
F8_Industrial_Petroleum_Existing_Space Heating_Natural Gas_Insulation - Roof/Ceiling_A_Achievable Economic RVT Potential | F8 | Industrial | Petroleum | Existing | Space Heating | Natural Gas | Insulation - Roof/Ceiling | A | Cumulative Summer Peak Savings (MW) | Achievable Economic RVT Potential | 0 | 0 | 0 | 0 | 0 | 0 | 0 | 0 | 0 | 0 | 0 | 0 | 0 | 0 | 0 | 0 | 0 | 0 | 0 | 0 | 0 | 0 | 0
F9_Industrial_Petroleum_Existing_Space Heating_Natural Gas_Insulation - Roof/Ceiling_A_Achievable Economic RVT Potential | F9 | Industrial | Petroleum | Existing | Space Heating | Natural Gas | Insulation - Roof/Ceiling | A | Cumulative Winter Peak Savings (MW) | Achievable Economic RVT Potential | 0 | 0 | 0 | 0 | 0 | 0 | 0 | 0 | 0 | 0 | 0 | 0 | 0 | 0 | 0 | 0 | 0 | 0 | 0 | 0 | 0 | 0 | 0
F10_Industrial_Petroleum_Existing_Space Heating_Natural Gas_Insulation - Roof/Ceiling_A_Achievable Economic RVT Potential | F10 | Industrial | Petroleum | Existing | Space Heating | Natural Gas | Insulation - Roof/Ceiling | A | Purchases (Incremental) | Achievable Economic RVT Potential | 0 | 0 | 206.5306 | 355.1969 | 543.0022 | 747.0962 | 934.4557 | 1071.4018 | 1133.9239 | 1114.3735 | 1022.1495 | 878.9604 | 711.3696 | 543.748 | 393.7486 | 270.8719 | 177.4678 | 110.9869 | 66.3925 | 44.1782 | 0 | 0 | 0
F11_Industrial_Petroleum_Existing_Space Heating_Natural Gas_Insulation - Roof/Ceiling_A_Achievable Economic RVT Potential | F11 | Industrial | Petroleum | Existing | Space Heating | Natural Gas | Insulation - Roof/Ceiling | A | Purchases (Cumulative) | Achievable Economic RVT Potential | 0 | 0 | 206.5306 | 561.7275 | 1104.7297 | 1851.8259 | 2786.2816 | 3857.6834 | 4991.6073 | 6105.9808 | 7128.1303 | 8007.0907 | 8718.4603 | 9262.2084 | 9655.9569 | 9926.8288 | 10104.2966 | 10215.2835 | 10281.6759 | 10325.8541 | 10325.8541 | 10325.8541 | 0
F1_Industrial_Petroleum_Existing_Space Heating_Natural Gas_Insulation - Wall Cavity_A_Achievable Economic RVT Potential | F1 | Industrial | Petroleum | Existing | Space Heating | Natural Gas | Insulation - Wall Cavity | A | Integrated Unit Energy Savings (kWh or therms) | Achievable Economic RVT Potential | 0 | 0 | 0.018017 | 0.017862 | 0.0177 | 0.01753 | 0.017352 | 0.017165 | 0.01697 | 0.016765 | 0.016551 | 0.016332 | 0.016109 | 0.015885 | 0.015666 | 0.015456 | 0.015257 | 0.015073 | 0.014904 | 0.01475 | 0.014607 | 0.014472 | 0
F2_Industrial_Petroleum_Existing_Space Heating_Natural Gas_Insulation - Wall Cavity_A_Achievable Economic RVT Potential | F2 | Industrial | Petroleum | Existing | Space Heating | Natural Gas | Insulation - Wall Cavity | A | Integrated Unit Summer Peak Savings (kW) | Achievable Economic RVT Potential | 0 | 0 | 0 | 0 | 0 | 0 | 0 | 0 | 0 | 0 | 0 | 0 | 0 | 0 | 0 | 0 | 0 | 0 | 0 | 0 | 0 | 0 | 0
F3_Industrial_Petroleum_Existing_Space Heating_Natural Gas_Insulation - Wall Cavity_A_Achievable Economic RVT Potential | F3 | Industrial | Petroleum | Existing | Space Heating | Natural Gas | Insulation - Wall Cavity | A | Integrated Unit Winter Peak Savings (kW) | Achievable Economic RVT Potential | 0 | 0 | 0 | 0 | 0 | 0 | 0 | 0 | 0 | 0 | 0 | 0 | 0 | 0 | 0 | 0 | 0 | 0 | 0 | 0 | 0 | 0 | 0
F4_Industrial_Petroleum_Existing_Space Heating_Natural Gas_Insulation - Wall Cavity_A_Achievable Economic RVT Potential | F4 | Industrial | Petroleum | Existing | Space Heating | Natural Gas | Insulation - Wall Cavity | A | Incremental Energy Savings (MWh or mTherms) | Achievable Economic RVT Potential | 0 | 0 | 0.003721 | 0.0063445 | 0.0096111 | 0.013097 | 0.016215 | 0.018391 | 0.019242 | 0.018682 | 0.016918 | 0.014355 | 0.011459 | 0.0086377 | 0.0061686 | 0.0041865 | 0.0027077 | 0.0016729 | 0.00098953 | 0.00065163 | 0 | 0 | 0
F5_Industrial_Petroleum_Existing_Space Heating_Natural Gas_Insulation - Wall Cavity_A_Achievable Economic RVT Potential | F5 | Industrial | Petroleum | Existing | Space Heating | Natural Gas | Insulation - Wall Cavity | A | Incremental Summer Peak Savings (MW) | Achievable Economic RVT Potential | 0 | 0 | 0 | 0 | 0 | 0 | 0 | 0 | 0 | 0 | 0 | 0 | 0 | 0 | 0 | 0 | 0 | 0 | 0 | 0 | 0 | 0 | 0
F6_Industrial_Petroleum_Existing_Space Heating_Natural Gas_Insulation - Wall Cavity_A_Achievable Economic RVT Potential | F6 | Industrial | Petroleum | Existing | Space Heating | Natural Gas | Insulation - Wall Cavity | A | Incremental Winter Peak Savings (MW) | Achievable Economic RVT Potential | 0 | 0 | 0 | 0 | 0 | 0 | 0 | 0 | 0 | 0 | 0 | 0 | 0 | 0 | 0 | 0 | 0 | 0 | 0 | 0 | 0 | 0 | 0
F7_Industrial_Petroleum_Existing_Space Heating_Natural Gas_Insulation - Wall Cavity_A_Achievable Economic RVT Potential | F7 | Industrial | Petroleum | Existing | Space Heating | Natural Gas | Insulation - Wall Cavity | A | Cumulative Energy Savings (MWh or mTherms) | Achievable Economic RVT Potential | 0 | 0 | 0.003721 | 0.010034 | 0.019554 | 0.032463 | 0.048349 | 0.066219 | 0.084705 | 0.10236 | 0.11798 | 0.13077 | 0.14044 | 0.14713 | 0.15127 | 0.15342 | 0.15416 | 0.15398 | 0.15324 | 0.15231 | 0.15083 | 0.14944 | 0
F8_Industrial_Petroleum_Existing_Space Heating_Natural Gas_Insulation - Wall Cavity_A_Achievable Economic RVT Potential | F8 | Industrial | Petroleum | Existing | Space Heating | Natural Gas | Insulation - Wall Cavity | A | Cumulative Summer Peak Savings (MW) | Achievable Economic RVT Potential | 0 | 0 | 0 | 0 | 0 | 0 | 0 | 0 | 0 | 0 | 0 | 0 | 0 | 0 | 0 | 0 | 0 | 0 | 0 | 0 | 0 | 0 | 0
F9_Industrial_Petroleum_Existing_Space Heating_Natural Gas_Insulation - Wall Cavity_A_Achievable Economic RVT Potential | F9 | Industrial | Petroleum | Existing | Space Heating | Natural Gas | Insulation - Wall Cavity | A | Cumulative Winter Peak Savings (MW) | Achievable Economic RVT Potential | 0 | 0 | 0 | 0 | 0 | 0 | 0 | 0 | 0 | 0 | 0 | 0 | 0 | 0 | 0 | 0 | 0 | 0 | 0 | 0 | 0 | 0 | 0
F10_Industrial_Petroleum_Existing_Space Heating_Natural Gas_Insulation - Wall Cavity_A_Achievable Economic RVT Potential | F10 | Industrial | Petroleum | Existing | Space Heating | Natural Gas | Insulation - Wall Cavity | A | Purchases (Incremental) | Achievable Economic RVT Potential | 0 | 0 | 206.5306 | 355.1969 | 543.0022 | 747.0962 | 934.4557 | 1071.4018 | 1133.9239 | 1114.3735 | 1022.1495 | 878.9604 | 711.3696 | 543.748 | 393.7486 | 270.8719 | 177.4678 | 110.9869 | 66.3925 | 44.1782 | 0 | 0 | 0
F11_Industrial_Petroleum_Existing_Space Heating_Natural Gas_Insulation - Wall Cavity_A_Achievable Economic RVT Potential | F11 | Industrial | Petroleum | Existing | Space Heating | Natural Gas | Insulation - Wall Cavity | A | Purchases (Cumulative) | Achievable Economic RVT Potential | 0 | 0 | 206.5306 | 561.7275 | 1104.7297 | 1851.8259 | 2786.2816 | 3857.6834 | 4991.6073 | 6105.9808 | 7128.1303 | 8007.0907 | 8718.4603 | 9262.2084 | 9655.9569 | 9926.8288 | 10104.2966 | 10215.2835 | 10281.6759 | 10325.8541 | 10325.8541 | 10325.8541 | 0
F1_Industrial_Petroleum_Existing_Space Heating_Natural Gas_Insulation - Ducting_A_Achievable Economic RVT Potential | F1 | Industrial | Petroleum | Existing | Space Heating | Natural Gas | Insulation - Ducting | A | Integrated Unit Energy Savings (kWh or therms) | Achievable Economic RVT Potential | 0 | 0 | 0.0014351 | 0.0014219 | 0.0014081 | 0.0013937 | 0.0013787 | 0.0013629 | 0.0013465 | 0.0013294 | 0.0013118 | 0.0012937 | 0.0012753 | 0.0012571 | 0.0012392 | 0.001222 | 0.0012058 | 0.0011908 | 0.0011771 | 0.0011645 | 0.0011528 | 0.0011418 | 0
F2_Industrial_Petroleum_Existing_Space Heating_Natural Gas_Insulation - Ducting_A_Achievable Economic RVT Potential | F2 | Industrial | Petroleum | Existing | Space Heating | Natural Gas | Insulation - Ducting | A | Integrated Unit Summer Peak Savings (kW) | Achievable Economic RVT Potential | 0 | 0 | 0 | 0 | 0 | 0 | 0 | 0 | 0 | 0 | 0 | 0 | 0 | 0 | 0 | 0 | 0 | 0 | 0 | 0 | 0 | 0 | 0
F3_Industrial_Petroleum_Existing_Space Heating_Natural Gas_Insulation - Ducting_A_Achievable Economic RVT Potential | F3 | Industrial | Petroleum | Existing | Space Heating | Natural Gas | Insulation - Ducting | A | Integrated Unit Winter Peak Savings (kW) | Achievable Economic RVT Potential | 0 | 0 | 0 | 0 | 0 | 0 | 0 | 0 | 0 | 0 | 0 | 0 | 0 | 0 | 0 | 0 | 0 | 0 | 0 | 0 | 0 | 0 | 0
F4_Industrial_Petroleum_Existing_Space Heating_Natural Gas_Insulation - Ducting_A_Achievable Economic RVT Potential | F4 | Industrial | Petroleum | Existing | Space Heating | Natural Gas | Insulation - Ducting | A | Incremental Energy Savings (MWh or mTherms) | Achievable Economic RVT Potential | 0 | 0 | 0 | 0 | 0 | 0 | 0 | 0 | 0 | 0 | 0 | 0 | 0 | 0 | 0 | 0 | 0 | 0 | 0 | 0 | 0 | 0 | 0
F5_Industrial_Petroleum_Existing_Space Heating_Natural Gas_Insulation - Ducting_A_Achievable Economic RVT Potential | F5 | Industrial | Petroleum | Existing | Space Heating | Natural Gas | Insulation - Ducting | A | Incremental Summer Peak Savings (MW) | Achievable Economic RVT Potential | 0 | 0 | 0 | 0 | 0 | 0 | 0 | 0 | 0 | 0 | 0 | 0 | 0 | 0 | 0 | 0 | 0 | 0 | 0 | 0 | 0 | 0 | 0
F6_Industrial_Petroleum_Existing_Space Heating_Natural Gas_Insulation - Ducting_A_Achievable Economic RVT Potential | F6 | Industrial | Petroleum | Existing | Space Heating | Natural Gas | Insulation - Ducting | A | Incremental Winter Peak Savings (MW) | Achievable Economic RVT Potential | 0 | 0 | 0 | 0 | 0 | 0 | 0 | 0 | 0 | 0 | 0 | 0 | 0 | 0 | 0 | 0 | 0 | 0 | 0 | 0 | 0 | 0 | 0
F7_Industrial_Petroleum_Existing_Space Heating_Natural Gas_Insulation - Ducting_A_Achievable Economic RVT Potential | F7 | Industrial | Petroleum | Existing | Space Heating | Natural Gas | Insulation - Ducting | A | Cumulative Energy Savings (MWh or mTherms) | Achievable Economic RVT Potential | 0 | 0 | 0 | 0 | 0 | 0 | 0 | 0 | 0 | 0 | 0 | 0 | 0 | 0 | 0 | 0 | 0 | 0 | 0 | 0 | 0 | 0 | 0
F8_Industrial_Petroleum_Existing_Space Heating_Natural Gas_Insulation - Ducting_A_Achievable Economic RVT Potential | F8 | Industrial | Petroleum | Existing | Space Heating | Natural Gas | Insulation - Ducting | A | Cumulative Summer Peak Savings (MW) | Achievable Economic RVT Potential | 0 | 0 | 0 | 0 | 0 | 0 | 0 | 0 | 0 | 0 | 0 | 0 | 0 | 0 | 0 | 0 | 0 | 0 | 0 | 0 | 0 | 0 | 0
F9_Industrial_Petroleum_Existing_Space Heating_Natural Gas_Insulation - Ducting_A_Achievable Economic RVT Potential | F9 | Industrial | Petroleum | Existing | Space Heating | Natural Gas | Insulation - Ducting | A | Cumulative Winter Peak Savings (MW) | Achievable Economic RVT Potential | 0 | 0 | 0 | 0 | 0 | 0 | 0 | 0 | 0 | 0 | 0 | 0 | 0 | 0 | 0 | 0 | 0 | 0 | 0 | 0 | 0 | 0 | 0
F10_Industrial_Petroleum_Existing_Space Heating_Natural Gas_Insulation - Ducting_A_Achievable Economic RVT Potential | F10 | Industrial | Petroleum | Existing | Space Heating | Natural Gas | Insulation - Ducting | A | Purchases (Incremental) | Achievable Economic RVT Potential | 0 | 0 | 0 | 0 | 0 | 0 | 0 | 0 | 0 | 0 | 0 | 0 | 0 | 0 | 0 | 0 | 0 | 0 | 0 | 0 | 0 | 0 | 0
F11_Industrial_Petroleum_Existing_Space Heating_Natural Gas_Insulation - Ducting_A_Achievable Economic RVT Potential | F11 | Industrial | Petroleum | Existing | Space Heating | Natural Gas | Insulation - Ducting | A | Purchases (Cumulative) | Achievable Economic RVT Potential | 0 | 0 | 0 | 0 | 0 | 0 | 0 | 0 | 0 | 0 | 0 | 0 | 0 | 0 | 0 | 0 | 0 | 0 | 0 | 0 | 0 | 0 | 0
F1_Industrial_Petroleum_Existing_Space Heating_Natural Gas_HVAC - Duct Repair and Sealing_A_Achievable Economic RVT Potential | F1 | Industrial | Petroleum | Existing | Space Heating | Natural Gas | HVAC - Duct Repair and Sealing | A | Integrated Unit Energy Savings (kWh or therms) | Achievable Economic RVT Potential | 0 | 0 | 0.004059 | 0.0040217 | 0.0039827 | 0.0039421 | 0.0038998 | 0.0038556 | 0.0038096 | 0.0037618 | 0.0037123 | 0.0036616 | 0.0036103 | 0.003559 | 0.0035087 | 0.0034604 | 0.0034149 | 0.0033726 | 0.0033338 | 0.0032982 | 0.0032654 | 0.0032343 | 0
F2_Industrial_Petroleum_Existing_Space Heating_Natural Gas_HVAC - Duct Repair and Sealing_A_Achievable Economic RVT Potential | F2 | Industrial | Petroleum | Existing | Space Heating | Natural Gas | HVAC - Duct Repair and Sealing | A | Integrated Unit Summer Peak Savings (kW) | Achievable Economic RVT Potential | 0 | 0 | 0 | 0 | 0 | 0 | 0 | 0 | 0 | 0 | 0 | 0 | 0 | 0 | 0 | 0 | 0 | 0 | 0 | 0 | 0 | 0 | 0
F3_Industrial_Petroleum_Existing_Space Heating_Natural Gas_HVAC - Duct Repair and Sealing_A_Achievable Economic RVT Potential | F3 | Industrial | Petroleum | Existing | Space Heating | Natural Gas | HVAC - Duct Repair and Sealing | A | Integrated Unit Winter Peak Savings (kW) | Achievable Economic RVT Potential | 0 | 0 | 0 | 0 | 0 | 0 | 0 | 0 | 0 | 0 | 0 | 0 | 0 | 0 | 0 | 0 | 0 | 0 | 0 | 0 | 0 | 0 | 0
F4_Industrial_Petroleum_Existing_Space Heating_Natural Gas_HVAC - Duct Repair and Sealing_A_Achievable Economic RVT Potential | F4 | Industrial | Petroleum | Existing | Space Heating | Natural Gas | HVAC - Duct Repair and Sealing | A | Incremental Energy Savings (MWh or mTherms) | Achievable Economic RVT Potential | 0 | 0 | 0 | 0 | 0 | 0 | 0 | 0 | 0 | 0 | 0 | 0 | 0 | 0 | 0 | 0 | 0 | 0 | 0 | 0 | 0 | 0 | 0
F5_Industrial_Petroleum_Existing_Space Heating_Natural Gas_HVAC - Duct Repair and Sealing_A_Achievable Economic RVT Potential | F5 | Industrial | Petroleum | Existing | Space Heating | Natural Gas | HVAC - Duct Repair and Sealing | A | Incremental Summer Peak Savings (MW) | Achievable Economic RVT Potential | 0 | 0 | 0 | 0 | 0 | 0 | 0 | 0 | 0 | 0 | 0 | 0 | 0 | 0 | 0 | 0 | 0 | 0 | 0 | 0 | 0 | 0 | 0
F6_Industrial_Petroleum_Existing_Space Heating_Natural Gas_HVAC - Duct Repair and Sealing_A_Achievable Economic RVT Potential | F6 | Industrial | Petroleum | Existing | Space Heating | Natural Gas | HVAC - Duct Repair and Sealing | A | Incremental Winter Peak Savings (MW) | Achievable Economic RVT Potential | 0 | 0 | 0 | 0 | 0 | 0 | 0 | 0 | 0 | 0 | 0 | 0 | 0 | 0 | 0 | 0 | 0 | 0 | 0 | 0 | 0 | 0 | 0
F7_Industrial_Petroleum_Existing_Space Heating_Natural Gas_HVAC - Duct Repair and Sealing_A_Achievable Economic RVT Potential | F7 | Industrial | Petroleum | Existing | Space Heating | Natural Gas | HVAC - Duct Repair and Sealing | A | Cumulative Energy Savings (MWh or mTherms) | Achievable Economic RVT Potential | 0 | 0 | 0 | 0 | 0 | 0 | 0 | 0 | 0 | 0 | 0 | 0 | 0 | 0 | 0 | 0 | 0 | 0 | 0 | 0 | 0 | 0 | 0
F8_Industrial_Petroleum_Existing_Space Heating_Natural Gas_HVAC - Duct Repair and Sealing_A_Achievable Economic RVT Potential | F8 | Industrial | Petroleum | Existing | Space Heating | Natural Gas | HVAC - Duct Repair and Sealing | A | Cumulative Summer Peak Savings (MW) | Achievable Economic RVT Potential | 0 | 0 | 0 | 0 | 0 | 0 | 0 | 0 | 0 | 0 | 0 | 0 | 0 | 0 | 0 | 0 | 0 | 0 | 0 | 0 | 0 | 0 | 0
F9_Industrial_Petroleum_Existing_Space Heating_Natural Gas_HVAC - Duct Repair and Sealing_A_Achievable Economic RVT Potential | F9 | Industrial | Petroleum | Existing | Space Heating | Natural Gas | HVAC - Duct Repair and Sealing | A | Cumulative Winter Peak Savings (MW) | Achievable Economic RVT Potential | 0 | 0 | 0 | 0 | 0 | 0 | 0 | 0 | 0 | 0 | 0 | 0 | 0 | 0 | 0 | 0 | 0 | 0 | 0 | 0 | 0 | 0 | 0
F10_Industrial_Petroleum_Existing_Space Heating_Natural Gas_HVAC - Duct Repair and Sealing_A_Achievable Economic RVT Potential | F10 | Industrial | Petroleum | Existing | Space Heating | Natural Gas | HVAC - Duct Repair and Sealing | A | Purchases (Incremental) | Achievable Economic RVT Potential | 0 | 0 | 0 | 0 | 0 | 0 | 0 | 0 | 0 | 0 | 0 | 0 | 0 | 0 | 0 | 0 | 0 | 0 | 0 | 0 | 0 | 0 | 0
F11_Industrial_Petroleum_Existing_Space Heating_Natural Gas_HVAC - Duct Repair and Sealing_A_Achievable Economic RVT Potential | F11 | Industrial | Petroleum | Existing | Space Heating | Natural Gas | HVAC - Duct Repair and Sealing | A | Purchases (Cumulative) | Achievable Economic RVT Potential | 0 | 0 | 0 | 0 | 0 | 0 | 0 | 0 | 0 | 0 | 0 | 0 | 0 | 0 | 0 | 0 | 0 | 0 | 0 | 0 | 0 | 0 | 0
F1_Industrial_Petroleum_Existing_Space Heating_Natural Gas_Windows - High Efficiency_A_Achievable Economic RVT Potential | F1 | Industrial | Petroleum | Existing | Space Heating | Natural Gas | Windows - High Efficiency | A | Integrated Unit Energy Savings (kWh or therms) | Achievable Economic RVT Potential | 0 | 0 | 0.0077039 | 0.0076378 | 0.0075685 | 0.007496 | 0.0074199 | 0.00734 | 0.0072562 | 0.0071685 | 0.0070774 | 0.0069835 | 0.006888 | 0.0067926 | 0.0066989 | 0.0066088 | 0.006524 | 0.0064452 | 0.0063731 | 0.0063071 | 0.0062461 | 0.0061884 | 0
F2_Industrial_Petroleum_Existing_Space Heating_Natural Gas_Windows - High Efficiency_A_Achievable Economic RVT Potential | F2 | Industrial | Petroleum | Existing | Space Heating | Natural Gas | Windows - High Efficiency | A | Integrated Unit Summer Peak Savings (kW) | Achievable Economic RVT Potential | 0 | 0 | 0 | 0 | 0 | 0 | 0 | 0 | 0 | 0 | 0 | 0 | 0 | 0 | 0 | 0 | 0 | 0 | 0 | 0 | 0 | 0 | 0
F3_Industrial_Petroleum_Existing_Space Heating_Natural Gas_Windows - High Efficiency_A_Achievable Economic RVT Potential | F3 | Industrial | Petroleum | Existing | Space Heating | Natural Gas | Windows - High Efficiency | A | Integrated Unit Winter Peak Savings (kW) | Achievable Economic RVT Potential | 0 | 0 | 0 | 0 | 0 | 0 | 0 | 0 | 0 | 0 | 0 | 0 | 0 | 0 | 0 | 0 | 0 | 0 | 0 | 0 | 0 | 0 | 0
F4_Industrial_Petroleum_Existing_Space Heating_Natural Gas_Windows - High Efficiency_A_Achievable Economic RVT Potential | F4 | Industrial | Petroleum | Existing | Space Heating | Natural Gas | Windows - High Efficiency | A | Incremental Energy Savings (MWh or mTherms) | Achievable Economic RVT Potential | 0 | 0 | 0 | 0 | 0 | 0 | 0 | 0 | 0 | 0 | 0 | 0 | 0 | 0 | 0 | 0 | 0 | 0 | 0 | 0 | 0 | 0 | 0
F5_Industrial_Petroleum_Existing_Space Heating_Natural Gas_Windows - High Efficiency_A_Achievable Economic RVT Potential | F5 | Industrial | Petroleum | Existing | Space Heating | Natural Gas | Windows - High Efficiency | A | Incremental Summer Peak Savings (MW) | Achievable Economic RVT Potential | 0 | 0 | 0 | 0 | 0 | 0 | 0 | 0 | 0 | 0 | 0 | 0 | 0 | 0 | 0 | 0 | 0 | 0 | 0 | 0 | 0 | 0 | 0
F6_Industrial_Petroleum_Existing_Space Heating_Natural Gas_Windows - High Efficiency_A_Achievable Economic RVT Potential | F6 | Industrial | Petroleum | Existing | Space Heating | Natural Gas | Windows - High Efficiency | A | Incremental Winter Peak Savings (MW) | Achievable Economic RVT Potential | 0 | 0 | 0 | 0 | 0 | 0 | 0 | 0 | 0 | 0 | 0 | 0 | 0 | 0 | 0 | 0 | 0 | 0 | 0 | 0 | 0 | 0 | 0
F7_Industrial_Petroleum_Existing_Space Heating_Natural Gas_Windows - High Efficiency_A_Achievable Economic RVT Potential | F7 | Industrial | Petroleum | Existing | Space Heating | Natural Gas | Windows - High Efficiency | A | Cumulative Energy Savings (MWh or mTherms) | Achievable Economic RVT Potential | 0 | 0 | 0 | 0 | 0 | 0 | 0 | 0 | 0 | 0 | 0 | 0 | 0 | 0 | 0 | 0 | 0 | 0 | 0 | 0 | 0 | 0 | 0
F8_Industrial_Petroleum_Existing_Space Heating_Natural Gas_Windows - High Efficiency_A_Achievable Economic RVT Potential | F8 | Industrial | Petroleum | Existing | Space Heating | Natural Gas | Windows - High Efficiency | A | Cumulative Summer Peak Savings (MW) | Achievable Economic RVT Potential | 0 | 0 | 0 | 0 | 0 | 0 | 0 | 0 | 0 | 0 | 0 | 0 | 0 | 0 | 0 | 0 | 0 | 0 | 0 | 0 | 0 | 0 | 0
F9_Industrial_Petroleum_Existing_Space Heating_Natural Gas_Windows - High Efficiency_A_Achievable Economic RVT Potential | F9 | Industrial | Petroleum | Existing | Space Heating | Natural Gas | Windows - High Efficiency | A | Cumulative Winter Peak Savings (MW) | Achievable Economic RVT Potential | 0 | 0 | 0 | 0 | 0 | 0 | 0 | 0 | 0 | 0 | 0 | 0 | 0 | 0 | 0 | 0 | 0 | 0 | 0 | 0 | 0 | 0 | 0
F10_Industrial_Petroleum_Existing_Space Heating_Natural Gas_Windows - High Efficiency_A_Achievable Economic RVT Potential | F10 | Industrial | Petroleum | Existing | Space Heating | Natural Gas | Windows - High Efficiency | A | Purchases (Incremental) | Achievable Economic RVT Potential | 0 | 0 | 0 | 0 | 0 | 0 | 0 | 0 | 0 | 0 | 0 | 0 | 0 | 0 | 0 | 0 | 0 | 0 | 0 | 0 | 0 | 0 | 0
F11_Industrial_Petroleum_Existing_Space Heating_Natural Gas_Windows - High Efficiency_A_Achievable Economic RVT Potential | F11 | Industrial | Petroleum | Existing | Space Heating | Natural Gas | Windows - High Efficiency | A | Purchases (Cumulative) | Achievable Economic RVT Potential | 0 | 0 | 0 | 0 | 0 | 0 | 0 | 0 | 0 | 0 | 0 | 0 | 0 | 0 | 0 | 0 | 0 | 0 | 0 | 0 | 0 | 0 | 0
F1_Industrial_Petroleum_Existing_Space Heating_Natural Gas_Gas Boiler - Maintenance_A_Achievable Economic RVT Potential | F1 | Industrial | Petroleum | Existing | Space Heating | Natural Gas | Gas Boiler - Maintenance | A | Integrated Unit Energy Savings (kWh or therms) | Achievable Economic RVT Potential | 0 | 0 | 106.5324 | 106.1933 | 105.8402 | 105.4778 | 105.1092 | 104.7375 | 104.3654 | 103.9944 | 103.6255 | 103.2596 | 102.9002 | 102.5478 | 102.2027 | 101.8655 | 101.5363 | 101.2153 | 100.903 | 100.5973 | 100.2985 | 100.0064 | 0
F2_Industrial_Petroleum_Existing_Space Heating_Natural Gas_Gas Boiler - Maintenance_A_Achievable Economic RVT Potential | F2 | Industrial | Petroleum | Existing | Space Heating | Natural Gas | Gas Boiler - Maintenance | A | Integrated Unit Summer Peak Savings (kW) | Achievable Economic RVT Potential | 0 | 0 | 0 | 0 | 0 | 0 | 0 | 0 | 0 | 0 | 0 | 0 | 0 | 0 | 0 | 0 | 0 | 0 | 0 | 0 | 0 | 0 | 0
F3_Industrial_Petroleum_Existing_Space Heating_Natural Gas_Gas Boiler - Maintenance_A_Achievable Economic RVT Potential | F3 | Industrial | Petroleum | Existing | Space Heating | Natural Gas | Gas Boiler - Maintenance | A | Integrated Unit Winter Peak Savings (kW) | Achievable Economic RVT Potential | 0 | 0 | 0 | 0 | 0 | 0 | 0 | 0 | 0 | 0 | 0 | 0 | 0 | 0 | 0 | 0 | 0 | 0 | 0 | 0 | 0 | 0 | 0
F4_Industrial_Petroleum_Existing_Space Heating_Natural Gas_Gas Boiler - Maintenance_A_Achievable Economic RVT Potential | F4 | Industrial | Petroleum | Existing | Space Heating | Natural Gas | Gas Boiler - Maintenance | A | Incremental Energy Savings (MWh or mTherms) | Achievable Economic RVT Potential | 0 | 0 | 0.00046855 | 0.00032173 | 0.00021816 | 0.0001664 | 0.00014278 | 0.00012099 | 0.0001015 | 8.4447e-05 | 6.9771e-05 | 5.7305e-05 | 4.6829e-05 | 3.5719e-05 | 2.7247e-05 | 2.0785e-05 | 1.5857e-05 | 1.4264e-05 | 1.0937e-05 | 9.2272e-06 | 7.5829e-06 | 6.0015e-06 | 0
F5_Industrial_Petroleum_Existing_Space Heating_Natural Gas_Gas Boiler - Maintenance_A_Achievable Economic RVT Potential | F5 | Industrial | Petroleum | Existing | Space Heating | Natural Gas | Gas Boiler - Maintenance | A | Incremental Summer Peak Savings (MW) | Achievable Economic RVT Potential | 0 | 0 | 0 | 0 | 0 | 0 | 0 | 0 | 0 | 0 | 0 | 0 | 0 | 0 | 0 | 0 | 0 | 0 | 0 | 0 | 0 | 0 | 0
F6_Industrial_Petroleum_Existing_Space Heating_Natural Gas_Gas Boiler - Maintenance_A_Achievable Economic RVT Potential | F6 | Industrial | Petroleum | Existing | Space Heating | Natural Gas | Gas Boiler - Maintenance | A | Incremental Winter Peak Savings (MW) | Achievable Economic RVT Potential | 0 | 0 | 0 | 0 | 0 | 0 | 0 | 0 | 0 | 0 | 0 | 0 | 0 | 0 | 0 | 0 | 0 | 0 | 0 | 0 | 0 | 0 | 0
F7_Industrial_Petroleum_Existing_Space Heating_Natural Gas_Gas Boiler - Maintenance_A_Achievable Economic RVT Potential | F7 | Industrial | Petroleum | Existing | Space Heating | Natural Gas | Gas Boiler - Maintenance | A | Cumulative Energy Savings (MWh or mTherms) | Achievable Economic RVT Potential | 0 | 0 | 0.00046855 | 0.00078879 | 0.0010043 | 0.0011673 | 0.001306 | 0.0014224 | 0.0015188 | 0.0015978 | 0.0016619 | 0.0017134 | 0.0017543 | 0.001784 | 0.0018052 | 0.00182 | 0.00183 | 0.0018385 | 0.0018438 | 0.0018474 | 0.0018495 | 0.0018501 | 0
F8_Industrial_Petroleum_Existing_Space Heating_Natural Gas_Gas Boiler - Maintenance_A_Achievable Economic RVT Potential | F8 | Industrial | Petroleum | Existing | Space Heating | Natural Gas | Gas Boiler - Maintenance | A | Cumulative Summer Peak Savings (MW) | Achievable Economic RVT Potential | 0 | 0 | 0 | 0 | 0 | 0 | 0 | 0 | 0 | 0 | 0 | 0 | 0 | 0 | 0 | 0 | 0 | 0 | 0 | 0 | 0 | 0 | 0
F9_Industrial_Petroleum_Existing_Space Heating_Natural Gas_Gas Boiler - Maintenance_A_Achievable Economic RVT Potential | F9 | Industrial | Petroleum | Existing | Space Heating | Natural Gas | Gas Boiler - Maintenance | A | Cumulative Winter Peak Savings (MW) | Achievable Economic RVT Potential | 0 | 0 | 0 | 0 | 0 | 0 | 0 | 0 | 0 | 0 | 0 | 0 | 0 | 0 | 0 | 0 | 0 | 0 | 0 | 0 | 0 | 0 | 0
F10_Industrial_Petroleum_Existing_Space Heating_Natural Gas_Gas Boiler - Maintenance_A_Achievable Economic RVT Potential | F10 | Industrial | Petroleum | Existing | Space Heating | Natural Gas | Gas Boiler - Maintenance | A | Purchases (Incremental) | Achievable Economic RVT Potential | 0 | 0 | 0.0043982 | 0.0030297 | 0.0020612 | 0.0015776 | 0.0013584 | 0.0011552 | 0.00097255 | 0.00081203 | 0.0006733 | 0.00055496 | 0.00045509 | 0.00034832 | 0.00026659 | 0.00020404 | 0.00015617 | 0.00014092 | 0.00010839 | 9.1724e-05 | 7.5603e-05 | 6.0011e-05 | 0
F11_Industrial_Petroleum_Existing_Space Heating_Natural Gas_Gas Boiler - Maintenance_A_Achievable Economic RVT Potential | F11 | Industrial | Petroleum | Existing | Space Heating | Natural Gas | Gas Boiler - Maintenance | A | Purchases (Cumulative) | Achievable Economic RVT Potential | 0 | 0 | 0.0043982 | 0.0074279 | 0.0094891 | 0.011067 | 0.012425 | 0.01358 | 0.014553 | 0.015365 | 0.016038 | 0.016593 | 0.017048 | 0.017396 | 0.017663 | 0.017867 | 0.018023 | 0.018164 | 0.018273 | 0.018364 | 0.01844 | 0.0185 | 0
F1_Industrial_Petroleum_Existing_Process_Natural Gas_Gas Boiler - Maintenance_A_Achievable Economic RVT Potential | F1 | Industrial | Petroleum | Existing | Process | Natural Gas | Gas Boiler - Maintenance | A | Integrated Unit Energy Savings (kWh or therms) | Achievable Economic RVT Potential | 0 | 0 | 536.7637 | 536.7637 | 536.7637 | 536.7637 | 536.7637 | 536.7637 | 536.7637 | 536.7637 | 536.7637 | 536.7637 | 536.7637 | 536.7637 | 536.7637 | 536.7637 | 536.7637 | 536.7637 | 536.7637 | 536.7637 | 536.7637 | 536.7637 | 0
F2_Industrial_Petroleum_Existing_Process_Natural Gas_Gas Boiler - Maintenance_A_Achievable Economic RVT Potential | F2 | Industrial | Petroleum | Existing | Process | Natural Gas | Gas Boiler - Maintenance | A | Integrated Unit Summer Peak Savings (kW) | Achievable Economic RVT Potential | 0 | 0 | 0 | 0 | 0 | 0 | 0 | 0 | 0 | 0 | 0 | 0 | 0 | 0 | 0 | 0 | 0 | 0 | 0 | 0 | 0 | 0 | 0
F3_Industrial_Petroleum_Existing_Process_Natural Gas_Gas Boiler - Maintenance_A_Achievable Economic RVT Potential | F3 | Industrial | Petroleum | Existing | Process | Natural Gas | Gas Boiler - Maintenance | A | Integrated Unit Winter Peak Savings (kW) | Achievable Economic RVT Potential | 0 | 0 | 0 | 0 | 0 | 0 | 0 | 0 | 0 | 0 | 0 | 0 | 0 | 0 | 0 | 0 | 0 | 0 | 0 | 0 | 0 | 0 | 0
F4_Industrial_Petroleum_Existing_Process_Natural Gas_Gas Boiler - Maintenance_A_Achievable Economic RVT Potential | F4 | Industrial | Petroleum | Existing | Process | Natural Gas | Gas Boiler - Maintenance | A | Incremental Energy Savings (MWh or mTherms) | Achievable Economic RVT Potential | 0 | 0 | 0.18748 | 0.12914 | 0.08786 | 0.067245 | 0.057901 | 0.04924 | 0.041456 | 0.034614 | 0.0287 | 0.023656 | 0.019399 | 0.014847 | 0.011364 | 0.0086975 | 0.0066569 | 0.006007 | 0.0046201 | 0.0039098 | 0.0032227 | 0.002558 | 0
F5_Industrial_Petroleum_Existing_Process_Natural Gas_Gas Boiler - Maintenance_A_Achievable Economic RVT Potential | F5 | Industrial | Petroleum | Existing | Process | Natural Gas | Gas Boiler - Maintenance | A | Incremental Summer Peak Savings (MW) | Achievable Economic RVT Potential | 0 | 0 | 0 | 0 | 0 | 0 | 0 | 0 | 0 | 0 | 0 | 0 | 0 | 0 | 0 | 0 | 0 | 0 | 0 | 0 | 0 | 0 | 0
F6_Industrial_Petroleum_Existing_Process_Natural Gas_Gas Boiler - Maintenance_A_Achievable Economic RVT Potential | F6 | Industrial | Petroleum | Existing | Process | Natural Gas | Gas Boiler - Maintenance | A | Incremental Winter Peak Savings (MW) | Achievable Economic RVT Potential | 0 | 0 | 0 | 0 | 0 | 0 | 0 | 0 | 0 | 0 | 0 | 0 | 0 | 0 | 0 | 0 | 0 | 0 | 0 | 0 | 0 | 0 | 0
F7_Industrial_Petroleum_Existing_Process_Natural Gas_Gas Boiler - Maintenance_A_Achievable Economic RVT Potential | F7 | Industrial | Petroleum | Existing | Process | Natural Gas | Gas Boiler - Maintenance | A | Cumulative Energy Savings (MWh or mTherms) | Achievable Economic RVT Potential | 0 | 0 | 0.18748 | 0.31662 | 0.40448 | 0.47173 | 0.52963 | 0.57887 | 0.62032 | 0.65494 | 0.68364 | 0.70729 | 0.72669 | 0.74154 | 0.7529 | 0.7616 | 0.76826 | 0.77426 | 0.77888 | 0.78279 | 0.78602 | 0.78857 | 0
F8_Industrial_Petroleum_Existing_Process_Natural Gas_Gas Boiler - Maintenance_A_Achievable Economic RVT Potential | F8 | Industrial | Petroleum | Existing | Process | Natural Gas | Gas Boiler - Maintenance | A | Cumulative Summer Peak Savings (MW) | Achievable Economic RVT Potential | 0 | 0 | 0 | 0 | 0 | 0 | 0 | 0 | 0 | 0 | 0 | 0 | 0 | 0 | 0 | 0 | 0 | 0 | 0 | 0 | 0 | 0 | 0
F9_Industrial_Petroleum_Existing_Process_Natural Gas_Gas Boiler - Maintenance_A_Achievable Economic RVT Potential | F9 | Industrial | Petroleum | Existing | Process | Natural Gas | Gas Boiler - Maintenance | A | Cumulative Winter Peak Savings (MW) | Achievable Economic RVT Potential | 0 | 0 | 0 | 0 | 0 | 0 | 0 | 0 | 0 | 0 | 0 | 0 | 0 | 0 | 0 | 0 | 0 | 0 | 0 | 0 | 0 | 0 | 0
F10_Industrial_Petroleum_Existing_Process_Natural Gas_Gas Boiler - Maintenance_A_Achievable Economic RVT Potential | F10 | Industrial | Petroleum | Existing | Process | Natural Gas | Gas Boiler - Maintenance | A | Purchases (Incremental) | Achievable Economic RVT Potential | 0 | 0 | 0.34928 | 0.24059 | 0.16368 | 0.12528 | 0.10787 | 0.091735 | 0.077233 | 0.064486 | 0.053469 | 0.044071 | 0.03614 | 0.027661 | 0.021171 | 0.016204 | 0.012402 | 0.011191 | 0.0086073 | 0.0072841 | 0.0060039 | 0.0047657 | 0
F11_Industrial_Petroleum_Existing_Process_Natural Gas_Gas Boiler - Maintenance_A_Achievable Economic RVT Potential | F11 | Industrial | Petroleum | Existing | Process | Natural Gas | Gas Boiler - Maintenance | A | Purchases (Cumulative) | Achievable Economic RVT Potential | 0 | 0 | 0.34928 | 0.58987 | 0.75355 | 0.87883 | 0.98671 | 1.0784 | 1.1557 | 1.2202 | 1.2736 | 1.3177 | 1.3538 | 1.3815 | 1.4027 | 1.4189 | 1.4313 | 1.4425 | 1.4511 | 1.4584 | 1.4644 | 1.4691 | 0
F1_Industrial_Petroleum_Existing_Space Heating_Natural Gas_Gas Furnace - Maintenance_A_Achievable Economic RVT Potential | F1 | Industrial | Petroleum | Existing | Space Heating | Natural Gas | Gas Furnace - Maintenance | A | Integrated Unit Energy Savings (kWh or therms) | Achievable Economic RVT Potential | 0 | 0 | 0.0093669 | 0.0092806 | 0.0091905 | 0.0090965 | 0.0089982 | 0.0088955 | 0.0087884 | 0.0086769 | 0.0085616 | 0.0084435 | 0.0083239 | 0.0082047 | 0.0080879 | 0.0079757 | 0.0078702 | 0.0077722 | 0.0076824 | 0.0076002 | 0.0075243 | 0.0074523 | 0
F2_Industrial_Petroleum_Existing_Space Heating_Natural Gas_Gas Furnace - Maintenance_A_Achievable Economic RVT Potential | F2 | Industrial | Petroleum | Existing | Space Heating | Natural Gas | Gas Furnace - Maintenance | A | Integrated Unit Summer Peak Savings (kW) | Achievable Economic RVT Potential | 0 | 0 | 0 | 0 | 0 | 0 | 0 | 0 | 0 | 0 | 0 | 0 | 0 | 0 | 0 | 0 | 0 | 0 | 0 | 0 | 0 | 0 | 0
F3_Industrial_Petroleum_Existing_Space Heating_Natural Gas_Gas Furnace - Maintenance_A_Achievable Economic RVT Potential | F3 | Industrial | Petroleum | Existing | Space Heating | Natural Gas | Gas Furnace - Maintenance | A | Integrated Unit Winter Peak Savings (kW) | Achievable Economic RVT Potential | 0 | 0 | 0 | 0 | 0 | 0 | 0 | 0 | 0 | 0 | 0 | 0 | 0 | 0 | 0 | 0 | 0 | 0 | 0 | 0 | 0 | 0 | 0
F4_Industrial_Petroleum_Existing_Space Heating_Natural Gas_Gas Furnace - Maintenance_A_Achievable Economic RVT Potential | F4 | Industrial | Petroleum | Existing | Space Heating | Natural Gas | Gas Furnace - Maintenance | A | Incremental Energy Savings (MWh or mTherms) | Achievable Economic RVT Potential | 0 | 0 | 0 | 0 | 0 | 0 | 0 | 0 | 0 | 0 | 0 | 0 | 0 | 0 | 0 | 0 | 0 | 0 | 0 | 0 | 0 | 0 | 0
F5_Industrial_Petroleum_Existing_Space Heating_Natural Gas_Gas Furnace - Maintenance_A_Achievable Economic RVT Potential | F5 | Industrial | Petroleum | Existing | Space Heating | Natural Gas | Gas Furnace - Maintenance | A | Incremental Summer Peak Savings (MW) | Achievable Economic RVT Potential | 0 | 0 | 0 | 0 | 0 | 0 | 0 | 0 | 0 | 0 | 0 | 0 | 0 | 0 | 0 | 0 | 0 | 0 | 0 | 0 | 0 | 0 | 0
F6_Industrial_Petroleum_Existing_Space Heating_Natural Gas_Gas Furnace - Maintenance_A_Achievable Economic RVT Potential | F6 | Industrial | Petroleum | Existing | Space Heating | Natural Gas | Gas Furnace - Maintenance | A | Incremental Winter Peak Savings (MW) | Achievable Economic RVT Potential | 0 | 0 | 0 | 0 | 0 | 0 | 0 | 0 | 0 | 0 | 0 | 0 | 0 | 0 | 0 | 0 | 0 | 0 | 0 | 0 | 0 | 0 | 0
F7_Industrial_Petroleum_Existing_Space Heating_Natural Gas_Gas Furnace - Maintenance_A_Achievable Economic RVT Potential | F7 | Industrial | Petroleum | Existing | Space Heating | Natural Gas | Gas Furnace - Maintenance | A | Cumulative Energy Savings (MWh or mTherms) | Achievable Economic RVT Potential | 0 | 0 | 0 | 0 | 0 | 0 | 0 | 0 | 0 | 0 | 0 | 0 | 0 | 0 | 0 | 0 | 0 | 0 | 0 | 0 | 0 | 0 | 0
F8_Industrial_Petroleum_Existing_Space Heating_Natural Gas_Gas Furnace - Maintenance_A_Achievable Economic RVT Potential | F8 | Industrial | Petroleum | Existing | Space Heating | Natural Gas | Gas Furnace - Maintenance | A | Cumulative Summer Peak Savings (MW) | Achievable Economic RVT Potential | 0 | 0 | 0 | 0 | 0 | 0 | 0 | 0 | 0 | 0 | 0 | 0 | 0 | 0 | 0 | 0 | 0 | 0 | 0 | 0 | 0 | 0 | 0
F9_Industrial_Petroleum_Existing_Space Heating_Natural Gas_Gas Furnace - Maintenance_A_Achievable Economic RVT Potential | F9 | Industrial | Petroleum | Existing | Space Heating | Natural Gas | Gas Furnace - Maintenance | A | Cumulative Winter Peak Savings (MW) | Achievable Economic RVT Potential | 0 | 0 | 0 | 0 | 0 | 0 | 0 | 0 | 0 | 0 | 0 | 0 | 0 | 0 | 0 | 0 | 0 | 0 | 0 | 0 | 0 | 0 | 0
F10_Industrial_Petroleum_Existing_Space Heating_Natural Gas_Gas Furnace - Maintenance_A_Achievable Economic RVT Potential | F10 | Industrial | Petroleum | Existing | Space Heating | Natural Gas | Gas Furnace - Maintenance | A | Purchases (Incremental) | Achievable Economic RVT Potential | 0 | 0 | 0 | 0 | 0 | 0 | 0 | 0 | 0 | 0 | 0 | 0 | 0 | 0 | 0 | 0 | 0 | 0 | 0 | 0 | 0 | 0 | 0
F11_Industrial_Petroleum_Existing_Space Heating_Natural Gas_Gas Furnace - Maintenance_A_Achievable Economic RVT Potential | F11 | Industrial | Petroleum | Existing | Space Heating | Natural Gas | Gas Furnace - Maintenance | A | Purchases (Cumulative) | Achievable Economic RVT Potential | 0 | 0 | 0 | 0 | 0 | 0 | 0 | 0 | 0 | 0 | 0 | 0 | 0 | 0 | 0 | 0 | 0 | 0 | 0 | 0 | 0 | 0 | 0
F1_Industrial_Petroleum_Existing_Space Heating_Natural Gas_Gas Boiler - Hot Water Reset_A_Achievable Economic RVT Potential | F1 | Industrial | Petroleum | Existing | Space Heating | Natural Gas | Gas Boiler - Hot Water Reset | A | Integrated Unit Energy Savings (kWh or therms) | Achievable Economic RVT Potential | 0 | 0 | 386.9577 | 385.2969 | 383.5885 | 381.8461 | 380.0782 | 378.2971 | 376.5116 | 374.727 | 372.947 | 371.1745 | 369.4215 | 367.6901 | 365.9813 | 364.2962 | 362.6353 | 360.9989 | 359.3884 | 357.7967 | 356.2239 | 354.6697 | 0
F2_Industrial_Petroleum_Existing_Space Heating_Natural Gas_Gas Boiler - Hot Water Reset_A_Achievable Economic RVT Potential | F2 | Industrial | Petroleum | Existing | Space Heating | Natural Gas | Gas Boiler - Hot Water Reset | A | Integrated Unit Summer Peak Savings (kW) | Achievable Economic RVT Potential | 0 | 0 | 0 | 0 | 0 | 0 | 0 | 0 | 0 | 0 | 0 | 0 | 0 | 0 | 0 | 0 | 0 | 0 | 0 | 0 | 0 | 0 | 0
F3_Industrial_Petroleum_Existing_Space Heating_Natural Gas_Gas Boiler - Hot Water Reset_A_Achievable Economic RVT Potential | F3 | Industrial | Petroleum | Existing | Space Heating | Natural Gas | Gas Boiler - Hot Water Reset | A | Integrated Unit Winter Peak Savings (kW) | Achievable Economic RVT Potential | 0 | 0 | 0 | 0 | 0 | 0 | 0 | 0 | 0 | 0 | 0 | 0 | 0 | 0 | 0 | 0 | 0 | 0 | 0 | 0 | 0 | 0 | 0
F4_Industrial_Petroleum_Existing_Space Heating_Natural Gas_Gas Boiler - Hot Water Reset_A_Achievable Economic RVT Potential | F4 | Industrial | Petroleum | Existing | Space Heating | Natural Gas | Gas Boiler - Hot Water Reset | A | Incremental Energy Savings (MWh or mTherms) | Achievable Economic RVT Potential | 0 | 0 | 0.00082712 | 0.00099377 | 0.0011898 | 0.0013512 | 0.0015076 | 0.0017241 | 0.00185 | 0.0018485 | 0.0017038 | 0.0014325 | 0.0010843 | 0.00070192 | 0.00039868 | 0.00018778 | 7.7718e-05 | 2.7649e-05 | 8.4494e-06 | 1.8018e-06 | 2.8978e-07 | 3.4035e-08 | 0
F5_Industrial_Petroleum_Existing_Space Heating_Natural Gas_Gas Boiler - Hot Water Reset_A_Achievable Economic RVT Potential | F5 | Industrial | Petroleum | Existing | Space Heating | Natural Gas | Gas Boiler - Hot Water Reset | A | Incremental Summer Peak Savings (MW) | Achievable Economic RVT Potential | 0 | 0 | 0 | 0 | 0 | 0 | 0 | 0 | 0 | 0 | 0 | 0 | 0 | 0 | 0 | 0 | 0 | 0 | 0 | 0 | 0 | 0 | 0
F6_Industrial_Petroleum_Existing_Space Heating_Natural Gas_Gas Boiler - Hot Water Reset_A_Achievable Economic RVT Potential | F6 | Industrial | Petroleum | Existing | Space Heating | Natural Gas | Gas Boiler - Hot Water Reset | A | Incremental Winter Peak Savings (MW) | Achievable Economic RVT Potential | 0 | 0 | 0 | 0 | 0 | 0 | 0 | 0 | 0 | 0 | 0 | 0 | 0 | 0 | 0 | 0 | 0 | 0 | 0 | 0 | 0 | 0 | 0
F7_Industrial_Petroleum_Existing_Space Heating_Natural Gas_Gas Boiler - Hot Water Reset_A_Achievable Economic RVT Potential | F7 | Industrial | Petroleum | Existing | Space Heating | Natural Gas | Gas Boiler - Hot Water Reset | A | Cumulative Energy Savings (MWh or mTherms) | Achievable Economic RVT Potential | 0 | 0 | 0.00082712 | 0.0018173 | 0.0029991 | 0.0043367 | 0.0058243 | 0.0075211 | 0.0093356 | 0.01114 | 0.012791 | 0.014162 | 0.01518 | 0.015811 | 0.016136 | 0.016249 | 0.016253 | 0.016207 | 0.016143 | 0.016074 | 0.016003 | 0.015934 | 0
F8_Industrial_Petroleum_Existing_Space Heating_Natural Gas_Gas Boiler - Hot Water Reset_A_Achievable Economic RVT Potential | F8 | Industrial | Petroleum | Existing | Space Heating | Natural Gas | Gas Boiler - Hot Water Reset | A | Cumulative Summer Peak Savings (MW) | Achievable Economic RVT Potential | 0 | 0 | 0 | 0 | 0 | 0 | 0 | 0 | 0 | 0 | 0 | 0 | 0 | 0 | 0 | 0 | 0 | 0 | 0 | 0 | 0 | 0 | 0
F9_Industrial_Petroleum_Existing_Space Heating_Natural Gas_Gas Boiler - Hot Water Reset_A_Achievable Economic RVT Potential | F9 | Industrial | Petroleum | Existing | Space Heating | Natural Gas | Gas Boiler - Hot Water Reset | A | Cumulative Winter Peak Savings (MW) | Achievable Economic RVT Potential | 0 | 0 | 0 | 0 | 0 | 0 | 0 | 0 | 0 | 0 | 0 | 0 | 0 | 0 | 0 | 0 | 0 | 0 | 0 | 0 | 0 | 0 | 0
F10_Industrial_Petroleum_Existing_Space Heating_Natural Gas_Gas Boiler - Hot Water Reset_A_Achievable Economic RVT Potential | F10 | Industrial | Petroleum | Existing | Space Heating | Natural Gas | Gas Boiler - Hot Water Reset | A | Purchases (Incremental) | Achievable Economic RVT Potential | 0 | 0 | 0.0021375 | 0.0025792 | 0.0031018 | 0.0035386 | 0.0039667 | 0.0045576 | 0.0049135 | 0.004933 | 0.0045686 | 0.0038594 | 0.002935 | 0.001909 | 0.0010893 | 0.00051545 | 0.00021432 | 7.6589e-05 | 2.3511e-05 | 5.0359e-06 | 8.1349e-07 | 9.5963e-08 | 0
F11_Industrial_Petroleum_Existing_Space Heating_Natural Gas_Gas Boiler - Hot Water Reset_A_Achievable Economic RVT Potential | F11 | Industrial | Petroleum | Existing | Space Heating | Natural Gas | Gas Boiler - Hot Water Reset | A | Purchases (Cumulative) | Achievable Economic RVT Potential | 0 | 0 | 0.0021375 | 0.0047167 | 0.0078185 | 0.011357 | 0.015324 | 0.019881 | 0.024795 | 0.029728 | 0.034296 | 0.038156 | 0.041091 | 0.043 | 0.044089 | 0.044605 | 0.044819 | 0.044896 | 0.044919 | 0.044924 | 0.044925 | 0.044925 | 0
F1_Industrial_Petroleum_Existing_Process_Natural Gas_Gas Boiler - Hot Water Reset_A_Achievable Economic RVT Potential | F1 | Industrial | Petroleum | Existing | Process | Natural Gas | Gas Boiler - Hot Water Reset | A | Integrated Unit Energy Savings (kWh or therms) | Achievable Economic RVT Potential | 0 | 0 | 975.0471 | 974.1861 | 973.3398 | 972.4937 | 971.6392 | 970.8462 | 970.1711 | 969.5902 | 969.0844 | 968.6383 | 968.2394 | 967.8786 | 967.5474 | 967.2392 | 966.9485 | 966.6702 | 966.4555 | 966.2379 | 966.0173 | 965.7934 | 0
F2_Industrial_Petroleum_Existing_Process_Natural Gas_Gas Boiler - Hot Water Reset_A_Achievable Economic RVT Potential | F2 | Industrial | Petroleum | Existing | Process | Natural Gas | Gas Boiler - Hot Water Reset | A | Integrated Unit Summer Peak Savings (kW) | Achievable Economic RVT Potential | 0 | 0 | 0 | 0 | 0 | 0 | 0 | 0 | 0 | 0 | 0 | 0 | 0 | 0 | 0 | 0 | 0 | 0 | 0 | 0 | 0 | 0 | 0
F3_Industrial_Petroleum_Existing_Process_Natural Gas_Gas Boiler - Hot Water Reset_A_Achievable Economic RVT Potential | F3 | Industrial | Petroleum | Existing | Process | Natural Gas | Gas Boiler - Hot Water Reset | A | Integrated Unit Winter Peak Savings (kW) | Achievable Economic RVT Potential | 0 | 0 | 0 | 0 | 0 | 0 | 0 | 0 | 0 | 0 | 0 | 0 | 0 | 0 | 0 | 0 | 0 | 0 | 0 | 0 | 0 | 0 | 0
F4_Industrial_Petroleum_Existing_Process_Natural Gas_Gas Boiler - Hot Water Reset_A_Achievable Economic RVT Potential | F4 | Industrial | Petroleum | Existing | Process | Natural Gas | Gas Boiler - Hot Water Reset | A | Incremental Energy Savings (MWh or mTherms) | Achievable Economic RVT Potential | 0 | 0 | 0.16551 | 0.19954 | 0.23976 | 0.27328 | 0.30607 | 0.35138 | 0.37856 | 0.37983 | 0.35159 | 0.29687 | 0.22568 | 0.14673 | 0.0837 | 0.039592 | 0.016457 | 0.0058795 | 0.0018044 | 0.00038641 | 6.2406e-05 | 7.36e-06 | 0
F5_Industrial_Petroleum_Existing_Process_Natural Gas_Gas Boiler - Hot Water Reset_A_Achievable Economic RVT Potential | F5 | Industrial | Petroleum | Existing | Process | Natural Gas | Gas Boiler - Hot Water Reset | A | Incremental Summer Peak Savings (MW) | Achievable Economic RVT Potential | 0 | 0 | 0 | 0 | 0 | 0 | 0 | 0 | 0 | 0 | 0 | 0 | 0 | 0 | 0 | 0 | 0 | 0 | 0 | 0 | 0 | 0 | 0
F6_Industrial_Petroleum_Existing_Process_Natural Gas_Gas Boiler - Hot Water Reset_A_Achievable Economic RVT Potential | F6 | Industrial | Petroleum | Existing | Process | Natural Gas | Gas Boiler - Hot Water Reset | A | Incremental Winter Peak Savings (MW) | Achievable Economic RVT Potential | 0 | 0 | 0 | 0 | 0 | 0 | 0 | 0 | 0 | 0 | 0 | 0 | 0 | 0 | 0 | 0 | 0 | 0 | 0 | 0 | 0 | 0 | 0
F7_Industrial_Petroleum_Existing_Process_Natural Gas_Gas Boiler - Hot Water Reset_A_Achievable Economic RVT Potential | F7 | Industrial | Petroleum | Existing | Process | Natural Gas | Gas Boiler - Hot Water Reset | A | Cumulative Energy Savings (MWh or mTherms) | Achievable Economic RVT Potential | 0 | 0 | 0.16551 | 0.3649 | 0.60434 | 0.8771 | 1.1824 | 1.5328 | 1.9103 | 2.289 | 2.6394 | 2.935 | 3.1595 | 3.3051 | 3.3876 | 3.4261 | 3.4416 | 3.4465 | 3.4475 | 3.4471 | 3.4464 | 3.4456 | 0
F8_Industrial_Petroleum_Existing_Process_Natural Gas_Gas Boiler - Hot Water Reset_A_Achievable Economic RVT Potential | F8 | Industrial | Petroleum | Existing | Process | Natural Gas | Gas Boiler - Hot Water Reset | A | Cumulative Summer Peak Savings (MW) | Achievable Economic RVT Potential | 0 | 0 | 0 | 0 | 0 | 0 | 0 | 0 | 0 | 0 | 0 | 0 | 0 | 0 | 0 | 0 | 0 | 0 | 0 | 0 | 0 | 0 | 0
F9_Industrial_Petroleum_Existing_Process_Natural Gas_Gas Boiler - Hot Water Reset_A_Achievable Economic RVT Potential | F9 | Industrial | Petroleum | Existing | Process | Natural Gas | Gas Boiler - Hot Water Reset | A | Cumulative Winter Peak Savings (MW) | Achievable Economic RVT Potential | 0 | 0 | 0 | 0 | 0 | 0 | 0 | 0 | 0 | 0 | 0 | 0 | 0 | 0 | 0 | 0 | 0 | 0 | 0 | 0 | 0 | 0 | 0
F10_Industrial_Petroleum_Existing_Process_Natural Gas_Gas Boiler - Hot Water Reset_A_Achievable Economic RVT Potential | F10 | Industrial | Petroleum | Existing | Process | Natural Gas | Gas Boiler - Hot Water Reset | A | Purchases (Incremental) | Achievable Economic RVT Potential | 0 | 0 | 0.16974 | 0.20483 | 0.24632 | 0.28101 | 0.31501 | 0.36193 | 0.3902 | 0.39174 | 0.3628 | 0.30648 | 0.23308 | 0.1516 | 0.086507 | 0.040933 | 0.017019 | 0.0060822 | 0.001867 | 0.00039991 | 6.4601e-05 | 7.6207e-06 | 0
F11_Industrial_Petroleum_Existing_Process_Natural Gas_Gas Boiler - Hot Water Reset_A_Achievable Economic RVT Potential | F11 | Industrial | Petroleum | Existing | Process | Natural Gas | Gas Boiler - Hot Water Reset | A | Purchases (Cumulative) | Achievable Economic RVT Potential | 0 | 0 | 0.16974 | 0.37457 | 0.62089 | 0.90191 | 1.2169 | 1.5788 | 1.969 | 2.3608 | 2.7236 | 3.0301 | 3.2631 | 3.4147 | 3.5013 | 3.5422 | 3.5592 | 3.5653 | 3.5672 | 3.5676 | 3.5676 | 3.5676 | 0
F1_Industrial_Petroleum_Existing_Space Heating_Natural Gas_Steam Trap Maintenance_A_Achievable Economic RVT Potential | F1 | Industrial | Petroleum | Existing | Space Heating | Natural Gas | Steam Trap Maintenance | A | Integrated Unit Energy Savings (kWh or therms) | Achievable Economic RVT Potential | 0 | 0 | 136.8282 | 136.3669 | 135.8899 | 135.402 | 134.9063 | 134.407 | 133.9074 | 133.4094 | 132.9142 | 132.423 | 131.9401 | 131.4663 | 131.002 | 130.5477 | 130.1035 | 129.6697 | 129.2468 | 128.8323 | 128.4262 | 128.0287 | 0
F2_Industrial_Petroleum_Existing_Space Heating_Natural Gas_Steam Trap Maintenance_A_Achievable Economic RVT Potential | F2 | Industrial | Petroleum | Existing | Space Heating | Natural Gas | Steam Trap Maintenance | A | Integrated Unit Summer Peak Savings (kW) | Achievable Economic RVT Potential | 0 | 0 | 0 | 0 | 0 | 0 | 0 | 0 | 0 | 0 | 0 | 0 | 0 | 0 | 0 | 0 | 0 | 0 | 0 | 0 | 0 | 0 | 0
F3_Industrial_Petroleum_Existing_Space Heating_Natural Gas_Steam Trap Maintenance_A_Achievable Economic RVT Potential | F3 | Industrial | Petroleum | Existing | Space Heating | Natural Gas | Steam Trap Maintenance | A | Integrated Unit Winter Peak Savings (kW) | Achievable Economic RVT Potential | 0 | 0 | 0 | 0 | 0 | 0 | 0 | 0 | 0 | 0 | 0 | 0 | 0 | 0 | 0 | 0 | 0 | 0 | 0 | 0 | 0 | 0 | 0
F4_Industrial_Petroleum_Existing_Space Heating_Natural Gas_Steam Trap Maintenance_A_Achievable Economic RVT Potential | F4 | Industrial | Petroleum | Existing | Space Heating | Natural Gas | Steam Trap Maintenance | A | Incremental Energy Savings (MWh or mTherms) | Achievable Economic RVT Potential | 0 | 0 | 0.00016324 | 0.00015988 | 0.00015658 | 0.00015332 | 0.00015013 | 0.00014699 | 0.00014392 | 0.00014092 | 0.00013797 | 0.00013509 | 0.00013228 | 0.00012953 | 0.00012685 | 0.00012423 | 0.00012167 | 0.00011918 | 0.00011674 | 0.00011436 | 0.00011203 | 0.00010976 | 0
F5_Industrial_Petroleum_Existing_Space Heating_Natural Gas_Steam Trap Maintenance_A_Achievable Economic RVT Potential | F5 | Industrial | Petroleum | Existing | Space Heating | Natural Gas | Steam Trap Maintenance | A | Incremental Summer Peak Savings (MW) | Achievable Economic RVT Potential | 0 | 0 | 0 | 0 | 0 | 0 | 0 | 0 | 0 | 0 | 0 | 0 | 0 | 0 | 0 | 0 | 0 | 0 | 0 | 0 | 0 | 0 | 0
F6_Industrial_Petroleum_Existing_Space Heating_Natural Gas_Steam Trap Maintenance_A_Achievable Economic RVT Potential | F6 | Industrial | Petroleum | Existing | Space Heating | Natural Gas | Steam Trap Maintenance | A | Incremental Winter Peak Savings (MW) | Achievable Economic RVT Potential | 0 | 0 | 0 | 0 | 0 | 0 | 0 | 0 | 0 | 0 | 0 | 0 | 0 | 0 | 0 | 0 | 0 | 0 | 0 | 0 | 0 | 0 | 0
F7_Industrial_Petroleum_Existing_Space Heating_Natural Gas_Steam Trap Maintenance_A_Achievable Economic RVT Potential | F7 | Industrial | Petroleum | Existing | Space Heating | Natural Gas | Steam Trap Maintenance | A | Cumulative Energy Savings (MWh or mTherms) | Achievable Economic RVT Potential | 0 | 0 | 0.00016324 | 0.00032257 | 0.00047802 | 0.00062963 | 0.00077745 | 0.00092157 | 0.0010621 | 0.001199 | 0.0013326 | 0.0014627 | 0.0015897 | 0.0017135 | 0.0018343 | 0.0019522 | 0.0020672 | 0.0021795 | 0.0022891 | 0.0023961 | 0.0025006 | 0.0026026 | 0
F8_Industrial_Petroleum_Existing_Space Heating_Natural Gas_Steam Trap Maintenance_A_Achievable Economic RVT Potential | F8 | Industrial | Petroleum | Existing | Space Heating | Natural Gas | Steam Trap Maintenance | A | Cumulative Summer Peak Savings (MW) | Achievable Economic RVT Potential | 0 | 0 | 0 | 0 | 0 | 0 | 0 | 0 | 0 | 0 | 0 | 0 | 0 | 0 | 0 | 0 | 0 | 0 | 0 | 0 | 0 | 0 | 0
F9_Industrial_Petroleum_Existing_Space Heating_Natural Gas_Steam Trap Maintenance_A_Achievable Economic RVT Potential | F9 | Industrial | Petroleum | Existing | Space Heating | Natural Gas | Steam Trap Maintenance | A | Cumulative Winter Peak Savings (MW) | Achievable Economic RVT Potential | 0 | 0 | 0 | 0 | 0 | 0 | 0 | 0 | 0 | 0 | 0 | 0 | 0 | 0 | 0 | 0 | 0 | 0 | 0 | 0 | 0 | 0 | 0
F10_Industrial_Petroleum_Existing_Space Heating_Natural Gas_Steam Trap Maintenance_A_Achievable Economic RVT Potential | F10 | Industrial | Petroleum | Existing | Space Heating | Natural Gas | Steam Trap Maintenance | A | Purchases (Incremental) | Achievable Economic RVT Potential | 0 | 0 | 0.001193 | 0.0011724 | 0.0011522 | 0.0011324 | 0.0011128 | 0.0010937 | 0.0010748 | 0.0010563 | 0.0010381 | 0.0010202 | 0.0010026 | 0.00098528 | 0.0009683 | 0.0009516 | 0.00093519 | 0.00091907 | 0.00090322 | 0.00088765 | 0.00087235 | 0.00085731 | 0
F11_Industrial_Petroleum_Existing_Space Heating_Natural Gas_Steam Trap Maintenance_A_Achievable Economic RVT Potential | F11 | Industrial | Petroleum | Existing | Space Heating | Natural Gas | Steam Trap Maintenance | A | Purchases (Cumulative) | Achievable Economic RVT Potential | 0 | 0 | 0.001193 | 0.0023655 | 0.0035177 | 0.0046501 | 0.0057629 | 0.0068566 | 0.0079314 | 0.0089876 | 0.010026 | 0.011046 | 0.012048 | 0.013034 | 0.014002 | 0.014954 | 0.015889 | 0.016808 | 0.017711 | 0.018599 | 0.019471 | 0.020328 | 0
F1_Industrial_Petroleum_Existing_Process_Natural Gas_Steam Trap Maintenance_A_Achievable Economic RVT Potential | F1 | Industrial | Petroleum | Existing | Process | Natural Gas | Steam Trap Maintenance | A | Integrated Unit Energy Savings (kWh or therms) | Achievable Economic RVT Potential | 0 | 0 | 689.4567 | 689.3868 | 689.3367 | 689.2961 | 689.2594 | 689.2263 | 689.1967 | 689.1701 | 689.1463 | 689.1248 | 689.1053 | 689.0881 | 689.0726 | 689.0585 | 689.0454 | 689.0325 | 689.0202 | 689.0081 | 688.9962 | 688.9846 | 0
F2_Industrial_Petroleum_Existing_Process_Natural Gas_Steam Trap Maintenance_A_Achievable Economic RVT Potential | F2 | Industrial | Petroleum | Existing | Process | Natural Gas | Steam Trap Maintenance | A | Integrated Unit Summer Peak Savings (kW) | Achievable Economic RVT Potential | 0 | 0 | 0 | 0 | 0 | 0 | 0 | 0 | 0 | 0 | 0 | 0 | 0 | 0 | 0 | 0 | 0 | 0 | 0 | 0 | 0 | 0 | 0
F3_Industrial_Petroleum_Existing_Process_Natural Gas_Steam Trap Maintenance_A_Achievable Economic RVT Potential | F3 | Industrial | Petroleum | Existing | Process | Natural Gas | Steam Trap Maintenance | A | Integrated Unit Winter Peak Savings (kW) | Achievable Economic RVT Potential | 0 | 0 | 0 | 0 | 0 | 0 | 0 | 0 | 0 | 0 | 0 | 0 | 0 | 0 | 0 | 0 | 0 | 0 | 0 | 0 | 0 | 0 | 0
F4_Industrial_Petroleum_Existing_Process_Natural Gas_Steam Trap Maintenance_A_Achievable Economic RVT Potential | F4 | Industrial | Petroleum | Existing | Process | Natural Gas | Steam Trap Maintenance | A | Incremental Energy Savings (MWh or mTherms) | Achievable Economic RVT Potential | 0 | 0 | 0.06532 | 0.064187 | 0.063076 | 0.061985 | 0.060913 | 0.05986 | 0.058825 | 0.057808 | 0.05681 | 0.055829 | 0.054864 | 0.053917 | 0.052986 | 0.052072 | 0.051173 | 0.05029 | 0.049422 | 0.048569 | 0.047731 | 0.046907 | 0
F5_Industrial_Petroleum_Existing_Process_Natural Gas_Steam Trap Maintenance_A_Achievable Economic RVT Potential | F5 | Industrial | Petroleum | Existing | Process | Natural Gas | Steam Trap Maintenance | A | Incremental Summer Peak Savings (MW) | Achievable Economic RVT Potential | 0 | 0 | 0 | 0 | 0 | 0 | 0 | 0 | 0 | 0 | 0 | 0 | 0 | 0 | 0 | 0 | 0 | 0 | 0 | 0 | 0 | 0 | 0
F6_Industrial_Petroleum_Existing_Process_Natural Gas_Steam Trap Maintenance_A_Achievable Economic RVT Potential | F6 | Industrial | Petroleum | Existing | Process | Natural Gas | Steam Trap Maintenance | A | Incremental Winter Peak Savings (MW) | Achievable Economic RVT Potential | 0 | 0 | 0 | 0 | 0 | 0 | 0 | 0 | 0 | 0 | 0 | 0 | 0 | 0 | 0 | 0 | 0 | 0 | 0 | 0 | 0 | 0 | 0
F7_Industrial_Petroleum_Existing_Process_Natural Gas_Steam Trap Maintenance_A_Achievable Economic RVT Potential | F7 | Industrial | Petroleum | Existing | Process | Natural Gas | Steam Trap Maintenance | A | Cumulative Energy Savings (MWh or mTherms) | Achievable Economic RVT Potential | 0 | 0 | 0.06532 | 0.1295 | 0.19257 | 0.25454 | 0.31544 | 0.37528 | 0.43409 | 0.49188 | 0.54868 | 0.60449 | 0.65934 | 0.71324 | 0.76621 | 0.81826 | 0.86942 | 0.91969 | 0.9691 | 1.0177 | 1.0654 | 1.1123 | 0
F8_Industrial_Petroleum_Existing_Process_Natural Gas_Steam Trap Maintenance_A_Achievable Economic RVT Potential | F8 | Industrial | Petroleum | Existing | Process | Natural Gas | Steam Trap Maintenance | A | Cumulative Summer Peak Savings (MW) | Achievable Economic RVT Potential | 0 | 0 | 0 | 0 | 0 | 0 | 0 | 0 | 0 | 0 | 0 | 0 | 0 | 0 | 0 | 0 | 0 | 0 | 0 | 0 | 0 | 0 | 0
F9_Industrial_Petroleum_Existing_Process_Natural Gas_Steam Trap Maintenance_A_Achievable Economic RVT Potential | F9 | Industrial | Petroleum | Existing | Process | Natural Gas | Steam Trap Maintenance | A | Cumulative Winter Peak Savings (MW) | Achievable Economic RVT Potential | 0 | 0 | 0 | 0 | 0 | 0 | 0 | 0 | 0 | 0 | 0 | 0 | 0 | 0 | 0 | 0 | 0 | 0 | 0 | 0 | 0 | 0 | 0
F10_Industrial_Petroleum_Existing_Process_Natural Gas_Steam Trap Maintenance_A_Achievable Economic RVT Potential | F10 | Industrial | Petroleum | Existing | Process | Natural Gas | Steam Trap Maintenance | A | Purchases (Incremental) | Achievable Economic RVT Potential | 0 | 0 | 0.094741 | 0.093107 | 0.091502 | 0.089924 | 0.088374 | 0.08685 | 0.085353 | 0.083881 | 0.082435 | 0.081014 | 0.079617 | 0.078244 | 0.076895 | 0.075569 | 0.074267 | 0.072986 | 0.071728 | 0.070491 | 0.069276 | 0.068081 | 0
F11_Industrial_Petroleum_Existing_Process_Natural Gas_Steam Trap Maintenance_A_Achievable Economic RVT Potential | F11 | Industrial | Petroleum | Existing | Process | Natural Gas | Steam Trap Maintenance | A | Purchases (Cumulative) | Achievable Economic RVT Potential | 0 | 0 | 0.094741 | 0.18785 | 0.27935 | 0.36927 | 0.45765 | 0.5445 | 0.62985 | 0.71373 | 0.79617 | 0.87718 | 0.9568 | 1.035 | 1.1119 | 1.1875 | 1.2618 | 1.3348 | 1.4065 | 1.477 | 1.5463 | 1.6143 | 0
F1_Industrial_Petroleum_Existing_Space Heating_Natural Gas_Gas Boiler - High Turndown_A_Achievable Economic RVT Potential | F1 | Industrial | Petroleum | Existing | Space Heating | Natural Gas | Gas Boiler - High Turndown | A | Integrated Unit Energy Savings (kWh or therms) | Achievable Economic RVT Potential | 0 | 0 | 144.8741 | 143.9903 | 143.0511 | 142.0499 | 140.9759 | 139.8195 | 138.575 | 137.2379 | 135.8101 | 134.3024 | 132.7391 | 131.1505 | 129.5725 | 128.0437 | 126.5987 | 125.2551 | 124.0255 | 122.9047 | 121.8726 | 120.8962 | 0
F2_Industrial_Petroleum_Existing_Space Heating_Natural Gas_Gas Boiler - High Turndown_A_Achievable Economic RVT Potential | F2 | Industrial | Petroleum | Existing | Space Heating | Natural Gas | Gas Boiler - High Turndown | A | Integrated Unit Summer Peak Savings (kW) | Achievable Economic RVT Potential | 0 | 0 | 0 | 0 | 0 | 0 | 0 | 0 | 0 | 0 | 0 | 0 | 0 | 0 | 0 | 0 | 0 | 0 | 0 | 0 | 0 | 0 | 0
F3_Industrial_Petroleum_Existing_Space Heating_Natural Gas_Gas Boiler - High Turndown_A_Achievable Economic RVT Potential | F3 | Industrial | Petroleum | Existing | Space Heating | Natural Gas | Gas Boiler - High Turndown | A | Integrated Unit Winter Peak Savings (kW) | Achievable Economic RVT Potential | 0 | 0 | 0 | 0 | 0 | 0 | 0 | 0 | 0 | 0 | 0 | 0 | 0 | 0 | 0 | 0 | 0 | 0 | 0 | 0 | 0 | 0 | 0
F4_Industrial_Petroleum_Existing_Space Heating_Natural Gas_Gas Boiler - High Turndown_A_Achievable Economic RVT Potential | F4 | Industrial | Petroleum | Existing | Space Heating | Natural Gas | Gas Boiler - High Turndown | A | Incremental Energy Savings (MWh or mTherms) | Achievable Economic RVT Potential | 0 | 0 | 0 | 0 | 0 | 0 | 0 | 0 | 0 | 0 | 0 | 0 | 0 | 0 | 0 | 0 | 0 | 0 | 0 | 0 | 0 | 0 | 0
F5_Industrial_Petroleum_Existing_Space Heating_Natural Gas_Gas Boiler - High Turndown_A_Achievable Economic RVT Potential | F5 | Industrial | Petroleum | Existing | Space Heating | Natural Gas | Gas Boiler - High Turndown | A | Incremental Summer Peak Savings (MW) | Achievable Economic RVT Potential | 0 | 0 | 0 | 0 | 0 | 0 | 0 | 0 | 0 | 0 | 0 | 0 | 0 | 0 | 0 | 0 | 0 | 0 | 0 | 0 | 0 | 0 | 0
F6_Industrial_Petroleum_Existing_Space Heating_Natural Gas_Gas Boiler - High Turndown_A_Achievable Economic RVT Potential | F6 | Industrial | Petroleum | Existing | Space Heating | Natural Gas | Gas Boiler - High Turndown | A | Incremental Winter Peak Savings (MW) | Achievable Economic RVT Potential | 0 | 0 | 0 | 0 | 0 | 0 | 0 | 0 | 0 | 0 | 0 | 0 | 0 | 0 | 0 | 0 | 0 | 0 | 0 | 0 | 0 | 0 | 0
F7_Industrial_Petroleum_Existing_Space Heating_Natural Gas_Gas Boiler - High Turndown_A_Achievable Economic RVT Potential | F7 | Industrial | Petroleum | Existing | Space Heating | Natural Gas | Gas Boiler - High Turndown | A | Cumulative Energy Savings (MWh or mTherms) | Achievable Economic RVT Potential | 0 | 0 | 0 | 0 | 0 | 0 | 0 | 0 | 0 | 0 | 0 | 0 | 0 | 0 | 0 | 0 | 0 | 0 | 0 | 0 | 0 | 0 | 0
F8_Industrial_Petroleum_Existing_Space Heating_Natural Gas_Gas Boiler - High Turndown_A_Achievable Economic RVT Potential | F8 | Industrial | Petroleum | Existing | Space Heating | Natural Gas | Gas Boiler - High Turndown | A | Cumulative Summer Peak Savings (MW) | Achievable Economic RVT Potential | 0 | 0 | 0 | 0 | 0 | 0 | 0 | 0 | 0 | 0 | 0 | 0 | 0 | 0 | 0 | 0 | 0 | 0 | 0 | 0 | 0 | 0 | 0
F9_Industrial_Petroleum_Existing_Space Heating_Natural Gas_Gas Boiler - High Turndown_A_Achievable Economic RVT Potential | F9 | Industrial | Petroleum | Existing | Space Heating | Natural Gas | Gas Boiler - High Turndown | A | Cumulative Winter Peak Savings (MW) | Achievable Economic RVT Potential | 0 | 0 | 0 | 0 | 0 | 0 | 0 | 0 | 0 | 0 | 0 | 0 | 0 | 0 | 0 | 0 | 0 | 0 | 0 | 0 | 0 | 0 | 0
F10_Industrial_Petroleum_Existing_Space Heating_Natural Gas_Gas Boiler - High Turndown_A_Achievable Economic RVT Potential | F10 | Industrial | Petroleum | Existing | Space Heating | Natural Gas | Gas Boiler - High Turndown | A | Purchases (Incremental) | Achievable Economic RVT Potential | 0 | 0 | 0 | 0 | 0 | 0 | 0 | 0 | 0 | 0 | 0 | 0 | 0 | 0 | 0 | 0 | 0 | 0 | 0 | 0 | 0 | 0 | 0
F11_Industrial_Petroleum_Existing_Space Heating_Natural Gas_Gas Boiler - High Turndown_A_Achievable Economic RVT Potential | F11 | Industrial | Petroleum | Existing | Space Heating | Natural Gas | Gas Boiler - High Turndown | A | Purchases (Cumulative) | Achievable Economic RVT Potential | 0 | 0 | 0 | 0 | 0 | 0 | 0 | 0 | 0 | 0 | 0 | 0 | 0 | 0 | 0 | 0 | 0 | 0 | 0 | 0 | 0 | 0 | 0
F1_Industrial_Petroleum_Existing_Process_Natural Gas_Gas Boiler - High Turndown_A_Achievable Economic RVT Potential | F1 | Industrial | Petroleum | Existing | Process | Natural Gas | Gas Boiler - High Turndown | A | Integrated Unit Energy Savings (kWh or therms) | Achievable Economic RVT Potential | 0 | 0 | 729.9149 | 727.8582 | 725.7675 | 723.6342 | 721.4512 | 719.288 | 717.2167 | 715.2248 | 713.3088 | 711.4682 | 709.701 | 708.0035 | 706.3578 | 704.7454 | 703.1473 | 701.5498 | 700.0039 | 698.435 | 696.8418 | 695.2237 | 0
F2_Industrial_Petroleum_Existing_Process_Natural Gas_Gas Boiler - High Turndown_A_Achievable Economic RVT Potential | F2 | Industrial | Petroleum | Existing | Process | Natural Gas | Gas Boiler - High Turndown | A | Integrated Unit Summer Peak Savings (kW) | Achievable Economic RVT Potential | 0 | 0 | 0 | 0 | 0 | 0 | 0 | 0 | 0 | 0 | 0 | 0 | 0 | 0 | 0 | 0 | 0 | 0 | 0 | 0 | 0 | 0 | 0
F3_Industrial_Petroleum_Existing_Process_Natural Gas_Gas Boiler - High Turndown_A_Achievable Economic RVT Potential | F3 | Industrial | Petroleum | Existing | Process | Natural Gas | Gas Boiler - High Turndown | A | Integrated Unit Winter Peak Savings (kW) | Achievable Economic RVT Potential | 0 | 0 | 0 | 0 | 0 | 0 | 0 | 0 | 0 | 0 | 0 | 0 | 0 | 0 | 0 | 0 | 0 | 0 | 0 | 0 | 0 | 0 | 0
F4_Industrial_Petroleum_Existing_Process_Natural Gas_Gas Boiler - High Turndown_A_Achievable Economic RVT Potential | F4 | Industrial | Petroleum | Existing | Process | Natural Gas | Gas Boiler - High Turndown | A | Incremental Energy Savings (MWh or mTherms) | Achievable Economic RVT Potential | 0 | 0 | 0 | 0 | 0 | 0 | 0 | 0 | 0 | 0 | 0 | 0 | 0 | 0 | 0 | 0 | 0 | 0 | 0 | 0 | 0 | 0 | 0
F5_Industrial_Petroleum_Existing_Process_Natural Gas_Gas Boiler - High Turndown_A_Achievable Economic RVT Potential | F5 | Industrial | Petroleum | Existing | Process | Natural Gas | Gas Boiler - High Turndown | A | Incremental Summer Peak Savings (MW) | Achievable Economic RVT Potential | 0 | 0 | 0 | 0 | 0 | 0 | 0 | 0 | 0 | 0 | 0 | 0 | 0 | 0 | 0 | 0 | 0 | 0 | 0 | 0 | 0 | 0 | 0
F6_Industrial_Petroleum_Existing_Process_Natural Gas_Gas Boiler - High Turndown_A_Achievable Economic RVT Potential | F6 | Industrial | Petroleum | Existing | Process | Natural Gas | Gas Boiler - High Turndown | A | Incremental Winter Peak Savings (MW) | Achievable Economic RVT Potential | 0 | 0 | 0 | 0 | 0 | 0 | 0 | 0 | 0 | 0 | 0 | 0 | 0 | 0 | 0 | 0 | 0 | 0 | 0 | 0 | 0 | 0 | 0
F7_Industrial_Petroleum_Existing_Process_Natural Gas_Gas Boiler - High Turndown_A_Achievable Economic RVT Potential | F7 | Industrial | Petroleum | Existing | Process | Natural Gas | Gas Boiler - High Turndown | A | Cumulative Energy Savings (MWh or mTherms) | Achievable Economic RVT Potential | 0 | 0 | 0 | 0 | 0 | 0 | 0 | 0 | 0 | 0 | 0 | 0 | 0 | 0 | 0 | 0 | 0 | 0 | 0 | 0 | 0 | 0 | 0
F8_Industrial_Petroleum_Existing_Process_Natural Gas_Gas Boiler - High Turndown_A_Achievable Economic RVT Potential | F8 | Industrial | Petroleum | Existing | Process | Natural Gas | Gas Boiler - High Turndown | A | Cumulative Summer Peak Savings (MW) | Achievable Economic RVT Potential | 0 | 0 | 0 | 0 | 0 | 0 | 0 | 0 | 0 | 0 | 0 | 0 | 0 | 0 | 0 | 0 | 0 | 0 | 0 | 0 | 0 | 0 | 0
F9_Industrial_Petroleum_Existing_Process_Natural Gas_Gas Boiler - High Turndown_A_Achievable Economic RVT Potential | F9 | Industrial | Petroleum | Existing | Process | Natural Gas | Gas Boiler - High Turndown | A | Cumulative Winter Peak Savings (MW) | Achievable Economic RVT Potential | 0 | 0 | 0 | 0 | 0 | 0 | 0 | 0 | 0 | 0 | 0 | 0 | 0 | 0 | 0 | 0 | 0 | 0 | 0 | 0 | 0 | 0 | 0
F10_Industrial_Petroleum_Existing_Process_Natural Gas_Gas Boiler - High Turndown_A_Achievable Economic RVT Potential | F10 | Industrial | Petroleum | Existing | Process | Natural Gas | Gas Boiler - High Turndown | A | Purchases (Incremental) | Achievable Economic RVT Potential | 0 | 0 | 0 | 0 | 0 | 0 | 0 | 0 | 0 | 0 | 0 | 0 | 0 | 0 | 0 | 0 | 0 | 0 | 0 | 0 | 0 | 0 | 0
F11_Industrial_Petroleum_Existing_Process_Natural Gas_Gas Boiler - High Turndown_A_Achievable Economic RVT Potential | F11 | Industrial | Petroleum | Existing | Process | Natural Gas | Gas Boiler - High Turndown | A | Purchases (Cumulative) | Achievable Economic RVT Potential | 0 | 0 | 0 | 0 | 0 | 0 | 0 | 0 | 0 | 0 | 0 | 0 | 0 | 0 | 0 | 0 | 0 | 0 | 0 | 0 | 0 | 0 | 0
F1_Industrial_Petroleum_Existing_Space Heating_Natural Gas_Gas Boiler - Burner Control Optimization_A_Achievable Economic RVT Potential | F1 | Industrial | Petroleum | Existing | Space Heating | Natural Gas | Gas Boiler - Burner Control Optimization | A | Integrated Unit Energy Savings (kWh or therms) | Achievable Economic RVT Potential | 0 | 0 | 42.0098 | 41.7498 | 41.4737 | 41.1796 | 40.8643 | 40.5255 | 40.1618 | 39.7718 | 39.3559 | 38.9171 | 38.4625 | 38.0008 | 37.5423 | 37.0982 | 36.6785 | 36.2883 | 35.9314 | 35.606 | 35.3063 | 35.0227 | 0
F2_Industrial_Petroleum_Existing_Space Heating_Natural Gas_Gas Boiler - Burner Control Optimization_A_Achievable Economic RVT Potential | F2 | Industrial | Petroleum | Existing | Space Heating | Natural Gas | Gas Boiler - Burner Control Optimization | A | Integrated Unit Summer Peak Savings (kW) | Achievable Economic RVT Potential | 0 | 0 | 0 | 0 | 0 | 0 | 0 | 0 | 0 | 0 | 0 | 0 | 0 | 0 | 0 | 0 | 0 | 0 | 0 | 0 | 0 | 0 | 0
F3_Industrial_Petroleum_Existing_Space Heating_Natural Gas_Gas Boiler - Burner Control Optimization_A_Achievable Economic RVT Potential | F3 | Industrial | Petroleum | Existing | Space Heating | Natural Gas | Gas Boiler - Burner Control Optimization | A | Integrated Unit Winter Peak Savings (kW) | Achievable Economic RVT Potential | 0 | 0 | 0 | 0 | 0 | 0 | 0 | 0 | 0 | 0 | 0 | 0 | 0 | 0 | 0 | 0 | 0 | 0 | 0 | 0 | 0 | 0 | 0
F4_Industrial_Petroleum_Existing_Space Heating_Natural Gas_Gas Boiler - Burner Control Optimization_A_Achievable Economic RVT Potential | F4 | Industrial | Petroleum | Existing | Space Heating | Natural Gas | Gas Boiler - Burner Control Optimization | A | Incremental Energy Savings (MWh or mTherms) | Achievable Economic RVT Potential | 0 | 0 | 0 | 0 | 0 | 0 | 0 | 0 | 0 | 0 | 0 | 0 | 0 | 0 | 0 | 0 | 0 | 0 | 0 | 0 | 0 | 0 | 0
F5_Industrial_Petroleum_Existing_Space Heating_Natural Gas_Gas Boiler - Burner Control Optimization_A_Achievable Economic RVT Potential | F5 | Industrial | Petroleum | Existing | Space Heating | Natural Gas | Gas Boiler - Burner Control Optimization | A | Incremental Summer Peak Savings (MW) | Achievable Economic RVT Potential | 0 | 0 | 0 | 0 | 0 | 0 | 0 | 0 | 0 | 0 | 0 | 0 | 0 | 0 | 0 | 0 | 0 | 0 | 0 | 0 | 0 | 0 | 0
F6_Industrial_Petroleum_Existing_Space Heating_Natural Gas_Gas Boiler - Burner Control Optimization_A_Achievable Economic RVT Potential | F6 | Industrial | Petroleum | Existing | Space Heating | Natural Gas | Gas Boiler - Burner Control Optimization | A | Incremental Winter Peak Savings (MW) | Achievable Economic RVT Potential | 0 | 0 | 0 | 0 | 0 | 0 | 0 | 0 | 0 | 0 | 0 | 0 | 0 | 0 | 0 | 0 | 0 | 0 | 0 | 0 | 0 | 0 | 0
F7_Industrial_Petroleum_Existing_Space Heating_Natural Gas_Gas Boiler - Burner Control Optimization_A_Achievable Economic RVT Potential | F7 | Industrial | Petroleum | Existing | Space Heating | Natural Gas | Gas Boiler - Burner Control Optimization | A | Cumulative Energy Savings (MWh or mTherms) | Achievable Economic RVT Potential | 0 | 0 | 0 | 0 | 0 | 0 | 0 | 0 | 0 | 0 | 0 | 0 | 0 | 0 | 0 | 0 | 0 | 0 | 0 | 0 | 0 | 0 | 0
F8_Industrial_Petroleum_Existing_Space Heating_Natural Gas_Gas Boiler - Burner Control Optimization_A_Achievable Economic RVT Potential | F8 | Industrial | Petroleum | Existing | Space Heating | Natural Gas | Gas Boiler - Burner Control Optimization | A | Cumulative Summer Peak Savings (MW) | Achievable Economic RVT Potential | 0 | 0 | 0 | 0 | 0 | 0 | 0 | 0 | 0 | 0 | 0 | 0 | 0 | 0 | 0 | 0 | 0 | 0 | 0 | 0 | 0 | 0 | 0
F9_Industrial_Petroleum_Existing_Space Heating_Natural Gas_Gas Boiler - Burner Control Optimization_A_Achievable Economic RVT Potential | F9 | Industrial | Petroleum | Existing | Space Heating | Natural Gas | Gas Boiler - Burner Control Optimization | A | Cumulative Winter Peak Savings (MW) | Achievable Economic RVT Potential | 0 | 0 | 0 | 0 | 0 | 0 | 0 | 0 | 0 | 0 | 0 | 0 | 0 | 0 | 0 | 0 | 0 | 0 | 0 | 0 | 0 | 0 | 0
F10_Industrial_Petroleum_Existing_Space Heating_Natural Gas_Gas Boiler - Burner Control Optimization_A_Achievable Economic RVT Potential | F10 | Industrial | Petroleum | Existing | Space Heating | Natural Gas | Gas Boiler - Burner Control Optimization | A | Purchases (Incremental) | Achievable Economic RVT Potential | 0 | 0 | 0 | 0 | 0 | 0 | 0 | 0 | 0 | 0 | 0 | 0 | 0 | 0 | 0 | 0 | 0 | 0 | 0 | 0 | 0 | 0 | 0
F11_Industrial_Petroleum_Existing_Space Heating_Natural Gas_Gas Boiler - Burner Control Optimization_A_Achievable Economic RVT Potential | F11 | Industrial | Petroleum | Existing | Space Heating | Natural Gas | Gas Boiler - Burner Control Optimization | A | Purchases (Cumulative) | Achievable Economic RVT Potential | 0 | 0 | 0 | 0 | 0 | 0 | 0 | 0 | 0 | 0 | 0 | 0 | 0 | 0 | 0 | 0 | 0 | 0 | 0 | 0 | 0 | 0 | 0
F1_Industrial_Petroleum_Existing_Process_Natural Gas_Gas Boiler - Burner Control Optimization_A_Achievable Economic RVT Potential | F1 | Industrial | Petroleum | Existing | Process | Natural Gas | Gas Boiler - Burner Control Optimization | A | Integrated Unit Energy Savings (kWh or therms) | Achievable Economic RVT Potential | 0 | 0 | 211.6451 | 211.0181 | 210.3809 | 209.731 | 209.0663 | 208.4099 | 207.7852 | 207.1874 | 206.6148 | 206.0665 | 205.5415 | 205.0382 | 204.5511 | 204.0747 | 203.6031 | 203.1323 | 202.6791 | 202.2192 | 201.7522 | 201.2779 | 0
F2_Industrial_Petroleum_Existing_Process_Natural Gas_Gas Boiler - Burner Control Optimization_A_Achievable Economic RVT Potential | F2 | Industrial | Petroleum | Existing | Process | Natural Gas | Gas Boiler - Burner Control Optimization | A | Integrated Unit Summer Peak Savings (kW) | Achievable Economic RVT Potential | 0 | 0 | 0 | 0 | 0 | 0 | 0 | 0 | 0 | 0 | 0 | 0 | 0 | 0 | 0 | 0 | 0 | 0 | 0 | 0 | 0 | 0 | 0
F3_Industrial_Petroleum_Existing_Process_Natural Gas_Gas Boiler - Burner Control Optimization_A_Achievable Economic RVT Potential | F3 | Industrial | Petroleum | Existing | Process | Natural Gas | Gas Boiler - Burner Control Optimization | A | Integrated Unit Winter Peak Savings (kW) | Achievable Economic RVT Potential | 0 | 0 | 0 | 0 | 0 | 0 | 0 | 0 | 0 | 0 | 0 | 0 | 0 | 0 | 0 | 0 | 0 | 0 | 0 | 0 | 0 | 0 | 0
F4_Industrial_Petroleum_Existing_Process_Natural Gas_Gas Boiler - Burner Control Optimization_A_Achievable Economic RVT Potential | F4 | Industrial | Petroleum | Existing | Process | Natural Gas | Gas Boiler - Burner Control Optimization | A | Incremental Energy Savings (MWh or mTherms) | Achievable Economic RVT Potential | 0 | 0 | 0 | 0 | 0 | 0 | 0 | 0 | 0 | 0 | 0 | 0 | 0 | 0 | 0 | 0 | 0 | 0 | 0 | 0 | 0 | 0 | 0
F5_Industrial_Petroleum_Existing_Process_Natural Gas_Gas Boiler - Burner Control Optimization_A_Achievable Economic RVT Potential | F5 | Industrial | Petroleum | Existing | Process | Natural Gas | Gas Boiler - Burner Control Optimization | A | Incremental Summer Peak Savings (MW) | Achievable Economic RVT Potential | 0 | 0 | 0 | 0 | 0 | 0 | 0 | 0 | 0 | 0 | 0 | 0 | 0 | 0 | 0 | 0 | 0 | 0 | 0 | 0 | 0 | 0 | 0
F6_Industrial_Petroleum_Existing_Process_Natural Gas_Gas Boiler - Burner Control Optimization_A_Achievable Economic RVT Potential | F6 | Industrial | Petroleum | Existing | Process | Natural Gas | Gas Boiler - Burner Control Optimization | A | Incremental Winter Peak Savings (MW) | Achievable Economic RVT Potential | 0 | 0 | 0 | 0 | 0 | 0 | 0 | 0 | 0 | 0 | 0 | 0 | 0 | 0 | 0 | 0 | 0 | 0 | 0 | 0 | 0 | 0 | 0
F7_Industrial_Petroleum_Existing_Process_Natural Gas_Gas Boiler - Burner Control Optimization_A_Achievable Economic RVT Potential | F7 | Industrial | Petroleum | Existing | Process | Natural Gas | Gas Boiler - Burner Control Optimization | A | Cumulative Energy Savings (MWh or mTherms) | Achievable Economic RVT Potential | 0 | 0 | 0 | 0 | 0 | 0 | 0 | 0 | 0 | 0 | 0 | 0 | 0 | 0 | 0 | 0 | 0 | 0 | 0 | 0 | 0 | 0 | 0
F8_Industrial_Petroleum_Existing_Process_Natural Gas_Gas Boiler - Burner Control Optimization_A_Achievable Economic RVT Potential | F8 | Industrial | Petroleum | Existing | Process | Natural Gas | Gas Boiler - Burner Control Optimization | A | Cumulative Summer Peak Savings (MW) | Achievable Economic RVT Potential | 0 | 0 | 0 | 0 | 0 | 0 | 0 | 0 | 0 | 0 | 0 | 0 | 0 | 0 | 0 | 0 | 0 | 0 | 0 | 0 | 0 | 0 | 0
F9_Industrial_Petroleum_Existing_Process_Natural Gas_Gas Boiler - Burner Control Optimization_A_Achievable Economic RVT Potential | F9 | Industrial | Petroleum | Existing | Process | Natural Gas | Gas Boiler - Burner Control Optimization | A | Cumulative Winter Peak Savings (MW) | Achievable Economic RVT Potential | 0 | 0 | 0 | 0 | 0 | 0 | 0 | 0 | 0 | 0 | 0 | 0 | 0 | 0 | 0 | 0 | 0 | 0 | 0 | 0 | 0 | 0 | 0
F10_Industrial_Petroleum_Existing_Process_Natural Gas_Gas Boiler - Burner Control Optimization_A_Achievable Economic RVT Potential | F10 | Industrial | Petroleum | Existing | Process | Natural Gas | Gas Boiler - Burner Control Optimization | A | Purchases (Incremental) | Achievable Economic RVT Potential | 0 | 0 | 0 | 0 | 0 | 0 | 0 | 0 | 0 | 0 | 0 | 0 | 0 | 0 | 0 | 0 | 0 | 0 | 0 | 0 | 0 | 0 | 0
F11_Industrial_Petroleum_Existing_Process_Natural Gas_Gas Boiler - Burner Control Optimization_A_Achievable Economic RVT Potential | F11 | Industrial | Petroleum | Existing | Process | Natural Gas | Gas Boiler - Burner Control Optimization | A | Purchases (Cumulative) | Achievable Economic RVT Potential | 0 | 0 | 0 | 0 | 0 | 0 | 0 | 0 | 0 | 0 | 0 | 0 | 0 | 0 | 0 | 0 | 0 | 0 | 0 | 0 | 0 | 0 | 0
F1_Industrial_Petroleum_Existing_Space Heating_Natural Gas_HVAC - Demand Controlled Ventilation_A_Achievable Economic RVT Potential | F1 | Industrial | Petroleum | Existing | Space Heating | Natural Gas | HVAC - Demand Controlled Ventilation | A | Integrated Unit Energy Savings (kWh or therms) | Achievable Economic RVT Potential | 0 | 0 | 0.07658 | 0.076088 | 0.075585 | 0.075076 | 0.074566 | 0.07406 | 0.073562 | 0.073076 | 0.072604 | 0.072149 | 0.071713 | 0.071294 | 0.070891 | 0.070503 | 0.07013 | 0.06977 | 0.069422 | 0.069084 | 0.068757 | 0.068437 | 0
F2_Industrial_Petroleum_Existing_Space Heating_Natural Gas_HVAC - Demand Controlled Ventilation_A_Achievable Economic RVT Potential | F2 | Industrial | Petroleum | Existing | Space Heating | Natural Gas | HVAC - Demand Controlled Ventilation | A | Integrated Unit Summer Peak Savings (kW) | Achievable Economic RVT Potential | 0 | 0 | 0 | 0 | 0 | 0 | 0 | 0 | 0 | 0 | 0 | 0 | 0 | 0 | 0 | 0 | 0 | 0 | 0 | 0 | 0 | 0 | 0
F3_Industrial_Petroleum_Existing_Space Heating_Natural Gas_HVAC - Demand Controlled Ventilation_A_Achievable Economic RVT Potential | F3 | Industrial | Petroleum | Existing | Space Heating | Natural Gas | HVAC - Demand Controlled Ventilation | A | Integrated Unit Winter Peak Savings (kW) | Achievable Economic RVT Potential | 0 | 0 | 0 | 0 | 0 | 0 | 0 | 0 | 0 | 0 | 0 | 0 | 0 | 0 | 0 | 0 | 0 | 0 | 0 | 0 | 0 | 0 | 0
F4_Industrial_Petroleum_Existing_Space Heating_Natural Gas_HVAC - Demand Controlled Ventilation_A_Achievable Economic RVT Potential | F4 | Industrial | Petroleum | Existing | Space Heating | Natural Gas | HVAC - Demand Controlled Ventilation | A | Incremental Energy Savings (MWh or mTherms) | Achievable Economic RVT Potential | 0 | 0 | 0.004762 | 0.0046499 | 0.0045395 | 0.0044312 | 0.0043252 | 0.0042218 | 0.0041211 | 0.0040233 | 0.0039284 | 0.0038365 | 0.0037475 | 0.0036614 | 0.0035779 | 0.003497 | 0.0034185 | 0.0033423 | 0.0032683 | 0.0031964 | 0.0031263 | 0.0030582 | 0
F5_Industrial_Petroleum_Existing_Space Heating_Natural Gas_HVAC - Demand Controlled Ventilation_A_Achievable Economic RVT Potential | F5 | Industrial | Petroleum | Existing | Space Heating | Natural Gas | HVAC - Demand Controlled Ventilation | A | Incremental Summer Peak Savings (MW) | Achievable Economic RVT Potential | 0 | 0 | 0 | 0 | 0 | 0 | 0 | 0 | 0 | 0 | 0 | 0 | 0 | 0 | 0 | 0 | 0 | 0 | 0 | 0 | 0 | 0 | 0
F6_Industrial_Petroleum_Existing_Space Heating_Natural Gas_HVAC - Demand Controlled Ventilation_A_Achievable Economic RVT Potential | F6 | Industrial | Petroleum | Existing | Space Heating | Natural Gas | HVAC - Demand Controlled Ventilation | A | Incremental Winter Peak Savings (MW) | Achievable Economic RVT Potential | 0 | 0 | 0 | 0 | 0 | 0 | 0 | 0 | 0 | 0 | 0 | 0 | 0 | 0 | 0 | 0 | 0 | 0 | 0 | 0 | 0 | 0 | 0
F7_Industrial_Petroleum_Existing_Space Heating_Natural Gas_HVAC - Demand Controlled Ventilation_A_Achievable Economic RVT Potential | F7 | Industrial | Petroleum | Existing | Space Heating | Natural Gas | HVAC - Demand Controlled Ventilation | A | Cumulative Energy Savings (MWh or mTherms) | Achievable Economic RVT Potential | 0 | 0 | 0.004762 | 0.0093813 | 0.013859 | 0.018197 | 0.022398 | 0.026468 | 0.030411 | 0.034233 | 0.037941 | 0.04154 | 0.045036 | 0.048434 | 0.051739 | 0.054953 | 0.05808 | 0.061124 | 0.064088 | 0.066972 | 0.069781 | 0.072515 | 0
F8_Industrial_Petroleum_Existing_Space Heating_Natural Gas_HVAC - Demand Controlled Ventilation_A_Achievable Economic RVT Potential | F8 | Industrial | Petroleum | Existing | Space Heating | Natural Gas | HVAC - Demand Controlled Ventilation | A | Cumulative Summer Peak Savings (MW) | Achievable Economic RVT Potential | 0 | 0 | 0 | 0 | 0 | 0 | 0 | 0 | 0 | 0 | 0 | 0 | 0 | 0 | 0 | 0 | 0 | 0 | 0 | 0 | 0 | 0 | 0
F9_Industrial_Petroleum_Existing_Space Heating_Natural Gas_HVAC - Demand Controlled Ventilation_A_Achievable Economic RVT Potential | F9 | Industrial | Petroleum | Existing | Space Heating | Natural Gas | HVAC - Demand Controlled Ventilation | A | Cumulative Winter Peak Savings (MW) | Achievable Economic RVT Potential | 0 | 0 | 0 | 0 | 0 | 0 | 0 | 0 | 0 | 0 | 0 | 0 | 0 | 0 | 0 | 0 | 0 | 0 | 0 | 0 | 0 | 0 | 0
F10_Industrial_Petroleum_Existing_Space Heating_Natural Gas_HVAC - Demand Controlled Ventilation_A_Achievable Economic RVT Potential | F10 | Industrial | Petroleum | Existing | Space Heating | Natural Gas | HVAC - Demand Controlled Ventilation | A | Purchases (Incremental) | Achievable Economic RVT Potential | 0 | 0 | 62.1839 | 61.1118 | 60.0581 | 59.0226 | 58.005 | 57.0049 | 56.0221 | 55.0562 | 54.1069 | 53.174 | 52.2573 | 51.3563 | 50.4708 | 49.6006 | 48.7454 | 47.905 | 47.0791 | 46.2673 | 45.4696 | 44.6857 | 0
F11_Industrial_Petroleum_Existing_Space Heating_Natural Gas_HVAC - Demand Controlled Ventilation_A_Achievable Economic RVT Potential | F11 | Industrial | Petroleum | Existing | Space Heating | Natural Gas | HVAC - Demand Controlled Ventilation | A | Purchases (Cumulative) | Achievable Economic RVT Potential | 0 | 0 | 62.1839 | 123.2957 | 183.3538 | 242.3764 | 300.3814 | 357.3863 | 413.4084 | 468.4645 | 522.5715 | 575.7455 | 628.0028 | 679.359 | 729.8298 | 779.4305 | 828.1759 | 876.0809 | 923.16 | 969.4273 | 1014.897 | 1059.5826 | 0
F1_Industrial_Petroleum_Existing_Space Heating_Natural Gas_Gas Boiler - Stack Economizer_A_Achievable Economic RVT Potential | F1 | Industrial | Petroleum | Existing | Space Heating | Natural Gas | Gas Boiler - Stack Economizer | A | Integrated Unit Energy Savings (kWh or therms) | Achievable Economic RVT Potential | 0 | 0 | 105.7761 | 105.149 | 104.4818 | 103.7694 | 103.004 | 102.1767 | 101.282 | 100.3171 | 99.284 | 98.1909 | 97.0557 | 95.9012 | 94.7535 | 93.6411 | 92.5895 | 91.6116 | 90.7156 | 89.8991 | 89.1475 | 88.4367 | 0
F2_Industrial_Petroleum_Existing_Space Heating_Natural Gas_Gas Boiler - Stack Economizer_A_Achievable Economic RVT Potential | F2 | Industrial | Petroleum | Existing | Space Heating | Natural Gas | Gas Boiler - Stack Economizer | A | Integrated Unit Summer Peak Savings (kW) | Achievable Economic RVT Potential | 0 | 0 | 0 | 0 | 0 | 0 | 0 | 0 | 0 | 0 | 0 | 0 | 0 | 0 | 0 | 0 | 0 | 0 | 0 | 0 | 0 | 0 | 0
F3_Industrial_Petroleum_Existing_Space Heating_Natural Gas_Gas Boiler - Stack Economizer_A_Achievable Economic RVT Potential | F3 | Industrial | Petroleum | Existing | Space Heating | Natural Gas | Gas Boiler - Stack Economizer | A | Integrated Unit Winter Peak Savings (kW) | Achievable Economic RVT Potential | 0 | 0 | 0 | 0 | 0 | 0 | 0 | 0 | 0 | 0 | 0 | 0 | 0 | 0 | 0 | 0 | 0 | 0 | 0 | 0 | 0 | 0 | 0
F4_Industrial_Petroleum_Existing_Space Heating_Natural Gas_Gas Boiler - Stack Economizer_A_Achievable Economic RVT Potential | F4 | Industrial | Petroleum | Existing | Space Heating | Natural Gas | Gas Boiler - Stack Economizer | A | Incremental Energy Savings (MWh or mTherms) | Achievable Economic RVT Potential | 0 | 0 | 0.00092015 | 0.00089892 | 0.00087782 | 0.0008568 | 0.00083582 | 0.00073333 | 0.0005715 | 0.00044504 | 0.00034629 | 0.00026926 | 0.00020924 | 0.00016255 | 0.00012627 | 9.8109e-05 | 7.6268e-05 | 5.9329e-05 | 3.938e-07 | 1.3697e-07 | 4.5507e-08 | 1.4467e-08 | 0
F5_Industrial_Petroleum_Existing_Space Heating_Natural Gas_Gas Boiler - Stack Economizer_A_Achievable Economic RVT Potential | F5 | Industrial | Petroleum | Existing | Space Heating | Natural Gas | Gas Boiler - Stack Economizer | A | Incremental Summer Peak Savings (MW) | Achievable Economic RVT Potential | 0 | 0 | 0 | 0 | 0 | 0 | 0 | 0 | 0 | 0 | 0 | 0 | 0 | 0 | 0 | 0 | 0 | 0 | 0 | 0 | 0 | 0 | 0
F6_Industrial_Petroleum_Existing_Space Heating_Natural Gas_Gas Boiler - Stack Economizer_A_Achievable Economic RVT Potential | F6 | Industrial | Petroleum | Existing | Space Heating | Natural Gas | Gas Boiler - Stack Economizer | A | Incremental Winter Peak Savings (MW) | Achievable Economic RVT Potential | 0 | 0 | 0 | 0 | 0 | 0 | 0 | 0 | 0 | 0 | 0 | 0 | 0 | 0 | 0 | 0 | 0 | 0 | 0 | 0 | 0 | 0 | 0
F7_Industrial_Petroleum_Existing_Space Heating_Natural Gas_Gas Boiler - Stack Economizer_A_Achievable Economic RVT Potential | F7 | Industrial | Petroleum | Existing | Space Heating | Natural Gas | Gas Boiler - Stack Economizer | A | Cumulative Energy Savings (MWh or mTherms) | Achievable Economic RVT Potential | 0 | 0 | 0.00092015 | 0.0018136 | 0.0026799 | 0.0035185 | 0.0043283 | 0.0050269 | 0.0055544 | 0.0059465 | 0.0062315 | 0.0064322 | 0.0065671 | 0.0066515 | 0.0066982 | 0.0067177 | 0.0067185 | 0.0067069 | 0.0066416 | 0.006582 | 0.006527 | 0.006475 | 0
F8_Industrial_Petroleum_Existing_Space Heating_Natural Gas_Gas Boiler - Stack Economizer_A_Achievable Economic RVT Potential | F8 | Industrial | Petroleum | Existing | Space Heating | Natural Gas | Gas Boiler - Stack Economizer | A | Cumulative Summer Peak Savings (MW) | Achievable Economic RVT Potential | 0 | 0 | 0 | 0 | 0 | 0 | 0 | 0 | 0 | 0 | 0 | 0 | 0 | 0 | 0 | 0 | 0 | 0 | 0 | 0 | 0 | 0 | 0
F9_Industrial_Petroleum_Existing_Space Heating_Natural Gas_Gas Boiler - Stack Economizer_A_Achievable Economic RVT Potential | F9 | Industrial | Petroleum | Existing | Space Heating | Natural Gas | Gas Boiler - Stack Economizer | A | Cumulative Winter Peak Savings (MW) | Achievable Economic RVT Potential | 0 | 0 | 0 | 0 | 0 | 0 | 0 | 0 | 0 | 0 | 0 | 0 | 0 | 0 | 0 | 0 | 0 | 0 | 0 | 0 | 0 | 0 | 0
F10_Industrial_Petroleum_Existing_Space Heating_Natural Gas_Gas Boiler - Stack Economizer_A_Achievable Economic RVT Potential | F10 | Industrial | Petroleum | Existing | Space Heating | Natural Gas | Gas Boiler - Stack Economizer | A | Purchases (Incremental) | Achievable Economic RVT Potential | 0 | 0 | 0.008699 | 0.0085491 | 0.0084017 | 0.0082568 | 0.0081144 | 0.0071771 | 0.0056427 | 0.0044363 | 0.0034879 | 0.0027422 | 0.0021559 | 0.001695 | 0.0013326 | 0.0010477 | 0.00082372 | 0.00064761 | 4.3411e-06 | 1.5237e-06 | 5.1047e-07 | 1.6359e-07 | 0
F11_Industrial_Petroleum_Existing_Space Heating_Natural Gas_Gas Boiler - Stack Economizer_A_Achievable Economic RVT Potential | F11 | Industrial | Petroleum | Existing | Space Heating | Natural Gas | Gas Boiler - Stack Economizer | A | Purchases (Cumulative) | Achievable Economic RVT Potential | 0 | 0 | 0.008699 | 0.017248 | 0.02565 | 0.033907 | 0.042021 | 0.049198 | 0.054841 | 0.059277 | 0.062765 | 0.065507 | 0.067663 | 0.069358 | 0.070691 | 0.071738 | 0.072562 | 0.07321 | 0.073214 | 0.073216 | 0.073216 | 0.073216 | 0
F1_Industrial_Petroleum_Existing_Process_Natural Gas_Gas Boiler - Stack Economizer_A_Achievable Economic RVT Potential | F1 | Industrial | Petroleum | Existing | Process | Natural Gas | Gas Boiler - Stack Economizer | A | Integrated Unit Energy Savings (kWh or therms) | Achievable Economic RVT Potential | 0 | 0 | 700.9743 | 699.2592 | 697.5146 | 695.7324 | 693.9057 | 692.0761 | 690.2924 | 688.5515 | 686.8568 | 685.2136 | 683.6242 | 682.0886 | 680.5924 | 679.1203 | 677.6553 | 676.186 | 674.7435 | 673.2794 | 671.7925 | 670.2822 | 0
F2_Industrial_Petroleum_Existing_Process_Natural Gas_Gas Boiler - Stack Economizer_A_Achievable Economic RVT Potential | F2 | Industrial | Petroleum | Existing | Process | Natural Gas | Gas Boiler - Stack Economizer | A | Integrated Unit Summer Peak Savings (kW) | Achievable Economic RVT Potential | 0 | 0 | 0 | 0 | 0 | 0 | 0 | 0 | 0 | 0 | 0 | 0 | 0 | 0 | 0 | 0 | 0 | 0 | 0 | 0 | 0 | 0 | 0
F3_Industrial_Petroleum_Existing_Process_Natural Gas_Gas Boiler - Stack Economizer_A_Achievable Economic RVT Potential | F3 | Industrial | Petroleum | Existing | Process | Natural Gas | Gas Boiler - Stack Economizer | A | Integrated Unit Winter Peak Savings (kW) | Achievable Economic RVT Potential | 0 | 0 | 0 | 0 | 0 | 0 | 0 | 0 | 0 | 0 | 0 | 0 | 0 | 0 | 0 | 0 | 0 | 0 | 0 | 0 | 0 | 0 | 0
F4_Industrial_Petroleum_Existing_Process_Natural Gas_Gas Boiler - Stack Economizer_A_Achievable Economic RVT Potential | F4 | Industrial | Petroleum | Existing | Process | Natural Gas | Gas Boiler - Stack Economizer | A | Incremental Energy Savings (MWh or mTherms) | Achievable Economic RVT Potential | 0 | 0 | 0.48424 | 0.47473 | 0.46538 | 0.45619 | 0.44715 | 0.39445 | 0.30932 | 0.24258 | 0.19025 | 0.14922 | 0.11704 | 0.091812 | 0.072025 | 0.056504 | 0.044328 | 0.034776 | 0.00023261 | 8.1465e-05 | 2.7233e-05 | 8.7076e-06 | 0
F5_Industrial_Petroleum_Existing_Process_Natural Gas_Gas Boiler - Stack Economizer_A_Achievable Economic RVT Potential | F5 | Industrial | Petroleum | Existing | Process | Natural Gas | Gas Boiler - Stack Economizer | A | Incremental Summer Peak Savings (MW) | Achievable Economic RVT Potential | 0 | 0 | 0 | 0 | 0 | 0 | 0 | 0 | 0 | 0 | 0 | 0 | 0 | 0 | 0 | 0 | 0 | 0 | 0 | 0 | 0 | 0 | 0
F6_Industrial_Petroleum_Existing_Process_Natural Gas_Gas Boiler - Stack Economizer_A_Achievable Economic RVT Potential | F6 | Industrial | Petroleum | Existing | Process | Natural Gas | Gas Boiler - Stack Economizer | A | Incremental Winter Peak Savings (MW) | Achievable Economic RVT Potential | 0 | 0 | 0 | 0 | 0 | 0 | 0 | 0 | 0 | 0 | 0 | 0 | 0 | 0 | 0 | 0 | 0 | 0 | 0 | 0 | 0 | 0 | 0
F7_Industrial_Petroleum_Existing_Process_Natural Gas_Gas Boiler - Stack Economizer_A_Achievable Economic RVT Potential | F7 | Industrial | Petroleum | Existing | Process | Natural Gas | Gas Boiler - Stack Economizer | A | Cumulative Energy Savings (MWh or mTherms) | Achievable Economic RVT Potential | 0 | 0 | 0.48424 | 0.95779 | 1.4208 | 1.8733 | 2.3156 | 2.7039 | 3.0063 | 3.2413 | 3.4235 | 3.5646 | 3.6733 | 3.7569 | 3.8207 | 3.8689 | 3.9049 | 3.9312 | 3.9231 | 3.9146 | 3.906 | 3.8972 | 0
F8_Industrial_Petroleum_Existing_Process_Natural Gas_Gas Boiler - Stack Economizer_A_Achievable Economic RVT Potential | F8 | Industrial | Petroleum | Existing | Process | Natural Gas | Gas Boiler - Stack Economizer | A | Cumulative Summer Peak Savings (MW) | Achievable Economic RVT Potential | 0 | 0 | 0 | 0 | 0 | 0 | 0 | 0 | 0 | 0 | 0 | 0 | 0 | 0 | 0 | 0 | 0 | 0 | 0 | 0 | 0 | 0 | 0
F9_Industrial_Petroleum_Existing_Process_Natural Gas_Gas Boiler - Stack Economizer_A_Achievable Economic RVT Potential | F9 | Industrial | Petroleum | Existing | Process | Natural Gas | Gas Boiler - Stack Economizer | A | Cumulative Winter Peak Savings (MW) | Achievable Economic RVT Potential | 0 | 0 | 0 | 0 | 0 | 0 | 0 | 0 | 0 | 0 | 0 | 0 | 0 | 0 | 0 | 0 | 0 | 0 | 0 | 0 | 0 | 0 | 0
F10_Industrial_Petroleum_Existing_Process_Natural Gas_Gas Boiler - Stack Economizer_A_Achievable Economic RVT Potential | F10 | Industrial | Petroleum | Existing | Process | Natural Gas | Gas Boiler - Stack Economizer | A | Purchases (Incremental) | Achievable Economic RVT Potential | 0 | 0 | 0.69082 | 0.67891 | 0.6672 | 0.6557 | 0.64439 | 0.56995 | 0.4481 | 0.3523 | 0.27698 | 0.21776 | 0.17121 | 0.1346 | 0.10583 | 0.083202 | 0.065414 | 0.051429 | 0.00034474 | 0.000121 | 4.0538e-05 | 1.2991e-05 | 0
F11_Industrial_Petroleum_Existing_Process_Natural Gas_Gas Boiler - Stack Economizer_A_Achievable Economic RVT Potential | F11 | Industrial | Petroleum | Existing | Process | Natural Gas | Gas Boiler - Stack Economizer | A | Purchases (Cumulative) | Achievable Economic RVT Potential | 0 | 0 | 0.69082 | 1.3697 | 2.0369 | 2.6926 | 3.337 | 3.907 | 4.3551 | 4.7074 | 4.9843 | 5.2021 | 5.3733 | 5.5079 | 5.6137 | 5.697 | 5.7624 | 5.8138 | 5.8141 | 5.8143 | 5.8143 | 5.8143 | 0
F1_Industrial_Petroleum_Existing_Space Heating_Natural Gas_Gas Furnace Tube Inserts_A_Achievable Economic RVT Potential | F1 | Industrial | Petroleum | Existing | Space Heating | Natural Gas | Gas Furnace Tube Inserts | A | Integrated Unit Energy Savings (kWh or therms) | Achievable Economic RVT Potential | 0 | 0 | 0.088056 | 0.087504 | 0.08694 | 0.086368 | 0.085796 | 0.085228 | 0.084669 | 0.084124 | 0.083596 | 0.083088 | 0.082601 | 0.082134 | 0.081685 | 0.081254 | 0.08084 | 0.080441 | 0.080056 | 0.079684 | 0.079323 | 0.078971 | 0
F2_Industrial_Petroleum_Existing_Space Heating_Natural Gas_Gas Furnace Tube Inserts_A_Achievable Economic RVT Potential | F2 | Industrial | Petroleum | Existing | Space Heating | Natural Gas | Gas Furnace Tube Inserts | A | Integrated Unit Summer Peak Savings (kW) | Achievable Economic RVT Potential | 0 | 0 | 0 | 0 | 0 | 0 | 0 | 0 | 0 | 0 | 0 | 0 | 0 | 0 | 0 | 0 | 0 | 0 | 0 | 0 | 0 | 0 | 0
F3_Industrial_Petroleum_Existing_Space Heating_Natural Gas_Gas Furnace Tube Inserts_A_Achievable Economic RVT Potential | F3 | Industrial | Petroleum | Existing | Space Heating | Natural Gas | Gas Furnace Tube Inserts | A | Integrated Unit Winter Peak Savings (kW) | Achievable Economic RVT Potential | 0 | 0 | 0 | 0 | 0 | 0 | 0 | 0 | 0 | 0 | 0 | 0 | 0 | 0 | 0 | 0 | 0 | 0 | 0 | 0 | 0 | 0 | 0
F4_Industrial_Petroleum_Existing_Space Heating_Natural Gas_Gas Furnace Tube Inserts_A_Achievable Economic RVT Potential | F4 | Industrial | Petroleum | Existing | Space Heating | Natural Gas | Gas Furnace Tube Inserts | A | Incremental Energy Savings (MWh or mTherms) | Achievable Economic RVT Potential | 0 | 0 | 0 | 0 | 0 | 0 | 0 | 0 | 0 | 0 | 0 | 0 | 0 | 0 | 0 | 0 | 0 | 0 | 0 | 0 | 0 | 0 | 0
F5_Industrial_Petroleum_Existing_Space Heating_Natural Gas_Gas Furnace Tube Inserts_A_Achievable Economic RVT Potential | F5 | Industrial | Petroleum | Existing | Space Heating | Natural Gas | Gas Furnace Tube Inserts | A | Incremental Summer Peak Savings (MW) | Achievable Economic RVT Potential | 0 | 0 | 0 | 0 | 0 | 0 | 0 | 0 | 0 | 0 | 0 | 0 | 0 | 0 | 0 | 0 | 0 | 0 | 0 | 0 | 0 | 0 | 0
F6_Industrial_Petroleum_Existing_Space Heating_Natural Gas_Gas Furnace Tube Inserts_A_Achievable Economic RVT Potential | F6 | Industrial | Petroleum | Existing | Space Heating | Natural Gas | Gas Furnace Tube Inserts | A | Incremental Winter Peak Savings (MW) | Achievable Economic RVT Potential | 0 | 0 | 0 | 0 | 0 | 0 | 0 | 0 | 0 | 0 | 0 | 0 | 0 | 0 | 0 | 0 | 0 | 0 | 0 | 0 | 0 | 0 | 0
F7_Industrial_Petroleum_Existing_Space Heating_Natural Gas_Gas Furnace Tube Inserts_A_Achievable Economic RVT Potential | F7 | Industrial | Petroleum | Existing | Space Heating | Natural Gas | Gas Furnace Tube Inserts | A | Cumulative Energy Savings (MWh or mTherms) | Achievable Economic RVT Potential | 0 | 0 | 0 | 0 | 0 | 0 | 0 | 0 | 0 | 0 | 0 | 0 | 0 | 0 | 0 | 0 | 0 | 0 | 0 | 0 | 0 | 0 | 0
F8_Industrial_Petroleum_Existing_Space Heating_Natural Gas_Gas Furnace Tube Inserts_A_Achievable Economic RVT Potential | F8 | Industrial | Petroleum | Existing | Space Heating | Natural Gas | Gas Furnace Tube Inserts | A | Cumulative Summer Peak Savings (MW) | Achievable Economic RVT Potential | 0 | 0 | 0 | 0 | 0 | 0 | 0 | 0 | 0 | 0 | 0 | 0 | 0 | 0 | 0 | 0 | 0 | 0 | 0 | 0 | 0 | 0 | 0
F9_Industrial_Petroleum_Existing_Space Heating_Natural Gas_Gas Furnace Tube Inserts_A_Achievable Economic RVT Potential | F9 | Industrial | Petroleum | Existing | Space Heating | Natural Gas | Gas Furnace Tube Inserts | A | Cumulative Winter Peak Savings (MW) | Achievable Economic RVT Potential | 0 | 0 | 0 | 0 | 0 | 0 | 0 | 0 | 0 | 0 | 0 | 0 | 0 | 0 | 0 | 0 | 0 | 0 | 0 | 0 | 0 | 0 | 0
F10_Industrial_Petroleum_Existing_Space Heating_Natural Gas_Gas Furnace Tube Inserts_A_Achievable Economic RVT Potential | F10 | Industrial | Petroleum | Existing | Space Heating | Natural Gas | Gas Furnace Tube Inserts | A | Purchases (Incremental) | Achievable Economic RVT Potential | 0 | 0 | 0 | 0 | 0 | 0 | 0 | 0 | 0 | 0 | 0 | 0 | 0 | 0 | 0 | 0 | 0 | 0 | 0 | 0 | 0 | 0 | 0
F11_Industrial_Petroleum_Existing_Space Heating_Natural Gas_Gas Furnace Tube Inserts_A_Achievable Economic RVT Potential | F11 | Industrial | Petroleum | Existing | Space Heating | Natural Gas | Gas Furnace Tube Inserts | A | Purchases (Cumulative) | Achievable Economic RVT Potential | 0 | 0 | 0 | 0 | 0 | 0 | 0 | 0 | 0 | 0 | 0 | 0 | 0 | 0 | 0 | 0 | 0 | 0 | 0 | 0 | 0 | 0 | 0
F1_Industrial_Petroleum_Existing_Space Heating_Natural Gas_Space Heating - Heat Recovery Ventilator_A_Achievable Economic RVT Potential | F1 | Industrial | Petroleum | Existing | Space Heating | Natural Gas | Space Heating - Heat Recovery Ventilator | A | Integrated Unit Energy Savings (kWh or therms) | Achievable Economic RVT Potential | 0 | 0 | 0.013251 | 0.013137 | 0.013018 | 0.012893 | 0.012763 | 0.012625 | 0.012481 | 0.01233 | 0.012173 | 0.012012 | 0.011848 | 0.011684 | 0.011522 | 0.011367 | 0.011222 | 0.011086 | 0.010962 | 0.010848 | 0.010744 | 0.010644 | 0
F2_Industrial_Petroleum_Existing_Space Heating_Natural Gas_Space Heating - Heat Recovery Ventilator_A_Achievable Economic RVT Potential | F2 | Industrial | Petroleum | Existing | Space Heating | Natural Gas | Space Heating - Heat Recovery Ventilator | A | Integrated Unit Summer Peak Savings (kW) | Achievable Economic RVT Potential | 0 | 0 | 0 | 0 | 0 | 0 | 0 | 0 | 0 | 0 | 0 | 0 | 0 | 0 | 0 | 0 | 0 | 0 | 0 | 0 | 0 | 0 | 0
F3_Industrial_Petroleum_Existing_Space Heating_Natural Gas_Space Heating - Heat Recovery Ventilator_A_Achievable Economic RVT Potential | F3 | Industrial | Petroleum | Existing | Space Heating | Natural Gas | Space Heating - Heat Recovery Ventilator | A | Integrated Unit Winter Peak Savings (kW) | Achievable Economic RVT Potential | 0 | 0 | 0 | 0 | 0 | 0 | 0 | 0 | 0 | 0 | 0 | 0 | 0 | 0 | 0 | 0 | 0 | 0 | 0 | 0 | 0 | 0 | 0
F4_Industrial_Petroleum_Existing_Space Heating_Natural Gas_Space Heating - Heat Recovery Ventilator_A_Achievable Economic RVT Potential | F4 | Industrial | Petroleum | Existing | Space Heating | Natural Gas | Space Heating - Heat Recovery Ventilator | A | Incremental Energy Savings (MWh or mTherms) | Achievable Economic RVT Potential | 0 | 0 | 0 | 0 | 0 | 0 | 0 | 0 | 0 | 0 | 0 | 0 | 0 | 0 | 0 | 0 | 0 | 0 | 0 | 0 | 0 | 0 | 0
F5_Industrial_Petroleum_Existing_Space Heating_Natural Gas_Space Heating - Heat Recovery Ventilator_A_Achievable Economic RVT Potential | F5 | Industrial | Petroleum | Existing | Space Heating | Natural Gas | Space Heating - Heat Recovery Ventilator | A | Incremental Summer Peak Savings (MW) | Achievable Economic RVT Potential | 0 | 0 | 0 | 0 | 0 | 0 | 0 | 0 | 0 | 0 | 0 | 0 | 0 | 0 | 0 | 0 | 0 | 0 | 0 | 0 | 0 | 0 | 0
F6_Industrial_Petroleum_Existing_Space Heating_Natural Gas_Space Heating - Heat Recovery Ventilator_A_Achievable Economic RVT Potential | F6 | Industrial | Petroleum | Existing | Space Heating | Natural Gas | Space Heating - Heat Recovery Ventilator | A | Incremental Winter Peak Savings (MW) | Achievable Economic RVT Potential | 0 | 0 | 0 | 0 | 0 | 0 | 0 | 0 | 0 | 0 | 0 | 0 | 0 | 0 | 0 | 0 | 0 | 0 | 0 | 0 | 0 | 0 | 0
F7_Industrial_Petroleum_Existing_Space Heating_Natural Gas_Space Heating - Heat Recovery Ventilator_A_Achievable Economic RVT Potential | F7 | Industrial | Petroleum | Existing | Space Heating | Natural Gas | Space Heating - Heat Recovery Ventilator | A | Cumulative Energy Savings (MWh or mTherms) | Achievable Economic RVT Potential | 0 | 0 | 0 | 0 | 0 | 0 | 0 | 0 | 0 | 0 | 0 | 0 | 0 | 0 | 0 | 0 | 0 | 0 | 0 | 0 | 0 | 0 | 0
F8_Industrial_Petroleum_Existing_Space Heating_Natural Gas_Space Heating - Heat Recovery Ventilator_A_Achievable Economic RVT Potential | F8 | Industrial | Petroleum | Existing | Space Heating | Natural Gas | Space Heating - Heat Recovery Ventilator | A | Cumulative Summer Peak Savings (MW) | Achievable Economic RVT Potential | 0 | 0 | 0 | 0 | 0 | 0 | 0 | 0 | 0 | 0 | 0 | 0 | 0 | 0 | 0 | 0 | 0 | 0 | 0 | 0 | 0 | 0 | 0
F9_Industrial_Petroleum_Existing_Space Heating_Natural Gas_Space Heating - Heat Recovery Ventilator_A_Achievable Economic RVT Potential | F9 | Industrial | Petroleum | Existing | Space Heating | Natural Gas | Space Heating - Heat Recovery Ventilator | A | Cumulative Winter Peak Savings (MW) | Achievable Economic RVT Potential | 0 | 0 | 0 | 0 | 0 | 0 | 0 | 0 | 0 | 0 | 0 | 0 | 0 | 0 | 0 | 0 | 0 | 0 | 0 | 0 | 0 | 0 | 0
F10_Industrial_Petroleum_Existing_Space Heating_Natural Gas_Space Heating - Heat Recovery Ventilator_A_Achievable Economic RVT Potential | F10 | Industrial | Petroleum | Existing | Space Heating | Natural Gas | Space Heating - Heat Recovery Ventilator | A | Purchases (Incremental) | Achievable Economic RVT Potential | 0 | 0 | 0 | 0 | 0 | 0 | 0 | 0 | 0 | 0 | 0 | 0 | 0 | 0 | 0 | 0 | 0 | 0 | 0 | 0 | 0 | 0 | 0
F11_Industrial_Petroleum_Existing_Space Heating_Natural Gas_Space Heating - Heat Recovery Ventilator_A_Achievable Economic RVT Potential | F11 | Industrial | Petroleum | Existing | Space Heating | Natural Gas | Space Heating - Heat Recovery Ventilator | A | Purchases (Cumulative) | Achievable Economic RVT Potential | 0 | 0 | 0 | 0 | 0 | 0 | 0 | 0 | 0 | 0 | 0 | 0 | 0 | 0 | 0 | 0 | 0 | 0 | 0 | 0 | 0 | 0 | 0
F1_Industrial_Petroleum_Existing_Space Heating_Natural Gas_Thermostat - Programmable_A_Achievable Economic RVT Potential | F1 | Industrial | Petroleum | Existing | Space Heating | Natural Gas | Thermostat - Programmable | A | Integrated Unit Energy Savings (kWh or therms) | Achievable Economic RVT Potential | 0 | 0 | 0.0064103 | 0.0063551 | 0.0062971 | 0.0062361 | 0.0061719 | 0.006104 | 0.0060324 | 0.0059572 | 0.0058785 | 0.005797 | 0.0057139 | 0.0056306 | 0.0055487 | 0.0054701 | 0.0053963 | 0.0053281 | 0.0052659 | 0.0052093 | 0.0051574 | 0.0051085 | 0
F2_Industrial_Petroleum_Existing_Space Heating_Natural Gas_Thermostat - Programmable_A_Achievable Economic RVT Potential | F2 | Industrial | Petroleum | Existing | Space Heating | Natural Gas | Thermostat - Programmable | A | Integrated Unit Summer Peak Savings (kW) | Achievable Economic RVT Potential | 0 | 0 | 0 | 0 | 0 | 0 | 0 | 0 | 0 | 0 | 0 | 0 | 0 | 0 | 0 | 0 | 0 | 0 | 0 | 0 | 0 | 0 | 0
F3_Industrial_Petroleum_Existing_Space Heating_Natural Gas_Thermostat - Programmable_A_Achievable Economic RVT Potential | F3 | Industrial | Petroleum | Existing | Space Heating | Natural Gas | Thermostat - Programmable | A | Integrated Unit Winter Peak Savings (kW) | Achievable Economic RVT Potential | 0 | 0 | 0 | 0 | 0 | 0 | 0 | 0 | 0 | 0 | 0 | 0 | 0 | 0 | 0 | 0 | 0 | 0 | 0 | 0 | 0 | 0 | 0
F4_Industrial_Petroleum_Existing_Space Heating_Natural Gas_Thermostat - Programmable_A_Achievable Economic RVT Potential | F4 | Industrial | Petroleum | Existing | Space Heating | Natural Gas | Thermostat - Programmable | A | Incremental Energy Savings (MWh or mTherms) | Achievable Economic RVT Potential | 0 | 0 | 0 | 0 | 0 | 0 | 0 | 0 | 0 | 0 | 0 | 0 | 0 | 0 | 0 | 0 | 0 | 0 | 0 | 0 | 0 | 0 | 0
F5_Industrial_Petroleum_Existing_Space Heating_Natural Gas_Thermostat - Programmable_A_Achievable Economic RVT Potential | F5 | Industrial | Petroleum | Existing | Space Heating | Natural Gas | Thermostat - Programmable | A | Incremental Summer Peak Savings (MW) | Achievable Economic RVT Potential | 0 | 0 | 0 | 0 | 0 | 0 | 0 | 0 | 0 | 0 | 0 | 0 | 0 | 0 | 0 | 0 | 0 | 0 | 0 | 0 | 0 | 0 | 0
F6_Industrial_Petroleum_Existing_Space Heating_Natural Gas_Thermostat - Programmable_A_Achievable Economic RVT Potential | F6 | Industrial | Petroleum | Existing | Space Heating | Natural Gas | Thermostat - Programmable | A | Incremental Winter Peak Savings (MW) | Achievable Economic RVT Potential | 0 | 0 | 0 | 0 | 0 | 0 | 0 | 0 | 0 | 0 | 0 | 0 | 0 | 0 | 0 | 0 | 0 | 0 | 0 | 0 | 0 | 0 | 0
F7_Industrial_Petroleum_Existing_Space Heating_Natural Gas_Thermostat - Programmable_A_Achievable Economic RVT Potential | F7 | Industrial | Petroleum | Existing | Space Heating | Natural Gas | Thermostat - Programmable | A | Cumulative Energy Savings (MWh or mTherms) | Achievable Economic RVT Potential | 0 | 0 | 0 | 0 | 0 | 0 | 0 | 0 | 0 | 0 | 0 | 0 | 0 | 0 | 0 | 0 | 0 | 0 | 0 | 0 | 0 | 0 | 0
F8_Industrial_Petroleum_Existing_Space Heating_Natural Gas_Thermostat - Programmable_A_Achievable Economic RVT Potential | F8 | Industrial | Petroleum | Existing | Space Heating | Natural Gas | Thermostat - Programmable | A | Cumulative Summer Peak Savings (MW) | Achievable Economic RVT Potential | 0 | 0 | 0 | 0 | 0 | 0 | 0 | 0 | 0 | 0 | 0 | 0 | 0 | 0 | 0 | 0 | 0 | 0 | 0 | 0 | 0 | 0 | 0
F9_Industrial_Petroleum_Existing_Space Heating_Natural Gas_Thermostat - Programmable_A_Achievable Economic RVT Potential | F9 | Industrial | Petroleum | Existing | Space Heating | Natural Gas | Thermostat - Programmable | A | Cumulative Winter Peak Savings (MW) | Achievable Economic RVT Potential | 0 | 0 | 0 | 0 | 0 | 0 | 0 | 0 | 0 | 0 | 0 | 0 | 0 | 0 | 0 | 0 | 0 | 0 | 0 | 0 | 0 | 0 | 0
F10_Industrial_Petroleum_Existing_Space Heating_Natural Gas_Thermostat - Programmable_A_Achievable Economic RVT Potential | F10 | Industrial | Petroleum | Existing | Space Heating | Natural Gas | Thermostat - Programmable | A | Purchases (Incremental) | Achievable Economic RVT Potential | 0 | 0 | 0 | 0 | 0 | 0 | 0 | 0 | 0 | 0 | 0 | 0 | 0 | 0 | 0 | 0 | 0 | 0 | 0 | 0 | 0 | 0 | 0
F11_Industrial_Petroleum_Existing_Space Heating_Natural Gas_Thermostat - Programmable_A_Achievable Economic RVT Potential | F11 | Industrial | Petroleum | Existing | Space Heating | Natural Gas | Thermostat - Programmable | A | Purchases (Cumulative) | Achievable Economic RVT Potential | 0 | 0 | 0 | 0 | 0 | 0 | 0 | 0 | 0 | 0 | 0 | 0 | 0 | 0 | 0 | 0 | 0 | 0 | 0 | 0 | 0 | 0 | 0
F1_Industrial_Petroleum_Existing_Space Heating_Natural Gas_ENERGY STAR Connected Thermostat_A_Achievable Economic RVT Potential | F1 | Industrial | Petroleum | Existing | Space Heating | Natural Gas | ENERGY STAR Connected Thermostat | A | Integrated Unit Energy Savings (kWh or therms) | Achievable Economic RVT Potential | 0 | 0 | 0.015496 | 0.015363 | 0.015222 | 0.015075 | 0.01492 | 0.014755 | 0.014583 | 0.014401 | 0.01421 | 0.014013 | 0.013813 | 0.013611 | 0.013413 | 0.013223 | 0.013045 | 0.01288 | 0.012729 | 0.012593 | 0.012467 | 0.012349 | 0
F2_Industrial_Petroleum_Existing_Space Heating_Natural Gas_ENERGY STAR Connected Thermostat_A_Achievable Economic RVT Potential | F2 | Industrial | Petroleum | Existing | Space Heating | Natural Gas | ENERGY STAR Connected Thermostat | A | Integrated Unit Summer Peak Savings (kW) | Achievable Economic RVT Potential | 0 | 0 | 0 | 0 | 0 | 0 | 0 | 0 | 0 | 0 | 0 | 0 | 0 | 0 | 0 | 0 | 0 | 0 | 0 | 0 | 0 | 0 | 0
F3_Industrial_Petroleum_Existing_Space Heating_Natural Gas_ENERGY STAR Connected Thermostat_A_Achievable Economic RVT Potential | F3 | Industrial | Petroleum | Existing | Space Heating | Natural Gas | ENERGY STAR Connected Thermostat | A | Integrated Unit Winter Peak Savings (kW) | Achievable Economic RVT Potential | 0 | 0 | 0 | 0 | 0 | 0 | 0 | 0 | 0 | 0 | 0 | 0 | 0 | 0 | 0 | 0 | 0 | 0 | 0 | 0 | 0 | 0 | 0
F4_Industrial_Petroleum_Existing_Space Heating_Natural Gas_ENERGY STAR Connected Thermostat_A_Achievable Economic RVT Potential | F4 | Industrial | Petroleum | Existing | Space Heating | Natural Gas | ENERGY STAR Connected Thermostat | A | Incremental Energy Savings (MWh or mTherms) | Achievable Economic RVT Potential | 0 | 0 | 0 | 0 | 0 | 0 | 0 | 0 | 0 | 0 | 0 | 0 | 0 | 0 | 0 | 0 | 0 | 0 | 0 | 0 | 0 | 0 | 0
F5_Industrial_Petroleum_Existing_Space Heating_Natural Gas_ENERGY STAR Connected Thermostat_A_Achievable Economic RVT Potential | F5 | Industrial | Petroleum | Existing | Space Heating | Natural Gas | ENERGY STAR Connected Thermostat | A | Incremental Summer Peak Savings (MW) | Achievable Economic RVT Potential | 0 | 0 | 0 | 0 | 0 | 0 | 0 | 0 | 0 | 0 | 0 | 0 | 0 | 0 | 0 | 0 | 0 | 0 | 0 | 0 | 0 | 0 | 0
F6_Industrial_Petroleum_Existing_Space Heating_Natural Gas_ENERGY STAR Connected Thermostat_A_Achievable Economic RVT Potential | F6 | Industrial | Petroleum | Existing | Space Heating | Natural Gas | ENERGY STAR Connected Thermostat | A | Incremental Winter Peak Savings (MW) | Achievable Economic RVT Potential | 0 | 0 | 0 | 0 | 0 | 0 | 0 | 0 | 0 | 0 | 0 | 0 | 0 | 0 | 0 | 0 | 0 | 0 | 0 | 0 | 0 | 0 | 0
F7_Industrial_Petroleum_Existing_Space Heating_Natural Gas_ENERGY STAR Connected Thermostat_A_Achievable Economic RVT Potential | F7 | Industrial | Petroleum | Existing | Space Heating | Natural Gas | ENERGY STAR Connected Thermostat | A | Cumulative Energy Savings (MWh or mTherms) | Achievable Economic RVT Potential | 0 | 0 | 0 | 0 | 0 | 0 | 0 | 0 | 0 | 0 | 0 | 0 | 0 | 0 | 0 | 0 | 0 | 0 | 0 | 0 | 0 | 0 | 0
F8_Industrial_Petroleum_Existing_Space Heating_Natural Gas_ENERGY STAR Connected Thermostat_A_Achievable Economic RVT Potential | F8 | Industrial | Petroleum | Existing | Space Heating | Natural Gas | ENERGY STAR Connected Thermostat | A | Cumulative Summer Peak Savings (MW) | Achievable Economic RVT Potential | 0 | 0 | 0 | 0 | 0 | 0 | 0 | 0 | 0 | 0 | 0 | 0 | 0 | 0 | 0 | 0 | 0 | 0 | 0 | 0 | 0 | 0 | 0
F9_Industrial_Petroleum_Existing_Space Heating_Natural Gas_ENERGY STAR Connected Thermostat_A_Achievable Economic RVT Potential | F9 | Industrial | Petroleum | Existing | Space Heating | Natural Gas | ENERGY STAR Connected Thermostat | A | Cumulative Winter Peak Savings (MW) | Achievable Economic RVT Potential | 0 | 0 | 0 | 0 | 0 | 0 | 0 | 0 | 0 | 0 | 0 | 0 | 0 | 0 | 0 | 0 | 0 | 0 | 0 | 0 | 0 | 0 | 0
F10_Industrial_Petroleum_Existing_Space Heating_Natural Gas_ENERGY STAR Connected Thermostat_A_Achievable Economic RVT Potential | F10 | Industrial | Petroleum | Existing | Space Heating | Natural Gas | ENERGY STAR Connected Thermostat | A | Purchases (Incremental) | Achievable Economic RVT Potential | 0 | 0 | 0 | 0 | 0 | 0 | 0 | 0 | 0 | 0 | 0 | 0 | 0 | 0 | 0 | 0 | 0 | 0 | 0 | 0 | 0 | 0 | 0
F11_Industrial_Petroleum_Existing_Space Heating_Natural Gas_ENERGY STAR Connected Thermostat_A_Achievable Economic RVT Potential | F11 | Industrial | Petroleum | Existing | Space Heating | Natural Gas | ENERGY STAR Connected Thermostat | A | Purchases (Cumulative) | Achievable Economic RVT Potential | 0 | 0 | 0 | 0 | 0 | 0 | 0 | 0 | 0 | 0 | 0 | 0 | 0 | 0 | 0 | 0 | 0 | 0 | 0 | 0 | 0 | 0 | 0
F1_Industrial_Petroleum_Existing_Space Heating_Natural Gas_Destratification Fans (HVLS)_A_Achievable Economic RVT Potential | F1 | Industrial | Petroleum | Existing | Space Heating | Natural Gas | Destratification Fans (HVLS) | A | Integrated Unit Energy Savings (kWh or therms) | Achievable Economic RVT Potential | 0 | 0 | 0.015496 | 0.015363 | 0.015224 | 0.015078 | 0.014925 | 0.014764 | 0.014596 | 0.014419 | 0.014236 | 0.014047 | 0.013855 | 0.013663 | 0.013475 | 0.013294 | 0.013123 | 0.012965 | 0.012819 | 0.012687 | 0.012564 | 0.012448 | 0
F2_Industrial_Petroleum_Existing_Space Heating_Natural Gas_Destratification Fans (HVLS)_A_Achievable Economic RVT Potential | F2 | Industrial | Petroleum | Existing | Space Heating | Natural Gas | Destratification Fans (HVLS) | A | Integrated Unit Summer Peak Savings (kW) | Achievable Economic RVT Potential | 0 | 0 | 0 | 0 | 0 | 0 | 0 | 0 | 0 | 0 | 0 | 0 | 0 | 0 | 0 | 0 | 0 | 0 | 0 | 0 | 0 | 0 | 0
F3_Industrial_Petroleum_Existing_Space Heating_Natural Gas_Destratification Fans (HVLS)_A_Achievable Economic RVT Potential | F3 | Industrial | Petroleum | Existing | Space Heating | Natural Gas | Destratification Fans (HVLS) | A | Integrated Unit Winter Peak Savings (kW) | Achievable Economic RVT Potential | 0 | 0 | 0 | 0 | 0 | 0 | 0 | 0 | 0 | 0 | 0 | 0 | 0 | 0 | 0 | 0 | 0 | 0 | 0 | 0 | 0 | 0 | 0
F4_Industrial_Petroleum_Existing_Space Heating_Natural Gas_Destratification Fans (HVLS)_A_Achievable Economic RVT Potential | F4 | Industrial | Petroleum | Existing | Space Heating | Natural Gas | Destratification Fans (HVLS) | A | Incremental Energy Savings (MWh or mTherms) | Achievable Economic RVT Potential | 0 | 0 | 0 | 0 | 0 | 0 | 0 | 0 | 0 | 0 | 0 | 0 | 0 | 0 | 0 | 0 | 0 | 0 | 0 | 0 | 0 | 0 | 0
F5_Industrial_Petroleum_Existing_Space Heating_Natural Gas_Destratification Fans (HVLS)_A_Achievable Economic RVT Potential | F5 | Industrial | Petroleum | Existing | Space Heating | Natural Gas | Destratification Fans (HVLS) | A | Incremental Summer Peak Savings (MW) | Achievable Economic RVT Potential | 0 | 0 | 0 | 0 | 0 | 0 | 0 | 0 | 0 | 0 | 0 | 0 | 0 | 0 | 0 | 0 | 0 | 0 | 0 | 0 | 0 | 0 | 0
F6_Industrial_Petroleum_Existing_Space Heating_Natural Gas_Destratification Fans (HVLS)_A_Achievable Economic RVT Potential | F6 | Industrial | Petroleum | Existing | Space Heating | Natural Gas | Destratification Fans (HVLS) | A | Incremental Winter Peak Savings (MW) | Achievable Economic RVT Potential | 0 | 0 | 0 | 0 | 0 | 0 | 0 | 0 | 0 | 0 | 0 | 0 | 0 | 0 | 0 | 0 | 0 | 0 | 0 | 0 | 0 | 0 | 0
F7_Industrial_Petroleum_Existing_Space Heating_Natural Gas_Destratification Fans (HVLS)_A_Achievable Economic RVT Potential | F7 | Industrial | Petroleum | Existing | Space Heating | Natural Gas | Destratification Fans (HVLS) | A | Cumulative Energy Savings (MWh or mTherms) | Achievable Economic RVT Potential | 0 | 0 | 0 | 0 | 0 | 0 | 0 | 0 | 0 | 0 | 0 | 0 | 0 | 0 | 0 | 0 | 0 | 0 | 0 | 0 | 0 | 0 | 0
F8_Industrial_Petroleum_Existing_Space Heating_Natural Gas_Destratification Fans (HVLS)_A_Achievable Economic RVT Potential | F8 | Industrial | Petroleum | Existing | Space Heating | Natural Gas | Destratification Fans (HVLS) | A | Cumulative Summer Peak Savings (MW) | Achievable Economic RVT Potential | 0 | 0 | 0 | 0 | 0 | 0 | 0 | 0 | 0 | 0 | 0 | 0 | 0 | 0 | 0 | 0 | 0 | 0 | 0 | 0 | 0 | 0 | 0
F9_Industrial_Petroleum_Existing_Space Heating_Natural Gas_Destratification Fans (HVLS)_A_Achievable Economic RVT Potential | F9 | Industrial | Petroleum | Existing | Space Heating | Natural Gas | Destratification Fans (HVLS) | A | Cumulative Winter Peak Savings (MW) | Achievable Economic RVT Potential | 0 | 0 | 0 | 0 | 0 | 0 | 0 | 0 | 0 | 0 | 0 | 0 | 0 | 0 | 0 | 0 | 0 | 0 | 0 | 0 | 0 | 0 | 0
F10_Industrial_Petroleum_Existing_Space Heating_Natural Gas_Destratification Fans (HVLS)_A_Achievable Economic RVT Potential | F10 | Industrial | Petroleum | Existing | Space Heating | Natural Gas | Destratification Fans (HVLS) | A | Purchases (Incremental) | Achievable Economic RVT Potential | 0 | 0 | 0 | 0 | 0 | 0 | 0 | 0 | 0 | 0 | 0 | 0 | 0 | 0 | 0 | 0 | 0 | 0 | 0 | 0 | 0 | 0 | 0
F11_Industrial_Petroleum_Existing_Space Heating_Natural Gas_Destratification Fans (HVLS)_A_Achievable Economic RVT Potential | F11 | Industrial | Petroleum | Existing | Space Heating | Natural Gas | Destratification Fans (HVLS) | A | Purchases (Cumulative) | Achievable Economic RVT Potential | 0 | 0 | 0 | 0 | 0 | 0 | 0 | 0 | 0 | 0 | 0 | 0 | 0 | 0 | 0 | 0 | 0 | 0 | 0 | 0 | 0 | 0 | 0
F1_Industrial_Petroleum_Existing_Space Heating_Natural Gas_Gas Boiler - Insulate Steam Lines/Condensate Tank_A_Achievable Economic RVT Potential | F1 | Industrial | Petroleum | Existing | Space Heating | Natural Gas | Gas Boiler - Insulate Steam Lines/Condensate Tank | A | Integrated Unit Energy Savings (kWh or therms) | Achievable Economic RVT Potential | 0 | 0 | 1150.8924 | 1144.1934 | 1137.058 | 1129.433 | 1121.2314 | 1112.3574 | 1102.7504 | 1092.3794 | 1081.2652 | 1069.498 | 1057.2728 | 1044.8351 | 1032.4714 | 1020.4921 | 1009.1749 | 998.6608 | 989.0385 | 980.2839 | 972.2367 | 964.6341 | 0
F2_Industrial_Petroleum_Existing_Space Heating_Natural Gas_Gas Boiler - Insulate Steam Lines/Condensate Tank_A_Achievable Economic RVT Potential | F2 | Industrial | Petroleum | Existing | Space Heating | Natural Gas | Gas Boiler - Insulate Steam Lines/Condensate Tank | A | Integrated Unit Summer Peak Savings (kW) | Achievable Economic RVT Potential | 0 | 0 | 0 | 0 | 0 | 0 | 0 | 0 | 0 | 0 | 0 | 0 | 0 | 0 | 0 | 0 | 0 | 0 | 0 | 0 | 0 | 0 | 0
F3_Industrial_Petroleum_Existing_Space Heating_Natural Gas_Gas Boiler - Insulate Steam Lines/Condensate Tank_A_Achievable Economic RVT Potential | F3 | Industrial | Petroleum | Existing | Space Heating | Natural Gas | Gas Boiler - Insulate Steam Lines/Condensate Tank | A | Integrated Unit Winter Peak Savings (kW) | Achievable Economic RVT Potential | 0 | 0 | 0 | 0 | 0 | 0 | 0 | 0 | 0 | 0 | 0 | 0 | 0 | 0 | 0 | 0 | 0 | 0 | 0 | 0 | 0 | 0 | 0
F4_Industrial_Petroleum_Existing_Space Heating_Natural Gas_Gas Boiler - Insulate Steam Lines/Condensate Tank_A_Achievable Economic RVT Potential | F4 | Industrial | Petroleum | Existing | Space Heating | Natural Gas | Gas Boiler - Insulate Steam Lines/Condensate Tank | A | Incremental Energy Savings (MWh or mTherms) | Achievable Economic RVT Potential | 0 | 0 | 0.0005721 | 0.00055896 | 0.0005459 | 0.00053289 | 0.0005199 | 0.00050689 | 0.00049385 | 0.00048077 | 0.00046767 | 0.00045461 | 0.00044166 | 0.00042894 | 0.00041656 | 0.00040463 | 0.00039324 | 0.00038243 | 0.00037222 | 0.00036256 | 0.00035339 | 0.00034458 | 0
F5_Industrial_Petroleum_Existing_Space Heating_Natural Gas_Gas Boiler - Insulate Steam Lines/Condensate Tank_A_Achievable Economic RVT Potential | F5 | Industrial | Petroleum | Existing | Space Heating | Natural Gas | Gas Boiler - Insulate Steam Lines/Condensate Tank | A | Incremental Summer Peak Savings (MW) | Achievable Economic RVT Potential | 0 | 0 | 0 | 0 | 0 | 0 | 0 | 0 | 0 | 0 | 0 | 0 | 0 | 0 | 0 | 0 | 0 | 0 | 0 | 0 | 0 | 0 | 0
F6_Industrial_Petroleum_Existing_Space Heating_Natural Gas_Gas Boiler - Insulate Steam Lines/Condensate Tank_A_Achievable Economic RVT Potential | F6 | Industrial | Petroleum | Existing | Space Heating | Natural Gas | Gas Boiler - Insulate Steam Lines/Condensate Tank | A | Incremental Winter Peak Savings (MW) | Achievable Economic RVT Potential | 0 | 0 | 0 | 0 | 0 | 0 | 0 | 0 | 0 | 0 | 0 | 0 | 0 | 0 | 0 | 0 | 0 | 0 | 0 | 0 | 0 | 0 | 0
F7_Industrial_Petroleum_Existing_Space Heating_Natural Gas_Gas Boiler - Insulate Steam Lines/Condensate Tank_A_Achievable Economic RVT Potential | F7 | Industrial | Petroleum | Existing | Space Heating | Natural Gas | Gas Boiler - Insulate Steam Lines/Condensate Tank | A | Cumulative Energy Savings (MWh or mTherms) | Achievable Economic RVT Potential | 0 | 0 | 0.0005721 | 0.0011277 | 0.0016666 | 0.0021883 | 0.0026923 | 0.0031779 | 0.0036443 | 0.0040908 | 0.0045168 | 0.0049223 | 0.0053077 | 0.0056742 | 0.0060236 | 0.0063583 | 0.0066811 | 0.0069939 | 0.0072987 | 0.0075967 | 0.0078877 | 0.0081706 | 0
F8_Industrial_Petroleum_Existing_Space Heating_Natural Gas_Gas Boiler - Insulate Steam Lines/Condensate Tank_A_Achievable Economic RVT Potential | F8 | Industrial | Petroleum | Existing | Space Heating | Natural Gas | Gas Boiler - Insulate Steam Lines/Condensate Tank | A | Cumulative Summer Peak Savings (MW) | Achievable Economic RVT Potential | 0 | 0 | 0 | 0 | 0 | 0 | 0 | 0 | 0 | 0 | 0 | 0 | 0 | 0 | 0 | 0 | 0 | 0 | 0 | 0 | 0 | 0 | 0
F9_Industrial_Petroleum_Existing_Space Heating_Natural Gas_Gas Boiler - Insulate Steam Lines/Condensate Tank_A_Achievable Economic RVT Potential | F9 | Industrial | Petroleum | Existing | Space Heating | Natural Gas | Gas Boiler - Insulate Steam Lines/Condensate Tank | A | Cumulative Winter Peak Savings (MW) | Achievable Economic RVT Potential | 0 | 0 | 0 | 0 | 0 | 0 | 0 | 0 | 0 | 0 | 0 | 0 | 0 | 0 | 0 | 0 | 0 | 0 | 0 | 0 | 0 | 0 | 0
F10_Industrial_Petroleum_Existing_Space Heating_Natural Gas_Gas Boiler - Insulate Steam Lines/Condensate Tank_A_Achievable Economic RVT Potential | F10 | Industrial | Petroleum | Existing | Space Heating | Natural Gas | Gas Boiler - Insulate Steam Lines/Condensate Tank | A | Purchases (Incremental) | Achievable Economic RVT Potential | 0 | 0 | 0.00049709 | 0.00048852 | 0.0004801 | 0.00047182 | 0.00046368 | 0.00045569 | 0.00044783 | 0.00044011 | 0.00043252 | 0.00042507 | 0.00041774 | 0.00041053 | 0.00040346 | 0.0003965 | 0.00038966 | 0.00038295 | 0.00037634 | 0.00036985 | 0.00036348 | 0.00035721 | 0
F11_Industrial_Petroleum_Existing_Space Heating_Natural Gas_Gas Boiler - Insulate Steam Lines/Condensate Tank_A_Achievable Economic RVT Potential | F11 | Industrial | Petroleum | Existing | Space Heating | Natural Gas | Gas Boiler - Insulate Steam Lines/Condensate Tank | A | Purchases (Cumulative) | Achievable Economic RVT Potential | 0 | 0 | 0.00049709 | 0.00098561 | 0.0014657 | 0.0019375 | 0.0024012 | 0.0028569 | 0.0033047 | 0.0037448 | 0.0041774 | 0.0046024 | 0.0050202 | 0.0054307 | 0.0058342 | 0.0062307 | 0.0066203 | 0.0070033 | 0.0073796 | 0.0077495 | 0.0081129 | 0.0084702 | 0
F1_Industrial_Petroleum_Existing_Process_Natural Gas_Gas Boiler - Insulate Steam Lines/Condensate Tank_A_Achievable Economic RVT Potential | F1 | Industrial | Petroleum | Existing | Process | Natural Gas | Gas Boiler - Insulate Steam Lines/Condensate Tank | A | Integrated Unit Energy Savings (kWh or therms) | Achievable Economic RVT Potential | 0 | 0 | 5800.0267 | 5786.8526 | 5773.4475 | 5759.7439 | 5745.6861 | 5731.6165 | 5717.9414 | 5704.6352 | 5691.7258 | 5679.2578 | 5667.2511 | 5655.7057 | 5644.5039 | 5633.5168 | 5622.6067 | 5611.6767 | 5600.9873 | 5590.1358 | 5579.1126 | 5567.913 | 0
F2_Industrial_Petroleum_Existing_Process_Natural Gas_Gas Boiler - Insulate Steam Lines/Condensate Tank_A_Achievable Economic RVT Potential | F2 | Industrial | Petroleum | Existing | Process | Natural Gas | Gas Boiler - Insulate Steam Lines/Condensate Tank | A | Integrated Unit Summer Peak Savings (kW) | Achievable Economic RVT Potential | 0 | 0 | 0 | 0 | 0 | 0 | 0 | 0 | 0 | 0 | 0 | 0 | 0 | 0 | 0 | 0 | 0 | 0 | 0 | 0 | 0 | 0 | 0
F3_Industrial_Petroleum_Existing_Process_Natural Gas_Gas Boiler - Insulate Steam Lines/Condensate Tank_A_Achievable Economic RVT Potential | F3 | Industrial | Petroleum | Existing | Process | Natural Gas | Gas Boiler - Insulate Steam Lines/Condensate Tank | A | Integrated Unit Winter Peak Savings (kW) | Achievable Economic RVT Potential | 0 | 0 | 0 | 0 | 0 | 0 | 0 | 0 | 0 | 0 | 0 | 0 | 0 | 0 | 0 | 0 | 0 | 0 | 0 | 0 | 0 | 0 | 0
F4_Industrial_Petroleum_Existing_Process_Natural Gas_Gas Boiler - Insulate Steam Lines/Condensate Tank_A_Achievable Economic RVT Potential | F4 | Industrial | Petroleum | Existing | Process | Natural Gas | Gas Boiler - Insulate Steam Lines/Condensate Tank | A | Incremental Energy Savings (MWh or mTherms) | Achievable Economic RVT Potential | 0 | 0 | 0.22896 | 0.2245 | 0.22012 | 0.21581 | 0.21157 | 0.20741 | 0.20335 | 0.19938 | 0.1955 | 0.19171 | 0.188 | 0.18439 | 0.18085 | 0.17738 | 0.17399 | 0.17066 | 0.16739 | 0.16419 | 0.16104 | 0.15795 | 0
F5_Industrial_Petroleum_Existing_Process_Natural Gas_Gas Boiler - Insulate Steam Lines/Condensate Tank_A_Achievable Economic RVT Potential | F5 | Industrial | Petroleum | Existing | Process | Natural Gas | Gas Boiler - Insulate Steam Lines/Condensate Tank | A | Incremental Summer Peak Savings (MW) | Achievable Economic RVT Potential | 0 | 0 | 0 | 0 | 0 | 0 | 0 | 0 | 0 | 0 | 0 | 0 | 0 | 0 | 0 | 0 | 0 | 0 | 0 | 0 | 0 | 0 | 0
F6_Industrial_Petroleum_Existing_Process_Natural Gas_Gas Boiler - Insulate Steam Lines/Condensate Tank_A_Achievable Economic RVT Potential | F6 | Industrial | Petroleum | Existing | Process | Natural Gas | Gas Boiler - Insulate Steam Lines/Condensate Tank | A | Incremental Winter Peak Savings (MW) | Achievable Economic RVT Potential | 0 | 0 | 0 | 0 | 0 | 0 | 0 | 0 | 0 | 0 | 0 | 0 | 0 | 0 | 0 | 0 | 0 | 0 | 0 | 0 | 0 | 0 | 0
F7_Industrial_Petroleum_Existing_Process_Natural Gas_Gas Boiler - Insulate Steam Lines/Condensate Tank_A_Achievable Economic RVT Potential | F7 | Industrial | Petroleum | Existing | Process | Natural Gas | Gas Boiler - Insulate Steam Lines/Condensate Tank | A | Cumulative Energy Savings (MWh or mTherms) | Achievable Economic RVT Potential | 0 | 0 | 0.22896 | 0.45294 | 0.67201 | 0.88622 | 1.0956 | 1.3004 | 1.5006 | 1.6965 | 1.8882 | 2.0757 | 2.2593 | 2.4391 | 2.6151 | 2.7874 | 2.956 | 3.1209 | 3.2824 | 3.4402 | 3.5945 | 3.7452 | 0
F8_Industrial_Petroleum_Existing_Process_Natural Gas_Gas Boiler - Insulate Steam Lines/Condensate Tank_A_Achievable Economic RVT Potential | F8 | Industrial | Petroleum | Existing | Process | Natural Gas | Gas Boiler - Insulate Steam Lines/Condensate Tank | A | Cumulative Summer Peak Savings (MW) | Achievable Economic RVT Potential | 0 | 0 | 0 | 0 | 0 | 0 | 0 | 0 | 0 | 0 | 0 | 0 | 0 | 0 | 0 | 0 | 0 | 0 | 0 | 0 | 0 | 0 | 0
F9_Industrial_Petroleum_Existing_Process_Natural Gas_Gas Boiler - Insulate Steam Lines/Condensate Tank_A_Achievable Economic RVT Potential | F9 | Industrial | Petroleum | Existing | Process | Natural Gas | Gas Boiler - Insulate Steam Lines/Condensate Tank | A | Cumulative Winter Peak Savings (MW) | Achievable Economic RVT Potential | 0 | 0 | 0 | 0 | 0 | 0 | 0 | 0 | 0 | 0 | 0 | 0 | 0 | 0 | 0 | 0 | 0 | 0 | 0 | 0 | 0 | 0 | 0
F10_Industrial_Petroleum_Existing_Process_Natural Gas_Gas Boiler - Insulate Steam Lines/Condensate Tank_A_Achievable Economic RVT Potential | F10 | Industrial | Petroleum | Existing | Process | Natural Gas | Gas Boiler - Insulate Steam Lines/Condensate Tank | A | Purchases (Incremental) | Achievable Economic RVT Potential | 0 | 0 | 0.039475 | 0.038795 | 0.038126 | 0.037469 | 0.036823 | 0.036188 | 0.035564 | 0.034951 | 0.034348 | 0.033756 | 0.033174 | 0.032602 | 0.03204 | 0.031487 | 0.030944 | 0.030411 | 0.029887 | 0.029371 | 0.028865 | 0.028367 | 0
F11_Industrial_Petroleum_Existing_Process_Natural Gas_Gas Boiler - Insulate Steam Lines/Condensate Tank_A_Achievable Economic RVT Potential | F11 | Industrial | Petroleum | Existing | Process | Natural Gas | Gas Boiler - Insulate Steam Lines/Condensate Tank | A | Purchases (Cumulative) | Achievable Economic RVT Potential | 0 | 0 | 0.039475 | 0.07827 | 0.1164 | 0.15386 | 0.19069 | 0.22687 | 0.26244 | 0.29739 | 0.33174 | 0.36549 | 0.39867 | 0.43127 | 0.46331 | 0.4948 | 0.52574 | 0.55615 | 0.58604 | 0.61541 | 0.64427 | 0.67264 | 0
F1_Industrial_Petroleum_Existing_Space Heating_Natural Gas_Gas Boiler - Insulate Hot Water Lines_A_Achievable Economic RVT Potential | F1 | Industrial | Petroleum | Existing | Space Heating | Natural Gas | Gas Boiler - Insulate Hot Water Lines | A | Integrated Unit Energy Savings (kWh or therms) | Achievable Economic RVT Potential | 0 | 0 | 1302.4225 | 1296.5854 | 1290.53 | 1284.3082 | 1277.948 | 1271.4718 | 1264.9302 | 1258.3746 | 1251.8575 | 1245.4265 | 1239.1489 | 1233.0465 | 1227.1048 | 1221.3032 | 1215.6151 | 1210.0241 | 1204.525 | 1199.0906 | 1193.719 | 1188.4094 | 0
F2_Industrial_Petroleum_Existing_Space Heating_Natural Gas_Gas Boiler - Insulate Hot Water Lines_A_Achievable Economic RVT Potential | F2 | Industrial | Petroleum | Existing | Space Heating | Natural Gas | Gas Boiler - Insulate Hot Water Lines | A | Integrated Unit Summer Peak Savings (kW) | Achievable Economic RVT Potential | 0 | 0 | 0 | 0 | 0 | 0 | 0 | 0 | 0 | 0 | 0 | 0 | 0 | 0 | 0 | 0 | 0 | 0 | 0 | 0 | 0 | 0 | 0
F3_Industrial_Petroleum_Existing_Space Heating_Natural Gas_Gas Boiler - Insulate Hot Water Lines_A_Achievable Economic RVT Potential | F3 | Industrial | Petroleum | Existing | Space Heating | Natural Gas | Gas Boiler - Insulate Hot Water Lines | A | Integrated Unit Winter Peak Savings (kW) | Achievable Economic RVT Potential | 0 | 0 | 0 | 0 | 0 | 0 | 0 | 0 | 0 | 0 | 0 | 0 | 0 | 0 | 0 | 0 | 0 | 0 | 0 | 0 | 0 | 0 | 0
F4_Industrial_Petroleum_Existing_Space Heating_Natural Gas_Gas Boiler - Insulate Hot Water Lines_A_Achievable Economic RVT Potential | F4 | Industrial | Petroleum | Existing | Space Heating | Natural Gas | Gas Boiler - Insulate Hot Water Lines | A | Incremental Energy Savings (MWh or mTherms) | Achievable Economic RVT Potential | 0 | 0 | 0.0012948 | 0.0012668 | 0.0012392 | 0.0012119 | 0.0011851 | 0.0011588 | 0.001133 | 0.0011077 | 0.0010829 | 0.0010588 | 0.0010353 | 0.0010124 | 0.00099017 | 0.00096849 | 0.00094736 | 0.00092675 | 0.00090663 | 0.00088698 | 0.00086778 | 0.00084903 | 0
F5_Industrial_Petroleum_Existing_Space Heating_Natural Gas_Gas Boiler - Insulate Hot Water Lines_A_Achievable Economic RVT Potential | F5 | Industrial | Petroleum | Existing | Space Heating | Natural Gas | Gas Boiler - Insulate Hot Water Lines | A | Incremental Summer Peak Savings (MW) | Achievable Economic RVT Potential | 0 | 0 | 0 | 0 | 0 | 0 | 0 | 0 | 0 | 0 | 0 | 0 | 0 | 0 | 0 | 0 | 0 | 0 | 0 | 0 | 0 | 0 | 0
F6_Industrial_Petroleum_Existing_Space Heating_Natural Gas_Gas Boiler - Insulate Hot Water Lines_A_Achievable Economic RVT Potential | F6 | Industrial | Petroleum | Existing | Space Heating | Natural Gas | Gas Boiler - Insulate Hot Water Lines | A | Incremental Winter Peak Savings (MW) | Achievable Economic RVT Potential | 0 | 0 | 0 | 0 | 0 | 0 | 0 | 0 | 0 | 0 | 0 | 0 | 0 | 0 | 0 | 0 | 0 | 0 | 0 | 0 | 0 | 0 | 0
F7_Industrial_Petroleum_Existing_Space Heating_Natural Gas_Gas Boiler - Insulate Hot Water Lines_A_Achievable Economic RVT Potential | F7 | Industrial | Petroleum | Existing | Space Heating | Natural Gas | Gas Boiler - Insulate Hot Water Lines | A | Cumulative Energy Savings (MWh or mTherms) | Achievable Economic RVT Potential | 0 | 0 | 0.0012948 | 0.0025559 | 0.0037831 | 0.0049768 | 0.0061372 | 0.0072649 | 0.0083605 | 0.0094248 | 0.010459 | 0.011464 | 0.012441 | 0.013393 | 0.014318 | 0.015219 | 0.016096 | 0.016948 | 0.017778 | 0.018585 | 0.019369 | 0.020132 | 0
F8_Industrial_Petroleum_Existing_Space Heating_Natural Gas_Gas Boiler - Insulate Hot Water Lines_A_Achievable Economic RVT Potential | F8 | Industrial | Petroleum | Existing | Space Heating | Natural Gas | Gas Boiler - Insulate Hot Water Lines | A | Cumulative Summer Peak Savings (MW) | Achievable Economic RVT Potential | 0 | 0 | 0 | 0 | 0 | 0 | 0 | 0 | 0 | 0 | 0 | 0 | 0 | 0 | 0 | 0 | 0 | 0 | 0 | 0 | 0 | 0 | 0
F9_Industrial_Petroleum_Existing_Space Heating_Natural Gas_Gas Boiler - Insulate Hot Water Lines_A_Achievable Economic RVT Potential | F9 | Industrial | Petroleum | Existing | Space Heating | Natural Gas | Gas Boiler - Insulate Hot Water Lines | A | Cumulative Winter Peak Savings (MW) | Achievable Economic RVT Potential | 0 | 0 | 0 | 0 | 0 | 0 | 0 | 0 | 0 | 0 | 0 | 0 | 0 | 0 | 0 | 0 | 0 | 0 | 0 | 0 | 0 | 0 | 0
F10_Industrial_Petroleum_Existing_Space Heating_Natural Gas_Gas Boiler - Insulate Hot Water Lines_A_Achievable Economic RVT Potential | F10 | Industrial | Petroleum | Existing | Space Heating | Natural Gas | Gas Boiler - Insulate Hot Water Lines | A | Purchases (Incremental) | Achievable Economic RVT Potential | 0 | 0 | 0.00099418 | 0.00097704 | 0.00096019 | 0.00094364 | 0.00092737 | 0.00091138 | 0.00089567 | 0.00088022 | 0.00086505 | 0.00085013 | 0.00083547 | 0.00082107 | 0.00080691 | 0.000793 | 0.00077933 | 0.00076589 | 0.00075269 | 0.00073971 | 0.00072696 | 0.00071442 | 0
F11_Industrial_Petroleum_Existing_Space Heating_Natural Gas_Gas Boiler - Insulate Hot Water Lines_A_Achievable Economic RVT Potential | F11 | Industrial | Petroleum | Existing | Space Heating | Natural Gas | Gas Boiler - Insulate Hot Water Lines | A | Purchases (Cumulative) | Achievable Economic RVT Potential | 0 | 0 | 0.00099418 | 0.0019712 | 0.0029314 | 0.003875 | 0.0048024 | 0.0057138 | 0.0066095 | 0.0074897 | 0.0083547 | 0.0092049 | 0.01004 | 0.010861 | 0.011668 | 0.012461 | 0.013241 | 0.014007 | 0.014759 | 0.015499 | 0.016226 | 0.01694 | 0
F1_Industrial_Petroleum_Existing_Process_Natural Gas_Gas Boiler - Insulate Hot Water Lines_A_Achievable Economic RVT Potential | F1 | Industrial | Petroleum | Existing | Process | Natural Gas | Gas Boiler - Insulate Hot Water Lines | A | Integrated Unit Energy Savings (kWh or therms) | Achievable Economic RVT Potential | 0 | 0 | 6563.8124 | 6556.998 | 6550.0425 | 6542.8704 | 6535.4195 | 6528.0802 | 6521.3184 | 6515.1091 | 6509.4886 | 6504.5124 | 6500.2083 | 6496.5817 | 6493.5021 | 6490.8262 | 6488.3992 | 6486.1132 | 6484.2725 | 6482.4153 | 6480.5329 | 6478.6226 | 0
F2_Industrial_Petroleum_Existing_Process_Natural Gas_Gas Boiler - Insulate Hot Water Lines_A_Achievable Economic RVT Potential | F2 | Industrial | Petroleum | Existing | Process | Natural Gas | Gas Boiler - Insulate Hot Water Lines | A | Integrated Unit Summer Peak Savings (kW) | Achievable Economic RVT Potential | 0 | 0 | 0 | 0 | 0 | 0 | 0 | 0 | 0 | 0 | 0 | 0 | 0 | 0 | 0 | 0 | 0 | 0 | 0 | 0 | 0 | 0 | 0
F3_Industrial_Petroleum_Existing_Process_Natural Gas_Gas Boiler - Insulate Hot Water Lines_A_Achievable Economic RVT Potential | F3 | Industrial | Petroleum | Existing | Process | Natural Gas | Gas Boiler - Insulate Hot Water Lines | A | Integrated Unit Winter Peak Savings (kW) | Achievable Economic RVT Potential | 0 | 0 | 0 | 0 | 0 | 0 | 0 | 0 | 0 | 0 | 0 | 0 | 0 | 0 | 0 | 0 | 0 | 0 | 0 | 0 | 0 | 0 | 0
F4_Industrial_Petroleum_Existing_Process_Natural Gas_Gas Boiler - Insulate Hot Water Lines_A_Achievable Economic RVT Potential | F4 | Industrial | Petroleum | Existing | Process | Natural Gas | Gas Boiler - Insulate Hot Water Lines | A | Incremental Energy Savings (MWh or mTherms) | Achievable Economic RVT Potential | 0 | 0 | 0.51822 | 0.50875 | 0.49945 | 0.4903 | 0.4813 | 0.47247 | 0.46384 | 0.45541 | 0.44718 | 0.43913 | 0.43127 | 0.4236 | 0.4161 | 0.40876 | 0.40156 | 0.3945 | 0.38759 | 0.38079 | 0.37412 | 0.36756 | 0
F5_Industrial_Petroleum_Existing_Process_Natural Gas_Gas Boiler - Insulate Hot Water Lines_A_Achievable Economic RVT Potential | F5 | Industrial | Petroleum | Existing | Process | Natural Gas | Gas Boiler - Insulate Hot Water Lines | A | Incremental Summer Peak Savings (MW) | Achievable Economic RVT Potential | 0 | 0 | 0 | 0 | 0 | 0 | 0 | 0 | 0 | 0 | 0 | 0 | 0 | 0 | 0 | 0 | 0 | 0 | 0 | 0 | 0 | 0 | 0
F6_Industrial_Petroleum_Existing_Process_Natural Gas_Gas Boiler - Insulate Hot Water Lines_A_Achievable Economic RVT Potential | F6 | Industrial | Petroleum | Existing | Process | Natural Gas | Gas Boiler - Insulate Hot Water Lines | A | Incremental Winter Peak Savings (MW) | Achievable Economic RVT Potential | 0 | 0 | 0 | 0 | 0 | 0 | 0 | 0 | 0 | 0 | 0 | 0 | 0 | 0 | 0 | 0 | 0 | 0 | 0 | 0 | 0 | 0 | 0
F7_Industrial_Petroleum_Existing_Process_Natural Gas_Gas Boiler - Insulate Hot Water Lines_A_Achievable Economic RVT Potential | F7 | Industrial | Petroleum | Existing | Process | Natural Gas | Gas Boiler - Insulate Hot Water Lines | A | Cumulative Energy Savings (MWh or mTherms) | Achievable Economic RVT Potential | 0 | 0 | 0.51822 | 1.0264 | 1.5248 | 2.0134 | 2.4924 | 2.9621 | 3.4229 | 3.875 | 4.3189 | 4.7547 | 5.1828 | 5.6035 | 6.017 | 6.4233 | 6.8224 | 7.2145 | 7.6 | 7.9787 | 8.3505 | 8.7156 | 0
F8_Industrial_Petroleum_Existing_Process_Natural Gas_Gas Boiler - Insulate Hot Water Lines_A_Achievable Economic RVT Potential | F8 | Industrial | Petroleum | Existing | Process | Natural Gas | Gas Boiler - Insulate Hot Water Lines | A | Cumulative Summer Peak Savings (MW) | Achievable Economic RVT Potential | 0 | 0 | 0 | 0 | 0 | 0 | 0 | 0 | 0 | 0 | 0 | 0 | 0 | 0 | 0 | 0 | 0 | 0 | 0 | 0 | 0 | 0 | 0
F9_Industrial_Petroleum_Existing_Process_Natural Gas_Gas Boiler - Insulate Hot Water Lines_A_Achievable Economic RVT Potential | F9 | Industrial | Petroleum | Existing | Process | Natural Gas | Gas Boiler - Insulate Hot Water Lines | A | Cumulative Winter Peak Savings (MW) | Achievable Economic RVT Potential | 0 | 0 | 0 | 0 | 0 | 0 | 0 | 0 | 0 | 0 | 0 | 0 | 0 | 0 | 0 | 0 | 0 | 0 | 0 | 0 | 0 | 0 | 0
F10_Industrial_Petroleum_Existing_Process_Natural Gas_Gas Boiler - Insulate Hot Water Lines_A_Achievable Economic RVT Potential | F10 | Industrial | Petroleum | Existing | Process | Natural Gas | Gas Boiler - Insulate Hot Water Lines | A | Purchases (Incremental) | Achievable Economic RVT Potential | 0 | 0 | 0.078951 | 0.077589 | 0.076252 | 0.074937 | 0.073645 | 0.072375 | 0.071127 | 0.069901 | 0.068696 | 0.067511 | 0.066347 | 0.065204 | 0.064079 | 0.062975 | 0.061889 | 0.060822 | 0.059773 | 0.058743 | 0.05773 | 0.056734 | 0
F11_Industrial_Petroleum_Existing_Process_Natural Gas_Gas Boiler - Insulate Hot Water Lines_A_Achievable Economic RVT Potential | F11 | Industrial | Petroleum | Existing | Process | Natural Gas | Gas Boiler - Insulate Hot Water Lines | A | Purchases (Cumulative) | Achievable Economic RVT Potential | 0 | 0 | 0.078951 | 0.15654 | 0.23279 | 0.30773 | 0.38137 | 0.45375 | 0.52488 | 0.59478 | 0.66347 | 0.73099 | 0.79733 | 0.86254 | 0.92662 | 0.98959 | 1.0515 | 1.1123 | 1.1721 | 1.2308 | 1.2885 | 1.3453 | 0
F1_Industrial_Petroleum_Existing_Process_Natural Gas_Process - Insulate Heated Process Fluids_A_Achievable Economic RVT Potential | F1 | Industrial | Petroleum | Existing | Process | Natural Gas | Process - Insulate Heated Process Fluids | A | Integrated Unit Energy Savings (kWh or therms) | Achievable Economic RVT Potential | 0 | 0 | 11057.6186 | 11055.9446 | 11054.5778 | 11053.3546 | 11052.183 | 11051.0604 | 11049.9822 | 11048.9428 | 11047.936 | 11046.9558 | 11045.9966 | 11045.063 | 11044.1462 | 11043.239 | 11042.3361 | 11041.4231 | 11040.5082 | 11039.5843 | 11038.6513 | 11037.709 | 0
F2_Industrial_Petroleum_Existing_Process_Natural Gas_Process - Insulate Heated Process Fluids_A_Achievable Economic RVT Potential | F2 | Industrial | Petroleum | Existing | Process | Natural Gas | Process - Insulate Heated Process Fluids | A | Integrated Unit Summer Peak Savings (kW) | Achievable Economic RVT Potential | 0 | 0 | 0 | 0 | 0 | 0 | 0 | 0 | 0 | 0 | 0 | 0 | 0 | 0 | 0 | 0 | 0 | 0 | 0 | 0 | 0 | 0 | 0
F3_Industrial_Petroleum_Existing_Process_Natural Gas_Process - Insulate Heated Process Fluids_A_Achievable Economic RVT Potential | F3 | Industrial | Petroleum | Existing | Process | Natural Gas | Process - Insulate Heated Process Fluids | A | Integrated Unit Winter Peak Savings (kW) | Achievable Economic RVT Potential | 0 | 0 | 0 | 0 | 0 | 0 | 0 | 0 | 0 | 0 | 0 | 0 | 0 | 0 | 0 | 0 | 0 | 0 | 0 | 0 | 0 | 0 | 0
F4_Industrial_Petroleum_Existing_Process_Natural Gas_Process - Insulate Heated Process Fluids_A_Achievable Economic RVT Potential | F4 | Industrial | Petroleum | Existing | Process | Natural Gas | Process - Insulate Heated Process Fluids | A | Incremental Energy Savings (MWh or mTherms) | Achievable Economic RVT Potential | 0 | 0 | 0.95485 | 0.93824 | 0.92195 | 0.90596 | 0.89024 | 0.78732 | 0.61894 | 0.48657 | 0.38251 | 0.3007 | 0.2364 | 0.18584 | 0.1461 | 0.11485 | 0.09029 | 0.070981 | 0.00047576 | 0.00016697 | 5.5936e-05 | 1.7924e-05 | 0
F5_Industrial_Petroleum_Existing_Process_Natural Gas_Process - Insulate Heated Process Fluids_A_Achievable Economic RVT Potential | F5 | Industrial | Petroleum | Existing | Process | Natural Gas | Process - Insulate Heated Process Fluids | A | Incremental Summer Peak Savings (MW) | Achievable Economic RVT Potential | 0 | 0 | 0 | 0 | 0 | 0 | 0 | 0 | 0 | 0 | 0 | 0 | 0 | 0 | 0 | 0 | 0 | 0 | 0 | 0 | 0 | 0 | 0
F6_Industrial_Petroleum_Existing_Process_Natural Gas_Process - Insulate Heated Process Fluids_A_Achievable Economic RVT Potential | F6 | Industrial | Petroleum | Existing | Process | Natural Gas | Process - Insulate Heated Process Fluids | A | Incremental Winter Peak Savings (MW) | Achievable Economic RVT Potential | 0 | 0 | 0 | 0 | 0 | 0 | 0 | 0 | 0 | 0 | 0 | 0 | 0 | 0 | 0 | 0 | 0 | 0 | 0 | 0 | 0 | 0 | 0
F7_Industrial_Petroleum_Existing_Process_Natural Gas_Process - Insulate Heated Process Fluids_A_Achievable Economic RVT Potential | F7 | Industrial | Petroleum | Existing | Process | Natural Gas | Process - Insulate Heated Process Fluids | A | Cumulative Energy Savings (MWh or mTherms) | Achievable Economic RVT Potential | 0 | 0 | 0.95485 | 1.8929 | 2.8147 | 3.7203 | 4.6102 | 5.397 | 6.0154 | 6.5014 | 6.8833 | 7.1834 | 7.4192 | 7.6044 | 7.7499 | 7.8641 | 7.9537 | 8.0241 | 8.0239 | 8.0234 | 8.0228 | 8.0221 | 0
F8_Industrial_Petroleum_Existing_Process_Natural Gas_Process - Insulate Heated Process Fluids_A_Achievable Economic RVT Potential | F8 | Industrial | Petroleum | Existing | Process | Natural Gas | Process - Insulate Heated Process Fluids | A | Cumulative Summer Peak Savings (MW) | Achievable Economic RVT Potential | 0 | 0 | 0 | 0 | 0 | 0 | 0 | 0 | 0 | 0 | 0 | 0 | 0 | 0 | 0 | 0 | 0 | 0 | 0 | 0 | 0 | 0 | 0
F9_Industrial_Petroleum_Existing_Process_Natural Gas_Process - Insulate Heated Process Fluids_A_Achievable Economic RVT Potential | F9 | Industrial | Petroleum | Existing | Process | Natural Gas | Process - Insulate Heated Process Fluids | A | Cumulative Winter Peak Savings (MW) | Achievable Economic RVT Potential | 0 | 0 | 0 | 0 | 0 | 0 | 0 | 0 | 0 | 0 | 0 | 0 | 0 | 0 | 0 | 0 | 0 | 0 | 0 | 0 | 0 | 0 | 0
F10_Industrial_Petroleum_Existing_Process_Natural Gas_Process - Insulate Heated Process Fluids_A_Achievable Economic RVT Potential | F10 | Industrial | Petroleum | Existing | Process | Natural Gas | Process - Insulate Heated Process Fluids | A | Purchases (Incremental) | Achievable Economic RVT Potential | 0 | 0 | 0.086352 | 0.084863 | 0.0834 | 0.081962 | 0.080549 | 0.071244 | 0.056013 | 0.044038 | 0.034623 | 0.027221 | 0.021401 | 0.016826 | 0.013228 | 0.0104 | 0.0081768 | 0.0064286 | 4.3092e-05 | 1.5125e-05 | 5.0672e-06 | 1.6239e-06 | 0
F11_Industrial_Petroleum_Existing_Process_Natural Gas_Process - Insulate Heated Process Fluids_A_Achievable Economic RVT Potential | F11 | Industrial | Petroleum | Existing | Process | Natural Gas | Process - Insulate Heated Process Fluids | A | Purchases (Cumulative) | Achievable Economic RVT Potential | 0 | 0 | 0.086352 | 0.17122 | 0.25462 | 0.33658 | 0.41713 | 0.48837 | 0.54438 | 0.58842 | 0.62304 | 0.65026 | 0.67166 | 0.68849 | 0.70172 | 0.71212 | 0.7203 | 0.72672 | 0.72677 | 0.72678 | 0.72679 | 0.72679 | 0
F1_Industrial_Petroleum_Existing_Process_Natural Gas_Process Heat Recovery_A_Achievable Economic RVT Potential | F1 | Industrial | Petroleum | Existing | Process | Natural Gas | Process Heat Recovery | A | Integrated Unit Energy Savings (kWh or therms) | Achievable Economic RVT Potential | 0 | 0 | 33.6759 | 33.5756 | 33.473 | 33.3675 | 33.2585 | 33.1495 | 33.0443 | 32.9424 | 32.8439 | 32.7492 | 32.6585 | 32.572 | 32.489 | 32.4087 | 32.33 | 32.2523 | 32.1778 | 32.1028 | 32.0269 | 31.9499 | 0
F2_Industrial_Petroleum_Existing_Process_Natural Gas_Process Heat Recovery_A_Achievable Economic RVT Potential | F2 | Industrial | Petroleum | Existing | Process | Natural Gas | Process Heat Recovery | A | Integrated Unit Summer Peak Savings (kW) | Achievable Economic RVT Potential | 0 | 0 | 0 | 0 | 0 | 0 | 0 | 0 | 0 | 0 | 0 | 0 | 0 | 0 | 0 | 0 | 0 | 0 | 0 | 0 | 0 | 0 | 0
F3_Industrial_Petroleum_Existing_Process_Natural Gas_Process Heat Recovery_A_Achievable Economic RVT Potential | F3 | Industrial | Petroleum | Existing | Process | Natural Gas | Process Heat Recovery | A | Integrated Unit Winter Peak Savings (kW) | Achievable Economic RVT Potential | 0 | 0 | 0 | 0 | 0 | 0 | 0 | 0 | 0 | 0 | 0 | 0 | 0 | 0 | 0 | 0 | 0 | 0 | 0 | 0 | 0 | 0 | 0
F4_Industrial_Petroleum_Existing_Process_Natural Gas_Process Heat Recovery_A_Achievable Economic RVT Potential | F4 | Industrial | Petroleum | Existing | Process | Natural Gas | Process Heat Recovery | A | Incremental Energy Savings (MWh or mTherms) | Achievable Economic RVT Potential | 0 | 0 | 0 | 0 | 0 | 0 | 0 | 0 | 0 | 0 | 0 | 0 | 0 | 0 | 0 | 0 | 0 | 0 | 0 | 0 | 0 | 0 | 0
F5_Industrial_Petroleum_Existing_Process_Natural Gas_Process Heat Recovery_A_Achievable Economic RVT Potential | F5 | Industrial | Petroleum | Existing | Process | Natural Gas | Process Heat Recovery | A | Incremental Summer Peak Savings (MW) | Achievable Economic RVT Potential | 0 | 0 | 0 | 0 | 0 | 0 | 0 | 0 | 0 | 0 | 0 | 0 | 0 | 0 | 0 | 0 | 0 | 0 | 0 | 0 | 0 | 0 | 0
F6_Industrial_Petroleum_Existing_Process_Natural Gas_Process Heat Recovery_A_Achievable Economic RVT Potential | F6 | Industrial | Petroleum | Existing | Process | Natural Gas | Process Heat Recovery | A | Incremental Winter Peak Savings (MW) | Achievable Economic RVT Potential | 0 | 0 | 0 | 0 | 0 | 0 | 0 | 0 | 0 | 0 | 0 | 0 | 0 | 0 | 0 | 0 | 0 | 0 | 0 | 0 | 0 | 0 | 0
F7_Industrial_Petroleum_Existing_Process_Natural Gas_Process Heat Recovery_A_Achievable Economic RVT Potential | F7 | Industrial | Petroleum | Existing | Process | Natural Gas | Process Heat Recovery | A | Cumulative Energy Savings (MWh or mTherms) | Achievable Economic RVT Potential | 0 | 0 | 0 | 0 | 0 | 0 | 0 | 0 | 0 | 0 | 0 | 0 | 0 | 0 | 0 | 0 | 0 | 0 | 0 | 0 | 0 | 0 | 0
F8_Industrial_Petroleum_Existing_Process_Natural Gas_Process Heat Recovery_A_Achievable Economic RVT Potential | F8 | Industrial | Petroleum | Existing | Process | Natural Gas | Process Heat Recovery | A | Cumulative Summer Peak Savings (MW) | Achievable Economic RVT Potential | 0 | 0 | 0 | 0 | 0 | 0 | 0 | 0 | 0 | 0 | 0 | 0 | 0 | 0 | 0 | 0 | 0 | 0 | 0 | 0 | 0 | 0 | 0
F9_Industrial_Petroleum_Existing_Process_Natural Gas_Process Heat Recovery_A_Achievable Economic RVT Potential | F9 | Industrial | Petroleum | Existing | Process | Natural Gas | Process Heat Recovery | A | Cumulative Winter Peak Savings (MW) | Achievable Economic RVT Potential | 0 | 0 | 0 | 0 | 0 | 0 | 0 | 0 | 0 | 0 | 0 | 0 | 0 | 0 | 0 | 0 | 0 | 0 | 0 | 0 | 0 | 0 | 0
F10_Industrial_Petroleum_Existing_Process_Natural Gas_Process Heat Recovery_A_Achievable Economic RVT Potential | F10 | Industrial | Petroleum | Existing | Process | Natural Gas | Process Heat Recovery | A | Purchases (Incremental) | Achievable Economic RVT Potential | 0 | 0 | 0 | 0 | 0 | 0 | 0 | 0 | 0 | 0 | 0 | 0 | 0 | 0 | 0 | 0 | 0 | 0 | 0 | 0 | 0 | 0 | 0
F11_Industrial_Petroleum_Existing_Process_Natural Gas_Process Heat Recovery_A_Achievable Economic RVT Potential | F11 | Industrial | Petroleum | Existing | Process | Natural Gas | Process Heat Recovery | A | Purchases (Cumulative) | Achievable Economic RVT Potential | 0 | 0 | 0 | 0 | 0 | 0 | 0 | 0 | 0 | 0 | 0 | 0 | 0 | 0 | 0 | 0 | 0 | 0 | 0 | 0 | 0 | 0 | 0
F1_Industrial_Petroleum_Existing_Space Heating_Natural Gas_Building Automation System_A_Achievable Economic RVT Potential | F1 | Industrial | Petroleum | Existing | Space Heating | Natural Gas | Building Automation System | A | Integrated Unit Energy Savings (kWh or therms) | Achievable Economic RVT Potential | 0 | 0 | 0.015504 | 0.015381 | 0.015255 | 0.015127 | 0.014998 | 0.014868 | 0.014739 | 0.014612 | 0.014487 | 0.014366 | 0.014249 | 0.014135 | 0.014025 | 0.013918 | 0.013814 | 0.013712 | 0.013612 | 0.013514 | 0.013417 | 0.013321 | 0
F2_Industrial_Petroleum_Existing_Space Heating_Natural Gas_Building Automation System_A_Achievable Economic RVT Potential | F2 | Industrial | Petroleum | Existing | Space Heating | Natural Gas | Building Automation System | A | Integrated Unit Summer Peak Savings (kW) | Achievable Economic RVT Potential | 0 | 0 | 0 | 0 | 0 | 0 | 0 | 0 | 0 | 0 | 0 | 0 | 0 | 0 | 0 | 0 | 0 | 0 | 0 | 0 | 0 | 0 | 0
F3_Industrial_Petroleum_Existing_Space Heating_Natural Gas_Building Automation System_A_Achievable Economic RVT Potential | F3 | Industrial | Petroleum | Existing | Space Heating | Natural Gas | Building Automation System | A | Integrated Unit Winter Peak Savings (kW) | Achievable Economic RVT Potential | 0 | 0 | 0 | 0 | 0 | 0 | 0 | 0 | 0 | 0 | 0 | 0 | 0 | 0 | 0 | 0 | 0 | 0 | 0 | 0 | 0 | 0 | 0
F4_Industrial_Petroleum_Existing_Space Heating_Natural Gas_Building Automation System_A_Achievable Economic RVT Potential | F4 | Industrial | Petroleum | Existing | Space Heating | Natural Gas | Building Automation System | A | Incremental Energy Savings (MWh or mTherms) | Achievable Economic RVT Potential | 0 | 0 | 0.00070821 | 0.0013802 | 0.0023886 | 0.0037864 | 0.0055999 | 0.0078139 | 0.010355 | 0.013079 | 0.015762 | 0.018113 | 0.019808 | 0.020544 | 0.020117 | 0.018494 | 0.015861 | 0.012795 | 0.0095459 | 0.0064478 | 0.0040193 | 0.0025577 | 0
F5_Industrial_Petroleum_Existing_Space Heating_Natural Gas_Building Automation System_A_Achievable Economic RVT Potential | F5 | Industrial | Petroleum | Existing | Space Heating | Natural Gas | Building Automation System | A | Incremental Summer Peak Savings (MW) | Achievable Economic RVT Potential | 0 | 0 | 0 | 0 | 0 | 0 | 0 | 0 | 0 | 0 | 0 | 0 | 0 | 0 | 0 | 0 | 0 | 0 | 0 | 0 | 0 | 0 | 0
F6_Industrial_Petroleum_Existing_Space Heating_Natural Gas_Building Automation System_A_Achievable Economic RVT Potential | F6 | Industrial | Petroleum | Existing | Space Heating | Natural Gas | Building Automation System | A | Incremental Winter Peak Savings (MW) | Achievable Economic RVT Potential | 0 | 0 | 0 | 0 | 0 | 0 | 0 | 0 | 0 | 0 | 0 | 0 | 0 | 0 | 0 | 0 | 0 | 0 | 0 | 0 | 0 | 0 | 0
F7_Industrial_Petroleum_Existing_Space Heating_Natural Gas_Building Automation System_A_Achievable Economic RVT Potential | F7 | Industrial | Petroleum | Existing | Space Heating | Natural Gas | Building Automation System | A | Cumulative Energy Savings (MWh or mTherms) | Achievable Economic RVT Potential | 0 | 0 | 0.00070821 | 0.0020828 | 0.0044543 | 0.0082034 | 0.013733 | 0.021429 | 0.031598 | 0.044404 | 0.059787 | 0.077399 | 0.096575 | 0.11635 | 0.13556 | 0.15302 | 0.16774 | 0.1793 | 0.18754 | 0.19263 | 0.19526 | 0.19643 | 0
F8_Industrial_Petroleum_Existing_Space Heating_Natural Gas_Building Automation System_A_Achievable Economic RVT Potential | F8 | Industrial | Petroleum | Existing | Space Heating | Natural Gas | Building Automation System | A | Cumulative Summer Peak Savings (MW) | Achievable Economic RVT Potential | 0 | 0 | 0 | 0 | 0 | 0 | 0 | 0 | 0 | 0 | 0 | 0 | 0 | 0 | 0 | 0 | 0 | 0 | 0 | 0 | 0 | 0 | 0
F9_Industrial_Petroleum_Existing_Space Heating_Natural Gas_Building Automation System_A_Achievable Economic RVT Potential | F9 | Industrial | Petroleum | Existing | Space Heating | Natural Gas | Building Automation System | A | Cumulative Winter Peak Savings (MW) | Achievable Economic RVT Potential | 0 | 0 | 0 | 0 | 0 | 0 | 0 | 0 | 0 | 0 | 0 | 0 | 0 | 0 | 0 | 0 | 0 | 0 | 0 | 0 | 0 | 0 | 0
F10_Industrial_Petroleum_Existing_Space Heating_Natural Gas_Building Automation System_A_Achievable Economic RVT Potential | F10 | Industrial | Petroleum | Existing | Space Heating | Natural Gas | Building Automation System | A | Purchases (Incremental) | Achievable Economic RVT Potential | 0 | 0 | 45.6791 | 89.7353 | 156.582 | 250.3107 | 373.3861 | 525.5485 | 702.5645 | 895.0743 | 1087.9656 | 1260.8497 | 1390.2019 | 1453.4146 | 1434.3189 | 1328.7756 | 1148.148 | 933.1349 | 701.2708 | 477.1245 | 299.5739 | 192.0058 | 0
F11_Industrial_Petroleum_Existing_Space Heating_Natural Gas_Building Automation System_A_Achievable Economic RVT Potential | F11 | Industrial | Petroleum | Existing | Space Heating | Natural Gas | Building Automation System | A | Purchases (Cumulative) | Achievable Economic RVT Potential | 0 | 0 | 45.6791 | 135.4144 | 291.9964 | 542.3072 | 915.6932 | 1441.2417 | 2143.8062 | 3038.8805 | 4126.8461 | 5387.6958 | 6777.8977 | 8231.3123 | 9665.6312 | 10994.4068 | 12142.5548 | 13075.6898 | 13776.9605 | 14254.0851 | 14553.659 | 14745.6647 | 0
F1_Industrial_Petroleum_Existing_Space Heating_Natural Gas_Steam System Efficiency Improvements_A_Achievable Economic RVT Potential | F1 | Industrial | Petroleum | Existing | Space Heating | Natural Gas | Steam System Efficiency Improvements | A | Integrated Unit Energy Savings (kWh or therms) | Achievable Economic RVT Potential | 0 | 0 | 0.13907 | 0.13821 | 0.13729 | 0.13631 | 0.13526 | 0.13413 | 0.13291 | 0.1316 | 0.13021 | 0.12874 | 0.12721 | 0.12567 | 0.12414 | 0.12266 | 0.12126 | 0.11997 | 0.11878 | 0.1177 | 0.11671 | 0.11576 | 0
F2_Industrial_Petroleum_Existing_Space Heating_Natural Gas_Steam System Efficiency Improvements_A_Achievable Economic RVT Potential | F2 | Industrial | Petroleum | Existing | Space Heating | Natural Gas | Steam System Efficiency Improvements | A | Integrated Unit Summer Peak Savings (kW) | Achievable Economic RVT Potential | 0 | 0 | 0 | 0 | 0 | 0 | 0 | 0 | 0 | 0 | 0 | 0 | 0 | 0 | 0 | 0 | 0 | 0 | 0 | 0 | 0 | 0 | 0
F3_Industrial_Petroleum_Existing_Space Heating_Natural Gas_Steam System Efficiency Improvements_A_Achievable Economic RVT Potential | F3 | Industrial | Petroleum | Existing | Space Heating | Natural Gas | Steam System Efficiency Improvements | A | Integrated Unit Winter Peak Savings (kW) | Achievable Economic RVT Potential | 0 | 0 | 0 | 0 | 0 | 0 | 0 | 0 | 0 | 0 | 0 | 0 | 0 | 0 | 0 | 0 | 0 | 0 | 0 | 0 | 0 | 0 | 0
F4_Industrial_Petroleum_Existing_Space Heating_Natural Gas_Steam System Efficiency Improvements_A_Achievable Economic RVT Potential | F4 | Industrial | Petroleum | Existing | Space Heating | Natural Gas | Steam System Efficiency Improvements | A | Incremental Energy Savings (MWh or mTherms) | Achievable Economic RVT Potential | 0 | 0 | 9.2329e-05 | 0.00018025 | 0.00031244 | 0.00049591 | 0.00073403 | 0.0010245 | 0.0013572 | 0.001712 | 0.0020589 | 0.0023591 | 0.0025704 | 0.0026547 | 0.0025879 | 0.0023689 | 0.0020236 | 0.001627 | 0.0012107 | 0.0008162 | 0.00050814 | 0.00032306 | 0
F5_Industrial_Petroleum_Existing_Space Heating_Natural Gas_Steam System Efficiency Improvements_A_Achievable Economic RVT Potential | F5 | Industrial | Petroleum | Existing | Space Heating | Natural Gas | Steam System Efficiency Improvements | A | Incremental Summer Peak Savings (MW) | Achievable Economic RVT Potential | 0 | 0 | 0 | 0 | 0 | 0 | 0 | 0 | 0 | 0 | 0 | 0 | 0 | 0 | 0 | 0 | 0 | 0 | 0 | 0 | 0 | 0 | 0
F6_Industrial_Petroleum_Existing_Space Heating_Natural Gas_Steam System Efficiency Improvements_A_Achievable Economic RVT Potential | F6 | Industrial | Petroleum | Existing | Space Heating | Natural Gas | Steam System Efficiency Improvements | A | Incremental Winter Peak Savings (MW) | Achievable Economic RVT Potential | 0 | 0 | 0 | 0 | 0 | 0 | 0 | 0 | 0 | 0 | 0 | 0 | 0 | 0 | 0 | 0 | 0 | 0 | 0 | 0 | 0 | 0 | 0
F7_Industrial_Petroleum_Existing_Space Heating_Natural Gas_Steam System Efficiency Improvements_A_Achievable Economic RVT Potential | F7 | Industrial | Petroleum | Existing | Space Heating | Natural Gas | Steam System Efficiency Improvements | A | Cumulative Energy Savings (MWh or mTherms) | Achievable Economic RVT Potential | 0 | 0 | 9.2329e-05 | 0.00027201 | 0.00058265 | 0.0010744 | 0.0018001 | 0.0028096 | 0.0041412 | 0.0058125 | 0.0078098 | 0.010081 | 0.012532 | 0.015035 | 0.01744 | 0.019601 | 0.021401 | 0.022799 | 0.023784 | 0.024384 | 0.024686 | 0.02481 | 0
F8_Industrial_Petroleum_Existing_Space Heating_Natural Gas_Steam System Efficiency Improvements_A_Achievable Economic RVT Potential | F8 | Industrial | Petroleum | Existing | Space Heating | Natural Gas | Steam System Efficiency Improvements | A | Cumulative Summer Peak Savings (MW) | Achievable Economic RVT Potential | 0 | 0 | 0 | 0 | 0 | 0 | 0 | 0 | 0 | 0 | 0 | 0 | 0 | 0 | 0 | 0 | 0 | 0 | 0 | 0 | 0 | 0 | 0
F9_Industrial_Petroleum_Existing_Space Heating_Natural Gas_Steam System Efficiency Improvements_A_Achievable Economic RVT Potential | F9 | Industrial | Petroleum | Existing | Space Heating | Natural Gas | Steam System Efficiency Improvements | A | Cumulative Winter Peak Savings (MW) | Achievable Economic RVT Potential | 0 | 0 | 0 | 0 | 0 | 0 | 0 | 0 | 0 | 0 | 0 | 0 | 0 | 0 | 0 | 0 | 0 | 0 | 0 | 0 | 0 | 0 | 0
F10_Industrial_Petroleum_Existing_Space Heating_Natural Gas_Steam System Efficiency Improvements_A_Achievable Economic RVT Potential | F10 | Industrial | Petroleum | Existing | Space Heating | Natural Gas | Steam System Efficiency Improvements | A | Purchases (Incremental) | Achievable Economic RVT Potential | 0 | 0 | 0.66391 | 1.3042 | 2.2758 | 3.6381 | 5.4268 | 7.6384 | 10.2112 | 13.0091 | 15.8126 | 18.3254 | 20.2054 | 21.1241 | 20.8466 | 19.3126 | 16.6873 | 13.5623 | 10.1924 | 6.9346 | 4.354 | 2.7906 | 0
F11_Industrial_Petroleum_Existing_Space Heating_Natural Gas_Steam System Efficiency Improvements_A_Achievable Economic RVT Potential | F11 | Industrial | Petroleum | Existing | Space Heating | Natural Gas | Steam System Efficiency Improvements | A | Purchases (Cumulative) | Achievable Economic RVT Potential | 0 | 0 | 0.66391 | 1.9681 | 4.2439 | 7.882 | 13.3088 | 20.9472 | 31.1584 | 44.1675 | 59.9802 | 78.3055 | 98.5109 | 119.6351 | 140.4817 | 159.7943 | 176.4816 | 190.0439 | 200.2363 | 207.1709 | 211.525 | 214.3156 | 0
F1_Industrial_Petroleum_Existing_Process_Natural Gas_Steam System Efficiency Improvements_A_Achievable Economic RVT Potential | F1 | Industrial | Petroleum | Existing | Process | Natural Gas | Steam System Efficiency Improvements | A | Integrated Unit Energy Savings (kWh or therms) | Achievable Economic RVT Potential | 0 | 0 | 0.70063 | 0.69854 | 0.69641 | 0.69421 | 0.69194 | 0.68968 | 0.68749 | 0.68537 | 0.68332 | 0.68135 | 0.67946 | 0.67766 | 0.67594 | 0.67426 | 0.67263 | 0.67101 | 0.66946 | 0.6679 | 0.66632 | 0.66472 | 0
F2_Industrial_Petroleum_Existing_Process_Natural Gas_Steam System Efficiency Improvements_A_Achievable Economic RVT Potential | F2 | Industrial | Petroleum | Existing | Process | Natural Gas | Steam System Efficiency Improvements | A | Integrated Unit Summer Peak Savings (kW) | Achievable Economic RVT Potential | 0 | 0 | 0 | 0 | 0 | 0 | 0 | 0 | 0 | 0 | 0 | 0 | 0 | 0 | 0 | 0 | 0 | 0 | 0 | 0 | 0 | 0 | 0
F3_Industrial_Petroleum_Existing_Process_Natural Gas_Steam System Efficiency Improvements_A_Achievable Economic RVT Potential | F3 | Industrial | Petroleum | Existing | Process | Natural Gas | Steam System Efficiency Improvements | A | Integrated Unit Winter Peak Savings (kW) | Achievable Economic RVT Potential | 0 | 0 | 0 | 0 | 0 | 0 | 0 | 0 | 0 | 0 | 0 | 0 | 0 | 0 | 0 | 0 | 0 | 0 | 0 | 0 | 0 | 0 | 0
F4_Industrial_Petroleum_Existing_Process_Natural Gas_Steam System Efficiency Improvements_A_Achievable Economic RVT Potential | F4 | Industrial | Petroleum | Existing | Process | Natural Gas | Steam System Efficiency Improvements | A | Incremental Energy Savings (MWh or mTherms) | Achievable Economic RVT Potential | 0 | 0 | 0 | 0 | 0 | 0 | 0 | 0 | 0 | 0 | 0 | 0 | 0 | 0 | 0 | 0 | 0 | 0 | 0 | 0 | 0 | 0 | 0
F5_Industrial_Petroleum_Existing_Process_Natural Gas_Steam System Efficiency Improvements_A_Achievable Economic RVT Potential | F5 | Industrial | Petroleum | Existing | Process | Natural Gas | Steam System Efficiency Improvements | A | Incremental Summer Peak Savings (MW) | Achievable Economic RVT Potential | 0 | 0 | 0 | 0 | 0 | 0 | 0 | 0 | 0 | 0 | 0 | 0 | 0 | 0 | 0 | 0 | 0 | 0 | 0 | 0 | 0 | 0 | 0
F6_Industrial_Petroleum_Existing_Process_Natural Gas_Steam System Efficiency Improvements_A_Achievable Economic RVT Potential | F6 | Industrial | Petroleum | Existing | Process | Natural Gas | Steam System Efficiency Improvements | A | Incremental Winter Peak Savings (MW) | Achievable Economic RVT Potential | 0 | 0 | 0 | 0 | 0 | 0 | 0 | 0 | 0 | 0 | 0 | 0 | 0 | 0 | 0 | 0 | 0 | 0 | 0 | 0 | 0 | 0 | 0
F7_Industrial_Petroleum_Existing_Process_Natural Gas_Steam System Efficiency Improvements_A_Achievable Economic RVT Potential | F7 | Industrial | Petroleum | Existing | Process | Natural Gas | Steam System Efficiency Improvements | A | Cumulative Energy Savings (MWh or mTherms) | Achievable Economic RVT Potential | 0 | 0 | 0 | 0 | 0 | 0 | 0 | 0 | 0 | 0 | 0 | 0 | 0 | 0 | 0 | 0 | 0 | 0 | 0 | 0 | 0 | 0 | 0
F8_Industrial_Petroleum_Existing_Process_Natural Gas_Steam System Efficiency Improvements_A_Achievable Economic RVT Potential | F8 | Industrial | Petroleum | Existing | Process | Natural Gas | Steam System Efficiency Improvements | A | Cumulative Summer Peak Savings (MW) | Achievable Economic RVT Potential | 0 | 0 | 0 | 0 | 0 | 0 | 0 | 0 | 0 | 0 | 0 | 0 | 0 | 0 | 0 | 0 | 0 | 0 | 0 | 0 | 0 | 0 | 0
F9_Industrial_Petroleum_Existing_Process_Natural Gas_Steam System Efficiency Improvements_A_Achievable Economic RVT Potential | F9 | Industrial | Petroleum | Existing | Process | Natural Gas | Steam System Efficiency Improvements | A | Cumulative Winter Peak Savings (MW) | Achievable Economic RVT Potential | 0 | 0 | 0 | 0 | 0 | 0 | 0 | 0 | 0 | 0 | 0 | 0 | 0 | 0 | 0 | 0 | 0 | 0 | 0 | 0 | 0 | 0 | 0
F10_Industrial_Petroleum_Existing_Process_Natural Gas_Steam System Efficiency Improvements_A_Achievable Economic RVT Potential | F10 | Industrial | Petroleum | Existing | Process | Natural Gas | Steam System Efficiency Improvements | A | Purchases (Incremental) | Achievable Economic RVT Potential | 0 | 0 | 0 | 0 | 0 | 0 | 0 | 0 | 0 | 0 | 0 | 0 | 0 | 0 | 0 | 0 | 0 | 0 | 0 | 0 | 0 | 0 | 0
F11_Industrial_Petroleum_Existing_Process_Natural Gas_Steam System Efficiency Improvements_A_Achievable Economic RVT Potential | F11 | Industrial | Petroleum | Existing | Process | Natural Gas | Steam System Efficiency Improvements | A | Purchases (Cumulative) | Achievable Economic RVT Potential | 0 | 0 | 0 | 0 | 0 | 0 | 0 | 0 | 0 | 0 | 0 | 0 | 0 | 0 | 0 | 0 | 0 | 0 | 0 | 0 | 0 | 0 | 0
F1_Industrial_Petroleum_Existing_Space Heating_Natural Gas_Strategic Energy Management_A_Achievable Economic RVT Potential | F1 | Industrial | Petroleum | Existing | Space Heating | Natural Gas | Strategic Energy Management | A | Integrated Unit Energy Savings (kWh or therms) | Achievable Economic RVT Potential | 0 | 0 | 812.173 | 806.3984 | 800.468 | 794.4402 | 788.357 | 782.2551 | 776.1872 | 770.2046 | 764.3576 | 758.6918 | 753.2355 | 747.9896 | 742.9341 | 738.0457 | 733.2989 | 728.6747 | 724.1616 | 719.7356 | 715.3884 | 711.113 | 0
F2_Industrial_Petroleum_Existing_Space Heating_Natural Gas_Strategic Energy Management_A_Achievable Economic RVT Potential | F2 | Industrial | Petroleum | Existing | Space Heating | Natural Gas | Strategic Energy Management | A | Integrated Unit Summer Peak Savings (kW) | Achievable Economic RVT Potential | 0 | 0 | 0 | 0 | 0 | 0 | 0 | 0 | 0 | 0 | 0 | 0 | 0 | 0 | 0 | 0 | 0 | 0 | 0 | 0 | 0 | 0 | 0
F3_Industrial_Petroleum_Existing_Space Heating_Natural Gas_Strategic Energy Management_A_Achievable Economic RVT Potential | F3 | Industrial | Petroleum | Existing | Space Heating | Natural Gas | Strategic Energy Management | A | Integrated Unit Winter Peak Savings (kW) | Achievable Economic RVT Potential | 0 | 0 | 0 | 0 | 0 | 0 | 0 | 0 | 0 | 0 | 0 | 0 | 0 | 0 | 0 | 0 | 0 | 0 | 0 | 0 | 0 | 0 | 0
F4_Industrial_Petroleum_Existing_Space Heating_Natural Gas_Strategic Energy Management_A_Achievable Economic RVT Potential | F4 | Industrial | Petroleum | Existing | Space Heating | Natural Gas | Strategic Energy Management | A | Incremental Energy Savings (MWh or mTherms) | Achievable Economic RVT Potential | 0 | 0 | 0.0044569 | 0.0043489 | 0.0042425 | 0.004138 | 0.0040355 | 0.0039352 | 0.0038374 | 0.0037421 | 0.0036497 | 0.0035602 | 0.0034736 | 0.00339 | 0.003309 | 0.0032306 | 0.0031544 | 0.0030805 | 0.0030086 | 0.0029387 | 0.0028706 | 0.0028042 | 0
F5_Industrial_Petroleum_Existing_Space Heating_Natural Gas_Strategic Energy Management_A_Achievable Economic RVT Potential | F5 | Industrial | Petroleum | Existing | Space Heating | Natural Gas | Strategic Energy Management | A | Incremental Summer Peak Savings (MW) | Achievable Economic RVT Potential | 0 | 0 | 0 | 0 | 0 | 0 | 0 | 0 | 0 | 0 | 0 | 0 | 0 | 0 | 0 | 0 | 0 | 0 | 0 | 0 | 0 | 0 | 0
F6_Industrial_Petroleum_Existing_Space Heating_Natural Gas_Strategic Energy Management_A_Achievable Economic RVT Potential | F6 | Industrial | Petroleum | Existing | Space Heating | Natural Gas | Strategic Energy Management | A | Incremental Winter Peak Savings (MW) | Achievable Economic RVT Potential | 0 | 0 | 0 | 0 | 0 | 0 | 0 | 0 | 0 | 0 | 0 | 0 | 0 | 0 | 0 | 0 | 0 | 0 | 0 | 0 | 0 | 0 | 0
F7_Industrial_Petroleum_Existing_Space Heating_Natural Gas_Strategic Energy Management_A_Achievable Economic RVT Potential | F7 | Industrial | Petroleum | Existing | Space Heating | Natural Gas | Strategic Energy Management | A | Cumulative Energy Savings (MWh or mTherms) | Achievable Economic RVT Potential | 0 | 0 | 0.0044569 | 0.0087742 | 0.012952 | 0.016993 | 0.020898 | 0.024671 | 0.028317 | 0.031841 | 0.035249 | 0.038548 | 0.041745 | 0.044844 | 0.04785 | 0.050766 | 0.053593 | 0.056336 | 0.058996 | 0.061574 | 0.064073 | 0.066494 | 0
F8_Industrial_Petroleum_Existing_Space Heating_Natural Gas_Strategic Energy Management_A_Achievable Economic RVT Potential | F8 | Industrial | Petroleum | Existing | Space Heating | Natural Gas | Strategic Energy Management | A | Cumulative Summer Peak Savings (MW) | Achievable Economic RVT Potential | 0 | 0 | 0 | 0 | 0 | 0 | 0 | 0 | 0 | 0 | 0 | 0 | 0 | 0 | 0 | 0 | 0 | 0 | 0 | 0 | 0 | 0 | 0
F9_Industrial_Petroleum_Existing_Space Heating_Natural Gas_Strategic Energy Management_A_Achievable Economic RVT Potential | F9 | Industrial | Petroleum | Existing | Space Heating | Natural Gas | Strategic Energy Management | A | Cumulative Winter Peak Savings (MW) | Achievable Economic RVT Potential | 0 | 0 | 0 | 0 | 0 | 0 | 0 | 0 | 0 | 0 | 0 | 0 | 0 | 0 | 0 | 0 | 0 | 0 | 0 | 0 | 0 | 0 | 0
F10_Industrial_Petroleum_Existing_Space Heating_Natural Gas_Strategic Energy Management_A_Achievable Economic RVT Potential | F10 | Industrial | Petroleum | Existing | Space Heating | Natural Gas | Strategic Energy Management | A | Purchases (Incremental) | Achievable Economic RVT Potential | 0 | 0 | 0.0054876 | 0.005393 | 0.0053001 | 0.0052087 | 0.0051189 | 0.0050306 | 0.0049439 | 0.0048586 | 0.0047749 | 0.0046925 | 0.0046116 | 0.0045321 | 0.004454 | 0.0043772 | 0.0043017 | 0.0042276 | 0.0041547 | 0.004083 | 0.0040126 | 0.0039435 | 0
F11_Industrial_Petroleum_Existing_Space Heating_Natural Gas_Strategic Energy Management_A_Achievable Economic RVT Potential | F11 | Industrial | Petroleum | Existing | Space Heating | Natural Gas | Strategic Energy Management | A | Purchases (Cumulative) | Achievable Economic RVT Potential | 0 | 0 | 0.0054876 | 0.010881 | 0.016181 | 0.021389 | 0.026508 | 0.031539 | 0.036483 | 0.041341 | 0.046116 | 0.050809 | 0.05542 | 0.059953 | 0.064407 | 0.068784 | 0.073085 | 0.077313 | 0.081468 | 0.085551 | 0.089563 | 0.093507 | 0
F1_Industrial_Petroleum_Existing_Process_Natural Gas_Strategic Energy Management_A_Achievable Economic RVT Potential | F1 | Industrial | Petroleum | Existing | Process | Natural Gas | Strategic Energy Management | A | Integrated Unit Energy Savings (kWh or therms) | Achievable Economic RVT Potential | 0 | 0 | 767.9487 | 766.8466 | 765.7233 | 764.57 | 763.3792 | 762.1965 | 761.0764 | 760.0155 | 759.018 | 758.0903 | 757.2353 | 756.4534 | 755.7293 | 755.0461 | 754.3856 | 753.7351 | 753.1299 | 752.5162 | 751.8927 | 751.2592 | 0
F2_Industrial_Petroleum_Existing_Process_Natural Gas_Strategic Energy Management_A_Achievable Economic RVT Potential | F2 | Industrial | Petroleum | Existing | Process | Natural Gas | Strategic Energy Management | A | Integrated Unit Summer Peak Savings (kW) | Achievable Economic RVT Potential | 0 | 0 | 0 | 0 | 0 | 0 | 0 | 0 | 0 | 0 | 0 | 0 | 0 | 0 | 0 | 0 | 0 | 0 | 0 | 0 | 0 | 0 | 0
F3_Industrial_Petroleum_Existing_Process_Natural Gas_Strategic Energy Management_A_Achievable Economic RVT Potential | F3 | Industrial | Petroleum | Existing | Process | Natural Gas | Strategic Energy Management | A | Integrated Unit Winter Peak Savings (kW) | Achievable Economic RVT Potential | 0 | 0 | 0 | 0 | 0 | 0 | 0 | 0 | 0 | 0 | 0 | 0 | 0 | 0 | 0 | 0 | 0 | 0 | 0 | 0 | 0 | 0 | 0
F4_Industrial_Petroleum_Existing_Process_Natural Gas_Strategic Energy Management_A_Achievable Economic RVT Potential | F4 | Industrial | Petroleum | Existing | Process | Natural Gas | Strategic Energy Management | A | Incremental Energy Savings (MWh or mTherms) | Achievable Economic RVT Potential | 0 | 0 | 1.0913 | 1.071 | 1.051 | 1.0313 | 1.0119 | 0.99296 | 0.9744 | 0.95627 | 0.93855 | 0.92124 | 0.90433 | 0.88782 | 0.87168 | 0.85588 | 0.84038 | 0.82518 | 0.8103 | 0.79568 | 0.78132 | 0.7672 | 0
F5_Industrial_Petroleum_Existing_Process_Natural Gas_Strategic Energy Management_A_Achievable Economic RVT Potential | F5 | Industrial | Petroleum | Existing | Process | Natural Gas | Strategic Energy Management | A | Incremental Summer Peak Savings (MW) | Achievable Economic RVT Potential | 0 | 0 | 0 | 0 | 0 | 0 | 0 | 0 | 0 | 0 | 0 | 0 | 0 | 0 | 0 | 0 | 0 | 0 | 0 | 0 | 0 | 0 | 0
F6_Industrial_Petroleum_Existing_Process_Natural Gas_Strategic Energy Management_A_Achievable Economic RVT Potential | F6 | Industrial | Petroleum | Existing | Process | Natural Gas | Strategic Energy Management | A | Incremental Winter Peak Savings (MW) | Achievable Economic RVT Potential | 0 | 0 | 0 | 0 | 0 | 0 | 0 | 0 | 0 | 0 | 0 | 0 | 0 | 0 | 0 | 0 | 0 | 0 | 0 | 0 | 0 | 0 | 0
F7_Industrial_Petroleum_Existing_Process_Natural Gas_Strategic Energy Management_A_Achievable Economic RVT Potential | F7 | Industrial | Petroleum | Existing | Process | Natural Gas | Strategic Energy Management | A | Cumulative Energy Savings (MWh or mTherms) | Achievable Economic RVT Potential | 0 | 0 | 1.0913 | 2.1608 | 3.2086 | 4.235 | 5.2404 | 6.2252 | 7.1905 | 8.1367 | 9.0646 | 9.9747 | 10.8678 | 11.7444 | 12.6049 | 13.4493 | 14.278 | 15.0908 | 15.889 | 16.6718 | 17.4393 | 18.1918 | 0
F8_Industrial_Petroleum_Existing_Process_Natural Gas_Strategic Energy Management_A_Achievable Economic RVT Potential | F8 | Industrial | Petroleum | Existing | Process | Natural Gas | Strategic Energy Management | A | Cumulative Summer Peak Savings (MW) | Achievable Economic RVT Potential | 0 | 0 | 0 | 0 | 0 | 0 | 0 | 0 | 0 | 0 | 0 | 0 | 0 | 0 | 0 | 0 | 0 | 0 | 0 | 0 | 0 | 0 | 0
F9_Industrial_Petroleum_Existing_Process_Natural Gas_Strategic Energy Management_A_Achievable Economic RVT Potential | F9 | Industrial | Petroleum | Existing | Process | Natural Gas | Strategic Energy Management | A | Cumulative Winter Peak Savings (MW) | Achievable Economic RVT Potential | 0 | 0 | 0 | 0 | 0 | 0 | 0 | 0 | 0 | 0 | 0 | 0 | 0 | 0 | 0 | 0 | 0 | 0 | 0 | 0 | 0 | 0 | 0
F10_Industrial_Petroleum_Existing_Process_Natural Gas_Strategic Energy Management_A_Achievable Economic RVT Potential | F10 | Industrial | Petroleum | Existing | Process | Natural Gas | Strategic Energy Management | A | Purchases (Incremental) | Achievable Economic RVT Potential | 0 | 0 | 1.4211 | 1.3966 | 1.3725 | 1.3489 | 1.3256 | 1.3028 | 1.2803 | 1.2582 | 1.2365 | 1.2152 | 1.1943 | 1.1737 | 1.1534 | 1.1335 | 1.114 | 1.0948 | 1.0759 | 1.0574 | 1.0391 | 1.0212 | 0
F11_Industrial_Petroleum_Existing_Process_Natural Gas_Strategic Energy Management_A_Achievable Economic RVT Potential | F11 | Industrial | Petroleum | Existing | Process | Natural Gas | Strategic Energy Management | A | Purchases (Cumulative) | Achievable Economic RVT Potential | 0 | 0 | 1.4211 | 2.8177 | 4.1903 | 5.5391 | 6.8647 | 8.1675 | 9.4478 | 10.706 | 11.9425 | 13.1577 | 14.352 | 15.5257 | 16.6791 | 17.8126 | 18.9266 | 20.0214 | 21.0973 | 22.1547 | 23.1938 | 24.215 | 0
F1_Industrial_Petroleum_Existing_Miscellaneous_Natural Gas_Strategic Energy Management_A_Achievable Economic RVT Potential | F1 | Industrial | Petroleum | Existing | Miscellaneous | Natural Gas | Strategic Energy Management | A | Integrated Unit Energy Savings (kWh or therms) | Achievable Economic RVT Potential | 0 | 0 | 160.7723 | 160.7723 | 160.7723 | 160.7723 | 160.7723 | 160.7723 | 160.7723 | 160.7723 | 160.7723 | 160.7723 | 160.7723 | 160.7723 | 160.7723 | 160.7723 | 160.7723 | 160.7723 | 160.7723 | 160.7723 | 160.7723 | 160.7723 | 0
F2_Industrial_Petroleum_Existing_Miscellaneous_Natural Gas_Strategic Energy Management_A_Achievable Economic RVT Potential | F2 | Industrial | Petroleum | Existing | Miscellaneous | Natural Gas | Strategic Energy Management | A | Integrated Unit Summer Peak Savings (kW) | Achievable Economic RVT Potential | 0 | 0 | 0 | 0 | 0 | 0 | 0 | 0 | 0 | 0 | 0 | 0 | 0 | 0 | 0 | 0 | 0 | 0 | 0 | 0 | 0 | 0 | 0
F3_Industrial_Petroleum_Existing_Miscellaneous_Natural Gas_Strategic Energy Management_A_Achievable Economic RVT Potential | F3 | Industrial | Petroleum | Existing | Miscellaneous | Natural Gas | Strategic Energy Management | A | Integrated Unit Winter Peak Savings (kW) | Achievable Economic RVT Potential | 0 | 0 | 0 | 0 | 0 | 0 | 0 | 0 | 0 | 0 | 0 | 0 | 0 | 0 | 0 | 0 | 0 | 0 | 0 | 0 | 0 | 0 | 0
F4_Industrial_Petroleum_Existing_Miscellaneous_Natural Gas_Strategic Energy Management_A_Achievable Economic RVT Potential | F4 | Industrial | Petroleum | Existing | Miscellaneous | Natural Gas | Strategic Energy Management | A | Incremental Energy Savings (MWh or mTherms) | Achievable Economic RVT Potential | 0 | 0 | 0.057119 | 0.056134 | 0.055166 | 0.054215 | 0.05328 | 0.052362 | 0.051459 | 0.050572 | 0.0497 | 0.048843 | 0.048001 | 0.047173 | 0.04636 | 0.045561 | 0.044775 | 0.044003 | 0.043244 | 0.042499 | 0.041766 | 0.041046 | 0
F5_Industrial_Petroleum_Existing_Miscellaneous_Natural Gas_Strategic Energy Management_A_Achievable Economic RVT Potential | F5 | Industrial | Petroleum | Existing | Miscellaneous | Natural Gas | Strategic Energy Management | A | Incremental Summer Peak Savings (MW) | Achievable Economic RVT Potential | 0 | 0 | 0 | 0 | 0 | 0 | 0 | 0 | 0 | 0 | 0 | 0 | 0 | 0 | 0 | 0 | 0 | 0 | 0 | 0 | 0 | 0 | 0
F6_Industrial_Petroleum_Existing_Miscellaneous_Natural Gas_Strategic Energy Management_A_Achievable Economic RVT Potential | F6 | Industrial | Petroleum | Existing | Miscellaneous | Natural Gas | Strategic Energy Management | A | Incremental Winter Peak Savings (MW) | Achievable Economic RVT Potential | 0 | 0 | 0 | 0 | 0 | 0 | 0 | 0 | 0 | 0 | 0 | 0 | 0 | 0 | 0 | 0 | 0 | 0 | 0 | 0 | 0 | 0 | 0
F7_Industrial_Petroleum_Existing_Miscellaneous_Natural Gas_Strategic Energy Management_A_Achievable Economic RVT Potential | F7 | Industrial | Petroleum | Existing | Miscellaneous | Natural Gas | Strategic Energy Management | A | Cumulative Energy Savings (MWh or mTherms) | Achievable Economic RVT Potential | 0 | 0 | 0.057119 | 0.11325 | 0.16842 | 0.22263 | 0.27591 | 0.32828 | 0.37974 | 0.43031 | 0.48001 | 0.52885 | 0.57685 | 0.62402 | 0.67038 | 0.71594 | 0.76072 | 0.80472 | 0.84797 | 0.89047 | 0.93223 | 0.97328 | 0
F8_Industrial_Petroleum_Existing_Miscellaneous_Natural Gas_Strategic Energy Management_A_Achievable Economic RVT Potential | F8 | Industrial | Petroleum | Existing | Miscellaneous | Natural Gas | Strategic Energy Management | A | Cumulative Summer Peak Savings (MW) | Achievable Economic RVT Potential | 0 | 0 | 0 | 0 | 0 | 0 | 0 | 0 | 0 | 0 | 0 | 0 | 0 | 0 | 0 | 0 | 0 | 0 | 0 | 0 | 0 | 0 | 0
F9_Industrial_Petroleum_Existing_Miscellaneous_Natural Gas_Strategic Energy Management_A_Achievable Economic RVT Potential | F9 | Industrial | Petroleum | Existing | Miscellaneous | Natural Gas | Strategic Energy Management | A | Cumulative Winter Peak Savings (MW) | Achievable Economic RVT Potential | 0 | 0 | 0 | 0 | 0 | 0 | 0 | 0 | 0 | 0 | 0 | 0 | 0 | 0 | 0 | 0 | 0 | 0 | 0 | 0 | 0 | 0 | 0
F10_Industrial_Petroleum_Existing_Miscellaneous_Natural Gas_Strategic Energy Management_A_Achievable Economic RVT Potential | F10 | Industrial | Petroleum | Existing | Miscellaneous | Natural Gas | Strategic Energy Management | A | Purchases (Incremental) | Achievable Economic RVT Potential | 0 | 0 | 0.35528 | 0.34915 | 0.34313 | 0.33722 | 0.3314 | 0.32569 | 0.32007 | 0.31455 | 0.30913 | 0.3038 | 0.29856 | 0.29342 | 0.28836 | 0.28339 | 0.2785 | 0.2737 | 0.26898 | 0.26434 | 0.25978 | 0.2553 | 0
F11_Industrial_Petroleum_Existing_Miscellaneous_Natural Gas_Strategic Energy Management_A_Achievable Economic RVT Potential | F11 | Industrial | Petroleum | Existing | Miscellaneous | Natural Gas | Strategic Energy Management | A | Purchases (Cumulative) | Achievable Economic RVT Potential | 0 | 0 | 0.35528 | 0.70443 | 1.0476 | 1.3848 | 1.7162 | 2.0419 | 2.3619 | 2.6765 | 2.9856 | 3.2894 | 3.588 | 3.8814 | 4.1698 | 4.4532 | 4.7317 | 5.0054 | 5.2743 | 5.5387 | 5.7985 | 6.0538 | 0
F1_Industrial_Petroleum_Existing_Space Heating_Natural Gas_Commissioning_A_Achievable Economic RVT Potential | F1 | Industrial | Petroleum | Existing | Space Heating | Natural Gas | Commissioning | A | Integrated Unit Energy Savings (kWh or therms) | Achievable Economic RVT Potential | 0 | 0 | 17.5309 | 17.4332 | 17.3328 | 17.2308 | 17.1284 | 17.0265 | 16.9261 | 16.8278 | 16.7322 | 16.6398 | 16.551 | 16.4655 | 16.3831 | 16.3038 | 16.2273 | 16.1536 | 16.0824 | 16.0134 | 15.9463 | 15.8811 | 0
F2_Industrial_Petroleum_Existing_Space Heating_Natural Gas_Commissioning_A_Achievable Economic RVT Potential | F2 | Industrial | Petroleum | Existing | Space Heating | Natural Gas | Commissioning | A | Integrated Unit Summer Peak Savings (kW) | Achievable Economic RVT Potential | 0 | 0 | 0 | 0 | 0 | 0 | 0 | 0 | 0 | 0 | 0 | 0 | 0 | 0 | 0 | 0 | 0 | 0 | 0 | 0 | 0 | 0 | 0
F3_Industrial_Petroleum_Existing_Space Heating_Natural Gas_Commissioning_A_Achievable Economic RVT Potential | F3 | Industrial | Petroleum | Existing | Space Heating | Natural Gas | Commissioning | A | Integrated Unit Winter Peak Savings (kW) | Achievable Economic RVT Potential | 0 | 0 | 0 | 0 | 0 | 0 | 0 | 0 | 0 | 0 | 0 | 0 | 0 | 0 | 0 | 0 | 0 | 0 | 0 | 0 | 0 | 0 | 0
F4_Industrial_Petroleum_Existing_Space Heating_Natural Gas_Commissioning_A_Achievable Economic RVT Potential | F4 | Industrial | Petroleum | Existing | Space Heating | Natural Gas | Commissioning | A | Incremental Energy Savings (MWh or mTherms) | Achievable Economic RVT Potential | 0 | 0 | 0 | 0 | 0 | 0 | 0 | 0 | 0 | 0 | 0 | 0 | 0 | 0 | 0 | 0 | 0 | 0 | 0 | 0 | 0 | 0 | 0
F5_Industrial_Petroleum_Existing_Space Heating_Natural Gas_Commissioning_A_Achievable Economic RVT Potential | F5 | Industrial | Petroleum | Existing | Space Heating | Natural Gas | Commissioning | A | Incremental Summer Peak Savings (MW) | Achievable Economic RVT Potential | 0 | 0 | 0 | 0 | 0 | 0 | 0 | 0 | 0 | 0 | 0 | 0 | 0 | 0 | 0 | 0 | 0 | 0 | 0 | 0 | 0 | 0 | 0
F6_Industrial_Petroleum_Existing_Space Heating_Natural Gas_Commissioning_A_Achievable Economic RVT Potential | F6 | Industrial | Petroleum | Existing | Space Heating | Natural Gas | Commissioning | A | Incremental Winter Peak Savings (MW) | Achievable Economic RVT Potential | 0 | 0 | 0 | 0 | 0 | 0 | 0 | 0 | 0 | 0 | 0 | 0 | 0 | 0 | 0 | 0 | 0 | 0 | 0 | 0 | 0 | 0 | 0
F7_Industrial_Petroleum_Existing_Space Heating_Natural Gas_Commissioning_A_Achievable Economic RVT Potential | F7 | Industrial | Petroleum | Existing | Space Heating | Natural Gas | Commissioning | A | Cumulative Energy Savings (MWh or mTherms) | Achievable Economic RVT Potential | 0 | 0 | 0 | 0 | 0 | 0 | 0 | 0 | 0 | 0 | 0 | 0 | 0 | 0 | 0 | 0 | 0 | 0 | 0 | 0 | 0 | 0 | 0
F8_Industrial_Petroleum_Existing_Space Heating_Natural Gas_Commissioning_A_Achievable Economic RVT Potential | F8 | Industrial | Petroleum | Existing | Space Heating | Natural Gas | Commissioning | A | Cumulative Summer Peak Savings (MW) | Achievable Economic RVT Potential | 0 | 0 | 0 | 0 | 0 | 0 | 0 | 0 | 0 | 0 | 0 | 0 | 0 | 0 | 0 | 0 | 0 | 0 | 0 | 0 | 0 | 0 | 0
F9_Industrial_Petroleum_Existing_Space Heating_Natural Gas_Commissioning_A_Achievable Economic RVT Potential | F9 | Industrial | Petroleum | Existing | Space Heating | Natural Gas | Commissioning | A | Cumulative Winter Peak Savings (MW) | Achievable Economic RVT Potential | 0 | 0 | 0 | 0 | 0 | 0 | 0 | 0 | 0 | 0 | 0 | 0 | 0 | 0 | 0 | 0 | 0 | 0 | 0 | 0 | 0 | 0 | 0
F10_Industrial_Petroleum_Existing_Space Heating_Natural Gas_Commissioning_A_Achievable Economic RVT Potential | F10 | Industrial | Petroleum | Existing | Space Heating | Natural Gas | Commissioning | A | Purchases (Incremental) | Achievable Economic RVT Potential | 0 | 0 | 0 | 0 | 0 | 0 | 0 | 0 | 0 | 0 | 0 | 0 | 0 | 0 | 0 | 0 | 0 | 0 | 0 | 0 | 0 | 0 | 0
F11_Industrial_Petroleum_Existing_Space Heating_Natural Gas_Commissioning_A_Achievable Economic RVT Potential | F11 | Industrial | Petroleum | Existing | Space Heating | Natural Gas | Commissioning | A | Purchases (Cumulative) | Achievable Economic RVT Potential | 0 | 0 | 0 | 0 | 0 | 0 | 0 | 0 | 0 | 0 | 0 | 0 | 0 | 0 | 0 | 0 | 0 | 0 | 0 | 0 | 0 | 0 | 0
F1_Industrial_Petroleum_Existing_Process_Natural Gas_Commissioning_A_Achievable Economic RVT Potential | F1 | Industrial | Petroleum | Existing | Process | Natural Gas | Commissioning | A | Integrated Unit Energy Savings (kWh or therms) | Achievable Economic RVT Potential | 0 | 0 | 4292.3343 | 4292.3343 | 4292.3343 | 4292.3343 | 4292.3343 | 4292.3343 | 4292.3343 | 4292.3343 | 4292.3343 | 4292.3343 | 4292.3343 | 4292.3343 | 4292.3343 | 4292.3343 | 4292.3343 | 4292.3343 | 4292.3343 | 4292.3343 | 4292.3343 | 4292.3343 | 0
F2_Industrial_Petroleum_Existing_Process_Natural Gas_Commissioning_A_Achievable Economic RVT Potential | F2 | Industrial | Petroleum | Existing | Process | Natural Gas | Commissioning | A | Integrated Unit Summer Peak Savings (kW) | Achievable Economic RVT Potential | 0 | 0 | 0 | 0 | 0 | 0 | 0 | 0 | 0 | 0 | 0 | 0 | 0 | 0 | 0 | 0 | 0 | 0 | 0 | 0 | 0 | 0 | 0
F3_Industrial_Petroleum_Existing_Process_Natural Gas_Commissioning_A_Achievable Economic RVT Potential | F3 | Industrial | Petroleum | Existing | Process | Natural Gas | Commissioning | A | Integrated Unit Winter Peak Savings (kW) | Achievable Economic RVT Potential | 0 | 0 | 0 | 0 | 0 | 0 | 0 | 0 | 0 | 0 | 0 | 0 | 0 | 0 | 0 | 0 | 0 | 0 | 0 | 0 | 0 | 0 | 0
F4_Industrial_Petroleum_Existing_Process_Natural Gas_Commissioning_A_Achievable Economic RVT Potential | F4 | Industrial | Petroleum | Existing | Process | Natural Gas | Commissioning | A | Incremental Energy Savings (MWh or mTherms) | Achievable Economic RVT Potential | 0 | 0 | 0 | 0 | 0 | 0 | 0 | 0 | 0 | 0 | 0 | 0 | 0 | 0 | 0 | 0 | 0 | 0 | 0 | 0 | 0 | 0 | 0
F5_Industrial_Petroleum_Existing_Process_Natural Gas_Commissioning_A_Achievable Economic RVT Potential | F5 | Industrial | Petroleum | Existing | Process | Natural Gas | Commissioning | A | Incremental Summer Peak Savings (MW) | Achievable Economic RVT Potential | 0 | 0 | 0 | 0 | 0 | 0 | 0 | 0 | 0 | 0 | 0 | 0 | 0 | 0 | 0 | 0 | 0 | 0 | 0 | 0 | 0 | 0 | 0
F6_Industrial_Petroleum_Existing_Process_Natural Gas_Commissioning_A_Achievable Economic RVT Potential | F6 | Industrial | Petroleum | Existing | Process | Natural Gas | Commissioning | A | Incremental Winter Peak Savings (MW) | Achievable Economic RVT Potential | 0 | 0 | 0 | 0 | 0 | 0 | 0 | 0 | 0 | 0 | 0 | 0 | 0 | 0 | 0 | 0 | 0 | 0 | 0 | 0 | 0 | 0 | 0
F7_Industrial_Petroleum_Existing_Process_Natural Gas_Commissioning_A_Achievable Economic RVT Potential | F7 | Industrial | Petroleum | Existing | Process | Natural Gas | Commissioning | A | Cumulative Energy Savings (MWh or mTherms) | Achievable Economic RVT Potential | 0 | 0 | 0 | 0 | 0 | 0 | 0 | 0 | 0 | 0 | 0 | 0 | 0 | 0 | 0 | 0 | 0 | 0 | 0 | 0 | 0 | 0 | 0
F8_Industrial_Petroleum_Existing_Process_Natural Gas_Commissioning_A_Achievable Economic RVT Potential | F8 | Industrial | Petroleum | Existing | Process | Natural Gas | Commissioning | A | Cumulative Summer Peak Savings (MW) | Achievable Economic RVT Potential | 0 | 0 | 0 | 0 | 0 | 0 | 0 | 0 | 0 | 0 | 0 | 0 | 0 | 0 | 0 | 0 | 0 | 0 | 0 | 0 | 0 | 0 | 0
F9_Industrial_Petroleum_Existing_Process_Natural Gas_Commissioning_A_Achievable Economic RVT Potential | F9 | Industrial | Petroleum | Existing | Process | Natural Gas | Commissioning | A | Cumulative Winter Peak Savings (MW) | Achievable Economic RVT Potential | 0 | 0 | 0 | 0 | 0 | 0 | 0 | 0 | 0 | 0 | 0 | 0 | 0 | 0 | 0 | 0 | 0 | 0 | 0 | 0 | 0 | 0 | 0
F10_Industrial_Petroleum_Existing_Process_Natural Gas_Commissioning_A_Achievable Economic RVT Potential | F10 | Industrial | Petroleum | Existing | Process | Natural Gas | Commissioning | A | Purchases (Incremental) | Achievable Economic RVT Potential | 0 | 0 | 0 | 0 | 0 | 0 | 0 | 0 | 0 | 0 | 0 | 0 | 0 | 0 | 0 | 0 | 0 | 0 | 0 | 0 | 0 | 0 | 0
F11_Industrial_Petroleum_Existing_Process_Natural Gas_Commissioning_A_Achievable Economic RVT Potential | F11 | Industrial | Petroleum | Existing | Process | Natural Gas | Commissioning | A | Purchases (Cumulative) | Achievable Economic RVT Potential | 0 | 0 | 0 | 0 | 0 | 0 | 0 | 0 | 0 | 0 | 0 | 0 | 0 | 0 | 0 | 0 | 0 | 0 | 0 | 0 | 0 | 0 | 0
F1_Industrial_Petroleum_Existing_Space Heating_Natural Gas_Retrocommissioning_A_Achievable Economic RVT Potential | F1 | Industrial | Petroleum | Existing | Space Heating | Natural Gas | Retrocommissioning | A | Integrated Unit Energy Savings (kWh or therms) | Achievable Economic RVT Potential | 0 | 0 | 2.4347 | 2.421 | 2.4069 | 2.3927 | 2.3784 | 2.3642 | 2.3502 | 2.3365 | 2.3231 | 2.3103 | 2.2979 | 2.286 | 2.2745 | 2.2635 | 2.2528 | 2.2426 | 2.2326 | 2.223 | 2.2137 | 2.2046 | 0
F2_Industrial_Petroleum_Existing_Space Heating_Natural Gas_Retrocommissioning_A_Achievable Economic RVT Potential | F2 | Industrial | Petroleum | Existing | Space Heating | Natural Gas | Retrocommissioning | A | Integrated Unit Summer Peak Savings (kW) | Achievable Economic RVT Potential | 0 | 0 | 0 | 0 | 0 | 0 | 0 | 0 | 0 | 0 | 0 | 0 | 0 | 0 | 0 | 0 | 0 | 0 | 0 | 0 | 0 | 0 | 0
F3_Industrial_Petroleum_Existing_Space Heating_Natural Gas_Retrocommissioning_A_Achievable Economic RVT Potential | F3 | Industrial | Petroleum | Existing | Space Heating | Natural Gas | Retrocommissioning | A | Integrated Unit Winter Peak Savings (kW) | Achievable Economic RVT Potential | 0 | 0 | 0 | 0 | 0 | 0 | 0 | 0 | 0 | 0 | 0 | 0 | 0 | 0 | 0 | 0 | 0 | 0 | 0 | 0 | 0 | 0 | 0
F4_Industrial_Petroleum_Existing_Space Heating_Natural Gas_Retrocommissioning_A_Achievable Economic RVT Potential | F4 | Industrial | Petroleum | Existing | Space Heating | Natural Gas | Retrocommissioning | A | Incremental Energy Savings (MWh or mTherms) | Achievable Economic RVT Potential | 0 | 0 | 0.00067278 | 0.00065745 | 0.00064236 | 0.00062755 | 0.00061305 | 0.00059888 | 0.00058506 | 0.00057162 | 0.00055856 | 0.00054589 | 0.0005336 | 0.00052169 | 0.00051012 | 0.00049889 | 0.00048798 | 0.00047739 | 0.00046708 | 0.00045705 | 0.00044729 | 0.00043777 | 0
F5_Industrial_Petroleum_Existing_Space Heating_Natural Gas_Retrocommissioning_A_Achievable Economic RVT Potential | F5 | Industrial | Petroleum | Existing | Space Heating | Natural Gas | Retrocommissioning | A | Incremental Summer Peak Savings (MW) | Achievable Economic RVT Potential | 0 | 0 | 0 | 0 | 0 | 0 | 0 | 0 | 0 | 0 | 0 | 0 | 0 | 0 | 0 | 0 | 0 | 0 | 0 | 0 | 0 | 0 | 0
F6_Industrial_Petroleum_Existing_Space Heating_Natural Gas_Retrocommissioning_A_Achievable Economic RVT Potential | F6 | Industrial | Petroleum | Existing | Space Heating | Natural Gas | Retrocommissioning | A | Incremental Winter Peak Savings (MW) | Achievable Economic RVT Potential | 0 | 0 | 0 | 0 | 0 | 0 | 0 | 0 | 0 | 0 | 0 | 0 | 0 | 0 | 0 | 0 | 0 | 0 | 0 | 0 | 0 | 0 | 0
F7_Industrial_Petroleum_Existing_Space Heating_Natural Gas_Retrocommissioning_A_Achievable Economic RVT Potential | F7 | Industrial | Petroleum | Existing | Space Heating | Natural Gas | Retrocommissioning | A | Cumulative Energy Savings (MWh or mTherms) | Achievable Economic RVT Potential | 0 | 0 | 0.00067278 | 0.0013264 | 0.0019611 | 0.002577 | 0.0031747 | 0.0037546 | 0.0043174 | 0.0048638 | 0.0053947 | 0.0059107 | 0.0064126 | 0.0069011 | 0.0073766 | 0.0078396 | 0.0082908 | 0.0087304 | 0.0091589 | 0.0095765 | 0.0099836 | 0.01038 | 0
F8_Industrial_Petroleum_Existing_Space Heating_Natural Gas_Retrocommissioning_A_Achievable Economic RVT Potential | F8 | Industrial | Petroleum | Existing | Space Heating | Natural Gas | Retrocommissioning | A | Cumulative Summer Peak Savings (MW) | Achievable Economic RVT Potential | 0 | 0 | 0 | 0 | 0 | 0 | 0 | 0 | 0 | 0 | 0 | 0 | 0 | 0 | 0 | 0 | 0 | 0 | 0 | 0 | 0 | 0 | 0
F9_Industrial_Petroleum_Existing_Space Heating_Natural Gas_Retrocommissioning_A_Achievable Economic RVT Potential | F9 | Industrial | Petroleum | Existing | Space Heating | Natural Gas | Retrocommissioning | A | Cumulative Winter Peak Savings (MW) | Achievable Economic RVT Potential | 0 | 0 | 0 | 0 | 0 | 0 | 0 | 0 | 0 | 0 | 0 | 0 | 0 | 0 | 0 | 0 | 0 | 0 | 0 | 0 | 0 | 0 | 0
F10_Industrial_Petroleum_Existing_Space Heating_Natural Gas_Retrocommissioning_A_Achievable Economic RVT Potential | F10 | Industrial | Petroleum | Existing | Space Heating | Natural Gas | Retrocommissioning | A | Purchases (Incremental) | Achievable Economic RVT Potential | 0 | 0 | 0.27633 | 0.27156 | 0.26688 | 0.26228 | 0.25776 | 0.25331 | 0.24895 | 0.24465 | 0.24044 | 0.23629 | 0.23222 | 0.22821 | 0.22428 | 0.22041 | 0.21661 | 0.21288 | 0.20921 | 0.2056 | 0.20205 | 0.19857 | 0
F11_Industrial_Petroleum_Existing_Space Heating_Natural Gas_Retrocommissioning_A_Achievable Economic RVT Potential | F11 | Industrial | Petroleum | Existing | Space Heating | Natural Gas | Retrocommissioning | A | Purchases (Cumulative) | Achievable Economic RVT Potential | 0 | 0 | 0.27633 | 0.54789 | 0.81477 | 1.0771 | 1.3348 | 1.5881 | 1.8371 | 2.0817 | 2.3222 | 2.5584 | 2.7907 | 3.0189 | 3.2432 | 3.4636 | 3.6802 | 3.8931 | 4.1023 | 4.3079 | 4.5099 | 4.7085 | 0
F1_Industrial_Petroleum_Existing_Process_Natural Gas_Retrocommissioning_A_Achievable Economic RVT Potential | F1 | Industrial | Petroleum | Existing | Process | Natural Gas | Retrocommissioning | A | Integrated Unit Energy Savings (kWh or therms) | Achievable Economic RVT Potential | 0 | 0 | 0 | 0 | 0 | 0 | 0 | 0 | 0 | 0 | 0 | 0 | 0 | 0 | 0 | 0 | 0 | 0 | 0 | 0 | 0 | 0 | 0
F2_Industrial_Petroleum_Existing_Process_Natural Gas_Retrocommissioning_A_Achievable Economic RVT Potential | F2 | Industrial | Petroleum | Existing | Process | Natural Gas | Retrocommissioning | A | Integrated Unit Summer Peak Savings (kW) | Achievable Economic RVT Potential | 0 | 0 | 0 | 0 | 0 | 0 | 0 | 0 | 0 | 0 | 0 | 0 | 0 | 0 | 0 | 0 | 0 | 0 | 0 | 0 | 0 | 0 | 0
F3_Industrial_Petroleum_Existing_Process_Natural Gas_Retrocommissioning_A_Achievable Economic RVT Potential | F3 | Industrial | Petroleum | Existing | Process | Natural Gas | Retrocommissioning | A | Integrated Unit Winter Peak Savings (kW) | Achievable Economic RVT Potential | 0 | 0 | 0 | 0 | 0 | 0 | 0 | 0 | 0 | 0 | 0 | 0 | 0 | 0 | 0 | 0 | 0 | 0 | 0 | 0 | 0 | 0 | 0
F4_Industrial_Petroleum_Existing_Process_Natural Gas_Retrocommissioning_A_Achievable Economic RVT Potential | F4 | Industrial | Petroleum | Existing | Process | Natural Gas | Retrocommissioning | A | Incremental Energy Savings (MWh or mTherms) | Achievable Economic RVT Potential | 0 | 0 | 0 | 0 | 0 | 0 | 0 | 0 | 0 | 0 | 0 | 0 | 0 | 0 | 0 | 0 | 0 | 0 | 0 | 0 | 0 | 0 | 0
F5_Industrial_Petroleum_Existing_Process_Natural Gas_Retrocommissioning_A_Achievable Economic RVT Potential | F5 | Industrial | Petroleum | Existing | Process | Natural Gas | Retrocommissioning | A | Incremental Summer Peak Savings (MW) | Achievable Economic RVT Potential | 0 | 0 | 0 | 0 | 0 | 0 | 0 | 0 | 0 | 0 | 0 | 0 | 0 | 0 | 0 | 0 | 0 | 0 | 0 | 0 | 0 | 0 | 0
F6_Industrial_Petroleum_Existing_Process_Natural Gas_Retrocommissioning_A_Achievable Economic RVT Potential | F6 | Industrial | Petroleum | Existing | Process | Natural Gas | Retrocommissioning | A | Incremental Winter Peak Savings (MW) | Achievable Economic RVT Potential | 0 | 0 | 0 | 0 | 0 | 0 | 0 | 0 | 0 | 0 | 0 | 0 | 0 | 0 | 0 | 0 | 0 | 0 | 0 | 0 | 0 | 0 | 0
F7_Industrial_Petroleum_Existing_Process_Natural Gas_Retrocommissioning_A_Achievable Economic RVT Potential | F7 | Industrial | Petroleum | Existing | Process | Natural Gas | Retrocommissioning | A | Cumulative Energy Savings (MWh or mTherms) | Achievable Economic RVT Potential | 0 | 0 | 0 | 0 | 0 | 0 | 0 | 0 | 0 | 0 | 0 | 0 | 0 | 0 | 0 | 0 | 0 | 0 | 0 | 0 | 0 | 0 | 0
F8_Industrial_Petroleum_Existing_Process_Natural Gas_Retrocommissioning_A_Achievable Economic RVT Potential | F8 | Industrial | Petroleum | Existing | Process | Natural Gas | Retrocommissioning | A | Cumulative Summer Peak Savings (MW) | Achievable Economic RVT Potential | 0 | 0 | 0 | 0 | 0 | 0 | 0 | 0 | 0 | 0 | 0 | 0 | 0 | 0 | 0 | 0 | 0 | 0 | 0 | 0 | 0 | 0 | 0
F9_Industrial_Petroleum_Existing_Process_Natural Gas_Retrocommissioning_A_Achievable Economic RVT Potential | F9 | Industrial | Petroleum | Existing | Process | Natural Gas | Retrocommissioning | A | Cumulative Winter Peak Savings (MW) | Achievable Economic RVT Potential | 0 | 0 | 0 | 0 | 0 | 0 | 0 | 0 | 0 | 0 | 0 | 0 | 0 | 0 | 0 | 0 | 0 | 0 | 0 | 0 | 0 | 0 | 0
F10_Industrial_Petroleum_Existing_Process_Natural Gas_Retrocommissioning_A_Achievable Economic RVT Potential | F10 | Industrial | Petroleum | Existing | Process | Natural Gas | Retrocommissioning | A | Purchases (Incremental) | Achievable Economic RVT Potential | 0 | 0 | 0.27633 | 0.27156 | 0.26688 | 0.26228 | 0.25776 | 0.25331 | 0.24895 | 0.24465 | 0.24044 | 0.23629 | 0.23222 | 0.22821 | 0.22428 | 0.22041 | 0.21661 | 0.21288 | 0.20921 | 0.2056 | 0.20205 | 0.19857 | 0
F11_Industrial_Petroleum_Existing_Process_Natural Gas_Retrocommissioning_A_Achievable Economic RVT Potential | F11 | Industrial | Petroleum | Existing | Process | Natural Gas | Retrocommissioning | A | Purchases (Cumulative) | Achievable Economic RVT Potential | 0 | 0 | 0.27633 | 0.54789 | 0.81477 | 1.0771 | 1.3348 | 1.5881 | 1.8371 | 2.0817 | 2.3222 | 2.5584 | 2.7907 | 3.0189 | 3.2432 | 3.4636 | 3.6802 | 3.8931 | 4.1023 | 4.3079 | 4.5099 | 4.7085 | 0
F1_Industrial_Petroleum_New_Space Heating_Natural Gas_Insulation - Roof/Ceiling_A_Achievable Economic RVT Potential | F1 | Industrial | Petroleum | New | Space Heating | Natural Gas | Insulation - Roof/Ceiling | A | Integrated Unit Energy Savings (kWh or therms) | Achievable Economic RVT Potential | 0 | 0 | 0.074091 | 0.073231 | 0.072688 | 0.072239 | 0.071895 | 0.071554 | 0.071215 | 0.070869 | 0.070505 | 0.070133 | 0.069756 | 0.0694 | 0.069029 | 0.068718 | 0.068462 | 0.068301 | 0.068157 | 0.068103 | 0.068102 | 0.068134 | 0
F2_Industrial_Petroleum_New_Space Heating_Natural Gas_Insulation - Roof/Ceiling_A_Achievable Economic RVT Potential | F2 | Industrial | Petroleum | New | Space Heating | Natural Gas | Insulation - Roof/Ceiling | A | Integrated Unit Summer Peak Savings (kW) | Achievable Economic RVT Potential | 0 | 0 | 0 | 0 | 0 | 0 | 0 | 0 | 0 | 0 | 0 | 0 | 0 | 0 | 0 | 0 | 0 | 0 | 0 | 0 | 0 | 0 | 0
F3_Industrial_Petroleum_New_Space Heating_Natural Gas_Insulation - Roof/Ceiling_A_Achievable Economic RVT Potential | F3 | Industrial | Petroleum | New | Space Heating | Natural Gas | Insulation - Roof/Ceiling | A | Integrated Unit Winter Peak Savings (kW) | Achievable Economic RVT Potential | 0 | 0 | 0 | 0 | 0 | 0 | 0 | 0 | 0 | 0 | 0 | 0 | 0 | 0 | 0 | 0 | 0 | 0 | 0 | 0 | 0 | 0 | 0
F4_Industrial_Petroleum_New_Space Heating_Natural Gas_Insulation - Roof/Ceiling_A_Achievable Economic RVT Potential | F4 | Industrial | Petroleum | New | Space Heating | Natural Gas | Insulation - Roof/Ceiling | A | Incremental Energy Savings (MWh or mTherms) | Achievable Economic RVT Potential | 0 | 0 | 0 | 0 | 0 | 0 | 0 | 0 | 0 | 0 | 0 | 0 | 0 | 0 | 0 | 0 | 0 | 0 | 0 | 0 | 0 | 0 | 0
F5_Industrial_Petroleum_New_Space Heating_Natural Gas_Insulation - Roof/Ceiling_A_Achievable Economic RVT Potential | F5 | Industrial | Petroleum | New | Space Heating | Natural Gas | Insulation - Roof/Ceiling | A | Incremental Summer Peak Savings (MW) | Achievable Economic RVT Potential | 0 | 0 | 0 | 0 | 0 | 0 | 0 | 0 | 0 | 0 | 0 | 0 | 0 | 0 | 0 | 0 | 0 | 0 | 0 | 0 | 0 | 0 | 0
F6_Industrial_Petroleum_New_Space Heating_Natural Gas_Insulation - Roof/Ceiling_A_Achievable Economic RVT Potential | F6 | Industrial | Petroleum | New | Space Heating | Natural Gas | Insulation - Roof/Ceiling | A | Incremental Winter Peak Savings (MW) | Achievable Economic RVT Potential | 0 | 0 | 0 | 0 | 0 | 0 | 0 | 0 | 0 | 0 | 0 | 0 | 0 | 0 | 0 | 0 | 0 | 0 | 0 | 0 | 0 | 0 | 0
F7_Industrial_Petroleum_New_Space Heating_Natural Gas_Insulation - Roof/Ceiling_A_Achievable Economic RVT Potential | F7 | Industrial | Petroleum | New | Space Heating | Natural Gas | Insulation - Roof/Ceiling | A | Cumulative Energy Savings (MWh or mTherms) | Achievable Economic RVT Potential | 0 | 0 | 0 | 0 | 0 | 0 | 0 | 0 | 0 | 0 | 0 | 0 | 0 | 0 | 0 | 0 | 0 | 0 | 0 | 0 | 0 | 0 | 0
F8_Industrial_Petroleum_New_Space Heating_Natural Gas_Insulation - Roof/Ceiling_A_Achievable Economic RVT Potential | F8 | Industrial | Petroleum | New | Space Heating | Natural Gas | Insulation - Roof/Ceiling | A | Cumulative Summer Peak Savings (MW) | Achievable Economic RVT Potential | 0 | 0 | 0 | 0 | 0 | 0 | 0 | 0 | 0 | 0 | 0 | 0 | 0 | 0 | 0 | 0 | 0 | 0 | 0 | 0 | 0 | 0 | 0
F9_Industrial_Petroleum_New_Space Heating_Natural Gas_Insulation - Roof/Ceiling_A_Achievable Economic RVT Potential | F9 | Industrial | Petroleum | New | Space Heating | Natural Gas | Insulation - Roof/Ceiling | A | Cumulative Winter Peak Savings (MW) | Achievable Economic RVT Potential | 0 | 0 | 0 | 0 | 0 | 0 | 0 | 0 | 0 | 0 | 0 | 0 | 0 | 0 | 0 | 0 | 0 | 0 | 0 | 0 | 0 | 0 | 0
F10_Industrial_Petroleum_New_Space Heating_Natural Gas_Insulation - Roof/Ceiling_A_Achievable Economic RVT Potential | F10 | Industrial | Petroleum | New | Space Heating | Natural Gas | Insulation - Roof/Ceiling | A | Purchases (Incremental) | Achievable Economic RVT Potential | 0 | 0 | 0 | 0 | 0 | 0 | 0 | 0 | 0 | 0 | 0 | 0 | 0 | 0 | 0 | 0 | 0 | 0 | 0 | 0 | 0 | 0 | 0
F11_Industrial_Petroleum_New_Space Heating_Natural Gas_Insulation - Roof/Ceiling_A_Achievable Economic RVT Potential | F11 | Industrial | Petroleum | New | Space Heating | Natural Gas | Insulation - Roof/Ceiling | A | Purchases (Cumulative) | Achievable Economic RVT Potential | 0 | 0 | 0 | 0 | 0 | 0 | 0 | 0 | 0 | 0 | 0 | 0 | 0 | 0 | 0 | 0 | 0 | 0 | 0 | 0 | 0 | 0 | 0
F1_Industrial_Petroleum_New_Space Heating_Natural Gas_Insulation - Wall Cavity_A_Achievable Economic RVT Potential | F1 | Industrial | Petroleum | New | Space Heating | Natural Gas | Insulation - Wall Cavity | A | Integrated Unit Energy Savings (kWh or therms) | Achievable Economic RVT Potential | 0 | 0 | 0.016209 | 0.016021 | 0.015902 | 0.015804 | 0.015728 | 0.015654 | 0.015579 | 0.015504 | 0.015424 | 0.015343 | 0.01526 | 0.015182 | 0.015101 | 0.015033 | 0.014977 | 0.014942 | 0.01491 | 0.014899 | 0.014899 | 0.014905 | 0
F2_Industrial_Petroleum_New_Space Heating_Natural Gas_Insulation - Wall Cavity_A_Achievable Economic RVT Potential | F2 | Industrial | Petroleum | New | Space Heating | Natural Gas | Insulation - Wall Cavity | A | Integrated Unit Summer Peak Savings (kW) | Achievable Economic RVT Potential | 0 | 0 | 0 | 0 | 0 | 0 | 0 | 0 | 0 | 0 | 0 | 0 | 0 | 0 | 0 | 0 | 0 | 0 | 0 | 0 | 0 | 0 | 0
F3_Industrial_Petroleum_New_Space Heating_Natural Gas_Insulation - Wall Cavity_A_Achievable Economic RVT Potential | F3 | Industrial | Petroleum | New | Space Heating | Natural Gas | Insulation - Wall Cavity | A | Integrated Unit Winter Peak Savings (kW) | Achievable Economic RVT Potential | 0 | 0 | 0 | 0 | 0 | 0 | 0 | 0 | 0 | 0 | 0 | 0 | 0 | 0 | 0 | 0 | 0 | 0 | 0 | 0 | 0 | 0 | 0
F4_Industrial_Petroleum_New_Space Heating_Natural Gas_Insulation - Wall Cavity_A_Achievable Economic RVT Potential | F4 | Industrial | Petroleum | New | Space Heating | Natural Gas | Insulation - Wall Cavity | A | Incremental Energy Savings (MWh or mTherms) | Achievable Economic RVT Potential | 0 | 0 | 0 | 0 | 0 | 0 | 0 | 0 | 0 | 0 | 0 | 0 | 0 | 0 | 0 | 0 | 0 | 0 | 0 | 0 | 0 | 0 | 0
F5_Industrial_Petroleum_New_Space Heating_Natural Gas_Insulation - Wall Cavity_A_Achievable Economic RVT Potential | F5 | Industrial | Petroleum | New | Space Heating | Natural Gas | Insulation - Wall Cavity | A | Incremental Summer Peak Savings (MW) | Achievable Economic RVT Potential | 0 | 0 | 0 | 0 | 0 | 0 | 0 | 0 | 0 | 0 | 0 | 0 | 0 | 0 | 0 | 0 | 0 | 0 | 0 | 0 | 0 | 0 | 0
F6_Industrial_Petroleum_New_Space Heating_Natural Gas_Insulation - Wall Cavity_A_Achievable Economic RVT Potential | F6 | Industrial | Petroleum | New | Space Heating | Natural Gas | Insulation - Wall Cavity | A | Incremental Winter Peak Savings (MW) | Achievable Economic RVT Potential | 0 | 0 | 0 | 0 | 0 | 0 | 0 | 0 | 0 | 0 | 0 | 0 | 0 | 0 | 0 | 0 | 0 | 0 | 0 | 0 | 0 | 0 | 0
F7_Industrial_Petroleum_New_Space Heating_Natural Gas_Insulation - Wall Cavity_A_Achievable Economic RVT Potential | F7 | Industrial | Petroleum | New | Space Heating | Natural Gas | Insulation - Wall Cavity | A | Cumulative Energy Savings (MWh or mTherms) | Achievable Economic RVT Potential | 0 | 0 | 0 | 0 | 0 | 0 | 0 | 0 | 0 | 0 | 0 | 0 | 0 | 0 | 0 | 0 | 0 | 0 | 0 | 0 | 0 | 0 | 0
F8_Industrial_Petroleum_New_Space Heating_Natural Gas_Insulation - Wall Cavity_A_Achievable Economic RVT Potential | F8 | Industrial | Petroleum | New | Space Heating | Natural Gas | Insulation - Wall Cavity | A | Cumulative Summer Peak Savings (MW) | Achievable Economic RVT Potential | 0 | 0 | 0 | 0 | 0 | 0 | 0 | 0 | 0 | 0 | 0 | 0 | 0 | 0 | 0 | 0 | 0 | 0 | 0 | 0 | 0 | 0 | 0
F9_Industrial_Petroleum_New_Space Heating_Natural Gas_Insulation - Wall Cavity_A_Achievable Economic RVT Potential | F9 | Industrial | Petroleum | New | Space Heating | Natural Gas | Insulation - Wall Cavity | A | Cumulative Winter Peak Savings (MW) | Achievable Economic RVT Potential | 0 | 0 | 0 | 0 | 0 | 0 | 0 | 0 | 0 | 0 | 0 | 0 | 0 | 0 | 0 | 0 | 0 | 0 | 0 | 0 | 0 | 0 | 0
F10_Industrial_Petroleum_New_Space Heating_Natural Gas_Insulation - Wall Cavity_A_Achievable Economic RVT Potential | F10 | Industrial | Petroleum | New | Space Heating | Natural Gas | Insulation - Wall Cavity | A | Purchases (Incremental) | Achievable Economic RVT Potential | 0 | 0 | 0 | 0 | 0 | 0 | 0 | 0 | 0 | 0 | 0 | 0 | 0 | 0 | 0 | 0 | 0 | 0 | 0 | 0 | 0 | 0 | 0
F11_Industrial_Petroleum_New_Space Heating_Natural Gas_Insulation - Wall Cavity_A_Achievable Economic RVT Potential | F11 | Industrial | Petroleum | New | Space Heating | Natural Gas | Insulation - Wall Cavity | A | Purchases (Cumulative) | Achievable Economic RVT Potential | 0 | 0 | 0 | 0 | 0 | 0 | 0 | 0 | 0 | 0 | 0 | 0 | 0 | 0 | 0 | 0 | 0 | 0 | 0 | 0 | 0 | 0 | 0
F1_Industrial_Petroleum_New_Space Heating_Natural Gas_Insulation - Ducting_A_Achievable Economic RVT Potential | F1 | Industrial | Petroleum | New | Space Heating | Natural Gas | Insulation - Ducting | A | Integrated Unit Energy Savings (kWh or therms) | Achievable Economic RVT Potential | 0 | 0 | 0.00127 | 0.0012551 | 0.0012458 | 0.001238 | 0.0012319 | 0.0012259 | 0.00122 | 0.0012139 | 0.0012076 | 0.0012011 | 0.0011945 | 0.0011883 | 0.0011819 | 0.0011766 | 0.0011722 | 0.0011695 | 0.001167 | 0.0011662 | 0.0011662 | 0.0011668 | 0
F2_Industrial_Petroleum_New_Space Heating_Natural Gas_Insulation - Ducting_A_Achievable Economic RVT Potential | F2 | Industrial | Petroleum | New | Space Heating | Natural Gas | Insulation - Ducting | A | Integrated Unit Summer Peak Savings (kW) | Achievable Economic RVT Potential | 0 | 0 | 0 | 0 | 0 | 0 | 0 | 0 | 0 | 0 | 0 | 0 | 0 | 0 | 0 | 0 | 0 | 0 | 0 | 0 | 0 | 0 | 0
F3_Industrial_Petroleum_New_Space Heating_Natural Gas_Insulation - Ducting_A_Achievable Economic RVT Potential | F3 | Industrial | Petroleum | New | Space Heating | Natural Gas | Insulation - Ducting | A | Integrated Unit Winter Peak Savings (kW) | Achievable Economic RVT Potential | 0 | 0 | 0 | 0 | 0 | 0 | 0 | 0 | 0 | 0 | 0 | 0 | 0 | 0 | 0 | 0 | 0 | 0 | 0 | 0 | 0 | 0 | 0
F4_Industrial_Petroleum_New_Space Heating_Natural Gas_Insulation - Ducting_A_Achievable Economic RVT Potential | F4 | Industrial | Petroleum | New | Space Heating | Natural Gas | Insulation - Ducting | A | Incremental Energy Savings (MWh or mTherms) | Achievable Economic RVT Potential | 0 | 0 | 0 | 0 | 0 | 0 | 0 | 0 | 0 | 0 | 0 | 0 | 0 | 0 | 0 | 0 | 0 | 0 | 0 | 0 | 0 | 0 | 0
F5_Industrial_Petroleum_New_Space Heating_Natural Gas_Insulation - Ducting_A_Achievable Economic RVT Potential | F5 | Industrial | Petroleum | New | Space Heating | Natural Gas | Insulation - Ducting | A | Incremental Summer Peak Savings (MW) | Achievable Economic RVT Potential | 0 | 0 | 0 | 0 | 0 | 0 | 0 | 0 | 0 | 0 | 0 | 0 | 0 | 0 | 0 | 0 | 0 | 0 | 0 | 0 | 0 | 0 | 0
F6_Industrial_Petroleum_New_Space Heating_Natural Gas_Insulation - Ducting_A_Achievable Economic RVT Potential | F6 | Industrial | Petroleum | New | Space Heating | Natural Gas | Insulation - Ducting | A | Incremental Winter Peak Savings (MW) | Achievable Economic RVT Potential | 0 | 0 | 0 | 0 | 0 | 0 | 0 | 0 | 0 | 0 | 0 | 0 | 0 | 0 | 0 | 0 | 0 | 0 | 0 | 0 | 0 | 0 | 0
F7_Industrial_Petroleum_New_Space Heating_Natural Gas_Insulation - Ducting_A_Achievable Economic RVT Potential | F7 | Industrial | Petroleum | New | Space Heating | Natural Gas | Insulation - Ducting | A | Cumulative Energy Savings (MWh or mTherms) | Achievable Economic RVT Potential | 0 | 0 | 0 | 0 | 0 | 0 | 0 | 0 | 0 | 0 | 0 | 0 | 0 | 0 | 0 | 0 | 0 | 0 | 0 | 0 | 0 | 0 | 0
F8_Industrial_Petroleum_New_Space Heating_Natural Gas_Insulation - Ducting_A_Achievable Economic RVT Potential | F8 | Industrial | Petroleum | New | Space Heating | Natural Gas | Insulation - Ducting | A | Cumulative Summer Peak Savings (MW) | Achievable Economic RVT Potential | 0 | 0 | 0 | 0 | 0 | 0 | 0 | 0 | 0 | 0 | 0 | 0 | 0 | 0 | 0 | 0 | 0 | 0 | 0 | 0 | 0 | 0 | 0
F9_Industrial_Petroleum_New_Space Heating_Natural Gas_Insulation - Ducting_A_Achievable Economic RVT Potential | F9 | Industrial | Petroleum | New | Space Heating | Natural Gas | Insulation - Ducting | A | Cumulative Winter Peak Savings (MW) | Achievable Economic RVT Potential | 0 | 0 | 0 | 0 | 0 | 0 | 0 | 0 | 0 | 0 | 0 | 0 | 0 | 0 | 0 | 0 | 0 | 0 | 0 | 0 | 0 | 0 | 0
F10_Industrial_Petroleum_New_Space Heating_Natural Gas_Insulation - Ducting_A_Achievable Economic RVT Potential | F10 | Industrial | Petroleum | New | Space Heating | Natural Gas | Insulation - Ducting | A | Purchases (Incremental) | Achievable Economic RVT Potential | 0 | 0 | 0 | 0 | 0 | 0 | 0 | 0 | 0 | 0 | 0 | 0 | 0 | 0 | 0 | 0 | 0 | 0 | 0 | 0 | 0 | 0 | 0
F11_Industrial_Petroleum_New_Space Heating_Natural Gas_Insulation - Ducting_A_Achievable Economic RVT Potential | F11 | Industrial | Petroleum | New | Space Heating | Natural Gas | Insulation - Ducting | A | Purchases (Cumulative) | Achievable Economic RVT Potential | 0 | 0 | 0 | 0 | 0 | 0 | 0 | 0 | 0 | 0 | 0 | 0 | 0 | 0 | 0 | 0 | 0 | 0 | 0 | 0 | 0 | 0 | 0
F1_Industrial_Petroleum_New_Space Heating_Natural Gas_HVAC - Duct Repair and Sealing_A_Achievable Economic RVT Potential | F1 | Industrial | Petroleum | New | Space Heating | Natural Gas | HVAC - Duct Repair and Sealing | A | Integrated Unit Energy Savings (kWh or therms) | Achievable Economic RVT Potential | 0 | 0 | 0.0035918 | 0.0035499 | 0.0035233 | 0.0035013 | 0.0034843 | 0.0034673 | 0.0034505 | 0.0034333 | 0.0034153 | 0.003397 | 0.0033784 | 0.003361 | 0.0033428 | 0.0033277 | 0.0033153 | 0.0033077 | 0.0033007 | 0.0032983 | 0.0032983 | 0.0033 | 0
F2_Industrial_Petroleum_New_Space Heating_Natural Gas_HVAC - Duct Repair and Sealing_A_Achievable Economic RVT Potential | F2 | Industrial | Petroleum | New | Space Heating | Natural Gas | HVAC - Duct Repair and Sealing | A | Integrated Unit Summer Peak Savings (kW) | Achievable Economic RVT Potential | 0 | 0 | 0 | 0 | 0 | 0 | 0 | 0 | 0 | 0 | 0 | 0 | 0 | 0 | 0 | 0 | 0 | 0 | 0 | 0 | 0 | 0 | 0
F3_Industrial_Petroleum_New_Space Heating_Natural Gas_HVAC - Duct Repair and Sealing_A_Achievable Economic RVT Potential | F3 | Industrial | Petroleum | New | Space Heating | Natural Gas | HVAC - Duct Repair and Sealing | A | Integrated Unit Winter Peak Savings (kW) | Achievable Economic RVT Potential | 0 | 0 | 0 | 0 | 0 | 0 | 0 | 0 | 0 | 0 | 0 | 0 | 0 | 0 | 0 | 0 | 0 | 0 | 0 | 0 | 0 | 0 | 0
F4_Industrial_Petroleum_New_Space Heating_Natural Gas_HVAC - Duct Repair and Sealing_A_Achievable Economic RVT Potential | F4 | Industrial | Petroleum | New | Space Heating | Natural Gas | HVAC - Duct Repair and Sealing | A | Incremental Energy Savings (MWh or mTherms) | Achievable Economic RVT Potential | 0 | 0 | 0 | 0 | 0 | 0 | 0 | 0 | 0 | 0 | 0 | 0 | 0 | 0 | 0 | 0 | 0 | 0 | 0 | 0 | 0 | 0 | 0
F5_Industrial_Petroleum_New_Space Heating_Natural Gas_HVAC - Duct Repair and Sealing_A_Achievable Economic RVT Potential | F5 | Industrial | Petroleum | New | Space Heating | Natural Gas | HVAC - Duct Repair and Sealing | A | Incremental Summer Peak Savings (MW) | Achievable Economic RVT Potential | 0 | 0 | 0 | 0 | 0 | 0 | 0 | 0 | 0 | 0 | 0 | 0 | 0 | 0 | 0 | 0 | 0 | 0 | 0 | 0 | 0 | 0 | 0
F6_Industrial_Petroleum_New_Space Heating_Natural Gas_HVAC - Duct Repair and Sealing_A_Achievable Economic RVT Potential | F6 | Industrial | Petroleum | New | Space Heating | Natural Gas | HVAC - Duct Repair and Sealing | A | Incremental Winter Peak Savings (MW) | Achievable Economic RVT Potential | 0 | 0 | 0 | 0 | 0 | 0 | 0 | 0 | 0 | 0 | 0 | 0 | 0 | 0 | 0 | 0 | 0 | 0 | 0 | 0 | 0 | 0 | 0
F7_Industrial_Petroleum_New_Space Heating_Natural Gas_HVAC - Duct Repair and Sealing_A_Achievable Economic RVT Potential | F7 | Industrial | Petroleum | New | Space Heating | Natural Gas | HVAC - Duct Repair and Sealing | A | Cumulative Energy Savings (MWh or mTherms) | Achievable Economic RVT Potential | 0 | 0 | 0 | 0 | 0 | 0 | 0 | 0 | 0 | 0 | 0 | 0 | 0 | 0 | 0 | 0 | 0 | 0 | 0 | 0 | 0 | 0 | 0
F8_Industrial_Petroleum_New_Space Heating_Natural Gas_HVAC - Duct Repair and Sealing_A_Achievable Economic RVT Potential | F8 | Industrial | Petroleum | New | Space Heating | Natural Gas | HVAC - Duct Repair and Sealing | A | Cumulative Summer Peak Savings (MW) | Achievable Economic RVT Potential | 0 | 0 | 0 | 0 | 0 | 0 | 0 | 0 | 0 | 0 | 0 | 0 | 0 | 0 | 0 | 0 | 0 | 0 | 0 | 0 | 0 | 0 | 0
F9_Industrial_Petroleum_New_Space Heating_Natural Gas_HVAC - Duct Repair and Sealing_A_Achievable Economic RVT Potential | F9 | Industrial | Petroleum | New | Space Heating | Natural Gas | HVAC - Duct Repair and Sealing | A | Cumulative Winter Peak Savings (MW) | Achievable Economic RVT Potential | 0 | 0 | 0 | 0 | 0 | 0 | 0 | 0 | 0 | 0 | 0 | 0 | 0 | 0 | 0 | 0 | 0 | 0 | 0 | 0 | 0 | 0 | 0
F10_Industrial_Petroleum_New_Space Heating_Natural Gas_HVAC - Duct Repair and Sealing_A_Achievable Economic RVT Potential | F10 | Industrial | Petroleum | New | Space Heating | Natural Gas | HVAC - Duct Repair and Sealing | A | Purchases (Incremental) | Achievable Economic RVT Potential | 0 | 0 | 0 | 0 | 0 | 0 | 0 | 0 | 0 | 0 | 0 | 0 | 0 | 0 | 0 | 0 | 0 | 0 | 0 | 0 | 0 | 0 | 0
F11_Industrial_Petroleum_New_Space Heating_Natural Gas_HVAC - Duct Repair and Sealing_A_Achievable Economic RVT Potential | F11 | Industrial | Petroleum | New | Space Heating | Natural Gas | HVAC - Duct Repair and Sealing | A | Purchases (Cumulative) | Achievable Economic RVT Potential | 0 | 0 | 0 | 0 | 0 | 0 | 0 | 0 | 0 | 0 | 0 | 0 | 0 | 0 | 0 | 0 | 0 | 0 | 0 | 0 | 0 | 0 | 0
F1_Industrial_Petroleum_New_Space Heating_Natural Gas_Windows - High Efficiency_A_Achievable Economic RVT Potential | F1 | Industrial | Petroleum | New | Space Heating | Natural Gas | Windows - High Efficiency | A | Integrated Unit Energy Savings (kWh or therms) | Achievable Economic RVT Potential | 0 | 0 | 0.0069301 | 0.0068493 | 0.006798 | 0.0067555 | 0.0067226 | 0.0066899 | 0.0066575 | 0.0066244 | 0.0065896 | 0.0065542 | 0.0065183 | 0.0064848 | 0.0064498 | 0.0064206 | 0.0063967 | 0.0063819 | 0.0063686 | 0.0063638 | 0.0063639 | 0.0063671 | 0
F2_Industrial_Petroleum_New_Space Heating_Natural Gas_Windows - High Efficiency_A_Achievable Economic RVT Potential | F2 | Industrial | Petroleum | New | Space Heating | Natural Gas | Windows - High Efficiency | A | Integrated Unit Summer Peak Savings (kW) | Achievable Economic RVT Potential | 0 | 0 | 0 | 0 | 0 | 0 | 0 | 0 | 0 | 0 | 0 | 0 | 0 | 0 | 0 | 0 | 0 | 0 | 0 | 0 | 0 | 0 | 0
F3_Industrial_Petroleum_New_Space Heating_Natural Gas_Windows - High Efficiency_A_Achievable Economic RVT Potential | F3 | Industrial | Petroleum | New | Space Heating | Natural Gas | Windows - High Efficiency | A | Integrated Unit Winter Peak Savings (kW) | Achievable Economic RVT Potential | 0 | 0 | 0 | 0 | 0 | 0 | 0 | 0 | 0 | 0 | 0 | 0 | 0 | 0 | 0 | 0 | 0 | 0 | 0 | 0 | 0 | 0 | 0
F4_Industrial_Petroleum_New_Space Heating_Natural Gas_Windows - High Efficiency_A_Achievable Economic RVT Potential | F4 | Industrial | Petroleum | New | Space Heating | Natural Gas | Windows - High Efficiency | A | Incremental Energy Savings (MWh or mTherms) | Achievable Economic RVT Potential | 0 | 0 | 0 | 0 | 0 | 0 | 0 | 0 | 0 | 0 | 0 | 0 | 0 | 0 | 0 | 0 | 0 | 0 | 0 | 0 | 0 | 0 | 0
F5_Industrial_Petroleum_New_Space Heating_Natural Gas_Windows - High Efficiency_A_Achievable Economic RVT Potential | F5 | Industrial | Petroleum | New | Space Heating | Natural Gas | Windows - High Efficiency | A | Incremental Summer Peak Savings (MW) | Achievable Economic RVT Potential | 0 | 0 | 0 | 0 | 0 | 0 | 0 | 0 | 0 | 0 | 0 | 0 | 0 | 0 | 0 | 0 | 0 | 0 | 0 | 0 | 0 | 0 | 0
F6_Industrial_Petroleum_New_Space Heating_Natural Gas_Windows - High Efficiency_A_Achievable Economic RVT Potential | F6 | Industrial | Petroleum | New | Space Heating | Natural Gas | Windows - High Efficiency | A | Incremental Winter Peak Savings (MW) | Achievable Economic RVT Potential | 0 | 0 | 0 | 0 | 0 | 0 | 0 | 0 | 0 | 0 | 0 | 0 | 0 | 0 | 0 | 0 | 0 | 0 | 0 | 0 | 0 | 0 | 0
F7_Industrial_Petroleum_New_Space Heating_Natural Gas_Windows - High Efficiency_A_Achievable Economic RVT Potential | F7 | Industrial | Petroleum | New | Space Heating | Natural Gas | Windows - High Efficiency | A | Cumulative Energy Savings (MWh or mTherms) | Achievable Economic RVT Potential | 0 | 0 | 0 | 0 | 0 | 0 | 0 | 0 | 0 | 0 | 0 | 0 | 0 | 0 | 0 | 0 | 0 | 0 | 0 | 0 | 0 | 0 | 0
F8_Industrial_Petroleum_New_Space Heating_Natural Gas_Windows - High Efficiency_A_Achievable Economic RVT Potential | F8 | Industrial | Petroleum | New | Space Heating | Natural Gas | Windows - High Efficiency | A | Cumulative Summer Peak Savings (MW) | Achievable Economic RVT Potential | 0 | 0 | 0 | 0 | 0 | 0 | 0 | 0 | 0 | 0 | 0 | 0 | 0 | 0 | 0 | 0 | 0 | 0 | 0 | 0 | 0 | 0 | 0
F9_Industrial_Petroleum_New_Space Heating_Natural Gas_Windows - High Efficiency_A_Achievable Economic RVT Potential | F9 | Industrial | Petroleum | New | Space Heating | Natural Gas | Windows - High Efficiency | A | Cumulative Winter Peak Savings (MW) | Achievable Economic RVT Potential | 0 | 0 | 0 | 0 | 0 | 0 | 0 | 0 | 0 | 0 | 0 | 0 | 0 | 0 | 0 | 0 | 0 | 0 | 0 | 0 | 0 | 0 | 0
F10_Industrial_Petroleum_New_Space Heating_Natural Gas_Windows - High Efficiency_A_Achievable Economic RVT Potential | F10 | Industrial | Petroleum | New | Space Heating | Natural Gas | Windows - High Efficiency | A | Purchases (Incremental) | Achievable Economic RVT Potential | 0 | 0 | 0 | 0 | 0 | 0 | 0 | 0 | 0 | 0 | 0 | 0 | 0 | 0 | 0 | 0 | 0 | 0 | 0 | 0 | 0 | 0 | 0
F11_Industrial_Petroleum_New_Space Heating_Natural Gas_Windows - High Efficiency_A_Achievable Economic RVT Potential | F11 | Industrial | Petroleum | New | Space Heating | Natural Gas | Windows - High Efficiency | A | Purchases (Cumulative) | Achievable Economic RVT Potential | 0 | 0 | 0 | 0 | 0 | 0 | 0 | 0 | 0 | 0 | 0 | 0 | 0 | 0 | 0 | 0 | 0 | 0 | 0 | 0 | 0 | 0 | 0
F1_Industrial_Petroleum_New_Space Heating_Natural Gas_Gas Boiler - Maintenance_A_Achievable Economic RVT Potential | F1 | Industrial | Petroleum | New | Space Heating | Natural Gas | Gas Boiler - Maintenance | A | Integrated Unit Energy Savings (kWh or therms) | Achievable Economic RVT Potential | 0 | 0 | 101.7266 | 100.703 | 100.1205 | 99.6749 | 99.46 | 99.246 | 99.0698 | 98.9056 | 98.8015 | 98.6971 | 98.6074 | 98.517 | 98.4625 | 98.4026 | 98.3486 | 98.2924 | 98.2589 | 98.2142 | 98.1747 | 98.1342 | 0
F2_Industrial_Petroleum_New_Space Heating_Natural Gas_Gas Boiler - Maintenance_A_Achievable Economic RVT Potential | F2 | Industrial | Petroleum | New | Space Heating | Natural Gas | Gas Boiler - Maintenance | A | Integrated Unit Summer Peak Savings (kW) | Achievable Economic RVT Potential | 0 | 0 | 0 | 0 | 0 | 0 | 0 | 0 | 0 | 0 | 0 | 0 | 0 | 0 | 0 | 0 | 0 | 0 | 0 | 0 | 0 | 0 | 0
F3_Industrial_Petroleum_New_Space Heating_Natural Gas_Gas Boiler - Maintenance_A_Achievable Economic RVT Potential | F3 | Industrial | Petroleum | New | Space Heating | Natural Gas | Gas Boiler - Maintenance | A | Integrated Unit Winter Peak Savings (kW) | Achievable Economic RVT Potential | 0 | 0 | 0 | 0 | 0 | 0 | 0 | 0 | 0 | 0 | 0 | 0 | 0 | 0 | 0 | 0 | 0 | 0 | 0 | 0 | 0 | 0 | 0
F4_Industrial_Petroleum_New_Space Heating_Natural Gas_Gas Boiler - Maintenance_A_Achievable Economic RVT Potential | F4 | Industrial | Petroleum | New | Space Heating | Natural Gas | Gas Boiler - Maintenance | A | Incremental Energy Savings (MWh or mTherms) | Achievable Economic RVT Potential | 0 | 0 | 1.2375e-05 | 1.4985e-05 | 1.4706e-05 | 1.522e-05 | 1.5316e-05 | 1.524e-05 | 1.5128e-05 | 1.5231e-05 | 1.5172e-05 | 2.7077e-05 | 2.9858e-05 | 2.9599e-05 | 5.4025e-05 | 5.9592e-05 | 5.9097e-05 | 0.00010786 | 0.00011901 | 0.00011803 | 0.00021852 | 0.00023823 | 0
F5_Industrial_Petroleum_New_Space Heating_Natural Gas_Gas Boiler - Maintenance_A_Achievable Economic RVT Potential | F5 | Industrial | Petroleum | New | Space Heating | Natural Gas | Gas Boiler - Maintenance | A | Incremental Summer Peak Savings (MW) | Achievable Economic RVT Potential | 0 | 0 | 0 | 0 | 0 | 0 | 0 | 0 | 0 | 0 | 0 | 0 | 0 | 0 | 0 | 0 | 0 | 0 | 0 | 0 | 0 | 0 | 0
F6_Industrial_Petroleum_New_Space Heating_Natural Gas_Gas Boiler - Maintenance_A_Achievable Economic RVT Potential | F6 | Industrial | Petroleum | New | Space Heating | Natural Gas | Gas Boiler - Maintenance | A | Incremental Winter Peak Savings (MW) | Achievable Economic RVT Potential | 0 | 0 | 0 | 0 | 0 | 0 | 0 | 0 | 0 | 0 | 0 | 0 | 0 | 0 | 0 | 0 | 0 | 0 | 0 | 0 | 0 | 0 | 0
F7_Industrial_Petroleum_New_Space Heating_Natural Gas_Gas Boiler - Maintenance_A_Achievable Economic RVT Potential | F7 | Industrial | Petroleum | New | Space Heating | Natural Gas | Gas Boiler - Maintenance | A | Cumulative Energy Savings (MWh or mTherms) | Achievable Economic RVT Potential | 0 | 0 | 1.2375e-05 | 2.7235e-05 | 4.1784e-05 | 4.4693e-05 | 4.5113e-05 | 4.5678e-05 | 4.5597e-05 | 4.5521e-05 | 4.5474e-05 | 4.5426e-05 | 4.5384e-05 | 4.5343e-05 | 4.5318e-05 | 4.529e-05 | 4.5265e-05 | 4.5239e-05 | 4.5224e-05 | 4.5203e-05 | 4.5185e-05 | 4.5166e-05 | 0
F8_Industrial_Petroleum_New_Space Heating_Natural Gas_Gas Boiler - Maintenance_A_Achievable Economic RVT Potential | F8 | Industrial | Petroleum | New | Space Heating | Natural Gas | Gas Boiler - Maintenance | A | Cumulative Summer Peak Savings (MW) | Achievable Economic RVT Potential | 0 | 0 | 0 | 0 | 0 | 0 | 0 | 0 | 0 | 0 | 0 | 0 | 0 | 0 | 0 | 0 | 0 | 0 | 0 | 0 | 0 | 0 | 0
F9_Industrial_Petroleum_New_Space Heating_Natural Gas_Gas Boiler - Maintenance_A_Achievable Economic RVT Potential | F9 | Industrial | Petroleum | New | Space Heating | Natural Gas | Gas Boiler - Maintenance | A | Cumulative Winter Peak Savings (MW) | Achievable Economic RVT Potential | 0 | 0 | 0 | 0 | 0 | 0 | 0 | 0 | 0 | 0 | 0 | 0 | 0 | 0 | 0 | 0 | 0 | 0 | 0 | 0 | 0 | 0 | 0
F10_Industrial_Petroleum_New_Space Heating_Natural Gas_Gas Boiler - Maintenance_A_Achievable Economic RVT Potential | F10 | Industrial | Petroleum | New | Space Heating | Natural Gas | Gas Boiler - Maintenance | A | Purchases (Incremental) | Achievable Economic RVT Potential | 0 | 0 | 0.00012165 | 0.0001488 | 0.00014689 | 0.0001527 | 0.000154 | 0.00015356 | 0.0001527 | 0.000154 | 0.00015356 | 0.00027434 | 0.0003028 | 0.00030045 | 0.00054869 | 0.0006056 | 0.00060089 | 0.0010974 | 0.0012112 | 0.0012018 | 0.0022258 | 0.0024276 | 0
F11_Industrial_Petroleum_New_Space Heating_Natural Gas_Gas Boiler - Maintenance_A_Achievable Economic RVT Potential | F11 | Industrial | Petroleum | New | Space Heating | Natural Gas | Gas Boiler - Maintenance | A | Purchases (Cumulative) | Achievable Economic RVT Potential | 0 | 0 | 0.00012165 | 0.00027045 | 0.00041734 | 0.00044839 | 0.00045358 | 0.00046025 | 0.00046025 | 0.00046025 | 0.00046025 | 0.00046025 | 0.00046025 | 0.00046025 | 0.00046025 | 0.00046025 | 0.00046025 | 0.00046025 | 0.00046025 | 0.00046025 | 0.00046025 | 0.00046025 | 0
F1_Industrial_Petroleum_New_Process_Natural Gas_Gas Boiler - Maintenance_A_Achievable Economic RVT Potential | F1 | Industrial | Petroleum | New | Process | Natural Gas | Gas Boiler - Maintenance | A | Integrated Unit Energy Savings (kWh or therms) | Achievable Economic RVT Potential | 0 | 0 | 536.7637 | 536.7637 | 536.7637 | 536.7637 | 536.7637 | 536.7637 | 536.7637 | 536.7637 | 536.7637 | 536.7637 | 536.7637 | 536.7637 | 536.7637 | 536.7637 | 536.7637 | 536.7637 | 536.7637 | 536.7637 | 536.7637 | 536.7637 | 0
F2_Industrial_Petroleum_New_Process_Natural Gas_Gas Boiler - Maintenance_A_Achievable Economic RVT Potential | F2 | Industrial | Petroleum | New | Process | Natural Gas | Gas Boiler - Maintenance | A | Integrated Unit Summer Peak Savings (kW) | Achievable Economic RVT Potential | 0 | 0 | 0 | 0 | 0 | 0 | 0 | 0 | 0 | 0 | 0 | 0 | 0 | 0 | 0 | 0 | 0 | 0 | 0 | 0 | 0 | 0 | 0
F3_Industrial_Petroleum_New_Process_Natural Gas_Gas Boiler - Maintenance_A_Achievable Economic RVT Potential | F3 | Industrial | Petroleum | New | Process | Natural Gas | Gas Boiler - Maintenance | A | Integrated Unit Winter Peak Savings (kW) | Achievable Economic RVT Potential | 0 | 0 | 0 | 0 | 0 | 0 | 0 | 0 | 0 | 0 | 0 | 0 | 0 | 0 | 0 | 0 | 0 | 0 | 0 | 0 | 0 | 0 | 0
F4_Industrial_Petroleum_New_Process_Natural Gas_Gas Boiler - Maintenance_A_Achievable Economic RVT Potential | F4 | Industrial | Petroleum | New | Process | Natural Gas | Gas Boiler - Maintenance | A | Incremental Energy Savings (MWh or mTherms) | Achievable Economic RVT Potential | 0 | 0 | 0.0051853 | 0.0063428 | 0.0062612 | 0.0065089 | 0.0065642 | 0.0065456 | 0.0065089 | 0.0065642 | 0.0065456 | 0.011694 | 0.012907 | 0.012807 | 0.023388 | 0.025814 | 0.025614 | 0.046777 | 0.051628 | 0.051227 | 0.094877 | 0.10348 | 0
F5_Industrial_Petroleum_New_Process_Natural Gas_Gas Boiler - Maintenance_A_Achievable Economic RVT Potential | F5 | Industrial | Petroleum | New | Process | Natural Gas | Gas Boiler - Maintenance | A | Incremental Summer Peak Savings (MW) | Achievable Economic RVT Potential | 0 | 0 | 0 | 0 | 0 | 0 | 0 | 0 | 0 | 0 | 0 | 0 | 0 | 0 | 0 | 0 | 0 | 0 | 0 | 0 | 0 | 0 | 0
F6_Industrial_Petroleum_New_Process_Natural Gas_Gas Boiler - Maintenance_A_Achievable Economic RVT Potential | F6 | Industrial | Petroleum | New | Process | Natural Gas | Gas Boiler - Maintenance | A | Incremental Winter Peak Savings (MW) | Achievable Economic RVT Potential | 0 | 0 | 0 | 0 | 0 | 0 | 0 | 0 | 0 | 0 | 0 | 0 | 0 | 0 | 0 | 0 | 0 | 0 | 0 | 0 | 0 | 0 | 0
F7_Industrial_Petroleum_New_Process_Natural Gas_Gas Boiler - Maintenance_A_Achievable Economic RVT Potential | F7 | Industrial | Petroleum | New | Process | Natural Gas | Gas Boiler - Maintenance | A | Cumulative Energy Savings (MWh or mTherms) | Achievable Economic RVT Potential | 0 | 0 | 0.0051853 | 0.011528 | 0.017789 | 0.019113 | 0.019334 | 0.019619 | 0.019619 | 0.019619 | 0.019619 | 0.019619 | 0.019619 | 0.019619 | 0.019619 | 0.019619 | 0.019619 | 0.019619 | 0.019619 | 0.019619 | 0.019619 | 0.019619 | 0
F8_Industrial_Petroleum_New_Process_Natural Gas_Gas Boiler - Maintenance_A_Achievable Economic RVT Potential | F8 | Industrial | Petroleum | New | Process | Natural Gas | Gas Boiler - Maintenance | A | Cumulative Summer Peak Savings (MW) | Achievable Economic RVT Potential | 0 | 0 | 0 | 0 | 0 | 0 | 0 | 0 | 0 | 0 | 0 | 0 | 0 | 0 | 0 | 0 | 0 | 0 | 0 | 0 | 0 | 0 | 0
F9_Industrial_Petroleum_New_Process_Natural Gas_Gas Boiler - Maintenance_A_Achievable Economic RVT Potential | F9 | Industrial | Petroleum | New | Process | Natural Gas | Gas Boiler - Maintenance | A | Cumulative Winter Peak Savings (MW) | Achievable Economic RVT Potential | 0 | 0 | 0 | 0 | 0 | 0 | 0 | 0 | 0 | 0 | 0 | 0 | 0 | 0 | 0 | 0 | 0 | 0 | 0 | 0 | 0 | 0 | 0
F10_Industrial_Petroleum_New_Process_Natural Gas_Gas Boiler - Maintenance_A_Achievable Economic RVT Potential | F10 | Industrial | Petroleum | New | Process | Natural Gas | Gas Boiler - Maintenance | A | Purchases (Incremental) | Achievable Economic RVT Potential | 0 | 0 | 0.0096603 | 0.011817 | 0.011665 | 0.012126 | 0.012229 | 0.012195 | 0.012126 | 0.012229 | 0.012195 | 0.021786 | 0.024046 | 0.023859 | 0.043573 | 0.048092 | 0.047719 | 0.087146 | 0.096184 | 0.095438 | 0.17676 | 0.19278 | 0
F11_Industrial_Petroleum_New_Process_Natural Gas_Gas Boiler - Maintenance_A_Achievable Economic RVT Potential | F11 | Industrial | Petroleum | New | Process | Natural Gas | Gas Boiler - Maintenance | A | Purchases (Cumulative) | Achievable Economic RVT Potential | 0 | 0 | 0.0096603 | 0.021477 | 0.033142 | 0.035608 | 0.03602 | 0.03655 | 0.03655 | 0.03655 | 0.03655 | 0.03655 | 0.03655 | 0.03655 | 0.03655 | 0.03655 | 0.03655 | 0.03655 | 0.03655 | 0.03655 | 0.03655 | 0.03655 | 0
F1_Industrial_Petroleum_New_Space Heating_Natural Gas_Gas Furnace - Maintenance_A_Achievable Economic RVT Potential | F1 | Industrial | Petroleum | New | Space Heating | Natural Gas | Gas Furnace - Maintenance | A | Integrated Unit Energy Savings (kWh or therms) | Achievable Economic RVT Potential | 0 | 0 | 0.0082887 | 0.008192 | 0.0081307 | 0.0080799 | 0.0080405 | 0.0080014 | 0.0079626 | 0.0079231 | 0.0078814 | 0.0078391 | 0.0077962 | 0.0077561 | 0.0077142 | 0.0076793 | 0.0076507 | 0.007633 | 0.007617 | 0.0076113 | 0.0076115 | 0.0076153 | 0
F2_Industrial_Petroleum_New_Space Heating_Natural Gas_Gas Furnace - Maintenance_A_Achievable Economic RVT Potential | F2 | Industrial | Petroleum | New | Space Heating | Natural Gas | Gas Furnace - Maintenance | A | Integrated Unit Summer Peak Savings (kW) | Achievable Economic RVT Potential | 0 | 0 | 0 | 0 | 0 | 0 | 0 | 0 | 0 | 0 | 0 | 0 | 0 | 0 | 0 | 0 | 0 | 0 | 0 | 0 | 0 | 0 | 0
F3_Industrial_Petroleum_New_Space Heating_Natural Gas_Gas Furnace - Maintenance_A_Achievable Economic RVT Potential | F3 | Industrial | Petroleum | New | Space Heating | Natural Gas | Gas Furnace - Maintenance | A | Integrated Unit Winter Peak Savings (kW) | Achievable Economic RVT Potential | 0 | 0 | 0 | 0 | 0 | 0 | 0 | 0 | 0 | 0 | 0 | 0 | 0 | 0 | 0 | 0 | 0 | 0 | 0 | 0 | 0 | 0 | 0
F4_Industrial_Petroleum_New_Space Heating_Natural Gas_Gas Furnace - Maintenance_A_Achievable Economic RVT Potential | F4 | Industrial | Petroleum | New | Space Heating | Natural Gas | Gas Furnace - Maintenance | A | Incremental Energy Savings (MWh or mTherms) | Achievable Economic RVT Potential | 0 | 0 | 0 | 0 | 0 | 0 | 0 | 0 | 0 | 0 | 0 | 0 | 0 | 0 | 0 | 0 | 0 | 0 | 0 | 0 | 0 | 0 | 0
F5_Industrial_Petroleum_New_Space Heating_Natural Gas_Gas Furnace - Maintenance_A_Achievable Economic RVT Potential | F5 | Industrial | Petroleum | New | Space Heating | Natural Gas | Gas Furnace - Maintenance | A | Incremental Summer Peak Savings (MW) | Achievable Economic RVT Potential | 0 | 0 | 0 | 0 | 0 | 0 | 0 | 0 | 0 | 0 | 0 | 0 | 0 | 0 | 0 | 0 | 0 | 0 | 0 | 0 | 0 | 0 | 0
F6_Industrial_Petroleum_New_Space Heating_Natural Gas_Gas Furnace - Maintenance_A_Achievable Economic RVT Potential | F6 | Industrial | Petroleum | New | Space Heating | Natural Gas | Gas Furnace - Maintenance | A | Incremental Winter Peak Savings (MW) | Achievable Economic RVT Potential | 0 | 0 | 0 | 0 | 0 | 0 | 0 | 0 | 0 | 0 | 0 | 0 | 0 | 0 | 0 | 0 | 0 | 0 | 0 | 0 | 0 | 0 | 0
F7_Industrial_Petroleum_New_Space Heating_Natural Gas_Gas Furnace - Maintenance_A_Achievable Economic RVT Potential | F7 | Industrial | Petroleum | New | Space Heating | Natural Gas | Gas Furnace - Maintenance | A | Cumulative Energy Savings (MWh or mTherms) | Achievable Economic RVT Potential | 0 | 0 | 0 | 0 | 0 | 0 | 0 | 0 | 0 | 0 | 0 | 0 | 0 | 0 | 0 | 0 | 0 | 0 | 0 | 0 | 0 | 0 | 0
F8_Industrial_Petroleum_New_Space Heating_Natural Gas_Gas Furnace - Maintenance_A_Achievable Economic RVT Potential | F8 | Industrial | Petroleum | New | Space Heating | Natural Gas | Gas Furnace - Maintenance | A | Cumulative Summer Peak Savings (MW) | Achievable Economic RVT Potential | 0 | 0 | 0 | 0 | 0 | 0 | 0 | 0 | 0 | 0 | 0 | 0 | 0 | 0 | 0 | 0 | 0 | 0 | 0 | 0 | 0 | 0 | 0
F9_Industrial_Petroleum_New_Space Heating_Natural Gas_Gas Furnace - Maintenance_A_Achievable Economic RVT Potential | F9 | Industrial | Petroleum | New | Space Heating | Natural Gas | Gas Furnace - Maintenance | A | Cumulative Winter Peak Savings (MW) | Achievable Economic RVT Potential | 0 | 0 | 0 | 0 | 0 | 0 | 0 | 0 | 0 | 0 | 0 | 0 | 0 | 0 | 0 | 0 | 0 | 0 | 0 | 0 | 0 | 0 | 0
F10_Industrial_Petroleum_New_Space Heating_Natural Gas_Gas Furnace - Maintenance_A_Achievable Economic RVT Potential | F10 | Industrial | Petroleum | New | Space Heating | Natural Gas | Gas Furnace - Maintenance | A | Purchases (Incremental) | Achievable Economic RVT Potential | 0 | 0 | 0 | 0 | 0 | 0 | 0 | 0 | 0 | 0 | 0 | 0 | 0 | 0 | 0 | 0 | 0 | 0 | 0 | 0 | 0 | 0 | 0
F11_Industrial_Petroleum_New_Space Heating_Natural Gas_Gas Furnace - Maintenance_A_Achievable Economic RVT Potential | F11 | Industrial | Petroleum | New | Space Heating | Natural Gas | Gas Furnace - Maintenance | A | Purchases (Cumulative) | Achievable Economic RVT Potential | 0 | 0 | 0 | 0 | 0 | 0 | 0 | 0 | 0 | 0 | 0 | 0 | 0 | 0 | 0 | 0 | 0 | 0 | 0 | 0 | 0 | 0 | 0
F1_Industrial_Petroleum_New_Space Heating_Natural Gas_Gas Boiler - Hot Water Reset_A_Achievable Economic RVT Potential | F1 | Industrial | Petroleum | New | Space Heating | Natural Gas | Gas Boiler - Hot Water Reset | A | Integrated Unit Energy Savings (kWh or therms) | Achievable Economic RVT Potential | 0 | 0 | 369.5787 | 365.6743 | 363.3904 | 361.6297 | 360.6456 | 359.6934 | 358.8823 | 358.1344 | 357.5673 | 357.0217 | 356.53 | 356.059 | 355.6666 | 355.2824 | 354.9217 | 354.6072 | 354.3396 | 354.0767 | 353.8472 | 353.6215 | 0
F2_Industrial_Petroleum_New_Space Heating_Natural Gas_Gas Boiler - Hot Water Reset_A_Achievable Economic RVT Potential | F2 | Industrial | Petroleum | New | Space Heating | Natural Gas | Gas Boiler - Hot Water Reset | A | Integrated Unit Summer Peak Savings (kW) | Achievable Economic RVT Potential | 0 | 0 | 0 | 0 | 0 | 0 | 0 | 0 | 0 | 0 | 0 | 0 | 0 | 0 | 0 | 0 | 0 | 0 | 0 | 0 | 0 | 0 | 0
F3_Industrial_Petroleum_New_Space Heating_Natural Gas_Gas Boiler - Hot Water Reset_A_Achievable Economic RVT Potential | F3 | Industrial | Petroleum | New | Space Heating | Natural Gas | Gas Boiler - Hot Water Reset | A | Integrated Unit Winter Peak Savings (kW) | Achievable Economic RVT Potential | 0 | 0 | 0 | 0 | 0 | 0 | 0 | 0 | 0 | 0 | 0 | 0 | 0 | 0 | 0 | 0 | 0 | 0 | 0 | 0 | 0 | 0 | 0
F4_Industrial_Petroleum_New_Space Heating_Natural Gas_Gas Boiler - Hot Water Reset_A_Achievable Economic RVT Potential | F4 | Industrial | Petroleum | New | Space Heating | Natural Gas | Gas Boiler - Hot Water Reset | A | Incremental Energy Savings (MWh or mTherms) | Achievable Economic RVT Potential | 0 | 0 | 4.3698e-05 | 9.2647e-05 | 0.00016065 | 0.00024773 | 0.00032436 | 0.00043584 | 0.00053932 | 0.00062121 | 0.00063453 | 0.000594 | 0.0004967 | 0.00035717 | 0.00021853 | 0.00011175 | 5.0037e-05 | 1.9366e-05 | 4.1896e-05 | 8.9709e-05 | 0.00015643 | 0.00024224 | 0
F5_Industrial_Petroleum_New_Space Heating_Natural Gas_Gas Boiler - Hot Water Reset_A_Achievable Economic RVT Potential | F5 | Industrial | Petroleum | New | Space Heating | Natural Gas | Gas Boiler - Hot Water Reset | A | Incremental Summer Peak Savings (MW) | Achievable Economic RVT Potential | 0 | 0 | 0 | 0 | 0 | 0 | 0 | 0 | 0 | 0 | 0 | 0 | 0 | 0 | 0 | 0 | 0 | 0 | 0 | 0 | 0 | 0 | 0
F6_Industrial_Petroleum_New_Space Heating_Natural Gas_Gas Boiler - Hot Water Reset_A_Achievable Economic RVT Potential | F6 | Industrial | Petroleum | New | Space Heating | Natural Gas | Gas Boiler - Hot Water Reset | A | Incremental Winter Peak Savings (MW) | Achievable Economic RVT Potential | 0 | 0 | 0 | 0 | 0 | 0 | 0 | 0 | 0 | 0 | 0 | 0 | 0 | 0 | 0 | 0 | 0 | 0 | 0 | 0 | 0 | 0 | 0
F7_Industrial_Petroleum_New_Space Heating_Natural Gas_Gas Boiler - Hot Water Reset_A_Achievable Economic RVT Potential | F7 | Industrial | Petroleum | New | Space Heating | Natural Gas | Gas Boiler - Hot Water Reset | A | Cumulative Energy Savings (MWh or mTherms) | Achievable Economic RVT Potential | 0 | 0 | 4.3698e-05 | 0.00013588 | 0.00029569 | 0.00054198 | 0.00086487 | 0.0012984 | 0.0018348 | 0.0024522 | 0.0030829 | 0.0036722 | 0.0041638 | 0.0045155 | 0.004729 | 0.0048357 | 0.0048808 | 0.0048958 | 0.0048921 | 0.0048885 | 0.0048853 | 0.0048822 | 0
F8_Industrial_Petroleum_New_Space Heating_Natural Gas_Gas Boiler - Hot Water Reset_A_Achievable Economic RVT Potential | F8 | Industrial | Petroleum | New | Space Heating | Natural Gas | Gas Boiler - Hot Water Reset | A | Cumulative Summer Peak Savings (MW) | Achievable Economic RVT Potential | 0 | 0 | 0 | 0 | 0 | 0 | 0 | 0 | 0 | 0 | 0 | 0 | 0 | 0 | 0 | 0 | 0 | 0 | 0 | 0 | 0 | 0 | 0
F9_Industrial_Petroleum_New_Space Heating_Natural Gas_Gas Boiler - Hot Water Reset_A_Achievable Economic RVT Potential | F9 | Industrial | Petroleum | New | Space Heating | Natural Gas | Gas Boiler - Hot Water Reset | A | Cumulative Winter Peak Savings (MW) | Achievable Economic RVT Potential | 0 | 0 | 0 | 0 | 0 | 0 | 0 | 0 | 0 | 0 | 0 | 0 | 0 | 0 | 0 | 0 | 0 | 0 | 0 | 0 | 0 | 0 | 0
F10_Industrial_Petroleum_New_Space Heating_Natural Gas_Gas Boiler - Hot Water Reset_A_Achievable Economic RVT Potential | F10 | Industrial | Petroleum | New | Space Heating | Natural Gas | Gas Boiler - Hot Water Reset | A | Purchases (Incremental) | Achievable Economic RVT Potential | 0 | 0 | 0.00011824 | 0.00025336 | 0.0004421 | 0.00068503 | 0.0008994 | 0.0012117 | 0.0015028 | 0.0017346 | 0.0017746 | 0.0016638 | 0.0013931 | 0.0010031 | 0.00061442 | 0.00031454 | 0.00014098 | 5.4613e-05 | 0.00011824 | 0.00025336 | 0.0004421 | 0.00068503 | 0
F11_Industrial_Petroleum_New_Space Heating_Natural Gas_Gas Boiler - Hot Water Reset_A_Achievable Economic RVT Potential | F11 | Industrial | Petroleum | New | Space Heating | Natural Gas | Gas Boiler - Hot Water Reset | A | Purchases (Cumulative) | Achievable Economic RVT Potential | 0 | 0 | 0.00011824 | 0.0003716 | 0.00081369 | 0.0014987 | 0.0023981 | 0.0036098 | 0.0051126 | 0.0068472 | 0.0086217 | 0.010286 | 0.011679 | 0.012682 | 0.013296 | 0.013611 | 0.013752 | 0.013806 | 0.013806 | 0.013806 | 0.013806 | 0.013806 | 0
F1_Industrial_Petroleum_New_Process_Natural Gas_Gas Boiler - Hot Water Reset_A_Achievable Economic RVT Potential | F1 | Industrial | Petroleum | New | Process | Natural Gas | Gas Boiler - Hot Water Reset | A | Integrated Unit Energy Savings (kWh or therms) | Achievable Economic RVT Potential | 0 | 0 | 975.1638 | 974.7432 | 974.3642 | 974.0513 | 973.5963 | 973.2733 | 973.0756 | 973.0002 | 972.9084 | 972.9015 | 972.9246 | 973.0025 | 973.0226 | 973.0898 | 973.1646 | 973.2666 | 973.3699 | 973.4871 | 973.5913 | 973.6867 | 0
F2_Industrial_Petroleum_New_Process_Natural Gas_Gas Boiler - Hot Water Reset_A_Achievable Economic RVT Potential | F2 | Industrial | Petroleum | New | Process | Natural Gas | Gas Boiler - Hot Water Reset | A | Integrated Unit Summer Peak Savings (kW) | Achievable Economic RVT Potential | 0 | 0 | 0 | 0 | 0 | 0 | 0 | 0 | 0 | 0 | 0 | 0 | 0 | 0 | 0 | 0 | 0 | 0 | 0 | 0 | 0 | 0 | 0
F3_Industrial_Petroleum_New_Process_Natural Gas_Gas Boiler - Hot Water Reset_A_Achievable Economic RVT Potential | F3 | Industrial | Petroleum | New | Process | Natural Gas | Gas Boiler - Hot Water Reset | A | Integrated Unit Winter Peak Savings (kW) | Achievable Economic RVT Potential | 0 | 0 | 0 | 0 | 0 | 0 | 0 | 0 | 0 | 0 | 0 | 0 | 0 | 0 | 0 | 0 | 0 | 0 | 0 | 0 | 0 | 0 | 0
F4_Industrial_Petroleum_New_Process_Natural Gas_Gas Boiler - Hot Water Reset_A_Achievable Economic RVT Potential | F4 | Industrial | Petroleum | New | Process | Natural Gas | Gas Boiler - Hot Water Reset | A | Incremental Energy Savings (MWh or mTherms) | Achievable Economic RVT Potential | 0 | 0 | 0.0091563 | 0.019612 | 0.034208 | 0.052989 | 0.069538 | 0.093653 | 0.11613 | 0.13403 | 0.13711 | 0.12854 | 0.10764 | 0.07751 | 0.047477 | 0.024306 | 0.010895 | 0.004221 | 0.0091395 | 0.019587 | 0.034181 | 0.052969 | 0
F5_Industrial_Petroleum_New_Process_Natural Gas_Gas Boiler - Hot Water Reset_A_Achievable Economic RVT Potential | F5 | Industrial | Petroleum | New | Process | Natural Gas | Gas Boiler - Hot Water Reset | A | Incremental Summer Peak Savings (MW) | Achievable Economic RVT Potential | 0 | 0 | 0 | 0 | 0 | 0 | 0 | 0 | 0 | 0 | 0 | 0 | 0 | 0 | 0 | 0 | 0 | 0 | 0 | 0 | 0 | 0 | 0
F6_Industrial_Petroleum_New_Process_Natural Gas_Gas Boiler - Hot Water Reset_A_Achievable Economic RVT Potential | F6 | Industrial | Petroleum | New | Process | Natural Gas | Gas Boiler - Hot Water Reset | A | Incremental Winter Peak Savings (MW) | Achievable Economic RVT Potential | 0 | 0 | 0 | 0 | 0 | 0 | 0 | 0 | 0 | 0 | 0 | 0 | 0 | 0 | 0 | 0 | 0 | 0 | 0 | 0 | 0 | 0 | 0
F7_Industrial_Petroleum_New_Process_Natural Gas_Gas Boiler - Hot Water Reset_A_Achievable Economic RVT Potential | F7 | Industrial | Petroleum | New | Process | Natural Gas | Gas Boiler - Hot Water Reset | A | Cumulative Energy Savings (MWh or mTherms) | Achievable Economic RVT Potential | 0 | 0 | 0.0091563 | 0.028764 | 0.062961 | 0.11593 | 0.18541 | 0.279 | 0.39507 | 0.52907 | 0.66613 | 0.79467 | 0.90233 | 0.97991 | 1.0274 | 1.0518 | 1.0628 | 1.0671 | 1.0672 | 1.0673 | 1.0674 | 1.0676 | 0
F8_Industrial_Petroleum_New_Process_Natural Gas_Gas Boiler - Hot Water Reset_A_Achievable Economic RVT Potential | F8 | Industrial | Petroleum | New | Process | Natural Gas | Gas Boiler - Hot Water Reset | A | Cumulative Summer Peak Savings (MW) | Achievable Economic RVT Potential | 0 | 0 | 0 | 0 | 0 | 0 | 0 | 0 | 0 | 0 | 0 | 0 | 0 | 0 | 0 | 0 | 0 | 0 | 0 | 0 | 0 | 0 | 0
F9_Industrial_Petroleum_New_Process_Natural Gas_Gas Boiler - Hot Water Reset_A_Achievable Economic RVT Potential | F9 | Industrial | Petroleum | New | Process | Natural Gas | Gas Boiler - Hot Water Reset | A | Cumulative Winter Peak Savings (MW) | Achievable Economic RVT Potential | 0 | 0 | 0 | 0 | 0 | 0 | 0 | 0 | 0 | 0 | 0 | 0 | 0 | 0 | 0 | 0 | 0 | 0 | 0 | 0 | 0 | 0 | 0
F10_Industrial_Petroleum_New_Process_Natural Gas_Gas Boiler - Hot Water Reset_A_Achievable Economic RVT Potential | F10 | Industrial | Petroleum | New | Process | Natural Gas | Gas Boiler - Hot Water Reset | A | Purchases (Incremental) | Achievable Economic RVT Potential | 0 | 0 | 0.0093895 | 0.02012 | 0.035108 | 0.0544 | 0.071424 | 0.096224 | 0.11934 | 0.13775 | 0.14092 | 0.13212 | 0.11063 | 0.079661 | 0.048793 | 0.024978 | 0.011196 | 0.004337 | 0.0093895 | 0.02012 | 0.035108 | 0.0544 | 0
F11_Industrial_Petroleum_New_Process_Natural Gas_Gas Boiler - Hot Water Reset_A_Achievable Economic RVT Potential | F11 | Industrial | Petroleum | New | Process | Natural Gas | Gas Boiler - Hot Water Reset | A | Purchases (Cumulative) | Achievable Economic RVT Potential | 0 | 0 | 0.0093895 | 0.02951 | 0.064618 | 0.11902 | 0.19044 | 0.28667 | 0.40601 | 0.54375 | 0.68468 | 0.8168 | 0.92744 | 1.0071 | 1.0559 | 1.0809 | 1.0921 | 1.0964 | 1.0964 | 1.0964 | 1.0964 | 1.0964 | 0
F1_Industrial_Petroleum_New_Space Heating_Natural Gas_Steam Trap Maintenance_A_Achievable Economic RVT Potential | F1 | Industrial | Petroleum | New | Space Heating | Natural Gas | Steam Trap Maintenance | A | Integrated Unit Energy Savings (kWh or therms) | Achievable Economic RVT Potential | 0 | 0 | 130.6772 | 129.3607 | 128.6117 | 128.0409 | 127.7656 | 127.4914 | 127.2657 | 127.0552 | 126.9218 | 126.788 | 126.673 | 126.5572 | 126.4874 | 126.4105 | 126.3413 | 126.2692 | 126.2262 | 126.169 | 126.1183 | 126.0664 | 0
F2_Industrial_Petroleum_New_Space Heating_Natural Gas_Steam Trap Maintenance_A_Achievable Economic RVT Potential | F2 | Industrial | Petroleum | New | Space Heating | Natural Gas | Steam Trap Maintenance | A | Integrated Unit Summer Peak Savings (kW) | Achievable Economic RVT Potential | 0 | 0 | 0 | 0 | 0 | 0 | 0 | 0 | 0 | 0 | 0 | 0 | 0 | 0 | 0 | 0 | 0 | 0 | 0 | 0 | 0 | 0 | 0
F3_Industrial_Petroleum_New_Space Heating_Natural Gas_Steam Trap Maintenance_A_Achievable Economic RVT Potential | F3 | Industrial | Petroleum | New | Space Heating | Natural Gas | Steam Trap Maintenance | A | Integrated Unit Winter Peak Savings (kW) | Achievable Economic RVT Potential | 0 | 0 | 0 | 0 | 0 | 0 | 0 | 0 | 0 | 0 | 0 | 0 | 0 | 0 | 0 | 0 | 0 | 0 | 0 | 0 | 0 | 0 | 0
F4_Industrial_Petroleum_New_Space Heating_Natural Gas_Steam Trap Maintenance_A_Achievable Economic RVT Potential | F4 | Industrial | Petroleum | New | Space Heating | Natural Gas | Steam Trap Maintenance | A | Incremental Energy Savings (MWh or mTherms) | Achievable Economic RVT Potential | 0 | 0 | 0 | 0 | 0 | 0 | 0 | 0 | 0 | 0 | 0 | 0 | 0 | 0 | 0 | 0 | 0 | 0 | 0 | 0 | 0 | 0 | 0
F5_Industrial_Petroleum_New_Space Heating_Natural Gas_Steam Trap Maintenance_A_Achievable Economic RVT Potential | F5 | Industrial | Petroleum | New | Space Heating | Natural Gas | Steam Trap Maintenance | A | Incremental Summer Peak Savings (MW) | Achievable Economic RVT Potential | 0 | 0 | 0 | 0 | 0 | 0 | 0 | 0 | 0 | 0 | 0 | 0 | 0 | 0 | 0 | 0 | 0 | 0 | 0 | 0 | 0 | 0 | 0
F6_Industrial_Petroleum_New_Space Heating_Natural Gas_Steam Trap Maintenance_A_Achievable Economic RVT Potential | F6 | Industrial | Petroleum | New | Space Heating | Natural Gas | Steam Trap Maintenance | A | Incremental Winter Peak Savings (MW) | Achievable Economic RVT Potential | 0 | 0 | 0 | 0 | 0 | 0 | 0 | 0 | 0 | 0 | 0 | 0 | 0 | 0 | 0 | 0 | 0 | 0 | 0 | 0 | 0 | 0 | 0
F7_Industrial_Petroleum_New_Space Heating_Natural Gas_Steam Trap Maintenance_A_Achievable Economic RVT Potential | F7 | Industrial | Petroleum | New | Space Heating | Natural Gas | Steam Trap Maintenance | A | Cumulative Energy Savings (MWh or mTherms) | Achievable Economic RVT Potential | 0 | 0 | 0 | 0 | 0 | 0 | 0 | 0 | 0 | 0 | 0 | 0 | 0 | 0 | 0 | 0 | 0 | 0 | 0 | 0 | 0 | 0 | 0
F8_Industrial_Petroleum_New_Space Heating_Natural Gas_Steam Trap Maintenance_A_Achievable Economic RVT Potential | F8 | Industrial | Petroleum | New | Space Heating | Natural Gas | Steam Trap Maintenance | A | Cumulative Summer Peak Savings (MW) | Achievable Economic RVT Potential | 0 | 0 | 0 | 0 | 0 | 0 | 0 | 0 | 0 | 0 | 0 | 0 | 0 | 0 | 0 | 0 | 0 | 0 | 0 | 0 | 0 | 0 | 0
F9_Industrial_Petroleum_New_Space Heating_Natural Gas_Steam Trap Maintenance_A_Achievable Economic RVT Potential | F9 | Industrial | Petroleum | New | Space Heating | Natural Gas | Steam Trap Maintenance | A | Cumulative Winter Peak Savings (MW) | Achievable Economic RVT Potential | 0 | 0 | 0 | 0 | 0 | 0 | 0 | 0 | 0 | 0 | 0 | 0 | 0 | 0 | 0 | 0 | 0 | 0 | 0 | 0 | 0 | 0 | 0
F10_Industrial_Petroleum_New_Space Heating_Natural Gas_Steam Trap Maintenance_A_Achievable Economic RVT Potential | F10 | Industrial | Petroleum | New | Space Heating | Natural Gas | Steam Trap Maintenance | A | Purchases (Incremental) | Achievable Economic RVT Potential | 0 | 0 | 0 | 0 | 0 | 0 | 0 | 0 | 0 | 0 | 0 | 0 | 0 | 0 | 0 | 0 | 0 | 0 | 0 | 0 | 0 | 0 | 0
F11_Industrial_Petroleum_New_Space Heating_Natural Gas_Steam Trap Maintenance_A_Achievable Economic RVT Potential | F11 | Industrial | Petroleum | New | Space Heating | Natural Gas | Steam Trap Maintenance | A | Purchases (Cumulative) | Achievable Economic RVT Potential | 0 | 0 | 0 | 0 | 0 | 0 | 0 | 0 | 0 | 0 | 0 | 0 | 0 | 0 | 0 | 0 | 0 | 0 | 0 | 0 | 0 | 0 | 0
F1_Industrial_Petroleum_New_Process_Natural Gas_Steam Trap Maintenance_A_Achievable Economic RVT Potential | F1 | Industrial | Petroleum | New | Process | Natural Gas | Steam Trap Maintenance | A | Integrated Unit Energy Savings (kWh or therms) | Achievable Economic RVT Potential | 0 | 0 | 689.5053 | 689.492 | 689.4869 | 689.5 | 689.5065 | 689.5122 | 689.517 | 689.5213 | 689.5238 | 689.5263 | 689.5284 | 689.5305 | 689.5317 | 689.533 | 689.5342 | 689.5354 | 689.5361 | 689.537 | 689.5377 | 689.5384 | 0
F2_Industrial_Petroleum_New_Process_Natural Gas_Steam Trap Maintenance_A_Achievable Economic RVT Potential | F2 | Industrial | Petroleum | New | Process | Natural Gas | Steam Trap Maintenance | A | Integrated Unit Summer Peak Savings (kW) | Achievable Economic RVT Potential | 0 | 0 | 0 | 0 | 0 | 0 | 0 | 0 | 0 | 0 | 0 | 0 | 0 | 0 | 0 | 0 | 0 | 0 | 0 | 0 | 0 | 0 | 0
F3_Industrial_Petroleum_New_Process_Natural Gas_Steam Trap Maintenance_A_Achievable Economic RVT Potential | F3 | Industrial | Petroleum | New | Process | Natural Gas | Steam Trap Maintenance | A | Integrated Unit Winter Peak Savings (kW) | Achievable Economic RVT Potential | 0 | 0 | 0 | 0 | 0 | 0 | 0 | 0 | 0 | 0 | 0 | 0 | 0 | 0 | 0 | 0 | 0 | 0 | 0 | 0 | 0 | 0 | 0
F4_Industrial_Petroleum_New_Process_Natural Gas_Steam Trap Maintenance_A_Achievable Economic RVT Potential | F4 | Industrial | Petroleum | New | Process | Natural Gas | Steam Trap Maintenance | A | Incremental Energy Savings (MWh or mTherms) | Achievable Economic RVT Potential | 0 | 0 | 0 | 0 | 0 | 0 | 0 | 0 | 0 | 0 | 0 | 0 | 0 | 0 | 0 | 0 | 0 | 0 | 0 | 0 | 0 | 0 | 0
F5_Industrial_Petroleum_New_Process_Natural Gas_Steam Trap Maintenance_A_Achievable Economic RVT Potential | F5 | Industrial | Petroleum | New | Process | Natural Gas | Steam Trap Maintenance | A | Incremental Summer Peak Savings (MW) | Achievable Economic RVT Potential | 0 | 0 | 0 | 0 | 0 | 0 | 0 | 0 | 0 | 0 | 0 | 0 | 0 | 0 | 0 | 0 | 0 | 0 | 0 | 0 | 0 | 0 | 0
F6_Industrial_Petroleum_New_Process_Natural Gas_Steam Trap Maintenance_A_Achievable Economic RVT Potential | F6 | Industrial | Petroleum | New | Process | Natural Gas | Steam Trap Maintenance | A | Incremental Winter Peak Savings (MW) | Achievable Economic RVT Potential | 0 | 0 | 0 | 0 | 0 | 0 | 0 | 0 | 0 | 0 | 0 | 0 | 0 | 0 | 0 | 0 | 0 | 0 | 0 | 0 | 0 | 0 | 0
F7_Industrial_Petroleum_New_Process_Natural Gas_Steam Trap Maintenance_A_Achievable Economic RVT Potential | F7 | Industrial | Petroleum | New | Process | Natural Gas | Steam Trap Maintenance | A | Cumulative Energy Savings (MWh or mTherms) | Achievable Economic RVT Potential | 0 | 0 | 0 | 0 | 0 | 0 | 0 | 0 | 0 | 0 | 0 | 0 | 0 | 0 | 0 | 0 | 0 | 0 | 0 | 0 | 0 | 0 | 0
F8_Industrial_Petroleum_New_Process_Natural Gas_Steam Trap Maintenance_A_Achievable Economic RVT Potential | F8 | Industrial | Petroleum | New | Process | Natural Gas | Steam Trap Maintenance | A | Cumulative Summer Peak Savings (MW) | Achievable Economic RVT Potential | 0 | 0 | 0 | 0 | 0 | 0 | 0 | 0 | 0 | 0 | 0 | 0 | 0 | 0 | 0 | 0 | 0 | 0 | 0 | 0 | 0 | 0 | 0
F9_Industrial_Petroleum_New_Process_Natural Gas_Steam Trap Maintenance_A_Achievable Economic RVT Potential | F9 | Industrial | Petroleum | New | Process | Natural Gas | Steam Trap Maintenance | A | Cumulative Winter Peak Savings (MW) | Achievable Economic RVT Potential | 0 | 0 | 0 | 0 | 0 | 0 | 0 | 0 | 0 | 0 | 0 | 0 | 0 | 0 | 0 | 0 | 0 | 0 | 0 | 0 | 0 | 0 | 0
F10_Industrial_Petroleum_New_Process_Natural Gas_Steam Trap Maintenance_A_Achievable Economic RVT Potential | F10 | Industrial | Petroleum | New | Process | Natural Gas | Steam Trap Maintenance | A | Purchases (Incremental) | Achievable Economic RVT Potential | 0 | 0 | 0 | 0 | 0 | 0 | 0 | 0 | 0 | 0 | 0 | 0 | 0 | 0 | 0 | 0 | 0 | 0 | 0 | 0 | 0 | 0 | 0
F11_Industrial_Petroleum_New_Process_Natural Gas_Steam Trap Maintenance_A_Achievable Economic RVT Potential | F11 | Industrial | Petroleum | New | Process | Natural Gas | Steam Trap Maintenance | A | Purchases (Cumulative) | Achievable Economic RVT Potential | 0 | 0 | 0 | 0 | 0 | 0 | 0 | 0 | 0 | 0 | 0 | 0 | 0 | 0 | 0 | 0 | 0 | 0 | 0 | 0 | 0 | 0 | 0
F1_Industrial_Petroleum_New_Space Heating_Natural Gas_Gas Boiler - High Turndown_A_Achievable Economic RVT Potential | F1 | Industrial | Petroleum | New | Space Heating | Natural Gas | Gas Boiler - High Turndown | A | Integrated Unit Energy Savings (kWh or therms) | Achievable Economic RVT Potential | 0 | 0 | 138.3795 | 136.7742 | 135.7597 | 134.9213 | 134.2793 | 133.6416 | 133.0086 | 132.3621 | 131.6829 | 130.9882 | 130.2826 | 129.6185 | 128.9251 | 128.3451 | 127.8668 | 127.566 | 127.297 | 127.197 | 127.1949 | 127.254 | 0
F2_Industrial_Petroleum_New_Space Heating_Natural Gas_Gas Boiler - High Turndown_A_Achievable Economic RVT Potential | F2 | Industrial | Petroleum | New | Space Heating | Natural Gas | Gas Boiler - High Turndown | A | Integrated Unit Summer Peak Savings (kW) | Achievable Economic RVT Potential | 0 | 0 | 0 | 0 | 0 | 0 | 0 | 0 | 0 | 0 | 0 | 0 | 0 | 0 | 0 | 0 | 0 | 0 | 0 | 0 | 0 | 0 | 0
F3_Industrial_Petroleum_New_Space Heating_Natural Gas_Gas Boiler - High Turndown_A_Achievable Economic RVT Potential | F3 | Industrial | Petroleum | New | Space Heating | Natural Gas | Gas Boiler - High Turndown | A | Integrated Unit Winter Peak Savings (kW) | Achievable Economic RVT Potential | 0 | 0 | 0 | 0 | 0 | 0 | 0 | 0 | 0 | 0 | 0 | 0 | 0 | 0 | 0 | 0 | 0 | 0 | 0 | 0 | 0 | 0 | 0
F4_Industrial_Petroleum_New_Space Heating_Natural Gas_Gas Boiler - High Turndown_A_Achievable Economic RVT Potential | F4 | Industrial | Petroleum | New | Space Heating | Natural Gas | Gas Boiler - High Turndown | A | Incremental Energy Savings (MWh or mTherms) | Achievable Economic RVT Potential | 0 | 0 | 0 | 0 | 0 | 0 | 0 | 0 | 0 | 0 | 0 | 0 | 0 | 0 | 0 | 0 | 0 | 0 | 0 | 0 | 0 | 0 | 0
F5_Industrial_Petroleum_New_Space Heating_Natural Gas_Gas Boiler - High Turndown_A_Achievable Economic RVT Potential | F5 | Industrial | Petroleum | New | Space Heating | Natural Gas | Gas Boiler - High Turndown | A | Incremental Summer Peak Savings (MW) | Achievable Economic RVT Potential | 0 | 0 | 0 | 0 | 0 | 0 | 0 | 0 | 0 | 0 | 0 | 0 | 0 | 0 | 0 | 0 | 0 | 0 | 0 | 0 | 0 | 0 | 0
F6_Industrial_Petroleum_New_Space Heating_Natural Gas_Gas Boiler - High Turndown_A_Achievable Economic RVT Potential | F6 | Industrial | Petroleum | New | Space Heating | Natural Gas | Gas Boiler - High Turndown | A | Incremental Winter Peak Savings (MW) | Achievable Economic RVT Potential | 0 | 0 | 0 | 0 | 0 | 0 | 0 | 0 | 0 | 0 | 0 | 0 | 0 | 0 | 0 | 0 | 0 | 0 | 0 | 0 | 0 | 0 | 0
F7_Industrial_Petroleum_New_Space Heating_Natural Gas_Gas Boiler - High Turndown_A_Achievable Economic RVT Potential | F7 | Industrial | Petroleum | New | Space Heating | Natural Gas | Gas Boiler - High Turndown | A | Cumulative Energy Savings (MWh or mTherms) | Achievable Economic RVT Potential | 0 | 0 | 0 | 0 | 0 | 0 | 0 | 0 | 0 | 0 | 0 | 0 | 0 | 0 | 0 | 0 | 0 | 0 | 0 | 0 | 0 | 0 | 0
F8_Industrial_Petroleum_New_Space Heating_Natural Gas_Gas Boiler - High Turndown_A_Achievable Economic RVT Potential | F8 | Industrial | Petroleum | New | Space Heating | Natural Gas | Gas Boiler - High Turndown | A | Cumulative Summer Peak Savings (MW) | Achievable Economic RVT Potential | 0 | 0 | 0 | 0 | 0 | 0 | 0 | 0 | 0 | 0 | 0 | 0 | 0 | 0 | 0 | 0 | 0 | 0 | 0 | 0 | 0 | 0 | 0
F9_Industrial_Petroleum_New_Space Heating_Natural Gas_Gas Boiler - High Turndown_A_Achievable Economic RVT Potential | F9 | Industrial | Petroleum | New | Space Heating | Natural Gas | Gas Boiler - High Turndown | A | Cumulative Winter Peak Savings (MW) | Achievable Economic RVT Potential | 0 | 0 | 0 | 0 | 0 | 0 | 0 | 0 | 0 | 0 | 0 | 0 | 0 | 0 | 0 | 0 | 0 | 0 | 0 | 0 | 0 | 0 | 0
F10_Industrial_Petroleum_New_Space Heating_Natural Gas_Gas Boiler - High Turndown_A_Achievable Economic RVT Potential | F10 | Industrial | Petroleum | New | Space Heating | Natural Gas | Gas Boiler - High Turndown | A | Purchases (Incremental) | Achievable Economic RVT Potential | 0 | 0 | 0 | 0 | 0 | 0 | 0 | 0 | 0 | 0 | 0 | 0 | 0 | 0 | 0 | 0 | 0 | 0 | 0 | 0 | 0 | 0 | 0
F11_Industrial_Petroleum_New_Space Heating_Natural Gas_Gas Boiler - High Turndown_A_Achievable Economic RVT Potential | F11 | Industrial | Petroleum | New | Space Heating | Natural Gas | Gas Boiler - High Turndown | A | Purchases (Cumulative) | Achievable Economic RVT Potential | 0 | 0 | 0 | 0 | 0 | 0 | 0 | 0 | 0 | 0 | 0 | 0 | 0 | 0 | 0 | 0 | 0 | 0 | 0 | 0 | 0 | 0 | 0
F1_Industrial_Petroleum_New_Process_Natural Gas_Gas Boiler - High Turndown_A_Achievable Economic RVT Potential | F1 | Industrial | Petroleum | New | Process | Natural Gas | Gas Boiler - High Turndown | A | Integrated Unit Energy Savings (kWh or therms) | Achievable Economic RVT Potential | 0 | 0 | 730.1448 | 729.1063 | 728.1339 | 727.2694 | 726.0454 | 725.1732 | 724.4996 | 724.0636 | 723.5593 | 723.2525 | 723.0311 | 722.9817 | 722.7838 | 722.7317 | 722.7034 | 722.8432 | 722.8862 | 723.0288 | 723.1405 | 723.2312 | 0
F2_Industrial_Petroleum_New_Process_Natural Gas_Gas Boiler - High Turndown_A_Achievable Economic RVT Potential | F2 | Industrial | Petroleum | New | Process | Natural Gas | Gas Boiler - High Turndown | A | Integrated Unit Summer Peak Savings (kW) | Achievable Economic RVT Potential | 0 | 0 | 0 | 0 | 0 | 0 | 0 | 0 | 0 | 0 | 0 | 0 | 0 | 0 | 0 | 0 | 0 | 0 | 0 | 0 | 0 | 0 | 0
F3_Industrial_Petroleum_New_Process_Natural Gas_Gas Boiler - High Turndown_A_Achievable Economic RVT Potential | F3 | Industrial | Petroleum | New | Process | Natural Gas | Gas Boiler - High Turndown | A | Integrated Unit Winter Peak Savings (kW) | Achievable Economic RVT Potential | 0 | 0 | 0 | 0 | 0 | 0 | 0 | 0 | 0 | 0 | 0 | 0 | 0 | 0 | 0 | 0 | 0 | 0 | 0 | 0 | 0 | 0 | 0
F4_Industrial_Petroleum_New_Process_Natural Gas_Gas Boiler - High Turndown_A_Achievable Economic RVT Potential | F4 | Industrial | Petroleum | New | Process | Natural Gas | Gas Boiler - High Turndown | A | Incremental Energy Savings (MWh or mTherms) | Achievable Economic RVT Potential | 0 | 0 | 0 | 0 | 0 | 0 | 0 | 0 | 0 | 0 | 0 | 0 | 0 | 0 | 0 | 0 | 0 | 0 | 0 | 0 | 0 | 0 | 0
F5_Industrial_Petroleum_New_Process_Natural Gas_Gas Boiler - High Turndown_A_Achievable Economic RVT Potential | F5 | Industrial | Petroleum | New | Process | Natural Gas | Gas Boiler - High Turndown | A | Incremental Summer Peak Savings (MW) | Achievable Economic RVT Potential | 0 | 0 | 0 | 0 | 0 | 0 | 0 | 0 | 0 | 0 | 0 | 0 | 0 | 0 | 0 | 0 | 0 | 0 | 0 | 0 | 0 | 0 | 0
F6_Industrial_Petroleum_New_Process_Natural Gas_Gas Boiler - High Turndown_A_Achievable Economic RVT Potential | F6 | Industrial | Petroleum | New | Process | Natural Gas | Gas Boiler - High Turndown | A | Incremental Winter Peak Savings (MW) | Achievable Economic RVT Potential | 0 | 0 | 0 | 0 | 0 | 0 | 0 | 0 | 0 | 0 | 0 | 0 | 0 | 0 | 0 | 0 | 0 | 0 | 0 | 0 | 0 | 0 | 0
F7_Industrial_Petroleum_New_Process_Natural Gas_Gas Boiler - High Turndown_A_Achievable Economic RVT Potential | F7 | Industrial | Petroleum | New | Process | Natural Gas | Gas Boiler - High Turndown | A | Cumulative Energy Savings (MWh or mTherms) | Achievable Economic RVT Potential | 0 | 0 | 0 | 0 | 0 | 0 | 0 | 0 | 0 | 0 | 0 | 0 | 0 | 0 | 0 | 0 | 0 | 0 | 0 | 0 | 0 | 0 | 0
F8_Industrial_Petroleum_New_Process_Natural Gas_Gas Boiler - High Turndown_A_Achievable Economic RVT Potential | F8 | Industrial | Petroleum | New | Process | Natural Gas | Gas Boiler - High Turndown | A | Cumulative Summer Peak Savings (MW) | Achievable Economic RVT Potential | 0 | 0 | 0 | 0 | 0 | 0 | 0 | 0 | 0 | 0 | 0 | 0 | 0 | 0 | 0 | 0 | 0 | 0 | 0 | 0 | 0 | 0 | 0
F9_Industrial_Petroleum_New_Process_Natural Gas_Gas Boiler - High Turndown_A_Achievable Economic RVT Potential | F9 | Industrial | Petroleum | New | Process | Natural Gas | Gas Boiler - High Turndown | A | Cumulative Winter Peak Savings (MW) | Achievable Economic RVT Potential | 0 | 0 | 0 | 0 | 0 | 0 | 0 | 0 | 0 | 0 | 0 | 0 | 0 | 0 | 0 | 0 | 0 | 0 | 0 | 0 | 0 | 0 | 0
F10_Industrial_Petroleum_New_Process_Natural Gas_Gas Boiler - High Turndown_A_Achievable Economic RVT Potential | F10 | Industrial | Petroleum | New | Process | Natural Gas | Gas Boiler - High Turndown | A | Purchases (Incremental) | Achievable Economic RVT Potential | 0 | 0 | 0 | 0 | 0 | 0 | 0 | 0 | 0 | 0 | 0 | 0 | 0 | 0 | 0 | 0 | 0 | 0 | 0 | 0 | 0 | 0 | 0
F11_Industrial_Petroleum_New_Process_Natural Gas_Gas Boiler - High Turndown_A_Achievable Economic RVT Potential | F11 | Industrial | Petroleum | New | Process | Natural Gas | Gas Boiler - High Turndown | A | Purchases (Cumulative) | Achievable Economic RVT Potential | 0 | 0 | 0 | 0 | 0 | 0 | 0 | 0 | 0 | 0 | 0 | 0 | 0 | 0 | 0 | 0 | 0 | 0 | 0 | 0 | 0 | 0 | 0
F1_Industrial_Petroleum_New_Space Heating_Natural Gas_Gas Boiler - Burner Control Optimization_A_Achievable Economic RVT Potential | F1 | Industrial | Petroleum | New | Space Heating | Natural Gas | Gas Boiler - Burner Control Optimization | A | Integrated Unit Energy Savings (kWh or therms) | Achievable Economic RVT Potential | 0 | 0 | 40.1263 | 39.6587 | 39.3627 | 39.1178 | 38.9293 | 38.7427 | 38.5582 | 38.3704 | 38.173 | 37.9715 | 37.7671 | 37.575 | 37.3741 | 37.2062 | 37.0679 | 36.9816 | 36.9041 | 36.8756 | 36.8755 | 36.8931 | 0
F2_Industrial_Petroleum_New_Space Heating_Natural Gas_Gas Boiler - Burner Control Optimization_A_Achievable Economic RVT Potential | F2 | Industrial | Petroleum | New | Space Heating | Natural Gas | Gas Boiler - Burner Control Optimization | A | Integrated Unit Summer Peak Savings (kW) | Achievable Economic RVT Potential | 0 | 0 | 0 | 0 | 0 | 0 | 0 | 0 | 0 | 0 | 0 | 0 | 0 | 0 | 0 | 0 | 0 | 0 | 0 | 0 | 0 | 0 | 0
F3_Industrial_Petroleum_New_Space Heating_Natural Gas_Gas Boiler - Burner Control Optimization_A_Achievable Economic RVT Potential | F3 | Industrial | Petroleum | New | Space Heating | Natural Gas | Gas Boiler - Burner Control Optimization | A | Integrated Unit Winter Peak Savings (kW) | Achievable Economic RVT Potential | 0 | 0 | 0 | 0 | 0 | 0 | 0 | 0 | 0 | 0 | 0 | 0 | 0 | 0 | 0 | 0 | 0 | 0 | 0 | 0 | 0 | 0 | 0
F4_Industrial_Petroleum_New_Space Heating_Natural Gas_Gas Boiler - Burner Control Optimization_A_Achievable Economic RVT Potential | F4 | Industrial | Petroleum | New | Space Heating | Natural Gas | Gas Boiler - Burner Control Optimization | A | Incremental Energy Savings (MWh or mTherms) | Achievable Economic RVT Potential | 0 | 0 | 0 | 0 | 0 | 0 | 0 | 0 | 0 | 0 | 0 | 0 | 0 | 0 | 0 | 0 | 0 | 0 | 0 | 0 | 0 | 0 | 0
F5_Industrial_Petroleum_New_Space Heating_Natural Gas_Gas Boiler - Burner Control Optimization_A_Achievable Economic RVT Potential | F5 | Industrial | Petroleum | New | Space Heating | Natural Gas | Gas Boiler - Burner Control Optimization | A | Incremental Summer Peak Savings (MW) | Achievable Economic RVT Potential | 0 | 0 | 0 | 0 | 0 | 0 | 0 | 0 | 0 | 0 | 0 | 0 | 0 | 0 | 0 | 0 | 0 | 0 | 0 | 0 | 0 | 0 | 0
F6_Industrial_Petroleum_New_Space Heating_Natural Gas_Gas Boiler - Burner Control Optimization_A_Achievable Economic RVT Potential | F6 | Industrial | Petroleum | New | Space Heating | Natural Gas | Gas Boiler - Burner Control Optimization | A | Incremental Winter Peak Savings (MW) | Achievable Economic RVT Potential | 0 | 0 | 0 | 0 | 0 | 0 | 0 | 0 | 0 | 0 | 0 | 0 | 0 | 0 | 0 | 0 | 0 | 0 | 0 | 0 | 0 | 0 | 0
F7_Industrial_Petroleum_New_Space Heating_Natural Gas_Gas Boiler - Burner Control Optimization_A_Achievable Economic RVT Potential | F7 | Industrial | Petroleum | New | Space Heating | Natural Gas | Gas Boiler - Burner Control Optimization | A | Cumulative Energy Savings (MWh or mTherms) | Achievable Economic RVT Potential | 0 | 0 | 0 | 0 | 0 | 0 | 0 | 0 | 0 | 0 | 0 | 0 | 0 | 0 | 0 | 0 | 0 | 0 | 0 | 0 | 0 | 0 | 0
F8_Industrial_Petroleum_New_Space Heating_Natural Gas_Gas Boiler - Burner Control Optimization_A_Achievable Economic RVT Potential | F8 | Industrial | Petroleum | New | Space Heating | Natural Gas | Gas Boiler - Burner Control Optimization | A | Cumulative Summer Peak Savings (MW) | Achievable Economic RVT Potential | 0 | 0 | 0 | 0 | 0 | 0 | 0 | 0 | 0 | 0 | 0 | 0 | 0 | 0 | 0 | 0 | 0 | 0 | 0 | 0 | 0 | 0 | 0
F9_Industrial_Petroleum_New_Space Heating_Natural Gas_Gas Boiler - Burner Control Optimization_A_Achievable Economic RVT Potential | F9 | Industrial | Petroleum | New | Space Heating | Natural Gas | Gas Boiler - Burner Control Optimization | A | Cumulative Winter Peak Savings (MW) | Achievable Economic RVT Potential | 0 | 0 | 0 | 0 | 0 | 0 | 0 | 0 | 0 | 0 | 0 | 0 | 0 | 0 | 0 | 0 | 0 | 0 | 0 | 0 | 0 | 0 | 0
F10_Industrial_Petroleum_New_Space Heating_Natural Gas_Gas Boiler - Burner Control Optimization_A_Achievable Economic RVT Potential | F10 | Industrial | Petroleum | New | Space Heating | Natural Gas | Gas Boiler - Burner Control Optimization | A | Purchases (Incremental) | Achievable Economic RVT Potential | 0 | 0 | 0 | 0 | 0 | 0 | 0 | 0 | 0 | 0 | 0 | 0 | 0 | 0 | 0 | 0 | 0 | 0 | 0 | 0 | 0 | 0 | 0
F11_Industrial_Petroleum_New_Space Heating_Natural Gas_Gas Boiler - Burner Control Optimization_A_Achievable Economic RVT Potential | F11 | Industrial | Petroleum | New | Space Heating | Natural Gas | Gas Boiler - Burner Control Optimization | A | Purchases (Cumulative) | Achievable Economic RVT Potential | 0 | 0 | 0 | 0 | 0 | 0 | 0 | 0 | 0 | 0 | 0 | 0 | 0 | 0 | 0 | 0 | 0 | 0 | 0 | 0 | 0 | 0 | 0
F1_Industrial_Petroleum_New_Process_Natural Gas_Gas Boiler - Burner Control Optimization_A_Achievable Economic RVT Potential | F1 | Industrial | Petroleum | New | Process | Natural Gas | Gas Boiler - Burner Control Optimization | A | Integrated Unit Energy Savings (kWh or therms) | Achievable Economic RVT Potential | 0 | 0 | 211.7118 | 211.3934 | 211.0955 | 210.8306 | 210.4559 | 210.1889 | 209.9849 | 209.8551 | 209.7049 | 209.6155 | 209.5522 | 209.5411 | 209.4845 | 209.4722 | 209.4671 | 209.5148 | 209.5315 | 209.5777 | 209.6143 | 209.6446 | 0
F2_Industrial_Petroleum_New_Process_Natural Gas_Gas Boiler - Burner Control Optimization_A_Achievable Economic RVT Potential | F2 | Industrial | Petroleum | New | Process | Natural Gas | Gas Boiler - Burner Control Optimization | A | Integrated Unit Summer Peak Savings (kW) | Achievable Economic RVT Potential | 0 | 0 | 0 | 0 | 0 | 0 | 0 | 0 | 0 | 0 | 0 | 0 | 0 | 0 | 0 | 0 | 0 | 0 | 0 | 0 | 0 | 0 | 0
F3_Industrial_Petroleum_New_Process_Natural Gas_Gas Boiler - Burner Control Optimization_A_Achievable Economic RVT Potential | F3 | Industrial | Petroleum | New | Process | Natural Gas | Gas Boiler - Burner Control Optimization | A | Integrated Unit Winter Peak Savings (kW) | Achievable Economic RVT Potential | 0 | 0 | 0 | 0 | 0 | 0 | 0 | 0 | 0 | 0 | 0 | 0 | 0 | 0 | 0 | 0 | 0 | 0 | 0 | 0 | 0 | 0 | 0
F4_Industrial_Petroleum_New_Process_Natural Gas_Gas Boiler - Burner Control Optimization_A_Achievable Economic RVT Potential | F4 | Industrial | Petroleum | New | Process | Natural Gas | Gas Boiler - Burner Control Optimization | A | Incremental Energy Savings (MWh or mTherms) | Achievable Economic RVT Potential | 0 | 0 | 0 | 0 | 0 | 0 | 0 | 0 | 0 | 0 | 0 | 0 | 0 | 0 | 0 | 0 | 0 | 0 | 0 | 0 | 0 | 0 | 0
F5_Industrial_Petroleum_New_Process_Natural Gas_Gas Boiler - Burner Control Optimization_A_Achievable Economic RVT Potential | F5 | Industrial | Petroleum | New | Process | Natural Gas | Gas Boiler - Burner Control Optimization | A | Incremental Summer Peak Savings (MW) | Achievable Economic RVT Potential | 0 | 0 | 0 | 0 | 0 | 0 | 0 | 0 | 0 | 0 | 0 | 0 | 0 | 0 | 0 | 0 | 0 | 0 | 0 | 0 | 0 | 0 | 0
F6_Industrial_Petroleum_New_Process_Natural Gas_Gas Boiler - Burner Control Optimization_A_Achievable Economic RVT Potential | F6 | Industrial | Petroleum | New | Process | Natural Gas | Gas Boiler - Burner Control Optimization | A | Incremental Winter Peak Savings (MW) | Achievable Economic RVT Potential | 0 | 0 | 0 | 0 | 0 | 0 | 0 | 0 | 0 | 0 | 0 | 0 | 0 | 0 | 0 | 0 | 0 | 0 | 0 | 0 | 0 | 0 | 0
F7_Industrial_Petroleum_New_Process_Natural Gas_Gas Boiler - Burner Control Optimization_A_Achievable Economic RVT Potential | F7 | Industrial | Petroleum | New | Process | Natural Gas | Gas Boiler - Burner Control Optimization | A | Cumulative Energy Savings (MWh or mTherms) | Achievable Economic RVT Potential | 0 | 0 | 0 | 0 | 0 | 0 | 0 | 0 | 0 | 0 | 0 | 0 | 0 | 0 | 0 | 0 | 0 | 0 | 0 | 0 | 0 | 0 | 0
F8_Industrial_Petroleum_New_Process_Natural Gas_Gas Boiler - Burner Control Optimization_A_Achievable Economic RVT Potential | F8 | Industrial | Petroleum | New | Process | Natural Gas | Gas Boiler - Burner Control Optimization | A | Cumulative Summer Peak Savings (MW) | Achievable Economic RVT Potential | 0 | 0 | 0 | 0 | 0 | 0 | 0 | 0 | 0 | 0 | 0 | 0 | 0 | 0 | 0 | 0 | 0 | 0 | 0 | 0 | 0 | 0 | 0
F9_Industrial_Petroleum_New_Process_Natural Gas_Gas Boiler - Burner Control Optimization_A_Achievable Economic RVT Potential | F9 | Industrial | Petroleum | New | Process | Natural Gas | Gas Boiler - Burner Control Optimization | A | Cumulative Winter Peak Savings (MW) | Achievable Economic RVT Potential | 0 | 0 | 0 | 0 | 0 | 0 | 0 | 0 | 0 | 0 | 0 | 0 | 0 | 0 | 0 | 0 | 0 | 0 | 0 | 0 | 0 | 0 | 0
F10_Industrial_Petroleum_New_Process_Natural Gas_Gas Boiler - Burner Control Optimization_A_Achievable Economic RVT Potential | F10 | Industrial | Petroleum | New | Process | Natural Gas | Gas Boiler - Burner Control Optimization | A | Purchases (Incremental) | Achievable Economic RVT Potential | 0 | 0 | 0 | 0 | 0 | 0 | 0 | 0 | 0 | 0 | 0 | 0 | 0 | 0 | 0 | 0 | 0 | 0 | 0 | 0 | 0 | 0 | 0
F11_Industrial_Petroleum_New_Process_Natural Gas_Gas Boiler - Burner Control Optimization_A_Achievable Economic RVT Potential | F11 | Industrial | Petroleum | New | Process | Natural Gas | Gas Boiler - Burner Control Optimization | A | Purchases (Cumulative) | Achievable Economic RVT Potential | 0 | 0 | 0 | 0 | 0 | 0 | 0 | 0 | 0 | 0 | 0 | 0 | 0 | 0 | 0 | 0 | 0 | 0 | 0 | 0 | 0 | 0 | 0
F1_Industrial_Petroleum_New_Space Heating_Natural Gas_HVAC - Demand Controlled Ventilation_A_Achievable Economic RVT Potential | F1 | Industrial | Petroleum | New | Space Heating | Natural Gas | HVAC - Demand Controlled Ventilation | A | Integrated Unit Energy Savings (kWh or therms) | Achievable Economic RVT Potential | 0 | 0 | 0.067759 | 0.067076 | 0.066688 | 0.066392 | 0.066249 | 0.066107 | 0.06599 | 0.065881 | 0.065811 | 0.065742 | 0.065682 | 0.065622 | 0.065586 | 0.065546 | 0.06551 | 0.065473 | 0.065451 | 0.065421 | 0.065395 | 0.065368 | 0
F2_Industrial_Petroleum_New_Space Heating_Natural Gas_HVAC - Demand Controlled Ventilation_A_Achievable Economic RVT Potential | F2 | Industrial | Petroleum | New | Space Heating | Natural Gas | HVAC - Demand Controlled Ventilation | A | Integrated Unit Summer Peak Savings (kW) | Achievable Economic RVT Potential | 0 | 0 | 0 | 0 | 0 | 0 | 0 | 0 | 0 | 0 | 0 | 0 | 0 | 0 | 0 | 0 | 0 | 0 | 0 | 0 | 0 | 0 | 0
F3_Industrial_Petroleum_New_Space Heating_Natural Gas_HVAC - Demand Controlled Ventilation_A_Achievable Economic RVT Potential | F3 | Industrial | Petroleum | New | Space Heating | Natural Gas | HVAC - Demand Controlled Ventilation | A | Integrated Unit Winter Peak Savings (kW) | Achievable Economic RVT Potential | 0 | 0 | 0 | 0 | 0 | 0 | 0 | 0 | 0 | 0 | 0 | 0 | 0 | 0 | 0 | 0 | 0 | 0 | 0 | 0 | 0 | 0 | 0
F4_Industrial_Petroleum_New_Space Heating_Natural Gas_HVAC - Demand Controlled Ventilation_A_Achievable Economic RVT Potential | F4 | Industrial | Petroleum | New | Space Heating | Natural Gas | HVAC - Demand Controlled Ventilation | A | Incremental Energy Savings (MWh or mTherms) | Achievable Economic RVT Potential | 0 | 0 | 0.00023307 | 0.00040266 | 0.00057085 | 0.00075859 | 0.0008713 | 0.0010019 | 0.0011307 | 0.0012754 | 0.0013831 | 0.001507 | 0.0016292 | 0.0017709 | 0.0018671 | 0.0019839 | 0.0021006 | 0.0022365 | 0.0023263 | 0.0024367 | 0.0025441 | 0.0026511 | 0
F5_Industrial_Petroleum_New_Space Heating_Natural Gas_HVAC - Demand Controlled Ventilation_A_Achievable Economic RVT Potential | F5 | Industrial | Petroleum | New | Space Heating | Natural Gas | HVAC - Demand Controlled Ventilation | A | Incremental Summer Peak Savings (MW) | Achievable Economic RVT Potential | 0 | 0 | 0 | 0 | 0 | 0 | 0 | 0 | 0 | 0 | 0 | 0 | 0 | 0 | 0 | 0 | 0 | 0 | 0 | 0 | 0 | 0 | 0
F6_Industrial_Petroleum_New_Space Heating_Natural Gas_HVAC - Demand Controlled Ventilation_A_Achievable Economic RVT Potential | F6 | Industrial | Petroleum | New | Space Heating | Natural Gas | HVAC - Demand Controlled Ventilation | A | Incremental Winter Peak Savings (MW) | Achievable Economic RVT Potential | 0 | 0 | 0 | 0 | 0 | 0 | 0 | 0 | 0 | 0 | 0 | 0 | 0 | 0 | 0 | 0 | 0 | 0 | 0 | 0 | 0 | 0 | 0
F7_Industrial_Petroleum_New_Space Heating_Natural Gas_HVAC - Demand Controlled Ventilation_A_Achievable Economic RVT Potential | F7 | Industrial | Petroleum | New | Space Heating | Natural Gas | HVAC - Demand Controlled Ventilation | A | Cumulative Energy Savings (MWh or mTherms) | Achievable Economic RVT Potential | 0 | 0 | 0.00023307 | 0.00063338 | 0.0012006 | 0.0019538 | 0.0028209 | 0.0038168 | 0.0049407 | 0.0062079 | 0.0075845 | 0.0090836 | 0.010705 | 0.012466 | 0.014326 | 0.016301 | 0.018393 | 0.020394 | 0.02232 | 0.024187 | 0.025974 | 0.027754 | 0
F8_Industrial_Petroleum_New_Space Heating_Natural Gas_HVAC - Demand Controlled Ventilation_A_Achievable Economic RVT Potential | F8 | Industrial | Petroleum | New | Space Heating | Natural Gas | HVAC - Demand Controlled Ventilation | A | Cumulative Summer Peak Savings (MW) | Achievable Economic RVT Potential | 0 | 0 | 0 | 0 | 0 | 0 | 0 | 0 | 0 | 0 | 0 | 0 | 0 | 0 | 0 | 0 | 0 | 0 | 0 | 0 | 0 | 0 | 0
F9_Industrial_Petroleum_New_Space Heating_Natural Gas_HVAC - Demand Controlled Ventilation_A_Achievable Economic RVT Potential | F9 | Industrial | Petroleum | New | Space Heating | Natural Gas | HVAC - Demand Controlled Ventilation | A | Cumulative Winter Peak Savings (MW) | Achievable Economic RVT Potential | 0 | 0 | 0 | 0 | 0 | 0 | 0 | 0 | 0 | 0 | 0 | 0 | 0 | 0 | 0 | 0 | 0 | 0 | 0 | 0 | 0 | 0 | 0
F10_Industrial_Petroleum_New_Space Heating_Natural Gas_HVAC - Demand Controlled Ventilation_A_Achievable Economic RVT Potential | F10 | Industrial | Petroleum | New | Space Heating | Natural Gas | HVAC - Demand Controlled Ventilation | A | Purchases (Incremental) | Achievable Economic RVT Potential | 0 | 0 | 3.4398 | 6.003 | 8.56 | 11.4259 | 13.1519 | 15.1556 | 17.134 | 19.3594 | 21.0169 | 22.9232 | 24.8042 | 26.9863 | 28.4672 | 30.2671 | 32.0657 | 34.1594 | 35.5424 | 37.2466 | 38.9043 | 40.5571 | 0
F11_Industrial_Petroleum_New_Space Heating_Natural Gas_HVAC - Demand Controlled Ventilation_A_Achievable Economic RVT Potential | F11 | Industrial | Petroleum | New | Space Heating | Natural Gas | HVAC - Demand Controlled Ventilation | A | Purchases (Cumulative) | Achievable Economic RVT Potential | 0 | 0 | 3.4398 | 9.4428 | 18.0028 | 29.4287 | 42.5807 | 57.7363 | 74.8703 | 94.2297 | 115.2466 | 138.1697 | 162.974 | 189.9602 | 218.4274 | 248.6946 | 280.7602 | 311.4799 | 341.0193 | 369.7058 | 397.1842 | 424.5894 | 0
F1_Industrial_Petroleum_New_Space Heating_Natural Gas_Gas Boiler - Stack Economizer_A_Achievable Economic RVT Potential | F1 | Industrial | Petroleum | New | Space Heating | Natural Gas | Gas Boiler - Stack Economizer | A | Integrated Unit Energy Savings (kWh or therms) | Achievable Economic RVT Potential | 0 | 0 | 101.0352 | 99.8735 | 99.1422 | 98.5384 | 98.0812 | 97.6237 | 97.1664 | 96.6962 | 96.2023 | 95.6951 | 95.1791 | 94.6921 | 94.1852 | 93.7598 | 93.4087 | 93.1849 | 92.986 | 92.9103 | 92.9063 | 92.9472 | 0
F2_Industrial_Petroleum_New_Space Heating_Natural Gas_Gas Boiler - Stack Economizer_A_Achievable Economic RVT Potential | F2 | Industrial | Petroleum | New | Space Heating | Natural Gas | Gas Boiler - Stack Economizer | A | Integrated Unit Summer Peak Savings (kW) | Achievable Economic RVT Potential | 0 | 0 | 0 | 0 | 0 | 0 | 0 | 0 | 0 | 0 | 0 | 0 | 0 | 0 | 0 | 0 | 0 | 0 | 0 | 0 | 0 | 0 | 0
F3_Industrial_Petroleum_New_Space Heating_Natural Gas_Gas Boiler - Stack Economizer_A_Achievable Economic RVT Potential | F3 | Industrial | Petroleum | New | Space Heating | Natural Gas | Gas Boiler - Stack Economizer | A | Integrated Unit Winter Peak Savings (kW) | Achievable Economic RVT Potential | 0 | 0 | 0 | 0 | 0 | 0 | 0 | 0 | 0 | 0 | 0 | 0 | 0 | 0 | 0 | 0 | 0 | 0 | 0 | 0 | 0 | 0 | 0
F4_Industrial_Petroleum_New_Space Heating_Natural Gas_Gas Boiler - Stack Economizer_A_Achievable Economic RVT Potential | F4 | Industrial | Petroleum | New | Space Heating | Natural Gas | Gas Boiler - Stack Economizer | A | Incremental Energy Savings (MWh or mTherms) | Achievable Economic RVT Potential | 0 | 0 | 4.8618e-05 | 8.3871e-05 | 0.00011872 | 0.0001575 | 0.00018046 | 0.00018628 | 0.00016769 | 0.00015084 | 0.00013033 | 0.00011313 | 9.7399e-05 | 8.434e-05 | 7.0793e-05 | 5.9944e-05 | 5.0614e-05 | 4.484e-05 | 7.8087e-05 | 0.00011126 | 0.0001485 | 0.00017101 | 0
F5_Industrial_Petroleum_New_Space Heating_Natural Gas_Gas Boiler - Stack Economizer_A_Achievable Economic RVT Potential | F5 | Industrial | Petroleum | New | Space Heating | Natural Gas | Gas Boiler - Stack Economizer | A | Incremental Summer Peak Savings (MW) | Achievable Economic RVT Potential | 0 | 0 | 0 | 0 | 0 | 0 | 0 | 0 | 0 | 0 | 0 | 0 | 0 | 0 | 0 | 0 | 0 | 0 | 0 | 0 | 0 | 0 | 0
F6_Industrial_Petroleum_New_Space Heating_Natural Gas_Gas Boiler - Stack Economizer_A_Achievable Economic RVT Potential | F6 | Industrial | Petroleum | New | Space Heating | Natural Gas | Gas Boiler - Stack Economizer | A | Incremental Winter Peak Savings (MW) | Achievable Economic RVT Potential | 0 | 0 | 0 | 0 | 0 | 0 | 0 | 0 | 0 | 0 | 0 | 0 | 0 | 0 | 0 | 0 | 0 | 0 | 0 | 0 | 0 | 0 | 0
F7_Industrial_Petroleum_New_Space Heating_Natural Gas_Gas Boiler - Stack Economizer_A_Achievable Economic RVT Potential | F7 | Industrial | Petroleum | New | Space Heating | Natural Gas | Gas Boiler - Stack Economizer | A | Cumulative Energy Savings (MWh or mTherms) | Achievable Economic RVT Potential | 0 | 0 | 4.8618e-05 | 0.00013193 | 0.00024968 | 0.00040567 | 0.00058424 | 0.00076779 | 0.00093188 | 0.0010782 | 0.001203 | 0.0013098 | 0.0014002 | 0.0014773 | 0.0015402 | 0.0015932 | 0.0016379 | 0.0016339 | 0.0016304 | 0.0016291 | 0.001629 | 0.0016298 | 0
F8_Industrial_Petroleum_New_Space Heating_Natural Gas_Gas Boiler - Stack Economizer_A_Achievable Economic RVT Potential | F8 | Industrial | Petroleum | New | Space Heating | Natural Gas | Gas Boiler - Stack Economizer | A | Cumulative Summer Peak Savings (MW) | Achievable Economic RVT Potential | 0 | 0 | 0 | 0 | 0 | 0 | 0 | 0 | 0 | 0 | 0 | 0 | 0 | 0 | 0 | 0 | 0 | 0 | 0 | 0 | 0 | 0 | 0
F9_Industrial_Petroleum_New_Space Heating_Natural Gas_Gas Boiler - Stack Economizer_A_Achievable Economic RVT Potential | F9 | Industrial | Petroleum | New | Space Heating | Natural Gas | Gas Boiler - Stack Economizer | A | Cumulative Winter Peak Savings (MW) | Achievable Economic RVT Potential | 0 | 0 | 0 | 0 | 0 | 0 | 0 | 0 | 0 | 0 | 0 | 0 | 0 | 0 | 0 | 0 | 0 | 0 | 0 | 0 | 0 | 0 | 0
F10_Industrial_Petroleum_New_Space Heating_Natural Gas_Gas Boiler - Stack Economizer_A_Achievable Economic RVT Potential | F10 | Industrial | Petroleum | New | Space Heating | Natural Gas | Gas Boiler - Stack Economizer | A | Purchases (Incremental) | Achievable Economic RVT Potential | 0 | 0 | 0.00048119 | 0.00083977 | 0.0011975 | 0.0015984 | 0.0018399 | 0.0019081 | 0.0017258 | 0.0015599 | 0.0013548 | 0.0011821 | 0.0010233 | 0.00089067 | 0.00075164 | 0.00063933 | 0.00054186 | 0.00048119 | 0.00083977 | 0.0011975 | 0.0015984 | 0.0018399 | 0
F11_Industrial_Petroleum_New_Space Heating_Natural Gas_Gas Boiler - Stack Economizer_A_Achievable Economic RVT Potential | F11 | Industrial | Petroleum | New | Space Heating | Natural Gas | Gas Boiler - Stack Economizer | A | Purchases (Cumulative) | Achievable Economic RVT Potential | 0 | 0 | 0.00048119 | 0.001321 | 0.0025184 | 0.0041168 | 0.0059567 | 0.0078648 | 0.0095906 | 0.011151 | 0.012505 | 0.013687 | 0.014711 | 0.015601 | 0.016353 | 0.016992 | 0.017534 | 0.017534 | 0.017534 | 0.017534 | 0.017534 | 0.017534 | 0
F1_Industrial_Petroleum_New_Process_Natural Gas_Gas Boiler - Stack Economizer_A_Achievable Economic RVT Potential | F1 | Industrial | Petroleum | New | Process | Natural Gas | Gas Boiler - Stack Economizer | A | Integrated Unit Energy Savings (kWh or therms) | Achievable Economic RVT Potential | 0 | 0 | 701.1951 | 700.3445 | 699.5459 | 698.836 | 697.8289 | 697.1108 | 696.5376 | 696.1479 | 695.6978 | 695.4066 | 695.1864 | 695.1117 | 694.9148 | 694.841 | 694.7873 | 694.8607 | 694.8658 | 694.9619 | 695.0328 | 695.0866 | 0
F2_Industrial_Petroleum_New_Process_Natural Gas_Gas Boiler - Stack Economizer_A_Achievable Economic RVT Potential | F2 | Industrial | Petroleum | New | Process | Natural Gas | Gas Boiler - Stack Economizer | A | Integrated Unit Summer Peak Savings (kW) | Achievable Economic RVT Potential | 0 | 0 | 0 | 0 | 0 | 0 | 0 | 0 | 0 | 0 | 0 | 0 | 0 | 0 | 0 | 0 | 0 | 0 | 0 | 0 | 0 | 0 | 0
F3_Industrial_Petroleum_New_Process_Natural Gas_Gas Boiler - Stack Economizer_A_Achievable Economic RVT Potential | F3 | Industrial | Petroleum | New | Process | Natural Gas | Gas Boiler - Stack Economizer | A | Integrated Unit Winter Peak Savings (kW) | Achievable Economic RVT Potential | 0 | 0 | 0 | 0 | 0 | 0 | 0 | 0 | 0 | 0 | 0 | 0 | 0 | 0 | 0 | 0 | 0 | 0 | 0 | 0 | 0 | 0 | 0
F4_Industrial_Petroleum_New_Process_Natural Gas_Gas Boiler - Stack Economizer_A_Achievable Economic RVT Potential | F4 | Industrial | Petroleum | New | Process | Natural Gas | Gas Boiler - Stack Economizer | A | Incremental Energy Savings (MWh or mTherms) | Achievable Economic RVT Potential | 0 | 0 | 0.026795 | 0.046705 | 0.066523 | 0.088706 | 0.10196 | 0.10563 | 0.09546 | 0.086238 | 0.074849 | 0.065283 | 0.056494 | 0.049166 | 0.041479 | 0.035278 | 0.029897 | 0.026553 | 0.04634 | 0.066087 | 0.088223 | 0.10156 | 0
F5_Industrial_Petroleum_New_Process_Natural Gas_Gas Boiler - Stack Economizer_A_Achievable Economic RVT Potential | F5 | Industrial | Petroleum | New | Process | Natural Gas | Gas Boiler - Stack Economizer | A | Incremental Summer Peak Savings (MW) | Achievable Economic RVT Potential | 0 | 0 | 0 | 0 | 0 | 0 | 0 | 0 | 0 | 0 | 0 | 0 | 0 | 0 | 0 | 0 | 0 | 0 | 0 | 0 | 0 | 0 | 0
F6_Industrial_Petroleum_New_Process_Natural Gas_Gas Boiler - Stack Economizer_A_Achievable Economic RVT Potential | F6 | Industrial | Petroleum | New | Process | Natural Gas | Gas Boiler - Stack Economizer | A | Incremental Winter Peak Savings (MW) | Achievable Economic RVT Potential | 0 | 0 | 0 | 0 | 0 | 0 | 0 | 0 | 0 | 0 | 0 | 0 | 0 | 0 | 0 | 0 | 0 | 0 | 0 | 0 | 0 | 0 | 0
F7_Industrial_Petroleum_New_Process_Natural Gas_Gas Boiler - Stack Economizer_A_Achievable Economic RVT Potential | F7 | Industrial | Petroleum | New | Process | Natural Gas | Gas Boiler - Stack Economizer | A | Cumulative Energy Savings (MWh or mTherms) | Achievable Economic RVT Potential | 0 | 0 | 0.026795 | 0.073468 | 0.13991 | 0.22847 | 0.3301 | 0.43539 | 0.5305 | 0.61644 | 0.69089 | 0.75588 | 0.81214 | 0.86122 | 0.90245 | 0.93763 | 0.96746 | 0.96756 | 0.96757 | 0.9677 | 0.9678 | 0.96787 | 0
F8_Industrial_Petroleum_New_Process_Natural Gas_Gas Boiler - Stack Economizer_A_Achievable Economic RVT Potential | F8 | Industrial | Petroleum | New | Process | Natural Gas | Gas Boiler - Stack Economizer | A | Cumulative Summer Peak Savings (MW) | Achievable Economic RVT Potential | 0 | 0 | 0 | 0 | 0 | 0 | 0 | 0 | 0 | 0 | 0 | 0 | 0 | 0 | 0 | 0 | 0 | 0 | 0 | 0 | 0 | 0 | 0
F9_Industrial_Petroleum_New_Process_Natural Gas_Gas Boiler - Stack Economizer_A_Achievable Economic RVT Potential | F9 | Industrial | Petroleum | New | Process | Natural Gas | Gas Boiler - Stack Economizer | A | Cumulative Winter Peak Savings (MW) | Achievable Economic RVT Potential | 0 | 0 | 0 | 0 | 0 | 0 | 0 | 0 | 0 | 0 | 0 | 0 | 0 | 0 | 0 | 0 | 0 | 0 | 0 | 0 | 0 | 0 | 0
F10_Industrial_Petroleum_New_Process_Natural Gas_Gas Boiler - Stack Economizer_A_Achievable Economic RVT Potential | F10 | Industrial | Petroleum | New | Process | Natural Gas | Gas Boiler - Stack Economizer | A | Purchases (Incremental) | Achievable Economic RVT Potential | 0 | 0 | 0.038213 | 0.066689 | 0.095095 | 0.12693 | 0.14611 | 0.15153 | 0.13705 | 0.12388 | 0.10759 | 0.093878 | 0.081265 | 0.070731 | 0.05969 | 0.050771 | 0.043031 | 0.038213 | 0.066689 | 0.095095 | 0.12693 | 0.14611 | 0
F11_Industrial_Petroleum_New_Process_Natural Gas_Gas Boiler - Stack Economizer_A_Achievable Economic RVT Potential | F11 | Industrial | Petroleum | New | Process | Natural Gas | Gas Boiler - Stack Economizer | A | Purchases (Cumulative) | Achievable Economic RVT Potential | 0 | 0 | 0.038213 | 0.1049 | 0.2 | 0.32693 | 0.47304 | 0.62457 | 0.76162 | 0.8855 | 0.99309 | 1.087 | 1.1682 | 1.239 | 1.2986 | 1.3494 | 1.3925 | 1.3925 | 1.3925 | 1.3925 | 1.3925 | 1.3925 | 0
F1_Industrial_Petroleum_New_Space Heating_Natural Gas_Gas Furnace Tube Inserts_A_Achievable Economic RVT Potential | F1 | Industrial | Petroleum | New | Space Heating | Natural Gas | Gas Furnace Tube Inserts | A | Integrated Unit Energy Savings (kWh or therms) | Achievable Economic RVT Potential | 0 | 0 | 0.077901 | 0.077116 | 0.07667 | 0.076329 | 0.076165 | 0.076002 | 0.075867 | 0.075742 | 0.075662 | 0.075582 | 0.075514 | 0.075445 | 0.075403 | 0.075357 | 0.075316 | 0.075273 | 0.075247 | 0.075213 | 0.075183 | 0.075152 | 0
F2_Industrial_Petroleum_New_Space Heating_Natural Gas_Gas Furnace Tube Inserts_A_Achievable Economic RVT Potential | F2 | Industrial | Petroleum | New | Space Heating | Natural Gas | Gas Furnace Tube Inserts | A | Integrated Unit Summer Peak Savings (kW) | Achievable Economic RVT Potential | 0 | 0 | 0 | 0 | 0 | 0 | 0 | 0 | 0 | 0 | 0 | 0 | 0 | 0 | 0 | 0 | 0 | 0 | 0 | 0 | 0 | 0 | 0
F3_Industrial_Petroleum_New_Space Heating_Natural Gas_Gas Furnace Tube Inserts_A_Achievable Economic RVT Potential | F3 | Industrial | Petroleum | New | Space Heating | Natural Gas | Gas Furnace Tube Inserts | A | Integrated Unit Winter Peak Savings (kW) | Achievable Economic RVT Potential | 0 | 0 | 0 | 0 | 0 | 0 | 0 | 0 | 0 | 0 | 0 | 0 | 0 | 0 | 0 | 0 | 0 | 0 | 0 | 0 | 0 | 0 | 0
F4_Industrial_Petroleum_New_Space Heating_Natural Gas_Gas Furnace Tube Inserts_A_Achievable Economic RVT Potential | F4 | Industrial | Petroleum | New | Space Heating | Natural Gas | Gas Furnace Tube Inserts | A | Incremental Energy Savings (MWh or mTherms) | Achievable Economic RVT Potential | 0 | 0 | 0 | 0 | 0 | 0 | 0 | 0 | 0 | 0 | 0 | 0 | 0 | 0 | 0 | 0 | 0 | 0 | 0 | 0 | 0 | 0 | 0
F5_Industrial_Petroleum_New_Space Heating_Natural Gas_Gas Furnace Tube Inserts_A_Achievable Economic RVT Potential | F5 | Industrial | Petroleum | New | Space Heating | Natural Gas | Gas Furnace Tube Inserts | A | Incremental Summer Peak Savings (MW) | Achievable Economic RVT Potential | 0 | 0 | 0 | 0 | 0 | 0 | 0 | 0 | 0 | 0 | 0 | 0 | 0 | 0 | 0 | 0 | 0 | 0 | 0 | 0 | 0 | 0 | 0
F6_Industrial_Petroleum_New_Space Heating_Natural Gas_Gas Furnace Tube Inserts_A_Achievable Economic RVT Potential | F6 | Industrial | Petroleum | New | Space Heating | Natural Gas | Gas Furnace Tube Inserts | A | Incremental Winter Peak Savings (MW) | Achievable Economic RVT Potential | 0 | 0 | 0 | 0 | 0 | 0 | 0 | 0 | 0 | 0 | 0 | 0 | 0 | 0 | 0 | 0 | 0 | 0 | 0 | 0 | 0 | 0 | 0
F7_Industrial_Petroleum_New_Space Heating_Natural Gas_Gas Furnace Tube Inserts_A_Achievable Economic RVT Potential | F7 | Industrial | Petroleum | New | Space Heating | Natural Gas | Gas Furnace Tube Inserts | A | Cumulative Energy Savings (MWh or mTherms) | Achievable Economic RVT Potential | 0 | 0 | 0 | 0 | 0 | 0 | 0 | 0 | 0 | 0 | 0 | 0 | 0 | 0 | 0 | 0 | 0 | 0 | 0 | 0 | 0 | 0 | 0
F8_Industrial_Petroleum_New_Space Heating_Natural Gas_Gas Furnace Tube Inserts_A_Achievable Economic RVT Potential | F8 | Industrial | Petroleum | New | Space Heating | Natural Gas | Gas Furnace Tube Inserts | A | Cumulative Summer Peak Savings (MW) | Achievable Economic RVT Potential | 0 | 0 | 0 | 0 | 0 | 0 | 0 | 0 | 0 | 0 | 0 | 0 | 0 | 0 | 0 | 0 | 0 | 0 | 0 | 0 | 0 | 0 | 0
F9_Industrial_Petroleum_New_Space Heating_Natural Gas_Gas Furnace Tube Inserts_A_Achievable Economic RVT Potential | F9 | Industrial | Petroleum | New | Space Heating | Natural Gas | Gas Furnace Tube Inserts | A | Cumulative Winter Peak Savings (MW) | Achievable Economic RVT Potential | 0 | 0 | 0 | 0 | 0 | 0 | 0 | 0 | 0 | 0 | 0 | 0 | 0 | 0 | 0 | 0 | 0 | 0 | 0 | 0 | 0 | 0 | 0
F10_Industrial_Petroleum_New_Space Heating_Natural Gas_Gas Furnace Tube Inserts_A_Achievable Economic RVT Potential | F10 | Industrial | Petroleum | New | Space Heating | Natural Gas | Gas Furnace Tube Inserts | A | Purchases (Incremental) | Achievable Economic RVT Potential | 0 | 0 | 0 | 0 | 0 | 0 | 0 | 0 | 0 | 0 | 0 | 0 | 0 | 0 | 0 | 0 | 0 | 0 | 0 | 0 | 0 | 0 | 0
F11_Industrial_Petroleum_New_Space Heating_Natural Gas_Gas Furnace Tube Inserts_A_Achievable Economic RVT Potential | F11 | Industrial | Petroleum | New | Space Heating | Natural Gas | Gas Furnace Tube Inserts | A | Purchases (Cumulative) | Achievable Economic RVT Potential | 0 | 0 | 0 | 0 | 0 | 0 | 0 | 0 | 0 | 0 | 0 | 0 | 0 | 0 | 0 | 0 | 0 | 0 | 0 | 0 | 0 | 0 | 0
F1_Industrial_Petroleum_New_Space Heating_Natural Gas_Space Heating - Heat Recovery Ventilator_A_Achievable Economic RVT Potential | F1 | Industrial | Petroleum | New | Space Heating | Natural Gas | Space Heating - Heat Recovery Ventilator | A | Integrated Unit Energy Savings (kWh or therms) | Achievable Economic RVT Potential | 0 | 0 | 0.01192 | 0.011781 | 0.011693 | 0.01162 | 0.011563 | 0.011507 | 0.011451 | 0.011394 | 0.011334 | 0.011273 | 0.011212 | 0.011154 | 0.011094 | 0.011044 | 0.011003 | 0.010977 | 0.010954 | 0.010946 | 0.010946 | 0.010952 | 0
F2_Industrial_Petroleum_New_Space Heating_Natural Gas_Space Heating - Heat Recovery Ventilator_A_Achievable Economic RVT Potential | F2 | Industrial | Petroleum | New | Space Heating | Natural Gas | Space Heating - Heat Recovery Ventilator | A | Integrated Unit Summer Peak Savings (kW) | Achievable Economic RVT Potential | 0 | 0 | 0 | 0 | 0 | 0 | 0 | 0 | 0 | 0 | 0 | 0 | 0 | 0 | 0 | 0 | 0 | 0 | 0 | 0 | 0 | 0 | 0
F3_Industrial_Petroleum_New_Space Heating_Natural Gas_Space Heating - Heat Recovery Ventilator_A_Achievable Economic RVT Potential | F3 | Industrial | Petroleum | New | Space Heating | Natural Gas | Space Heating - Heat Recovery Ventilator | A | Integrated Unit Winter Peak Savings (kW) | Achievable Economic RVT Potential | 0 | 0 | 0 | 0 | 0 | 0 | 0 | 0 | 0 | 0 | 0 | 0 | 0 | 0 | 0 | 0 | 0 | 0 | 0 | 0 | 0 | 0 | 0
F4_Industrial_Petroleum_New_Space Heating_Natural Gas_Space Heating - Heat Recovery Ventilator_A_Achievable Economic RVT Potential | F4 | Industrial | Petroleum | New | Space Heating | Natural Gas | Space Heating - Heat Recovery Ventilator | A | Incremental Energy Savings (MWh or mTherms) | Achievable Economic RVT Potential | 0 | 0 | 0 | 0 | 0 | 0 | 0 | 0 | 0 | 0 | 0 | 0 | 0 | 0 | 0 | 0 | 0 | 0 | 0 | 0 | 0 | 0 | 0
F5_Industrial_Petroleum_New_Space Heating_Natural Gas_Space Heating - Heat Recovery Ventilator_A_Achievable Economic RVT Potential | F5 | Industrial | Petroleum | New | Space Heating | Natural Gas | Space Heating - Heat Recovery Ventilator | A | Incremental Summer Peak Savings (MW) | Achievable Economic RVT Potential | 0 | 0 | 0 | 0 | 0 | 0 | 0 | 0 | 0 | 0 | 0 | 0 | 0 | 0 | 0 | 0 | 0 | 0 | 0 | 0 | 0 | 0 | 0
F6_Industrial_Petroleum_New_Space Heating_Natural Gas_Space Heating - Heat Recovery Ventilator_A_Achievable Economic RVT Potential | F6 | Industrial | Petroleum | New | Space Heating | Natural Gas | Space Heating - Heat Recovery Ventilator | A | Incremental Winter Peak Savings (MW) | Achievable Economic RVT Potential | 0 | 0 | 0 | 0 | 0 | 0 | 0 | 0 | 0 | 0 | 0 | 0 | 0 | 0 | 0 | 0 | 0 | 0 | 0 | 0 | 0 | 0 | 0
F7_Industrial_Petroleum_New_Space Heating_Natural Gas_Space Heating - Heat Recovery Ventilator_A_Achievable Economic RVT Potential | F7 | Industrial | Petroleum | New | Space Heating | Natural Gas | Space Heating - Heat Recovery Ventilator | A | Cumulative Energy Savings (MWh or mTherms) | Achievable Economic RVT Potential | 0 | 0 | 0 | 0 | 0 | 0 | 0 | 0 | 0 | 0 | 0 | 0 | 0 | 0 | 0 | 0 | 0 | 0 | 0 | 0 | 0 | 0 | 0
F8_Industrial_Petroleum_New_Space Heating_Natural Gas_Space Heating - Heat Recovery Ventilator_A_Achievable Economic RVT Potential | F8 | Industrial | Petroleum | New | Space Heating | Natural Gas | Space Heating - Heat Recovery Ventilator | A | Cumulative Summer Peak Savings (MW) | Achievable Economic RVT Potential | 0 | 0 | 0 | 0 | 0 | 0 | 0 | 0 | 0 | 0 | 0 | 0 | 0 | 0 | 0 | 0 | 0 | 0 | 0 | 0 | 0 | 0 | 0
F9_Industrial_Petroleum_New_Space Heating_Natural Gas_Space Heating - Heat Recovery Ventilator_A_Achievable Economic RVT Potential | F9 | Industrial | Petroleum | New | Space Heating | Natural Gas | Space Heating - Heat Recovery Ventilator | A | Cumulative Winter Peak Savings (MW) | Achievable Economic RVT Potential | 0 | 0 | 0 | 0 | 0 | 0 | 0 | 0 | 0 | 0 | 0 | 0 | 0 | 0 | 0 | 0 | 0 | 0 | 0 | 0 | 0 | 0 | 0
F10_Industrial_Petroleum_New_Space Heating_Natural Gas_Space Heating - Heat Recovery Ventilator_A_Achievable Economic RVT Potential | F10 | Industrial | Petroleum | New | Space Heating | Natural Gas | Space Heating - Heat Recovery Ventilator | A | Purchases (Incremental) | Achievable Economic RVT Potential | 0 | 0 | 0 | 0 | 0 | 0 | 0 | 0 | 0 | 0 | 0 | 0 | 0 | 0 | 0 | 0 | 0 | 0 | 0 | 0 | 0 | 0 | 0
F11_Industrial_Petroleum_New_Space Heating_Natural Gas_Space Heating - Heat Recovery Ventilator_A_Achievable Economic RVT Potential | F11 | Industrial | Petroleum | New | Space Heating | Natural Gas | Space Heating - Heat Recovery Ventilator | A | Purchases (Cumulative) | Achievable Economic RVT Potential | 0 | 0 | 0 | 0 | 0 | 0 | 0 | 0 | 0 | 0 | 0 | 0 | 0 | 0 | 0 | 0 | 0 | 0 | 0 | 0 | 0 | 0 | 0
F1_Industrial_Petroleum_New_Space Heating_Natural Gas_Thermostat - Programmable_A_Achievable Economic RVT Potential | F1 | Industrial | Petroleum | New | Space Heating | Natural Gas | Thermostat - Programmable | A | Integrated Unit Energy Savings (kWh or therms) | Achievable Economic RVT Potential | 0 | 0 | 0.0057666 | 0.0056993 | 0.0056567 | 0.0056213 | 0.0055939 | 0.0055667 | 0.0055397 | 0.0055122 | 0.0054832 | 0.0054538 | 0.0054239 | 0.005396 | 0.0053669 | 0.0053426 | 0.0053227 | 0.0053104 | 0.0052993 | 0.0052953 | 0.0052954 | 0.0052981 | 0
F2_Industrial_Petroleum_New_Space Heating_Natural Gas_Thermostat - Programmable_A_Achievable Economic RVT Potential | F2 | Industrial | Petroleum | New | Space Heating | Natural Gas | Thermostat - Programmable | A | Integrated Unit Summer Peak Savings (kW) | Achievable Economic RVT Potential | 0 | 0 | 0 | 0 | 0 | 0 | 0 | 0 | 0 | 0 | 0 | 0 | 0 | 0 | 0 | 0 | 0 | 0 | 0 | 0 | 0 | 0 | 0
F3_Industrial_Petroleum_New_Space Heating_Natural Gas_Thermostat - Programmable_A_Achievable Economic RVT Potential | F3 | Industrial | Petroleum | New | Space Heating | Natural Gas | Thermostat - Programmable | A | Integrated Unit Winter Peak Savings (kW) | Achievable Economic RVT Potential | 0 | 0 | 0 | 0 | 0 | 0 | 0 | 0 | 0 | 0 | 0 | 0 | 0 | 0 | 0 | 0 | 0 | 0 | 0 | 0 | 0 | 0 | 0
F4_Industrial_Petroleum_New_Space Heating_Natural Gas_Thermostat - Programmable_A_Achievable Economic RVT Potential | F4 | Industrial | Petroleum | New | Space Heating | Natural Gas | Thermostat - Programmable | A | Incremental Energy Savings (MWh or mTherms) | Achievable Economic RVT Potential | 0 | 0 | 0 | 0 | 0 | 0 | 0 | 0 | 0 | 0 | 0 | 0 | 0 | 0 | 0 | 0 | 0 | 0 | 0 | 0 | 0 | 0 | 0
F5_Industrial_Petroleum_New_Space Heating_Natural Gas_Thermostat - Programmable_A_Achievable Economic RVT Potential | F5 | Industrial | Petroleum | New | Space Heating | Natural Gas | Thermostat - Programmable | A | Incremental Summer Peak Savings (MW) | Achievable Economic RVT Potential | 0 | 0 | 0 | 0 | 0 | 0 | 0 | 0 | 0 | 0 | 0 | 0 | 0 | 0 | 0 | 0 | 0 | 0 | 0 | 0 | 0 | 0 | 0
F6_Industrial_Petroleum_New_Space Heating_Natural Gas_Thermostat - Programmable_A_Achievable Economic RVT Potential | F6 | Industrial | Petroleum | New | Space Heating | Natural Gas | Thermostat - Programmable | A | Incremental Winter Peak Savings (MW) | Achievable Economic RVT Potential | 0 | 0 | 0 | 0 | 0 | 0 | 0 | 0 | 0 | 0 | 0 | 0 | 0 | 0 | 0 | 0 | 0 | 0 | 0 | 0 | 0 | 0 | 0
F7_Industrial_Petroleum_New_Space Heating_Natural Gas_Thermostat - Programmable_A_Achievable Economic RVT Potential | F7 | Industrial | Petroleum | New | Space Heating | Natural Gas | Thermostat - Programmable | A | Cumulative Energy Savings (MWh or mTherms) | Achievable Economic RVT Potential | 0 | 0 | 0 | 0 | 0 | 0 | 0 | 0 | 0 | 0 | 0 | 0 | 0 | 0 | 0 | 0 | 0 | 0 | 0 | 0 | 0 | 0 | 0
F8_Industrial_Petroleum_New_Space Heating_Natural Gas_Thermostat - Programmable_A_Achievable Economic RVT Potential | F8 | Industrial | Petroleum | New | Space Heating | Natural Gas | Thermostat - Programmable | A | Cumulative Summer Peak Savings (MW) | Achievable Economic RVT Potential | 0 | 0 | 0 | 0 | 0 | 0 | 0 | 0 | 0 | 0 | 0 | 0 | 0 | 0 | 0 | 0 | 0 | 0 | 0 | 0 | 0 | 0 | 0
F9_Industrial_Petroleum_New_Space Heating_Natural Gas_Thermostat - Programmable_A_Achievable Economic RVT Potential | F9 | Industrial | Petroleum | New | Space Heating | Natural Gas | Thermostat - Programmable | A | Cumulative Winter Peak Savings (MW) | Achievable Economic RVT Potential | 0 | 0 | 0 | 0 | 0 | 0 | 0 | 0 | 0 | 0 | 0 | 0 | 0 | 0 | 0 | 0 | 0 | 0 | 0 | 0 | 0 | 0 | 0
F10_Industrial_Petroleum_New_Space Heating_Natural Gas_Thermostat - Programmable_A_Achievable Economic RVT Potential | F10 | Industrial | Petroleum | New | Space Heating | Natural Gas | Thermostat - Programmable | A | Purchases (Incremental) | Achievable Economic RVT Potential | 0 | 0 | 0 | 0 | 0 | 0 | 0 | 0 | 0 | 0 | 0 | 0 | 0 | 0 | 0 | 0 | 0 | 0 | 0 | 0 | 0 | 0 | 0
F11_Industrial_Petroleum_New_Space Heating_Natural Gas_Thermostat - Programmable_A_Achievable Economic RVT Potential | F11 | Industrial | Petroleum | New | Space Heating | Natural Gas | Thermostat - Programmable | A | Purchases (Cumulative) | Achievable Economic RVT Potential | 0 | 0 | 0 | 0 | 0 | 0 | 0 | 0 | 0 | 0 | 0 | 0 | 0 | 0 | 0 | 0 | 0 | 0 | 0 | 0 | 0 | 0 | 0
F1_Industrial_Petroleum_New_Space Heating_Natural Gas_ENERGY STAR Connected Thermostat_A_Achievable Economic RVT Potential | F1 | Industrial | Petroleum | New | Space Heating | Natural Gas | ENERGY STAR Connected Thermostat | A | Integrated Unit Energy Savings (kWh or therms) | Achievable Economic RVT Potential | 0 | 0 | 0.01394 | 0.013777 | 0.013674 | 0.013589 | 0.013522 | 0.013457 | 0.013391 | 0.013325 | 0.013255 | 0.013184 | 0.013112 | 0.013044 | 0.012974 | 0.012915 | 0.012867 | 0.012837 | 0.01281 | 0.012801 | 0.012801 | 0.012807 | 0
F2_Industrial_Petroleum_New_Space Heating_Natural Gas_ENERGY STAR Connected Thermostat_A_Achievable Economic RVT Potential | F2 | Industrial | Petroleum | New | Space Heating | Natural Gas | ENERGY STAR Connected Thermostat | A | Integrated Unit Summer Peak Savings (kW) | Achievable Economic RVT Potential | 0 | 0 | 0 | 0 | 0 | 0 | 0 | 0 | 0 | 0 | 0 | 0 | 0 | 0 | 0 | 0 | 0 | 0 | 0 | 0 | 0 | 0 | 0
F3_Industrial_Petroleum_New_Space Heating_Natural Gas_ENERGY STAR Connected Thermostat_A_Achievable Economic RVT Potential | F3 | Industrial | Petroleum | New | Space Heating | Natural Gas | ENERGY STAR Connected Thermostat | A | Integrated Unit Winter Peak Savings (kW) | Achievable Economic RVT Potential | 0 | 0 | 0 | 0 | 0 | 0 | 0 | 0 | 0 | 0 | 0 | 0 | 0 | 0 | 0 | 0 | 0 | 0 | 0 | 0 | 0 | 0 | 0
F4_Industrial_Petroleum_New_Space Heating_Natural Gas_ENERGY STAR Connected Thermostat_A_Achievable Economic RVT Potential | F4 | Industrial | Petroleum | New | Space Heating | Natural Gas | ENERGY STAR Connected Thermostat | A | Incremental Energy Savings (MWh or mTherms) | Achievable Economic RVT Potential | 0 | 0 | 0 | 0 | 0 | 0 | 0 | 0 | 0 | 0 | 0 | 0 | 0 | 0 | 0 | 0 | 0 | 0 | 0 | 0 | 0 | 0 | 0
F5_Industrial_Petroleum_New_Space Heating_Natural Gas_ENERGY STAR Connected Thermostat_A_Achievable Economic RVT Potential | F5 | Industrial | Petroleum | New | Space Heating | Natural Gas | ENERGY STAR Connected Thermostat | A | Incremental Summer Peak Savings (MW) | Achievable Economic RVT Potential | 0 | 0 | 0 | 0 | 0 | 0 | 0 | 0 | 0 | 0 | 0 | 0 | 0 | 0 | 0 | 0 | 0 | 0 | 0 | 0 | 0 | 0 | 0
F6_Industrial_Petroleum_New_Space Heating_Natural Gas_ENERGY STAR Connected Thermostat_A_Achievable Economic RVT Potential | F6 | Industrial | Petroleum | New | Space Heating | Natural Gas | ENERGY STAR Connected Thermostat | A | Incremental Winter Peak Savings (MW) | Achievable Economic RVT Potential | 0 | 0 | 0 | 0 | 0 | 0 | 0 | 0 | 0 | 0 | 0 | 0 | 0 | 0 | 0 | 0 | 0 | 0 | 0 | 0 | 0 | 0 | 0
F7_Industrial_Petroleum_New_Space Heating_Natural Gas_ENERGY STAR Connected Thermostat_A_Achievable Economic RVT Potential | F7 | Industrial | Petroleum | New | Space Heating | Natural Gas | ENERGY STAR Connected Thermostat | A | Cumulative Energy Savings (MWh or mTherms) | Achievable Economic RVT Potential | 0 | 0 | 0 | 0 | 0 | 0 | 0 | 0 | 0 | 0 | 0 | 0 | 0 | 0 | 0 | 0 | 0 | 0 | 0 | 0 | 0 | 0 | 0
F8_Industrial_Petroleum_New_Space Heating_Natural Gas_ENERGY STAR Connected Thermostat_A_Achievable Economic RVT Potential | F8 | Industrial | Petroleum | New | Space Heating | Natural Gas | ENERGY STAR Connected Thermostat | A | Cumulative Summer Peak Savings (MW) | Achievable Economic RVT Potential | 0 | 0 | 0 | 0 | 0 | 0 | 0 | 0 | 0 | 0 | 0 | 0 | 0 | 0 | 0 | 0 | 0 | 0 | 0 | 0 | 0 | 0 | 0
F9_Industrial_Petroleum_New_Space Heating_Natural Gas_ENERGY STAR Connected Thermostat_A_Achievable Economic RVT Potential | F9 | Industrial | Petroleum | New | Space Heating | Natural Gas | ENERGY STAR Connected Thermostat | A | Cumulative Winter Peak Savings (MW) | Achievable Economic RVT Potential | 0 | 0 | 0 | 0 | 0 | 0 | 0 | 0 | 0 | 0 | 0 | 0 | 0 | 0 | 0 | 0 | 0 | 0 | 0 | 0 | 0 | 0 | 0
F10_Industrial_Petroleum_New_Space Heating_Natural Gas_ENERGY STAR Connected Thermostat_A_Achievable Economic RVT Potential | F10 | Industrial | Petroleum | New | Space Heating | Natural Gas | ENERGY STAR Connected Thermostat | A | Purchases (Incremental) | Achievable Economic RVT Potential | 0 | 0 | 0 | 0 | 0 | 0 | 0 | 0 | 0 | 0 | 0 | 0 | 0 | 0 | 0 | 0 | 0 | 0 | 0 | 0 | 0 | 0 | 0
F11_Industrial_Petroleum_New_Space Heating_Natural Gas_ENERGY STAR Connected Thermostat_A_Achievable Economic RVT Potential | F11 | Industrial | Petroleum | New | Space Heating | Natural Gas | ENERGY STAR Connected Thermostat | A | Purchases (Cumulative) | Achievable Economic RVT Potential | 0 | 0 | 0 | 0 | 0 | 0 | 0 | 0 | 0 | 0 | 0 | 0 | 0 | 0 | 0 | 0 | 0 | 0 | 0 | 0 | 0 | 0 | 0
F1_Industrial_Petroleum_New_Space Heating_Natural Gas_Destratification Fans (HVLS)_A_Achievable Economic RVT Potential | F1 | Industrial | Petroleum | New | Space Heating | Natural Gas | Destratification Fans (HVLS) | A | Integrated Unit Energy Savings (kWh or therms) | Achievable Economic RVT Potential | 0 | 0 | 0.01394 | 0.013777 | 0.013674 | 0.013589 | 0.013522 | 0.013457 | 0.013391 | 0.013325 | 0.013255 | 0.013184 | 0.013112 | 0.013044 | 0.012974 | 0.012915 | 0.012867 | 0.012837 | 0.01281 | 0.012801 | 0.012801 | 0.012807 | 0
F2_Industrial_Petroleum_New_Space Heating_Natural Gas_Destratification Fans (HVLS)_A_Achievable Economic RVT Potential | F2 | Industrial | Petroleum | New | Space Heating | Natural Gas | Destratification Fans (HVLS) | A | Integrated Unit Summer Peak Savings (kW) | Achievable Economic RVT Potential | 0 | 0 | 0 | 0 | 0 | 0 | 0 | 0 | 0 | 0 | 0 | 0 | 0 | 0 | 0 | 0 | 0 | 0 | 0 | 0 | 0 | 0 | 0
F3_Industrial_Petroleum_New_Space Heating_Natural Gas_Destratification Fans (HVLS)_A_Achievable Economic RVT Potential | F3 | Industrial | Petroleum | New | Space Heating | Natural Gas | Destratification Fans (HVLS) | A | Integrated Unit Winter Peak Savings (kW) | Achievable Economic RVT Potential | 0 | 0 | 0 | 0 | 0 | 0 | 0 | 0 | 0 | 0 | 0 | 0 | 0 | 0 | 0 | 0 | 0 | 0 | 0 | 0 | 0 | 0 | 0
F4_Industrial_Petroleum_New_Space Heating_Natural Gas_Destratification Fans (HVLS)_A_Achievable Economic RVT Potential | F4 | Industrial | Petroleum | New | Space Heating | Natural Gas | Destratification Fans (HVLS) | A | Incremental Energy Savings (MWh or mTherms) | Achievable Economic RVT Potential | 0 | 0 | 0 | 0 | 0 | 0 | 0 | 0 | 0 | 0 | 0 | 0 | 0 | 0 | 0 | 0 | 0 | 0 | 0 | 0 | 0 | 0 | 0
F5_Industrial_Petroleum_New_Space Heating_Natural Gas_Destratification Fans (HVLS)_A_Achievable Economic RVT Potential | F5 | Industrial | Petroleum | New | Space Heating | Natural Gas | Destratification Fans (HVLS) | A | Incremental Summer Peak Savings (MW) | Achievable Economic RVT Potential | 0 | 0 | 0 | 0 | 0 | 0 | 0 | 0 | 0 | 0 | 0 | 0 | 0 | 0 | 0 | 0 | 0 | 0 | 0 | 0 | 0 | 0 | 0
F6_Industrial_Petroleum_New_Space Heating_Natural Gas_Destratification Fans (HVLS)_A_Achievable Economic RVT Potential | F6 | Industrial | Petroleum | New | Space Heating | Natural Gas | Destratification Fans (HVLS) | A | Incremental Winter Peak Savings (MW) | Achievable Economic RVT Potential | 0 | 0 | 0 | 0 | 0 | 0 | 0 | 0 | 0 | 0 | 0 | 0 | 0 | 0 | 0 | 0 | 0 | 0 | 0 | 0 | 0 | 0 | 0
F7_Industrial_Petroleum_New_Space Heating_Natural Gas_Destratification Fans (HVLS)_A_Achievable Economic RVT Potential | F7 | Industrial | Petroleum | New | Space Heating | Natural Gas | Destratification Fans (HVLS) | A | Cumulative Energy Savings (MWh or mTherms) | Achievable Economic RVT Potential | 0 | 0 | 0 | 0 | 0 | 0 | 0 | 0 | 0 | 0 | 0 | 0 | 0 | 0 | 0 | 0 | 0 | 0 | 0 | 0 | 0 | 0 | 0
F8_Industrial_Petroleum_New_Space Heating_Natural Gas_Destratification Fans (HVLS)_A_Achievable Economic RVT Potential | F8 | Industrial | Petroleum | New | Space Heating | Natural Gas | Destratification Fans (HVLS) | A | Cumulative Summer Peak Savings (MW) | Achievable Economic RVT Potential | 0 | 0 | 0 | 0 | 0 | 0 | 0 | 0 | 0 | 0 | 0 | 0 | 0 | 0 | 0 | 0 | 0 | 0 | 0 | 0 | 0 | 0 | 0
F9_Industrial_Petroleum_New_Space Heating_Natural Gas_Destratification Fans (HVLS)_A_Achievable Economic RVT Potential | F9 | Industrial | Petroleum | New | Space Heating | Natural Gas | Destratification Fans (HVLS) | A | Cumulative Winter Peak Savings (MW) | Achievable Economic RVT Potential | 0 | 0 | 0 | 0 | 0 | 0 | 0 | 0 | 0 | 0 | 0 | 0 | 0 | 0 | 0 | 0 | 0 | 0 | 0 | 0 | 0 | 0 | 0
F10_Industrial_Petroleum_New_Space Heating_Natural Gas_Destratification Fans (HVLS)_A_Achievable Economic RVT Potential | F10 | Industrial | Petroleum | New | Space Heating | Natural Gas | Destratification Fans (HVLS) | A | Purchases (Incremental) | Achievable Economic RVT Potential | 0 | 0 | 0 | 0 | 0 | 0 | 0 | 0 | 0 | 0 | 0 | 0 | 0 | 0 | 0 | 0 | 0 | 0 | 0 | 0 | 0 | 0 | 0
F11_Industrial_Petroleum_New_Space Heating_Natural Gas_Destratification Fans (HVLS)_A_Achievable Economic RVT Potential | F11 | Industrial | Petroleum | New | Space Heating | Natural Gas | Destratification Fans (HVLS) | A | Purchases (Cumulative) | Achievable Economic RVT Potential | 0 | 0 | 0 | 0 | 0 | 0 | 0 | 0 | 0 | 0 | 0 | 0 | 0 | 0 | 0 | 0 | 0 | 0 | 0 | 0 | 0 | 0 | 0
F1_Industrial_Petroleum_New_Space Heating_Natural Gas_Gas Boiler - Insulate Steam Lines/Condensate Tank_A_Achievable Economic RVT Potential | F1 | Industrial | Petroleum | New | Space Heating | Natural Gas | Gas Boiler - Insulate Steam Lines/Condensate Tank | A | Integrated Unit Energy Savings (kWh or therms) | Achievable Economic RVT Potential | 0 | 0 | 1099.3168 | 1086.7464 | 1078.8536 | 1072.3393 | 1067.4435 | 1062.5326 | 1057.6219 | 1052.5625 | 1047.2592 | 1041.8008 | 1036.2465 | 1030.999 | 1025.5522 | 1020.9833 | 1017.2211 | 1014.8371 | 1012.7433 | 1011.9812 | 1012.0016 | 1012.5102 | 0
F2_Industrial_Petroleum_New_Space Heating_Natural Gas_Gas Boiler - Insulate Steam Lines/Condensate Tank_A_Achievable Economic RVT Potential | F2 | Industrial | Petroleum | New | Space Heating | Natural Gas | Gas Boiler - Insulate Steam Lines/Condensate Tank | A | Integrated Unit Summer Peak Savings (kW) | Achievable Economic RVT Potential | 0 | 0 | 0 | 0 | 0 | 0 | 0 | 0 | 0 | 0 | 0 | 0 | 0 | 0 | 0 | 0 | 0 | 0 | 0 | 0 | 0 | 0 | 0
F3_Industrial_Petroleum_New_Space Heating_Natural Gas_Gas Boiler - Insulate Steam Lines/Condensate Tank_A_Achievable Economic RVT Potential | F3 | Industrial | Petroleum | New | Space Heating | Natural Gas | Gas Boiler - Insulate Steam Lines/Condensate Tank | A | Integrated Unit Winter Peak Savings (kW) | Achievable Economic RVT Potential | 0 | 0 | 0 | 0 | 0 | 0 | 0 | 0 | 0 | 0 | 0 | 0 | 0 | 0 | 0 | 0 | 0 | 0 | 0 | 0 | 0 | 0 | 0
F4_Industrial_Petroleum_New_Space Heating_Natural Gas_Gas Boiler - Insulate Steam Lines/Condensate Tank_A_Achievable Economic RVT Potential | F4 | Industrial | Petroleum | New | Space Heating | Natural Gas | Gas Boiler - Insulate Steam Lines/Condensate Tank | A | Incremental Energy Savings (MWh or mTherms) | Achievable Economic RVT Potential | 0 | 0 | 3.0228e-05 | 5.215e-05 | 7.3823e-05 | 9.7945e-05 | 0.00011223 | 0.00012873 | 0.00014486 | 0.00016289 | 0.00017595 | 0.0001909 | 0.00020547 | 0.00022241 | 0.00023338 | 0.00024703 | 0.00026074 | 0.00027712 | 0.00028774 | 0.00030131 | 0.00031473 | 0.00032826 | 0
F5_Industrial_Petroleum_New_Space Heating_Natural Gas_Gas Boiler - Insulate Steam Lines/Condensate Tank_A_Achievable Economic RVT Potential | F5 | Industrial | Petroleum | New | Space Heating | Natural Gas | Gas Boiler - Insulate Steam Lines/Condensate Tank | A | Incremental Summer Peak Savings (MW) | Achievable Economic RVT Potential | 0 | 0 | 0 | 0 | 0 | 0 | 0 | 0 | 0 | 0 | 0 | 0 | 0 | 0 | 0 | 0 | 0 | 0 | 0 | 0 | 0 | 0 | 0
F6_Industrial_Petroleum_New_Space Heating_Natural Gas_Gas Boiler - Insulate Steam Lines/Condensate Tank_A_Achievable Economic RVT Potential | F6 | Industrial | Petroleum | New | Space Heating | Natural Gas | Gas Boiler - Insulate Steam Lines/Condensate Tank | A | Incremental Winter Peak Savings (MW) | Achievable Economic RVT Potential | 0 | 0 | 0 | 0 | 0 | 0 | 0 | 0 | 0 | 0 | 0 | 0 | 0 | 0 | 0 | 0 | 0 | 0 | 0 | 0 | 0 | 0 | 0
F7_Industrial_Petroleum_New_Space Heating_Natural Gas_Gas Boiler - Insulate Steam Lines/Condensate Tank_A_Achievable Economic RVT Potential | F7 | Industrial | Petroleum | New | Space Heating | Natural Gas | Gas Boiler - Insulate Steam Lines/Condensate Tank | A | Cumulative Energy Savings (MWh or mTherms) | Achievable Economic RVT Potential | 0 | 0 | 3.0228e-05 | 8.2032e-05 | 0.00015526 | 0.00025227 | 0.00036334 | 0.0004904 | 0.00063299 | 0.00079285 | 0.0009648 | 0.0011507 | 0.00135 | 0.0015656 | 0.0017907 | 0.0020297 | 0.002283 | 0.0025548 | 0.0028372 | 0.0031364 | 0.0034512 | 0.0037812 | 0
F8_Industrial_Petroleum_New_Space Heating_Natural Gas_Gas Boiler - Insulate Steam Lines/Condensate Tank_A_Achievable Economic RVT Potential | F8 | Industrial | Petroleum | New | Space Heating | Natural Gas | Gas Boiler - Insulate Steam Lines/Condensate Tank | A | Cumulative Summer Peak Savings (MW) | Achievable Economic RVT Potential | 0 | 0 | 0 | 0 | 0 | 0 | 0 | 0 | 0 | 0 | 0 | 0 | 0 | 0 | 0 | 0 | 0 | 0 | 0 | 0 | 0 | 0 | 0
F9_Industrial_Petroleum_New_Space Heating_Natural Gas_Gas Boiler - Insulate Steam Lines/Condensate Tank_A_Achievable Economic RVT Potential | F9 | Industrial | Petroleum | New | Space Heating | Natural Gas | Gas Boiler - Insulate Steam Lines/Condensate Tank | A | Cumulative Winter Peak Savings (MW) | Achievable Economic RVT Potential | 0 | 0 | 0 | 0 | 0 | 0 | 0 | 0 | 0 | 0 | 0 | 0 | 0 | 0 | 0 | 0 | 0 | 0 | 0 | 0 | 0 | 0 | 0
F10_Industrial_Petroleum_New_Space Heating_Natural Gas_Gas Boiler - Insulate Steam Lines/Condensate Tank_A_Achievable Economic RVT Potential | F10 | Industrial | Petroleum | New | Space Heating | Natural Gas | Gas Boiler - Insulate Steam Lines/Condensate Tank | A | Purchases (Incremental) | Achievable Economic RVT Potential | 0 | 0 | 2.7497e-05 | 4.7987e-05 | 6.8427e-05 | 9.1337e-05 | 0.00010513 | 0.00012115 | 0.00013697 | 0.00015476 | 0.00016801 | 0.00018324 | 0.00019828 | 0.00021572 | 0.00022756 | 0.00024195 | 0.00025633 | 0.00027307 | 0.00028412 | 0.00029774 | 0.000311 | 0.00032421 | 0
F11_Industrial_Petroleum_New_Space Heating_Natural Gas_Gas Boiler - Insulate Steam Lines/Condensate Tank_A_Achievable Economic RVT Potential | F11 | Industrial | Petroleum | New | Space Heating | Natural Gas | Gas Boiler - Insulate Steam Lines/Condensate Tank | A | Purchases (Cumulative) | Achievable Economic RVT Potential | 0 | 0 | 2.7497e-05 | 7.5484e-05 | 0.00014391 | 0.00023525 | 0.00034038 | 0.00046154 | 0.0005985 | 0.00075326 | 0.00092127 | 0.0011045 | 0.0013028 | 0.0015185 | 0.0017461 | 0.001988 | 0.0022444 | 0.0025174 | 0.0028015 | 0.0030993 | 0.0034103 | 0.0037345 | 0
F1_Industrial_Petroleum_New_Process_Natural Gas_Gas Boiler - Insulate Steam Lines/Condensate Tank_A_Achievable Economic RVT Potential | F1 | Industrial | Petroleum | New | Process | Natural Gas | Gas Boiler - Insulate Steam Lines/Condensate Tank | A | Integrated Unit Energy Savings (kWh or therms) | Achievable Economic RVT Potential | 0 | 0 | 5801.8536 | 5795.3887 | 5789.311 | 5783.9081 | 5776.2327 | 5770.8592 | 5766.6723 | 5763.9421 | 5760.8282 | 5758.9581 | 5757.6753 | 5757.5228 | 5756.5227 | 5756.4527 | 5756.5442 | 5757.6143 | 5758.2949 | 5759.6377 | 5760.7802 | 5761.7774 | 0
F2_Industrial_Petroleum_New_Process_Natural Gas_Gas Boiler - Insulate Steam Lines/Condensate Tank_A_Achievable Economic RVT Potential | F2 | Industrial | Petroleum | New | Process | Natural Gas | Gas Boiler - Insulate Steam Lines/Condensate Tank | A | Integrated Unit Summer Peak Savings (kW) | Achievable Economic RVT Potential | 0 | 0 | 0 | 0 | 0 | 0 | 0 | 0 | 0 | 0 | 0 | 0 | 0 | 0 | 0 | 0 | 0 | 0 | 0 | 0 | 0 | 0 | 0
F3_Industrial_Petroleum_New_Process_Natural Gas_Gas Boiler - Insulate Steam Lines/Condensate Tank_A_Achievable Economic RVT Potential | F3 | Industrial | Petroleum | New | Process | Natural Gas | Gas Boiler - Insulate Steam Lines/Condensate Tank | A | Integrated Unit Winter Peak Savings (kW) | Achievable Economic RVT Potential | 0 | 0 | 0 | 0 | 0 | 0 | 0 | 0 | 0 | 0 | 0 | 0 | 0 | 0 | 0 | 0 | 0 | 0 | 0 | 0 | 0 | 0 | 0
F4_Industrial_Petroleum_New_Process_Natural Gas_Gas Boiler - Insulate Steam Lines/Condensate Tank_A_Achievable Economic RVT Potential | F4 | Industrial | Petroleum | New | Process | Natural Gas | Gas Boiler - Insulate Steam Lines/Condensate Tank | A | Incremental Energy Savings (MWh or mTherms) | Achievable Economic RVT Potential | 0 | 0 | 0.012669 | 0.022085 | 0.031459 | 0.041953 | 0.048226 | 0.055522 | 0.062724 | 0.070837 | 0.07686 | 0.083804 | 0.090661 | 0.098634 | 0.10403 | 0.1106 | 0.11718 | 0.12485 | 0.12992 | 0.13618 | 0.14227 | 0.14834 | 0
F5_Industrial_Petroleum_New_Process_Natural Gas_Gas Boiler - Insulate Steam Lines/Condensate Tank_A_Achievable Economic RVT Potential | F5 | Industrial | Petroleum | New | Process | Natural Gas | Gas Boiler - Insulate Steam Lines/Condensate Tank | A | Incremental Summer Peak Savings (MW) | Achievable Economic RVT Potential | 0 | 0 | 0 | 0 | 0 | 0 | 0 | 0 | 0 | 0 | 0 | 0 | 0 | 0 | 0 | 0 | 0 | 0 | 0 | 0 | 0 | 0 | 0
F6_Industrial_Petroleum_New_Process_Natural Gas_Gas Boiler - Insulate Steam Lines/Condensate Tank_A_Achievable Economic RVT Potential | F6 | Industrial | Petroleum | New | Process | Natural Gas | Gas Boiler - Insulate Steam Lines/Condensate Tank | A | Incremental Winter Peak Savings (MW) | Achievable Economic RVT Potential | 0 | 0 | 0 | 0 | 0 | 0 | 0 | 0 | 0 | 0 | 0 | 0 | 0 | 0 | 0 | 0 | 0 | 0 | 0 | 0 | 0 | 0 | 0
F7_Industrial_Petroleum_New_Process_Natural Gas_Gas Boiler - Insulate Steam Lines/Condensate Tank_A_Achievable Economic RVT Potential | F7 | Industrial | Petroleum | New | Process | Natural Gas | Gas Boiler - Insulate Steam Lines/Condensate Tank | A | Cumulative Energy Savings (MWh or mTherms) | Achievable Economic RVT Potential | 0 | 0 | 0.012669 | 0.03474 | 0.066163 | 0.10805 | 0.15614 | 0.21151 | 0.27408 | 0.34479 | 0.42146 | 0.50513 | 0.59568 | 0.6943 | 0.79821 | 0.9088 | 1.026 | 1.151 | 1.2811 | 1.4176 | 1.5601 | 1.7088 | 0
F8_Industrial_Petroleum_New_Process_Natural Gas_Gas Boiler - Insulate Steam Lines/Condensate Tank_A_Achievable Economic RVT Potential | F8 | Industrial | Petroleum | New | Process | Natural Gas | Gas Boiler - Insulate Steam Lines/Condensate Tank | A | Cumulative Summer Peak Savings (MW) | Achievable Economic RVT Potential | 0 | 0 | 0 | 0 | 0 | 0 | 0 | 0 | 0 | 0 | 0 | 0 | 0 | 0 | 0 | 0 | 0 | 0 | 0 | 0 | 0 | 0 | 0
F9_Industrial_Petroleum_New_Process_Natural Gas_Gas Boiler - Insulate Steam Lines/Condensate Tank_A_Achievable Economic RVT Potential | F9 | Industrial | Petroleum | New | Process | Natural Gas | Gas Boiler - Insulate Steam Lines/Condensate Tank | A | Cumulative Winter Peak Savings (MW) | Achievable Economic RVT Potential | 0 | 0 | 0 | 0 | 0 | 0 | 0 | 0 | 0 | 0 | 0 | 0 | 0 | 0 | 0 | 0 | 0 | 0 | 0 | 0 | 0 | 0 | 0
F10_Industrial_Petroleum_New_Process_Natural Gas_Gas Boiler - Insulate Steam Lines/Condensate Tank_A_Achievable Economic RVT Potential | F10 | Industrial | Petroleum | New | Process | Natural Gas | Gas Boiler - Insulate Steam Lines/Condensate Tank | A | Purchases (Incremental) | Achievable Economic RVT Potential | 0 | 0 | 0.0021836 | 0.0038108 | 0.005434 | 0.0072534 | 0.0083491 | 0.009621 | 0.010877 | 0.01229 | 0.013342 | 0.014552 | 0.015746 | 0.017131 | 0.018071 | 0.019214 | 0.020356 | 0.021685 | 0.022563 | 0.023645 | 0.024697 | 0.025746 | 0
F11_Industrial_Petroleum_New_Process_Natural Gas_Gas Boiler - Insulate Steam Lines/Condensate Tank_A_Achievable Economic RVT Potential | F11 | Industrial | Petroleum | New | Process | Natural Gas | Gas Boiler - Insulate Steam Lines/Condensate Tank | A | Purchases (Cumulative) | Achievable Economic RVT Potential | 0 | 0 | 0.0021836 | 0.0059944 | 0.011428 | 0.018682 | 0.027031 | 0.036652 | 0.047529 | 0.059819 | 0.07316 | 0.087712 | 0.10346 | 0.12059 | 0.13866 | 0.15788 | 0.17823 | 0.19992 | 0.22248 | 0.24612 | 0.27082 | 0.29657 | 0
F1_Industrial_Petroleum_New_Space Heating_Natural Gas_Gas Boiler - Insulate Hot Water Lines_A_Achievable Economic RVT Potential | F1 | Industrial | Petroleum | New | Space Heating | Natural Gas | Gas Boiler - Insulate Hot Water Lines | A | Integrated Unit Energy Savings (kWh or therms) | Achievable Economic RVT Potential | 0 | 0 | 1243.9168 | 1230.6156 | 1222.7385 | 1216.607 | 1213.0034 | 1209.4819 | 1206.412 | 1203.5835 | 1201.357 | 1199.3061 | 1197.5292 | 1195.9522 | 1194.6503 | 1193.4579 | 1192.3633 | 1191.4457 | 1190.6351 | 1189.8516 | 1189.169 | 1188.4916 | 0
F2_Industrial_Petroleum_New_Space Heating_Natural Gas_Gas Boiler - Insulate Hot Water Lines_A_Achievable Economic RVT Potential | F2 | Industrial | Petroleum | New | Space Heating | Natural Gas | Gas Boiler - Insulate Hot Water Lines | A | Integrated Unit Summer Peak Savings (kW) | Achievable Economic RVT Potential | 0 | 0 | 0 | 0 | 0 | 0 | 0 | 0 | 0 | 0 | 0 | 0 | 0 | 0 | 0 | 0 | 0 | 0 | 0 | 0 | 0 | 0 | 0
F3_Industrial_Petroleum_New_Space Heating_Natural Gas_Gas Boiler - Insulate Hot Water Lines_A_Achievable Economic RVT Potential | F3 | Industrial | Petroleum | New | Space Heating | Natural Gas | Gas Boiler - Insulate Hot Water Lines | A | Integrated Unit Winter Peak Savings (kW) | Achievable Economic RVT Potential | 0 | 0 | 0 | 0 | 0 | 0 | 0 | 0 | 0 | 0 | 0 | 0 | 0 | 0 | 0 | 0 | 0 | 0 | 0 | 0 | 0 | 0 | 0
F4_Industrial_Petroleum_New_Space Heating_Natural Gas_Gas Boiler - Insulate Hot Water Lines_A_Achievable Economic RVT Potential | F4 | Industrial | Petroleum | New | Space Heating | Natural Gas | Gas Boiler - Insulate Hot Water Lines | A | Incremental Energy Savings (MWh or mTherms) | Achievable Economic RVT Potential | 0 | 0 | 3.4204e-05 | 5.9054e-05 | 8.3669e-05 | 0.00011112 | 0.00012753 | 0.00014653 | 0.00016524 | 0.00018626 | 0.00020184 | 0.00021977 | 0.00023745 | 0.000258 | 0.00027186 | 0.00028876 | 0.00030564 | 0.00032534 | 0.00033828 | 0.00035427 | 0.00036983 | 0.00038532 | 0
F5_Industrial_Petroleum_New_Space Heating_Natural Gas_Gas Boiler - Insulate Hot Water Lines_A_Achievable Economic RVT Potential | F5 | Industrial | Petroleum | New | Space Heating | Natural Gas | Gas Boiler - Insulate Hot Water Lines | A | Incremental Summer Peak Savings (MW) | Achievable Economic RVT Potential | 0 | 0 | 0 | 0 | 0 | 0 | 0 | 0 | 0 | 0 | 0 | 0 | 0 | 0 | 0 | 0 | 0 | 0 | 0 | 0 | 0 | 0 | 0
F6_Industrial_Petroleum_New_Space Heating_Natural Gas_Gas Boiler - Insulate Hot Water Lines_A_Achievable Economic RVT Potential | F6 | Industrial | Petroleum | New | Space Heating | Natural Gas | Gas Boiler - Insulate Hot Water Lines | A | Incremental Winter Peak Savings (MW) | Achievable Economic RVT Potential | 0 | 0 | 0 | 0 | 0 | 0 | 0 | 0 | 0 | 0 | 0 | 0 | 0 | 0 | 0 | 0 | 0 | 0 | 0 | 0 | 0 | 0 | 0
F7_Industrial_Petroleum_New_Space Heating_Natural Gas_Gas Boiler - Insulate Hot Water Lines_A_Achievable Economic RVT Potential | F7 | Industrial | Petroleum | New | Space Heating | Natural Gas | Gas Boiler - Insulate Hot Water Lines | A | Cumulative Energy Savings (MWh or mTherms) | Achievable Economic RVT Potential | 0 | 0 | 3.4204e-05 | 9.2892e-05 | 0.00017597 | 0.00028621 | 0.00041289 | 0.00055822 | 0.00072204 | 0.00090661 | 0.0011068 | 0.0013246 | 0.0015601 | 0.0018161 | 0.002086 | 0.0023726 | 0.0026761 | 0.0029994 | 0.0033356 | 0.0036877 | 0.0040554 | 0.0044384 | 0
F8_Industrial_Petroleum_New_Space Heating_Natural Gas_Gas Boiler - Insulate Hot Water Lines_A_Achievable Economic RVT Potential | F8 | Industrial | Petroleum | New | Space Heating | Natural Gas | Gas Boiler - Insulate Hot Water Lines | A | Cumulative Summer Peak Savings (MW) | Achievable Economic RVT Potential | 0 | 0 | 0 | 0 | 0 | 0 | 0 | 0 | 0 | 0 | 0 | 0 | 0 | 0 | 0 | 0 | 0 | 0 | 0 | 0 | 0 | 0 | 0
F9_Industrial_Petroleum_New_Space Heating_Natural Gas_Gas Boiler - Insulate Hot Water Lines_A_Achievable Economic RVT Potential | F9 | Industrial | Petroleum | New | Space Heating | Natural Gas | Gas Boiler - Insulate Hot Water Lines | A | Cumulative Winter Peak Savings (MW) | Achievable Economic RVT Potential | 0 | 0 | 0 | 0 | 0 | 0 | 0 | 0 | 0 | 0 | 0 | 0 | 0 | 0 | 0 | 0 | 0 | 0 | 0 | 0 | 0 | 0 | 0
F10_Industrial_Petroleum_New_Space Heating_Natural Gas_Gas Boiler - Insulate Hot Water Lines_A_Achievable Economic RVT Potential | F10 | Industrial | Petroleum | New | Space Heating | Natural Gas | Gas Boiler - Insulate Hot Water Lines | A | Purchases (Incremental) | Achievable Economic RVT Potential | 0 | 0 | 2.7497e-05 | 4.7987e-05 | 6.8427e-05 | 9.1337e-05 | 0.00010513 | 0.00012115 | 0.00013697 | 0.00015476 | 0.00016801 | 0.00018324 | 0.00019828 | 0.00021572 | 0.00022756 | 0.00024195 | 0.00025633 | 0.00027307 | 0.00028412 | 0.00029774 | 0.000311 | 0.00032421 | 0
F11_Industrial_Petroleum_New_Space Heating_Natural Gas_Gas Boiler - Insulate Hot Water Lines_A_Achievable Economic RVT Potential | F11 | Industrial | Petroleum | New | Space Heating | Natural Gas | Gas Boiler - Insulate Hot Water Lines | A | Purchases (Cumulative) | Achievable Economic RVT Potential | 0 | 0 | 2.7497e-05 | 7.5484e-05 | 0.00014391 | 0.00023525 | 0.00034038 | 0.00046154 | 0.0005985 | 0.00075326 | 0.00092127 | 0.0011045 | 0.0013028 | 0.0015185 | 0.0017461 | 0.001988 | 0.0022444 | 0.0025174 | 0.0028015 | 0.0030993 | 0.0034103 | 0.0037345 | 0
F1_Industrial_Petroleum_New_Process_Natural Gas_Gas Boiler - Insulate Hot Water Lines_A_Achievable Economic RVT Potential | F1 | Industrial | Petroleum | New | Process | Natural Gas | Gas Boiler - Insulate Hot Water Lines | A | Integrated Unit Energy Savings (kWh or therms) | Achievable Economic RVT Potential | 0 | 0 | 6564.5981 | 6561.1111 | 6557.7715 | 6554.8071 | 6550.5288 | 6547.0286 | 6544.2681 | 6542.4474 | 6540.487 | 6539.5267 | 6539.1563 | 6539.7009 | 6539.9043 | 6540.7692 | 6541.7668 | 6543.0389 | 6544.1072 | 6545.3173 | 6546.3933 | 6547.379 | 0
F2_Industrial_Petroleum_New_Process_Natural Gas_Gas Boiler - Insulate Hot Water Lines_A_Achievable Economic RVT Potential | F2 | Industrial | Petroleum | New | Process | Natural Gas | Gas Boiler - Insulate Hot Water Lines | A | Integrated Unit Summer Peak Savings (kW) | Achievable Economic RVT Potential | 0 | 0 | 0 | 0 | 0 | 0 | 0 | 0 | 0 | 0 | 0 | 0 | 0 | 0 | 0 | 0 | 0 | 0 | 0 | 0 | 0 | 0 | 0
F3_Industrial_Petroleum_New_Process_Natural Gas_Gas Boiler - Insulate Hot Water Lines_A_Achievable Economic RVT Potential | F3 | Industrial | Petroleum | New | Process | Natural Gas | Gas Boiler - Insulate Hot Water Lines | A | Integrated Unit Winter Peak Savings (kW) | Achievable Economic RVT Potential | 0 | 0 | 0 | 0 | 0 | 0 | 0 | 0 | 0 | 0 | 0 | 0 | 0 | 0 | 0 | 0 | 0 | 0 | 0 | 0 | 0 | 0 | 0
F4_Industrial_Petroleum_New_Process_Natural Gas_Gas Boiler - Insulate Hot Water Lines_A_Achievable Economic RVT Potential | F4 | Industrial | Petroleum | New | Process | Natural Gas | Gas Boiler - Insulate Hot Water Lines | A | Incremental Energy Savings (MWh or mTherms) | Achievable Economic RVT Potential | 0 | 0 | 0.014335 | 0.025003 | 0.035635 | 0.047544 | 0.054691 | 0.062989 | 0.071182 | 0.080404 | 0.087262 | 0.095163 | 0.10297 | 0.11203 | 0.11819 | 0.12567 | 0.13316 | 0.14189 | 0.14765 | 0.15476 | 0.16168 | 0.16857 | 0
F5_Industrial_Petroleum_New_Process_Natural Gas_Gas Boiler - Insulate Hot Water Lines_A_Achievable Economic RVT Potential | F5 | Industrial | Petroleum | New | Process | Natural Gas | Gas Boiler - Insulate Hot Water Lines | A | Incremental Summer Peak Savings (MW) | Achievable Economic RVT Potential | 0 | 0 | 0 | 0 | 0 | 0 | 0 | 0 | 0 | 0 | 0 | 0 | 0 | 0 | 0 | 0 | 0 | 0 | 0 | 0 | 0 | 0 | 0
F6_Industrial_Petroleum_New_Process_Natural Gas_Gas Boiler - Insulate Hot Water Lines_A_Achievable Economic RVT Potential | F6 | Industrial | Petroleum | New | Process | Natural Gas | Gas Boiler - Insulate Hot Water Lines | A | Incremental Winter Peak Savings (MW) | Achievable Economic RVT Potential | 0 | 0 | 0 | 0 | 0 | 0 | 0 | 0 | 0 | 0 | 0 | 0 | 0 | 0 | 0 | 0 | 0 | 0 | 0 | 0 | 0 | 0 | 0
F7_Industrial_Petroleum_New_Process_Natural Gas_Gas Boiler - Insulate Hot Water Lines_A_Achievable Economic RVT Potential | F7 | Industrial | Petroleum | New | Process | Natural Gas | Gas Boiler - Insulate Hot Water Lines | A | Cumulative Energy Savings (MWh or mTherms) | Achievable Economic RVT Potential | 0 | 0 | 0.014335 | 0.03933 | 0.074945 | 0.12246 | 0.17707 | 0.23996 | 0.31104 | 0.39136 | 0.4785 | 0.5736 | 0.67653 | 0.78862 | 0.90683 | 1.0326 | 1.1659 | 1.3081 | 1.4559 | 1.611 | 1.7729 | 1.9417 | 0
F8_Industrial_Petroleum_New_Process_Natural Gas_Gas Boiler - Insulate Hot Water Lines_A_Achievable Economic RVT Potential | F8 | Industrial | Petroleum | New | Process | Natural Gas | Gas Boiler - Insulate Hot Water Lines | A | Cumulative Summer Peak Savings (MW) | Achievable Economic RVT Potential | 0 | 0 | 0 | 0 | 0 | 0 | 0 | 0 | 0 | 0 | 0 | 0 | 0 | 0 | 0 | 0 | 0 | 0 | 0 | 0 | 0 | 0 | 0
F9_Industrial_Petroleum_New_Process_Natural Gas_Gas Boiler - Insulate Hot Water Lines_A_Achievable Economic RVT Potential | F9 | Industrial | Petroleum | New | Process | Natural Gas | Gas Boiler - Insulate Hot Water Lines | A | Cumulative Winter Peak Savings (MW) | Achievable Economic RVT Potential | 0 | 0 | 0 | 0 | 0 | 0 | 0 | 0 | 0 | 0 | 0 | 0 | 0 | 0 | 0 | 0 | 0 | 0 | 0 | 0 | 0 | 0 | 0
F10_Industrial_Petroleum_New_Process_Natural Gas_Gas Boiler - Insulate Hot Water Lines_A_Achievable Economic RVT Potential | F10 | Industrial | Petroleum | New | Process | Natural Gas | Gas Boiler - Insulate Hot Water Lines | A | Purchases (Incremental) | Achievable Economic RVT Potential | 0 | 0 | 0.0021836 | 0.0038108 | 0.005434 | 0.0072534 | 0.0083491 | 0.009621 | 0.010877 | 0.01229 | 0.013342 | 0.014552 | 0.015746 | 0.017131 | 0.018071 | 0.019214 | 0.020356 | 0.021685 | 0.022563 | 0.023645 | 0.024697 | 0.025746 | 0
F11_Industrial_Petroleum_New_Process_Natural Gas_Gas Boiler - Insulate Hot Water Lines_A_Achievable Economic RVT Potential | F11 | Industrial | Petroleum | New | Process | Natural Gas | Gas Boiler - Insulate Hot Water Lines | A | Purchases (Cumulative) | Achievable Economic RVT Potential | 0 | 0 | 0.0021836 | 0.0059944 | 0.011428 | 0.018682 | 0.027031 | 0.036652 | 0.047529 | 0.059819 | 0.07316 | 0.087712 | 0.10346 | 0.12059 | 0.13866 | 0.15788 | 0.17823 | 0.19992 | 0.22248 | 0.24612 | 0.27082 | 0.29657 | 0
F1_Industrial_Petroleum_New_Process_Natural Gas_Process - Insulate Heated Process Fluids_A_Achievable Economic RVT Potential | F1 | Industrial | Petroleum | New | Process | Natural Gas | Process - Insulate Heated Process Fluids | A | Integrated Unit Energy Savings (kWh or therms) | Achievable Economic RVT Potential | 0 | 0 | 11058.9423 | 11058.7286 | 11058.6469 | 11058.8567 | 11058.9616 | 11059.0525 | 11059.1298 | 11059.1979 | 11059.2393 | 11059.2795 | 11059.3131 | 11059.3462 | 11059.3657 | 11059.3869 | 11059.4058 | 11059.4252 | 11059.4367 | 11059.4498 | 11059.4614 | 11059.4721 | 0
F2_Industrial_Petroleum_New_Process_Natural Gas_Process - Insulate Heated Process Fluids_A_Achievable Economic RVT Potential | F2 | Industrial | Petroleum | New | Process | Natural Gas | Process - Insulate Heated Process Fluids | A | Integrated Unit Summer Peak Savings (kW) | Achievable Economic RVT Potential | 0 | 0 | 0 | 0 | 0 | 0 | 0 | 0 | 0 | 0 | 0 | 0 | 0 | 0 | 0 | 0 | 0 | 0 | 0 | 0 | 0 | 0 | 0
F3_Industrial_Petroleum_New_Process_Natural Gas_Process - Insulate Heated Process Fluids_A_Achievable Economic RVT Potential | F3 | Industrial | Petroleum | New | Process | Natural Gas | Process - Insulate Heated Process Fluids | A | Integrated Unit Winter Peak Savings (kW) | Achievable Economic RVT Potential | 0 | 0 | 0 | 0 | 0 | 0 | 0 | 0 | 0 | 0 | 0 | 0 | 0 | 0 | 0 | 0 | 0 | 0 | 0 | 0 | 0 | 0 | 0
F4_Industrial_Petroleum_New_Process_Natural Gas_Process - Insulate Heated Process Fluids_A_Achievable Economic RVT Potential | F4 | Industrial | Petroleum | New | Process | Natural Gas | Process - Insulate Heated Process Fluids | A | Incremental Energy Savings (MWh or mTherms) | Achievable Economic RVT Potential | 0 | 0 | 0.052824 | 0.092187 | 0.13145 | 0.17547 | 0.20198 | 0.20947 | 0.18946 | 0.17125 | 0.14873 | 0.12978 | 0.11234 | 0.09778 | 0.082517 | 0.070187 | 0.059487 | 0.050697 | 0.00035979 | 0.00013466 | 4.7949e-05 | 1.63e-05 | 0
F5_Industrial_Petroleum_New_Process_Natural Gas_Process - Insulate Heated Process Fluids_A_Achievable Economic RVT Potential | F5 | Industrial | Petroleum | New | Process | Natural Gas | Process - Insulate Heated Process Fluids | A | Incremental Summer Peak Savings (MW) | Achievable Economic RVT Potential | 0 | 0 | 0 | 0 | 0 | 0 | 0 | 0 | 0 | 0 | 0 | 0 | 0 | 0 | 0 | 0 | 0 | 0 | 0 | 0 | 0 | 0 | 0
F6_Industrial_Petroleum_New_Process_Natural Gas_Process - Insulate Heated Process Fluids_A_Achievable Economic RVT Potential | F6 | Industrial | Petroleum | New | Process | Natural Gas | Process - Insulate Heated Process Fluids | A | Incremental Winter Peak Savings (MW) | Achievable Economic RVT Potential | 0 | 0 | 0 | 0 | 0 | 0 | 0 | 0 | 0 | 0 | 0 | 0 | 0 | 0 | 0 | 0 | 0 | 0 | 0 | 0 | 0 | 0 | 0
F7_Industrial_Petroleum_New_Process_Natural Gas_Process - Insulate Heated Process Fluids_A_Achievable Economic RVT Potential | F7 | Industrial | Petroleum | New | Process | Natural Gas | Process - Insulate Heated Process Fluids | A | Cumulative Energy Savings (MWh or mTherms) | Achievable Economic RVT Potential | 0 | 0 | 0.052824 | 0.14501 | 0.27646 | 0.45193 | 0.65391 | 0.86339 | 1.0529 | 1.2241 | 1.3728 | 1.5026 | 1.615 | 1.7128 | 1.7953 | 1.8655 | 1.925 | 1.9757 | 1.976 | 1.9762 | 1.9762 | 1.9762 | 0
F8_Industrial_Petroleum_New_Process_Natural Gas_Process - Insulate Heated Process Fluids_A_Achievable Economic RVT Potential | F8 | Industrial | Petroleum | New | Process | Natural Gas | Process - Insulate Heated Process Fluids | A | Cumulative Summer Peak Savings (MW) | Achievable Economic RVT Potential | 0 | 0 | 0 | 0 | 0 | 0 | 0 | 0 | 0 | 0 | 0 | 0 | 0 | 0 | 0 | 0 | 0 | 0 | 0 | 0 | 0 | 0 | 0
F9_Industrial_Petroleum_New_Process_Natural Gas_Process - Insulate Heated Process Fluids_A_Achievable Economic RVT Potential | F9 | Industrial | Petroleum | New | Process | Natural Gas | Process - Insulate Heated Process Fluids | A | Cumulative Winter Peak Savings (MW) | Achievable Economic RVT Potential | 0 | 0 | 0 | 0 | 0 | 0 | 0 | 0 | 0 | 0 | 0 | 0 | 0 | 0 | 0 | 0 | 0 | 0 | 0 | 0 | 0 | 0 | 0
F10_Industrial_Petroleum_New_Process_Natural Gas_Process - Insulate Heated Process Fluids_A_Achievable Economic RVT Potential | F10 | Industrial | Petroleum | New | Process | Natural Gas | Process - Insulate Heated Process Fluids | A | Purchases (Incremental) | Achievable Economic RVT Potential | 0 | 0 | 0.0047766 | 0.0083361 | 0.011887 | 0.015867 | 0.018264 | 0.018941 | 0.017131 | 0.015485 | 0.013449 | 0.011735 | 0.010158 | 0.0088414 | 0.0074613 | 0.0063464 | 0.0053788 | 0.004584 | 3.2532e-05 | 1.2176e-05 | 4.3356e-06 | 1.4738e-06 | 0
F11_Industrial_Petroleum_New_Process_Natural Gas_Process - Insulate Heated Process Fluids_A_Achievable Economic RVT Potential | F11 | Industrial | Petroleum | New | Process | Natural Gas | Process - Insulate Heated Process Fluids | A | Purchases (Cumulative) | Achievable Economic RVT Potential | 0 | 0 | 0.0047766 | 0.013113 | 0.025 | 0.040866 | 0.05913 | 0.078071 | 0.095202 | 0.11069 | 0.12414 | 0.13587 | 0.14603 | 0.15487 | 0.16233 | 0.16868 | 0.17406 | 0.17864 | 0.17867 | 0.17869 | 0.17869 | 0.17869 | 0
F1_Industrial_Petroleum_New_Process_Natural Gas_Process Heat Recovery_A_Achievable Economic RVT Potential | F1 | Industrial | Petroleum | New | Process | Natural Gas | Process Heat Recovery | A | Integrated Unit Energy Savings (kWh or therms) | Achievable Economic RVT Potential | 0 | 0 | 33.6866 | 33.6355 | 33.5871 | 33.5434 | 33.481 | 33.4348 | 33.3978 | 33.3722 | 33.3427 | 33.3234 | 33.309 | 33.3042 | 33.2923 | 33.289 | 33.2878 | 33.296 | 33.299 | 33.3074 | 33.3145 | 33.3206 | 0
F2_Industrial_Petroleum_New_Process_Natural Gas_Process Heat Recovery_A_Achievable Economic RVT Potential | F2 | Industrial | Petroleum | New | Process | Natural Gas | Process Heat Recovery | A | Integrated Unit Summer Peak Savings (kW) | Achievable Economic RVT Potential | 0 | 0 | 0 | 0 | 0 | 0 | 0 | 0 | 0 | 0 | 0 | 0 | 0 | 0 | 0 | 0 | 0 | 0 | 0 | 0 | 0 | 0 | 0
F3_Industrial_Petroleum_New_Process_Natural Gas_Process Heat Recovery_A_Achievable Economic RVT Potential | F3 | Industrial | Petroleum | New | Process | Natural Gas | Process Heat Recovery | A | Integrated Unit Winter Peak Savings (kW) | Achievable Economic RVT Potential | 0 | 0 | 0 | 0 | 0 | 0 | 0 | 0 | 0 | 0 | 0 | 0 | 0 | 0 | 0 | 0 | 0 | 0 | 0 | 0 | 0 | 0 | 0
F4_Industrial_Petroleum_New_Process_Natural Gas_Process Heat Recovery_A_Achievable Economic RVT Potential | F4 | Industrial | Petroleum | New | Process | Natural Gas | Process Heat Recovery | A | Incremental Energy Savings (MWh or mTherms) | Achievable Economic RVT Potential | 0 | 0 | 0 | 0 | 0 | 0 | 0 | 0 | 0 | 0 | 0 | 0 | 0 | 0 | 0 | 0 | 0 | 0 | 0 | 0 | 0 | 0 | 0
F5_Industrial_Petroleum_New_Process_Natural Gas_Process Heat Recovery_A_Achievable Economic RVT Potential | F5 | Industrial | Petroleum | New | Process | Natural Gas | Process Heat Recovery | A | Incremental Summer Peak Savings (MW) | Achievable Economic RVT Potential | 0 | 0 | 0 | 0 | 0 | 0 | 0 | 0 | 0 | 0 | 0 | 0 | 0 | 0 | 0 | 0 | 0 | 0 | 0 | 0 | 0 | 0 | 0
F6_Industrial_Petroleum_New_Process_Natural Gas_Process Heat Recovery_A_Achievable Economic RVT Potential | F6 | Industrial | Petroleum | New | Process | Natural Gas | Process Heat Recovery | A | Incremental Winter Peak Savings (MW) | Achievable Economic RVT Potential | 0 | 0 | 0 | 0 | 0 | 0 | 0 | 0 | 0 | 0 | 0 | 0 | 0 | 0 | 0 | 0 | 0 | 0 | 0 | 0 | 0 | 0 | 0
F7_Industrial_Petroleum_New_Process_Natural Gas_Process Heat Recovery_A_Achievable Economic RVT Potential | F7 | Industrial | Petroleum | New | Process | Natural Gas | Process Heat Recovery | A | Cumulative Energy Savings (MWh or mTherms) | Achievable Economic RVT Potential | 0 | 0 | 0 | 0 | 0 | 0 | 0 | 0 | 0 | 0 | 0 | 0 | 0 | 0 | 0 | 0 | 0 | 0 | 0 | 0 | 0 | 0 | 0
F8_Industrial_Petroleum_New_Process_Natural Gas_Process Heat Recovery_A_Achievable Economic RVT Potential | F8 | Industrial | Petroleum | New | Process | Natural Gas | Process Heat Recovery | A | Cumulative Summer Peak Savings (MW) | Achievable Economic RVT Potential | 0 | 0 | 0 | 0 | 0 | 0 | 0 | 0 | 0 | 0 | 0 | 0 | 0 | 0 | 0 | 0 | 0 | 0 | 0 | 0 | 0 | 0 | 0
F9_Industrial_Petroleum_New_Process_Natural Gas_Process Heat Recovery_A_Achievable Economic RVT Potential | F9 | Industrial | Petroleum | New | Process | Natural Gas | Process Heat Recovery | A | Cumulative Winter Peak Savings (MW) | Achievable Economic RVT Potential | 0 | 0 | 0 | 0 | 0 | 0 | 0 | 0 | 0 | 0 | 0 | 0 | 0 | 0 | 0 | 0 | 0 | 0 | 0 | 0 | 0 | 0 | 0
F10_Industrial_Petroleum_New_Process_Natural Gas_Process Heat Recovery_A_Achievable Economic RVT Potential | F10 | Industrial | Petroleum | New | Process | Natural Gas | Process Heat Recovery | A | Purchases (Incremental) | Achievable Economic RVT Potential | 0 | 0 | 0 | 0 | 0 | 0 | 0 | 0 | 0 | 0 | 0 | 0 | 0 | 0 | 0 | 0 | 0 | 0 | 0 | 0 | 0 | 0 | 0
F11_Industrial_Petroleum_New_Process_Natural Gas_Process Heat Recovery_A_Achievable Economic RVT Potential | F11 | Industrial | Petroleum | New | Process | Natural Gas | Process Heat Recovery | A | Purchases (Cumulative) | Achievable Economic RVT Potential | 0 | 0 | 0 | 0 | 0 | 0 | 0 | 0 | 0 | 0 | 0 | 0 | 0 | 0 | 0 | 0 | 0 | 0 | 0 | 0 | 0 | 0 | 0
F1_Industrial_Petroleum_New_Space Heating_Natural Gas_Building Automation System_A_Achievable Economic RVT Potential | F1 | Industrial | Petroleum | New | Space Heating | Natural Gas | Building Automation System | A | Integrated Unit Energy Savings (kWh or therms) | Achievable Economic RVT Potential | 0 | 0 | 0.013947 | 0.01379 | 0.013695 | 0.013621 | 0.013572 | 0.013527 | 0.013489 | 0.013456 | 0.013428 | 0.013403 | 0.013382 | 0.013363 | 0.013346 | 0.013332 | 0.013318 | 0.013308 | 0.013299 | 0.013291 | 0.013285 | 0.013278 | 0
F2_Industrial_Petroleum_New_Space Heating_Natural Gas_Building Automation System_A_Achievable Economic RVT Potential | F2 | Industrial | Petroleum | New | Space Heating | Natural Gas | Building Automation System | A | Integrated Unit Summer Peak Savings (kW) | Achievable Economic RVT Potential | 0 | 0 | 0 | 0 | 0 | 0 | 0 | 0 | 0 | 0 | 0 | 0 | 0 | 0 | 0 | 0 | 0 | 0 | 0 | 0 | 0 | 0 | 0
F3_Industrial_Petroleum_New_Space Heating_Natural Gas_Building Automation System_A_Achievable Economic RVT Potential | F3 | Industrial | Petroleum | New | Space Heating | Natural Gas | Building Automation System | A | Integrated Unit Winter Peak Savings (kW) | Achievable Economic RVT Potential | 0 | 0 | 0 | 0 | 0 | 0 | 0 | 0 | 0 | 0 | 0 | 0 | 0 | 0 | 0 | 0 | 0 | 0 | 0 | 0 | 0 | 0 | 0
F4_Industrial_Petroleum_New_Space Heating_Natural Gas_Building Automation System_A_Achievable Economic RVT Potential | F4 | Industrial | Petroleum | New | Space Heating | Natural Gas | Building Automation System | A | Incremental Energy Savings (MWh or mTherms) | Achievable Economic RVT Potential | 0 | 0 | 3.5241e-05 | 0.00012156 | 0.00030564 | 0.00066 | 0.001149 | 0.0018901 | 0.0028986 | 0.004235 | 0.0056747 | 0.0072854 | 0.0088302 | 0.010206 | 0.010797 | 0.01081 | 0.010059 | 0.008855 | 0.0070409 | 0.0051052 | 0.0034051 | 0.0023139 | 0
F5_Industrial_Petroleum_New_Space Heating_Natural Gas_Building Automation System_A_Achievable Economic RVT Potential | F5 | Industrial | Petroleum | New | Space Heating | Natural Gas | Building Automation System | A | Incremental Summer Peak Savings (MW) | Achievable Economic RVT Potential | 0 | 0 | 0 | 0 | 0 | 0 | 0 | 0 | 0 | 0 | 0 | 0 | 0 | 0 | 0 | 0 | 0 | 0 | 0 | 0 | 0 | 0 | 0
F6_Industrial_Petroleum_New_Space Heating_Natural Gas_Building Automation System_A_Achievable Economic RVT Potential | F6 | Industrial | Petroleum | New | Space Heating | Natural Gas | Building Automation System | A | Incremental Winter Peak Savings (MW) | Achievable Economic RVT Potential | 0 | 0 | 0 | 0 | 0 | 0 | 0 | 0 | 0 | 0 | 0 | 0 | 0 | 0 | 0 | 0 | 0 | 0 | 0 | 0 | 0 | 0 | 0
F7_Industrial_Petroleum_New_Space Heating_Natural Gas_Building Automation System_A_Achievable Economic RVT Potential | F7 | Industrial | Petroleum | New | Space Heating | Natural Gas | Building Automation System | A | Cumulative Energy Savings (MWh or mTherms) | Achievable Economic RVT Potential | 0 | 0 | 3.5241e-05 | 0.0001564 | 0.00046097 | 0.0011185 | 0.0022634 | 0.0041462 | 0.0070331 | 0.01125 | 0.016902 | 0.024156 | 0.032948 | 0.043107 | 0.053851 | 0.064601 | 0.074594 | 0.08336 | 0.090227 | 0.094984 | 0.097697 | 0.098837 | 0
F8_Industrial_Petroleum_New_Space Heating_Natural Gas_Building Automation System_A_Achievable Economic RVT Potential | F8 | Industrial | Petroleum | New | Space Heating | Natural Gas | Building Automation System | A | Cumulative Summer Peak Savings (MW) | Achievable Economic RVT Potential | 0 | 0 | 0 | 0 | 0 | 0 | 0 | 0 | 0 | 0 | 0 | 0 | 0 | 0 | 0 | 0 | 0 | 0 | 0 | 0 | 0 | 0 | 0
F9_Industrial_Petroleum_New_Space Heating_Natural Gas_Building Automation System_A_Achievable Economic RVT Potential | F9 | Industrial | Petroleum | New | Space Heating | Natural Gas | Building Automation System | A | Cumulative Winter Peak Savings (MW) | Achievable Economic RVT Potential | 0 | 0 | 0 | 0 | 0 | 0 | 0 | 0 | 0 | 0 | 0 | 0 | 0 | 0 | 0 | 0 | 0 | 0 | 0 | 0 | 0 | 0 | 0
F10_Industrial_Petroleum_New_Space Heating_Natural Gas_Building Automation System_A_Achievable Economic RVT Potential | F10 | Industrial | Petroleum | New | Space Heating | Natural Gas | Building Automation System | A | Purchases (Incremental) | Achievable Economic RVT Potential | 0 | 0 | 2.5268 | 8.8147 | 22.3174 | 48.4566 | 84.6609 | 139.7249 | 214.8751 | 314.7351 | 422.6009 | 543.5488 | 659.8676 | 763.7281 | 809.0037 | 810.841 | 755.2733 | 665.3865 | 529.4253 | 384.0991 | 256.3186 | 174.2663 | 0
F11_Industrial_Petroleum_New_Space Heating_Natural Gas_Building Automation System_A_Achievable Economic RVT Potential | F11 | Industrial | Petroleum | New | Space Heating | Natural Gas | Building Automation System | A | Purchases (Cumulative) | Achievable Economic RVT Potential | 0 | 0 | 2.5268 | 11.3415 | 33.6589 | 82.1155 | 166.7764 | 306.5013 | 521.3764 | 836.1115 | 1258.7124 | 1802.2613 | 2462.1288 | 3225.8569 | 4034.8607 | 4845.7017 | 5600.975 | 6263.8347 | 6784.4453 | 7146.227 | 7354.089 | 7443.6943 | 0
F1_Industrial_Petroleum_New_Space Heating_Natural Gas_Steam System Efficiency Improvements_A_Achievable Economic RVT Potential | F1 | Industrial | Petroleum | New | Space Heating | Natural Gas | Steam System Efficiency Improvements | A | Integrated Unit Energy Savings (kWh or therms) | Achievable Economic RVT Potential | 0 | 0 | 0.13283 | 0.13129 | 0.1303 | 0.12949 | 0.12886 | 0.12823 | 0.12761 | 0.12697 | 0.12631 | 0.12563 | 0.12494 | 0.1243 | 0.12363 | 0.12307 | 0.12261 | 0.12233 | 0.12207 | 0.12198 | 0.12198 | 0.12204 | 0
F2_Industrial_Petroleum_New_Space Heating_Natural Gas_Steam System Efficiency Improvements_A_Achievable Economic RVT Potential | F2 | Industrial | Petroleum | New | Space Heating | Natural Gas | Steam System Efficiency Improvements | A | Integrated Unit Summer Peak Savings (kW) | Achievable Economic RVT Potential | 0 | 0 | 0 | 0 | 0 | 0 | 0 | 0 | 0 | 0 | 0 | 0 | 0 | 0 | 0 | 0 | 0 | 0 | 0 | 0 | 0 | 0 | 0
F3_Industrial_Petroleum_New_Space Heating_Natural Gas_Steam System Efficiency Improvements_A_Achievable Economic RVT Potential | F3 | Industrial | Petroleum | New | Space Heating | Natural Gas | Steam System Efficiency Improvements | A | Integrated Unit Winter Peak Savings (kW) | Achievable Economic RVT Potential | 0 | 0 | 0 | 0 | 0 | 0 | 0 | 0 | 0 | 0 | 0 | 0 | 0 | 0 | 0 | 0 | 0 | 0 | 0 | 0 | 0 | 0 | 0
F4_Industrial_Petroleum_New_Space Heating_Natural Gas_Steam System Efficiency Improvements_A_Achievable Economic RVT Potential | F4 | Industrial | Petroleum | New | Space Heating | Natural Gas | Steam System Efficiency Improvements | A | Incremental Energy Savings (MWh or mTherms) | Achievable Economic RVT Potential | 0 | 0 | 4.8783e-06 | 1.682e-05 | 4.2266e-05 | 9.1196e-05 | 0.00015856 | 0.00026041 | 0.00039853 | 0.00058083 | 0.0007758 | 0.00099247 | 0.0011983 | 0.0013797 | 0.0014536 | 0.0014504 | 0.0013459 | 0.001183 | 0.0013706 | 0.0014738 | 0.0015234 | 0.0014899 | 0
F5_Industrial_Petroleum_New_Space Heating_Natural Gas_Steam System Efficiency Improvements_A_Achievable Economic RVT Potential | F5 | Industrial | Petroleum | New | Space Heating | Natural Gas | Steam System Efficiency Improvements | A | Incremental Summer Peak Savings (MW) | Achievable Economic RVT Potential | 0 | 0 | 0 | 0 | 0 | 0 | 0 | 0 | 0 | 0 | 0 | 0 | 0 | 0 | 0 | 0 | 0 | 0 | 0 | 0 | 0 | 0 | 0
F6_Industrial_Petroleum_New_Space Heating_Natural Gas_Steam System Efficiency Improvements_A_Achievable Economic RVT Potential | F6 | Industrial | Petroleum | New | Space Heating | Natural Gas | Steam System Efficiency Improvements | A | Incremental Winter Peak Savings (MW) | Achievable Economic RVT Potential | 0 | 0 | 0 | 0 | 0 | 0 | 0 | 0 | 0 | 0 | 0 | 0 | 0 | 0 | 0 | 0 | 0 | 0 | 0 | 0 | 0 | 0 | 0
F7_Industrial_Petroleum_New_Space Heating_Natural Gas_Steam System Efficiency Improvements_A_Achievable Economic RVT Potential | F7 | Industrial | Petroleum | New | Space Heating | Natural Gas | Steam System Efficiency Improvements | A | Cumulative Energy Savings (MWh or mTherms) | Achievable Economic RVT Potential | 0 | 0 | 4.8783e-06 | 2.1641e-05 | 6.3745e-05 | 0.00015454 | 0.00031234 | 0.00056652 | 0.00094595 | 0.0014809 | 0.00216 | 0.0029862 | 0.0039144 | 0.0048858 | 0.0057476 | 0.0064161 | 0.0067695 | 0.0067591 | 0.006745 | 0.0067399 | 0.00674 | 0.0067434 | 0
F8_Industrial_Petroleum_New_Space Heating_Natural Gas_Steam System Efficiency Improvements_A_Achievable Economic RVT Potential | F8 | Industrial | Petroleum | New | Space Heating | Natural Gas | Steam System Efficiency Improvements | A | Cumulative Summer Peak Savings (MW) | Achievable Economic RVT Potential | 0 | 0 | 0 | 0 | 0 | 0 | 0 | 0 | 0 | 0 | 0 | 0 | 0 | 0 | 0 | 0 | 0 | 0 | 0 | 0 | 0 | 0 | 0
F9_Industrial_Petroleum_New_Space Heating_Natural Gas_Steam System Efficiency Improvements_A_Achievable Economic RVT Potential | F9 | Industrial | Petroleum | New | Space Heating | Natural Gas | Steam System Efficiency Improvements | A | Cumulative Winter Peak Savings (MW) | Achievable Economic RVT Potential | 0 | 0 | 0 | 0 | 0 | 0 | 0 | 0 | 0 | 0 | 0 | 0 | 0 | 0 | 0 | 0 | 0 | 0 | 0 | 0 | 0 | 0 | 0
F10_Industrial_Petroleum_New_Space Heating_Natural Gas_Steam System Efficiency Improvements_A_Achievable Economic RVT Potential | F10 | Industrial | Petroleum | New | Space Heating | Natural Gas | Steam System Efficiency Improvements | A | Purchases (Incremental) | Achievable Economic RVT Potential | 0 | 0 | 0.036725 | 0.12811 | 0.32436 | 0.70428 | 1.2305 | 2.0308 | 3.123 | 4.5744 | 6.1421 | 7.9 | 9.5906 | 11.1001 | 11.7582 | 11.7849 | 10.9773 | 9.6708 | 11.2282 | 12.0825 | 12.4892 | 12.2077 | 0
F11_Industrial_Petroleum_New_Space Heating_Natural Gas_Steam System Efficiency Improvements_A_Achievable Economic RVT Potential | F11 | Industrial | Petroleum | New | Space Heating | Natural Gas | Steam System Efficiency Improvements | A | Purchases (Cumulative) | Achievable Economic RVT Potential | 0 | 0 | 0.036725 | 0.16484 | 0.4892 | 1.1935 | 2.424 | 4.418 | 7.4129 | 11.663 | 17.1008 | 23.7704 | 31.3302 | 39.3073 | 46.4911 | 52.1338 | 55.211 | 55.2545 | 55.2545 | 55.2545 | 55.2545 | 55.2545 | 0
F1_Industrial_Petroleum_New_Process_Natural Gas_Steam System Efficiency Improvements_A_Achievable Economic RVT Potential | F1 | Industrial | Petroleum | New | Process | Natural Gas | Steam System Efficiency Improvements | A | Integrated Unit Energy Savings (kWh or therms) | Achievable Economic RVT Potential | 0 | 0 | 0.70085 | 0.69979 | 0.69878 | 0.69787 | 0.69657 | 0.69561 | 0.69484 | 0.69431 | 0.6937 | 0.69329 | 0.69299 | 0.69289 | 0.69265 | 0.69258 | 0.69255 | 0.69272 | 0.69279 | 0.69296 | 0.69311 | 0.69324 | 0
F2_Industrial_Petroleum_New_Process_Natural Gas_Steam System Efficiency Improvements_A_Achievable Economic RVT Potential | F2 | Industrial | Petroleum | New | Process | Natural Gas | Steam System Efficiency Improvements | A | Integrated Unit Summer Peak Savings (kW) | Achievable Economic RVT Potential | 0 | 0 | 0 | 0 | 0 | 0 | 0 | 0 | 0 | 0 | 0 | 0 | 0 | 0 | 0 | 0 | 0 | 0 | 0 | 0 | 0 | 0 | 0
F3_Industrial_Petroleum_New_Process_Natural Gas_Steam System Efficiency Improvements_A_Achievable Economic RVT Potential | F3 | Industrial | Petroleum | New | Process | Natural Gas | Steam System Efficiency Improvements | A | Integrated Unit Winter Peak Savings (kW) | Achievable Economic RVT Potential | 0 | 0 | 0 | 0 | 0 | 0 | 0 | 0 | 0 | 0 | 0 | 0 | 0 | 0 | 0 | 0 | 0 | 0 | 0 | 0 | 0 | 0 | 0
F4_Industrial_Petroleum_New_Process_Natural Gas_Steam System Efficiency Improvements_A_Achievable Economic RVT Potential | F4 | Industrial | Petroleum | New | Process | Natural Gas | Steam System Efficiency Improvements | A | Incremental Energy Savings (MWh or mTherms) | Achievable Economic RVT Potential | 0 | 0 | 0 | 0 | 0 | 0 | 0 | 0 | 0 | 0 | 0 | 0 | 0 | 0 | 0 | 0 | 0 | 0 | 0 | 0 | 0 | 0 | 0
F5_Industrial_Petroleum_New_Process_Natural Gas_Steam System Efficiency Improvements_A_Achievable Economic RVT Potential | F5 | Industrial | Petroleum | New | Process | Natural Gas | Steam System Efficiency Improvements | A | Incremental Summer Peak Savings (MW) | Achievable Economic RVT Potential | 0 | 0 | 0 | 0 | 0 | 0 | 0 | 0 | 0 | 0 | 0 | 0 | 0 | 0 | 0 | 0 | 0 | 0 | 0 | 0 | 0 | 0 | 0
F6_Industrial_Petroleum_New_Process_Natural Gas_Steam System Efficiency Improvements_A_Achievable Economic RVT Potential | F6 | Industrial | Petroleum | New | Process | Natural Gas | Steam System Efficiency Improvements | A | Incremental Winter Peak Savings (MW) | Achievable Economic RVT Potential | 0 | 0 | 0 | 0 | 0 | 0 | 0 | 0 | 0 | 0 | 0 | 0 | 0 | 0 | 0 | 0 | 0 | 0 | 0 | 0 | 0 | 0 | 0
F7_Industrial_Petroleum_New_Process_Natural Gas_Steam System Efficiency Improvements_A_Achievable Economic RVT Potential | F7 | Industrial | Petroleum | New | Process | Natural Gas | Steam System Efficiency Improvements | A | Cumulative Energy Savings (MWh or mTherms) | Achievable Economic RVT Potential | 0 | 0 | 0 | 0 | 0 | 0 | 0 | 0 | 0 | 0 | 0 | 0 | 0 | 0 | 0 | 0 | 0 | 0 | 0 | 0 | 0 | 0 | 0
F8_Industrial_Petroleum_New_Process_Natural Gas_Steam System Efficiency Improvements_A_Achievable Economic RVT Potential | F8 | Industrial | Petroleum | New | Process | Natural Gas | Steam System Efficiency Improvements | A | Cumulative Summer Peak Savings (MW) | Achievable Economic RVT Potential | 0 | 0 | 0 | 0 | 0 | 0 | 0 | 0 | 0 | 0 | 0 | 0 | 0 | 0 | 0 | 0 | 0 | 0 | 0 | 0 | 0 | 0 | 0
F9_Industrial_Petroleum_New_Process_Natural Gas_Steam System Efficiency Improvements_A_Achievable Economic RVT Potential | F9 | Industrial | Petroleum | New | Process | Natural Gas | Steam System Efficiency Improvements | A | Cumulative Winter Peak Savings (MW) | Achievable Economic RVT Potential | 0 | 0 | 0 | 0 | 0 | 0 | 0 | 0 | 0 | 0 | 0 | 0 | 0 | 0 | 0 | 0 | 0 | 0 | 0 | 0 | 0 | 0 | 0
F10_Industrial_Petroleum_New_Process_Natural Gas_Steam System Efficiency Improvements_A_Achievable Economic RVT Potential | F10 | Industrial | Petroleum | New | Process | Natural Gas | Steam System Efficiency Improvements | A | Purchases (Incremental) | Achievable Economic RVT Potential | 0 | 0 | 0 | 0 | 0 | 0 | 0 | 0 | 0 | 0 | 0 | 0 | 0 | 0 | 0 | 0 | 0 | 0 | 0 | 0 | 0 | 0 | 0
F11_Industrial_Petroleum_New_Process_Natural Gas_Steam System Efficiency Improvements_A_Achievable Economic RVT Potential | F11 | Industrial | Petroleum | New | Process | Natural Gas | Steam System Efficiency Improvements | A | Purchases (Cumulative) | Achievable Economic RVT Potential | 0 | 0 | 0 | 0 | 0 | 0 | 0 | 0 | 0 | 0 | 0 | 0 | 0 | 0 | 0 | 0 | 0 | 0 | 0 | 0 | 0 | 0 | 0
F1_Industrial_Petroleum_New_Space Heating_Natural Gas_Strategic Energy Management_A_Achievable Economic RVT Potential | F1 | Industrial | Petroleum | New | Space Heating | Natural Gas | Strategic Energy Management | A | Integrated Unit Energy Savings (kWh or therms) | Achievable Economic RVT Potential | 0 | 0 | 730.6144 | 722.7494 | 718.0749 | 714.4312 | 712.2552 | 710.1359 | 708.2831 | 706.5779 | 705.2157 | 703.9631 | 702.8717 | 701.9043 | 701.0839 | 700.3358 | 699.6456 | 699.066 | 698.5335 | 698.0252 | 697.5755 | 697.1291 | 0
F2_Industrial_Petroleum_New_Space Heating_Natural Gas_Strategic Energy Management_A_Achievable Economic RVT Potential | F2 | Industrial | Petroleum | New | Space Heating | Natural Gas | Strategic Energy Management | A | Integrated Unit Summer Peak Savings (kW) | Achievable Economic RVT Potential | 0 | 0 | 0 | 0 | 0 | 0 | 0 | 0 | 0 | 0 | 0 | 0 | 0 | 0 | 0 | 0 | 0 | 0 | 0 | 0 | 0 | 0 | 0
F3_Industrial_Petroleum_New_Space Heating_Natural Gas_Strategic Energy Management_A_Achievable Economic RVT Potential | F3 | Industrial | Petroleum | New | Space Heating | Natural Gas | Strategic Energy Management | A | Integrated Unit Winter Peak Savings (kW) | Achievable Economic RVT Potential | 0 | 0 | 0 | 0 | 0 | 0 | 0 | 0 | 0 | 0 | 0 | 0 | 0 | 0 | 0 | 0 | 0 | 0 | 0 | 0 | 0 | 0 | 0
F4_Industrial_Petroleum_New_Space Heating_Natural Gas_Strategic Energy Management_A_Achievable Economic RVT Potential | F4 | Industrial | Petroleum | New | Space Heating | Natural Gas | Strategic Energy Management | A | Incremental Energy Savings (MWh or mTherms) | Achievable Economic RVT Potential | 0 | 0 | 0.00022178 | 0.00038288 | 0.00054244 | 0.00072038 | 0.00082667 | 0.00094978 | 0.001071 | 0.0012071 | 0.001308 | 0.0014241 | 0.0015385 | 0.0016716 | 0.0017613 | 0.0018706 | 0.0019798 | 0.0021074 | 0.002191 | 0.0022944 | 0.0025666 | 0.0027818 | 0
F5_Industrial_Petroleum_New_Space Heating_Natural Gas_Strategic Energy Management_A_Achievable Economic RVT Potential | F5 | Industrial | Petroleum | New | Space Heating | Natural Gas | Strategic Energy Management | A | Incremental Summer Peak Savings (MW) | Achievable Economic RVT Potential | 0 | 0 | 0 | 0 | 0 | 0 | 0 | 0 | 0 | 0 | 0 | 0 | 0 | 0 | 0 | 0 | 0 | 0 | 0 | 0 | 0 | 0 | 0
F6_Industrial_Petroleum_New_Space Heating_Natural Gas_Strategic Energy Management_A_Achievable Economic RVT Potential | F6 | Industrial | Petroleum | New | Space Heating | Natural Gas | Strategic Energy Management | A | Incremental Winter Peak Savings (MW) | Achievable Economic RVT Potential | 0 | 0 | 0 | 0 | 0 | 0 | 0 | 0 | 0 | 0 | 0 | 0 | 0 | 0 | 0 | 0 | 0 | 0 | 0 | 0 | 0 | 0 | 0
F7_Industrial_Petroleum_New_Space Heating_Natural Gas_Strategic Energy Management_A_Achievable Economic RVT Potential | F7 | Industrial | Petroleum | New | Space Heating | Natural Gas | Strategic Energy Management | A | Cumulative Energy Savings (MWh or mTherms) | Achievable Economic RVT Potential | 0 | 0 | 0.00022178 | 0.00060228 | 0.0011408 | 0.0018554 | 0.0026764 | 0.0034027 | 0.0040896 | 0.0047531 | 0.0053408 | 0.0059384 | 0.0065276 | 0.0071289 | 0.0076841 | 0.0082476 | 0.0088039 | 0.0091616 | 0.009312 | 0.0093187 | 0.0093127 | 0.0093068 | 0
F8_Industrial_Petroleum_New_Space Heating_Natural Gas_Strategic Energy Management_A_Achievable Economic RVT Potential | F8 | Industrial | Petroleum | New | Space Heating | Natural Gas | Strategic Energy Management | A | Cumulative Summer Peak Savings (MW) | Achievable Economic RVT Potential | 0 | 0 | 0 | 0 | 0 | 0 | 0 | 0 | 0 | 0 | 0 | 0 | 0 | 0 | 0 | 0 | 0 | 0 | 0 | 0 | 0 | 0 | 0
F9_Industrial_Petroleum_New_Space Heating_Natural Gas_Strategic Energy Management_A_Achievable Economic RVT Potential | F9 | Industrial | Petroleum | New | Space Heating | Natural Gas | Strategic Energy Management | A | Cumulative Winter Peak Savings (MW) | Achievable Economic RVT Potential | 0 | 0 | 0 | 0 | 0 | 0 | 0 | 0 | 0 | 0 | 0 | 0 | 0 | 0 | 0 | 0 | 0 | 0 | 0 | 0 | 0 | 0 | 0
F10_Industrial_Petroleum_New_Space Heating_Natural Gas_Strategic Energy Management_A_Achievable Economic RVT Potential | F10 | Industrial | Petroleum | New | Space Heating | Natural Gas | Strategic Energy Management | A | Purchases (Incremental) | Achievable Economic RVT Potential | 0 | 0 | 0.00030355 | 0.00052976 | 0.00075541 | 0.0010083 | 0.0011606 | 0.0013375 | 0.0015121 | 0.0017084 | 0.0018547 | 0.0020229 | 0.0021889 | 0.0023815 | 0.0025122 | 0.002671 | 0.0028298 | 0.0030145 | 0.0031366 | 0.003287 | 0.0036794 | 0.0039904 | 0
F11_Industrial_Petroleum_New_Space Heating_Natural Gas_Strategic Energy Management_A_Achievable Economic RVT Potential | F11 | Industrial | Petroleum | New | Space Heating | Natural Gas | Strategic Energy Management | A | Purchases (Cumulative) | Achievable Economic RVT Potential | 0 | 0 | 0.00030355 | 0.00083331 | 0.0015887 | 0.002597 | 0.0037577 | 0.0047916 | 0.0057739 | 0.0067269 | 0.0075733 | 0.0084356 | 0.0092871 | 0.010157 | 0.01096 | 0.011777 | 0.012583 | 0.013105 | 0.013331 | 0.01335 | 0.01335 | 0.01335 | 0
F1_Industrial_Petroleum_New_Process_Natural Gas_Strategic Energy Management_A_Achievable Economic RVT Potential | F1 | Industrial | Petroleum | New | Process | Natural Gas | Strategic Energy Management | A | Integrated Unit Energy Savings (kWh or therms) | Achievable Economic RVT Potential | 0 | 0 | 768.1906 | 767.6967 | 767.2265 | 766.8089 | 766.2094 | 765.7144 | 765.3078 | 765.0205 | 764.6992 | 764.5057 | 764.3813 | 764.3749 | 764.304 | 764.3239 | 764.3599 | 764.4393 | 764.4682 | 764.5275 | 764.57 | 764.6024 | 0
F2_Industrial_Petroleum_New_Process_Natural Gas_Strategic Energy Management_A_Achievable Economic RVT Potential | F2 | Industrial | Petroleum | New | Process | Natural Gas | Strategic Energy Management | A | Integrated Unit Summer Peak Savings (kW) | Achievable Economic RVT Potential | 0 | 0 | 0 | 0 | 0 | 0 | 0 | 0 | 0 | 0 | 0 | 0 | 0 | 0 | 0 | 0 | 0 | 0 | 0 | 0 | 0 | 0 | 0
F3_Industrial_Petroleum_New_Process_Natural Gas_Strategic Energy Management_A_Achievable Economic RVT Potential | F3 | Industrial | Petroleum | New | Process | Natural Gas | Strategic Energy Management | A | Integrated Unit Winter Peak Savings (kW) | Achievable Economic RVT Potential | 0 | 0 | 0 | 0 | 0 | 0 | 0 | 0 | 0 | 0 | 0 | 0 | 0 | 0 | 0 | 0 | 0 | 0 | 0 | 0 | 0 | 0 | 0
F4_Industrial_Petroleum_New_Process_Natural Gas_Strategic Energy Management_A_Achievable Economic RVT Potential | F4 | Industrial | Petroleum | New | Process | Natural Gas | Strategic Energy Management | A | Incremental Energy Savings (MWh or mTherms) | Achievable Economic RVT Potential | 0 | 0 | 0.060387 | 0.10532 | 0.15009 | 0.20023 | 0.2303 | 0.26521 | 0.29967 | 0.33847 | 0.36729 | 0.4005 | 0.4333 | 0.47141 | 0.49724 | 0.52869 | 0.56013 | 0.59677 | 0.62095 | 0.65077 | 0.7285 | 0.79012 | 0
F5_Industrial_Petroleum_New_Process_Natural Gas_Strategic Energy Management_A_Achievable Economic RVT Potential | F5 | Industrial | Petroleum | New | Process | Natural Gas | Strategic Energy Management | A | Incremental Summer Peak Savings (MW) | Achievable Economic RVT Potential | 0 | 0 | 0 | 0 | 0 | 0 | 0 | 0 | 0 | 0 | 0 | 0 | 0 | 0 | 0 | 0 | 0 | 0 | 0 | 0 | 0 | 0 | 0
F6_Industrial_Petroleum_New_Process_Natural Gas_Strategic Energy Management_A_Achievable Economic RVT Potential | F6 | Industrial | Petroleum | New | Process | Natural Gas | Strategic Energy Management | A | Incremental Winter Peak Savings (MW) | Achievable Economic RVT Potential | 0 | 0 | 0 | 0 | 0 | 0 | 0 | 0 | 0 | 0 | 0 | 0 | 0 | 0 | 0 | 0 | 0 | 0 | 0 | 0 | 0 | 0 | 0
F7_Industrial_Petroleum_New_Process_Natural Gas_Strategic Energy Management_A_Achievable Economic RVT Potential | F7 | Industrial | Petroleum | New | Process | Natural Gas | Strategic Energy Management | A | Cumulative Energy Savings (MWh or mTherms) | Achievable Economic RVT Potential | 0 | 0 | 0.060387 | 0.16567 | 0.31566 | 0.51571 | 0.74561 | 0.95014 | 1.1443 | 1.3327 | 1.4997 | 1.6701 | 1.8384 | 2.0105 | 2.1694 | 2.331 | 2.4908 | 2.5944 | 2.6391 | 2.6431 | 2.6433 | 2.6434 | 0
F8_Industrial_Petroleum_New_Process_Natural Gas_Strategic Energy Management_A_Achievable Economic RVT Potential | F8 | Industrial | Petroleum | New | Process | Natural Gas | Strategic Energy Management | A | Cumulative Summer Peak Savings (MW) | Achievable Economic RVT Potential | 0 | 0 | 0 | 0 | 0 | 0 | 0 | 0 | 0 | 0 | 0 | 0 | 0 | 0 | 0 | 0 | 0 | 0 | 0 | 0 | 0 | 0 | 0
F9_Industrial_Petroleum_New_Process_Natural Gas_Strategic Energy Management_A_Achievable Economic RVT Potential | F9 | Industrial | Petroleum | New | Process | Natural Gas | Strategic Energy Management | A | Cumulative Winter Peak Savings (MW) | Achievable Economic RVT Potential | 0 | 0 | 0 | 0 | 0 | 0 | 0 | 0 | 0 | 0 | 0 | 0 | 0 | 0 | 0 | 0 | 0 | 0 | 0 | 0 | 0 | 0 | 0
F10_Industrial_Petroleum_New_Process_Natural Gas_Strategic Energy Management_A_Achievable Economic RVT Potential | F10 | Industrial | Petroleum | New | Process | Natural Gas | Strategic Energy Management | A | Purchases (Incremental) | Achievable Economic RVT Potential | 0 | 0 | 0.07861 | 0.13719 | 0.19562 | 0.26112 | 0.30057 | 0.34636 | 0.39157 | 0.44243 | 0.48031 | 0.52387 | 0.56686 | 0.61673 | 0.65057 | 0.69171 | 0.73281 | 0.78066 | 0.81226 | 0.85121 | 0.95283 | 1.0334 | 0
F11_Industrial_Petroleum_New_Process_Natural Gas_Strategic Energy Management_A_Achievable Economic RVT Potential | F11 | Industrial | Petroleum | New | Process | Natural Gas | Strategic Energy Management | A | Purchases (Cumulative) | Achievable Economic RVT Potential | 0 | 0 | 0.07861 | 0.2158 | 0.41142 | 0.67255 | 0.97311 | 1.2409 | 1.4952 | 1.742 | 1.9612 | 2.1845 | 2.405 | 2.6302 | 2.8383 | 3.0497 | 3.2587 | 3.3939 | 3.4522 | 3.4572 | 3.4572 | 3.4572 | 0
F1_Industrial_Petroleum_New_Miscellaneous_Natural Gas_Strategic Energy Management_A_Achievable Economic RVT Potential | F1 | Industrial | Petroleum | New | Miscellaneous | Natural Gas | Strategic Energy Management | A | Integrated Unit Energy Savings (kWh or therms) | Achievable Economic RVT Potential | 0 | 0 | 160.7723 | 160.7723 | 160.7723 | 160.7723 | 160.7723 | 160.7723 | 160.7723 | 160.7723 | 160.7723 | 160.7723 | 160.7723 | 160.7723 | 160.7723 | 160.7723 | 160.7723 | 160.7723 | 160.7723 | 160.7723 | 160.7723 | 160.7723 | 0
F2_Industrial_Petroleum_New_Miscellaneous_Natural Gas_Strategic Energy Management_A_Achievable Economic RVT Potential | F2 | Industrial | Petroleum | New | Miscellaneous | Natural Gas | Strategic Energy Management | A | Integrated Unit Summer Peak Savings (kW) | Achievable Economic RVT Potential | 0 | 0 | 0 | 0 | 0 | 0 | 0 | 0 | 0 | 0 | 0 | 0 | 0 | 0 | 0 | 0 | 0 | 0 | 0 | 0 | 0 | 0 | 0
F3_Industrial_Petroleum_New_Miscellaneous_Natural Gas_Strategic Energy Management_A_Achievable Economic RVT Potential | F3 | Industrial | Petroleum | New | Miscellaneous | Natural Gas | Strategic Energy Management | A | Integrated Unit Winter Peak Savings (kW) | Achievable Economic RVT Potential | 0 | 0 | 0 | 0 | 0 | 0 | 0 | 0 | 0 | 0 | 0 | 0 | 0 | 0 | 0 | 0 | 0 | 0 | 0 | 0 | 0 | 0 | 0
F4_Industrial_Petroleum_New_Miscellaneous_Natural Gas_Strategic Energy Management_A_Achievable Economic RVT Potential | F4 | Industrial | Petroleum | New | Miscellaneous | Natural Gas | Strategic Energy Management | A | Incremental Energy Savings (MWh or mTherms) | Achievable Economic RVT Potential | 0 | 0 | 0.0031596 | 0.0055141 | 0.0078628 | 0.010495 | 0.012081 | 0.013921 | 0.015738 | 0.017783 | 0.019305 | 0.021056 | 0.022784 | 0.024788 | 0.026148 | 0.027802 | 0.029454 | 0.031377 | 0.032647 | 0.034213 | 0.038297 | 0.041535 | 0
F5_Industrial_Petroleum_New_Miscellaneous_Natural Gas_Strategic Energy Management_A_Achievable Economic RVT Potential | F5 | Industrial | Petroleum | New | Miscellaneous | Natural Gas | Strategic Energy Management | A | Incremental Summer Peak Savings (MW) | Achievable Economic RVT Potential | 0 | 0 | 0 | 0 | 0 | 0 | 0 | 0 | 0 | 0 | 0 | 0 | 0 | 0 | 0 | 0 | 0 | 0 | 0 | 0 | 0 | 0 | 0
F6_Industrial_Petroleum_New_Miscellaneous_Natural Gas_Strategic Energy Management_A_Achievable Economic RVT Potential | F6 | Industrial | Petroleum | New | Miscellaneous | Natural Gas | Strategic Energy Management | A | Incremental Winter Peak Savings (MW) | Achievable Economic RVT Potential | 0 | 0 | 0 | 0 | 0 | 0 | 0 | 0 | 0 | 0 | 0 | 0 | 0 | 0 | 0 | 0 | 0 | 0 | 0 | 0 | 0 | 0 | 0
F7_Industrial_Petroleum_New_Miscellaneous_Natural Gas_Strategic Energy Management_A_Achievable Economic RVT Potential | F7 | Industrial | Petroleum | New | Miscellaneous | Natural Gas | Strategic Energy Management | A | Cumulative Energy Savings (MWh or mTherms) | Achievable Economic RVT Potential | 0 | 0 | 0.0031596 | 0.0086736 | 0.016536 | 0.027032 | 0.039112 | 0.049874 | 0.060098 | 0.070018 | 0.078828 | 0.087803 | 0.096666 | 0.10572 | 0.11408 | 0.12258 | 0.13098 | 0.13641 | 0.13875 | 0.13896 | 0.13896 | 0.13896 | 0
F8_Industrial_Petroleum_New_Miscellaneous_Natural Gas_Strategic Energy Management_A_Achievable Economic RVT Potential | F8 | Industrial | Petroleum | New | Miscellaneous | Natural Gas | Strategic Energy Management | A | Cumulative Summer Peak Savings (MW) | Achievable Economic RVT Potential | 0 | 0 | 0 | 0 | 0 | 0 | 0 | 0 | 0 | 0 | 0 | 0 | 0 | 0 | 0 | 0 | 0 | 0 | 0 | 0 | 0 | 0 | 0
F9_Industrial_Petroleum_New_Miscellaneous_Natural Gas_Strategic Energy Management_A_Achievable Economic RVT Potential | F9 | Industrial | Petroleum | New | Miscellaneous | Natural Gas | Strategic Energy Management | A | Cumulative Winter Peak Savings (MW) | Achievable Economic RVT Potential | 0 | 0 | 0 | 0 | 0 | 0 | 0 | 0 | 0 | 0 | 0 | 0 | 0 | 0 | 0 | 0 | 0 | 0 | 0 | 0 | 0 | 0 | 0
F10_Industrial_Petroleum_New_Miscellaneous_Natural Gas_Strategic Energy Management_A_Achievable Economic RVT Potential | F10 | Industrial | Petroleum | New | Miscellaneous | Natural Gas | Strategic Energy Management | A | Purchases (Incremental) | Achievable Economic RVT Potential | 0 | 0 | 0.019652 | 0.034297 | 0.048906 | 0.06528 | 0.075142 | 0.086589 | 0.097893 | 0.11061 | 0.12008 | 0.13097 | 0.14172 | 0.15418 | 0.16264 | 0.17293 | 0.1832 | 0.19516 | 0.20307 | 0.2128 | 0.23821 | 0.25834 | 0
F11_Industrial_Petroleum_New_Miscellaneous_Natural Gas_Strategic Energy Management_A_Achievable Economic RVT Potential | F11 | Industrial | Petroleum | New | Miscellaneous | Natural Gas | Strategic Energy Management | A | Purchases (Cumulative) | Achievable Economic RVT Potential | 0 | 0 | 0.019652 | 0.05395 | 0.10286 | 0.16814 | 0.24328 | 0.31021 | 0.37381 | 0.43551 | 0.49031 | 0.54613 | 0.60126 | 0.65755 | 0.70958 | 0.76243 | 0.81467 | 0.84847 | 0.86305 | 0.86431 | 0.86431 | 0.86431 | 0
F1_Industrial_Petroleum_New_Space Heating_Natural Gas_Commissioning_A_Achievable Economic RVT Potential | F1 | Industrial | Petroleum | New | Space Heating | Natural Gas | Commissioning | A | Integrated Unit Energy Savings (kWh or therms) | Achievable Economic RVT Potential | 0 | 0 | 15.7656 | 15.6069 | 15.5166 | 15.4476 | 15.4143 | 15.3811 | 15.3538 | 15.3284 | 15.3122 | 15.296 | 15.2821 | 15.2681 | 15.2597 | 15.2504 | 15.242 | 15.2333 | 15.2281 | 15.2212 | 15.2151 | 15.2088 | 0
F2_Industrial_Petroleum_New_Space Heating_Natural Gas_Commissioning_A_Achievable Economic RVT Potential | F2 | Industrial | Petroleum | New | Space Heating | Natural Gas | Commissioning | A | Integrated Unit Summer Peak Savings (kW) | Achievable Economic RVT Potential | 0 | 0 | 0 | 0 | 0 | 0 | 0 | 0 | 0 | 0 | 0 | 0 | 0 | 0 | 0 | 0 | 0 | 0 | 0 | 0 | 0 | 0 | 0
F3_Industrial_Petroleum_New_Space Heating_Natural Gas_Commissioning_A_Achievable Economic RVT Potential | F3 | Industrial | Petroleum | New | Space Heating | Natural Gas | Commissioning | A | Integrated Unit Winter Peak Savings (kW) | Achievable Economic RVT Potential | 0 | 0 | 0 | 0 | 0 | 0 | 0 | 0 | 0 | 0 | 0 | 0 | 0 | 0 | 0 | 0 | 0 | 0 | 0 | 0 | 0 | 0 | 0
F4_Industrial_Petroleum_New_Space Heating_Natural Gas_Commissioning_A_Achievable Economic RVT Potential | F4 | Industrial | Petroleum | New | Space Heating | Natural Gas | Commissioning | A | Incremental Energy Savings (MWh or mTherms) | Achievable Economic RVT Potential | 0 | 0 | 0 | 0 | 0 | 0 | 0 | 0 | 0 | 0 | 0 | 0 | 0 | 0 | 0 | 0 | 0 | 0 | 0 | 0 | 0 | 0 | 0
F5_Industrial_Petroleum_New_Space Heating_Natural Gas_Commissioning_A_Achievable Economic RVT Potential | F5 | Industrial | Petroleum | New | Space Heating | Natural Gas | Commissioning | A | Incremental Summer Peak Savings (MW) | Achievable Economic RVT Potential | 0 | 0 | 0 | 0 | 0 | 0 | 0 | 0 | 0 | 0 | 0 | 0 | 0 | 0 | 0 | 0 | 0 | 0 | 0 | 0 | 0 | 0 | 0
F6_Industrial_Petroleum_New_Space Heating_Natural Gas_Commissioning_A_Achievable Economic RVT Potential | F6 | Industrial | Petroleum | New | Space Heating | Natural Gas | Commissioning | A | Incremental Winter Peak Savings (MW) | Achievable Economic RVT Potential | 0 | 0 | 0 | 0 | 0 | 0 | 0 | 0 | 0 | 0 | 0 | 0 | 0 | 0 | 0 | 0 | 0 | 0 | 0 | 0 | 0 | 0 | 0
F7_Industrial_Petroleum_New_Space Heating_Natural Gas_Commissioning_A_Achievable Economic RVT Potential | F7 | Industrial | Petroleum | New | Space Heating | Natural Gas | Commissioning | A | Cumulative Energy Savings (MWh or mTherms) | Achievable Economic RVT Potential | 0 | 0 | 0 | 0 | 0 | 0 | 0 | 0 | 0 | 0 | 0 | 0 | 0 | 0 | 0 | 0 | 0 | 0 | 0 | 0 | 0 | 0 | 0
F8_Industrial_Petroleum_New_Space Heating_Natural Gas_Commissioning_A_Achievable Economic RVT Potential | F8 | Industrial | Petroleum | New | Space Heating | Natural Gas | Commissioning | A | Cumulative Summer Peak Savings (MW) | Achievable Economic RVT Potential | 0 | 0 | 0 | 0 | 0 | 0 | 0 | 0 | 0 | 0 | 0 | 0 | 0 | 0 | 0 | 0 | 0 | 0 | 0 | 0 | 0 | 0 | 0
F9_Industrial_Petroleum_New_Space Heating_Natural Gas_Commissioning_A_Achievable Economic RVT Potential | F9 | Industrial | Petroleum | New | Space Heating | Natural Gas | Commissioning | A | Cumulative Winter Peak Savings (MW) | Achievable Economic RVT Potential | 0 | 0 | 0 | 0 | 0 | 0 | 0 | 0 | 0 | 0 | 0 | 0 | 0 | 0 | 0 | 0 | 0 | 0 | 0 | 0 | 0 | 0 | 0
F10_Industrial_Petroleum_New_Space Heating_Natural Gas_Commissioning_A_Achievable Economic RVT Potential | F10 | Industrial | Petroleum | New | Space Heating | Natural Gas | Commissioning | A | Purchases (Incremental) | Achievable Economic RVT Potential | 0 | 0 | 0 | 0 | 0 | 0 | 0 | 0 | 0 | 0 | 0 | 0 | 0 | 0 | 0 | 0 | 0 | 0 | 0 | 0 | 0 | 0 | 0
F11_Industrial_Petroleum_New_Space Heating_Natural Gas_Commissioning_A_Achievable Economic RVT Potential | F11 | Industrial | Petroleum | New | Space Heating | Natural Gas | Commissioning | A | Purchases (Cumulative) | Achievable Economic RVT Potential | 0 | 0 | 0 | 0 | 0 | 0 | 0 | 0 | 0 | 0 | 0 | 0 | 0 | 0 | 0 | 0 | 0 | 0 | 0 | 0 | 0 | 0 | 0
F1_Industrial_Petroleum_New_Process_Natural Gas_Commissioning_A_Achievable Economic RVT Potential | F1 | Industrial | Petroleum | New | Process | Natural Gas | Commissioning | A | Integrated Unit Energy Savings (kWh or therms) | Achievable Economic RVT Potential | 0 | 0 | 4292.3343 | 4292.3343 | 4292.3343 | 4292.3343 | 4292.3343 | 4292.3343 | 4292.3343 | 4292.3343 | 4292.3343 | 4292.3343 | 4292.3343 | 4292.3343 | 4292.3343 | 4292.3343 | 4292.3343 | 4292.3343 | 4292.3343 | 4292.3343 | 4292.3343 | 4292.3343 | 0
F2_Industrial_Petroleum_New_Process_Natural Gas_Commissioning_A_Achievable Economic RVT Potential | F2 | Industrial | Petroleum | New | Process | Natural Gas | Commissioning | A | Integrated Unit Summer Peak Savings (kW) | Achievable Economic RVT Potential | 0 | 0 | 0 | 0 | 0 | 0 | 0 | 0 | 0 | 0 | 0 | 0 | 0 | 0 | 0 | 0 | 0 | 0 | 0 | 0 | 0 | 0 | 0
F3_Industrial_Petroleum_New_Process_Natural Gas_Commissioning_A_Achievable Economic RVT Potential | F3 | Industrial | Petroleum | New | Process | Natural Gas | Commissioning | A | Integrated Unit Winter Peak Savings (kW) | Achievable Economic RVT Potential | 0 | 0 | 0 | 0 | 0 | 0 | 0 | 0 | 0 | 0 | 0 | 0 | 0 | 0 | 0 | 0 | 0 | 0 | 0 | 0 | 0 | 0 | 0
F4_Industrial_Petroleum_New_Process_Natural Gas_Commissioning_A_Achievable Economic RVT Potential | F4 | Industrial | Petroleum | New | Process | Natural Gas | Commissioning | A | Incremental Energy Savings (MWh or mTherms) | Achievable Economic RVT Potential | 0 | 0 | 0 | 0 | 0 | 0 | 0 | 0 | 0 | 0 | 0 | 0 | 0 | 0 | 0 | 0 | 0 | 0 | 0 | 0 | 0 | 0 | 0
F5_Industrial_Petroleum_New_Process_Natural Gas_Commissioning_A_Achievable Economic RVT Potential | F5 | Industrial | Petroleum | New | Process | Natural Gas | Commissioning | A | Incremental Summer Peak Savings (MW) | Achievable Economic RVT Potential | 0 | 0 | 0 | 0 | 0 | 0 | 0 | 0 | 0 | 0 | 0 | 0 | 0 | 0 | 0 | 0 | 0 | 0 | 0 | 0 | 0 | 0 | 0
F6_Industrial_Petroleum_New_Process_Natural Gas_Commissioning_A_Achievable Economic RVT Potential | F6 | Industrial | Petroleum | New | Process | Natural Gas | Commissioning | A | Incremental Winter Peak Savings (MW) | Achievable Economic RVT Potential | 0 | 0 | 0 | 0 | 0 | 0 | 0 | 0 | 0 | 0 | 0 | 0 | 0 | 0 | 0 | 0 | 0 | 0 | 0 | 0 | 0 | 0 | 0
F7_Industrial_Petroleum_New_Process_Natural Gas_Commissioning_A_Achievable Economic RVT Potential | F7 | Industrial | Petroleum | New | Process | Natural Gas | Commissioning | A | Cumulative Energy Savings (MWh or mTherms) | Achievable Economic RVT Potential | 0 | 0 | 0 | 0 | 0 | 0 | 0 | 0 | 0 | 0 | 0 | 0 | 0 | 0 | 0 | 0 | 0 | 0 | 0 | 0 | 0 | 0 | 0
F8_Industrial_Petroleum_New_Process_Natural Gas_Commissioning_A_Achievable Economic RVT Potential | F8 | Industrial | Petroleum | New | Process | Natural Gas | Commissioning | A | Cumulative Summer Peak Savings (MW) | Achievable Economic RVT Potential | 0 | 0 | 0 | 0 | 0 | 0 | 0 | 0 | 0 | 0 | 0 | 0 | 0 | 0 | 0 | 0 | 0 | 0 | 0 | 0 | 0 | 0 | 0
F9_Industrial_Petroleum_New_Process_Natural Gas_Commissioning_A_Achievable Economic RVT Potential | F9 | Industrial | Petroleum | New | Process | Natural Gas | Commissioning | A | Cumulative Winter Peak Savings (MW) | Achievable Economic RVT Potential | 0 | 0 | 0 | 0 | 0 | 0 | 0 | 0 | 0 | 0 | 0 | 0 | 0 | 0 | 0 | 0 | 0 | 0 | 0 | 0 | 0 | 0 | 0
F10_Industrial_Petroleum_New_Process_Natural Gas_Commissioning_A_Achievable Economic RVT Potential | F10 | Industrial | Petroleum | New | Process | Natural Gas | Commissioning | A | Purchases (Incremental) | Achievable Economic RVT Potential | 0 | 0 | 0 | 0 | 0 | 0 | 0 | 0 | 0 | 0 | 0 | 0 | 0 | 0 | 0 | 0 | 0 | 0 | 0 | 0 | 0 | 0 | 0
F11_Industrial_Petroleum_New_Process_Natural Gas_Commissioning_A_Achievable Economic RVT Potential | F11 | Industrial | Petroleum | New | Process | Natural Gas | Commissioning | A | Purchases (Cumulative) | Achievable Economic RVT Potential | 0 | 0 | 0 | 0 | 0 | 0 | 0 | 0 | 0 | 0 | 0 | 0 | 0 | 0 | 0 | 0 | 0 | 0 | 0 | 0 | 0 | 0 | 0
F1_Industrial_Petroleum_New_Space Heating_Natural Gas_Retrocommissioning_A_Achievable Economic RVT Potential | F1 | Industrial | Petroleum | New | Space Heating | Natural Gas | Retrocommissioning | A | Integrated Unit Energy Savings (kWh or therms) | Achievable Economic RVT Potential | 0 | 0 | 0 | 0 | 0 | 0 | 0 | 0 | 0 | 0 | 0 | 0 | 0 | 0 | 0 | 0 | 0 | 0 | 0 | 0 | 0 | 0 | 0
F2_Industrial_Petroleum_New_Space Heating_Natural Gas_Retrocommissioning_A_Achievable Economic RVT Potential | F2 | Industrial | Petroleum | New | Space Heating | Natural Gas | Retrocommissioning | A | Integrated Unit Summer Peak Savings (kW) | Achievable Economic RVT Potential | 0 | 0 | 0 | 0 | 0 | 0 | 0 | 0 | 0 | 0 | 0 | 0 | 0 | 0 | 0 | 0 | 0 | 0 | 0 | 0 | 0 | 0 | 0
F3_Industrial_Petroleum_New_Space Heating_Natural Gas_Retrocommissioning_A_Achievable Economic RVT Potential | F3 | Industrial | Petroleum | New | Space Heating | Natural Gas | Retrocommissioning | A | Integrated Unit Winter Peak Savings (kW) | Achievable Economic RVT Potential | 0 | 0 | 0 | 0 | 0 | 0 | 0 | 0 | 0 | 0 | 0 | 0 | 0 | 0 | 0 | 0 | 0 | 0 | 0 | 0 | 0 | 0 | 0
F4_Industrial_Petroleum_New_Space Heating_Natural Gas_Retrocommissioning_A_Achievable Economic RVT Potential | F4 | Industrial | Petroleum | New | Space Heating | Natural Gas | Retrocommissioning | A | Incremental Energy Savings (MWh or mTherms) | Achievable Economic RVT Potential | 0 | 0 | 0 | 0 | 0 | 0 | 0 | 0 | 0 | 0 | 0 | 0 | 0 | 0 | 0 | 0 | 0 | 0 | 0 | 0 | 0 | 0 | 0
F5_Industrial_Petroleum_New_Space Heating_Natural Gas_Retrocommissioning_A_Achievable Economic RVT Potential | F5 | Industrial | Petroleum | New | Space Heating | Natural Gas | Retrocommissioning | A | Incremental Summer Peak Savings (MW) | Achievable Economic RVT Potential | 0 | 0 | 0 | 0 | 0 | 0 | 0 | 0 | 0 | 0 | 0 | 0 | 0 | 0 | 0 | 0 | 0 | 0 | 0 | 0 | 0 | 0 | 0
F6_Industrial_Petroleum_New_Space Heating_Natural Gas_Retrocommissioning_A_Achievable Economic RVT Potential | F6 | Industrial | Petroleum | New | Space Heating | Natural Gas | Retrocommissioning | A | Incremental Winter Peak Savings (MW) | Achievable Economic RVT Potential | 0 | 0 | 0 | 0 | 0 | 0 | 0 | 0 | 0 | 0 | 0 | 0 | 0 | 0 | 0 | 0 | 0 | 0 | 0 | 0 | 0 | 0 | 0
F7_Industrial_Petroleum_New_Space Heating_Natural Gas_Retrocommissioning_A_Achievable Economic RVT Potential | F7 | Industrial | Petroleum | New | Space Heating | Natural Gas | Retrocommissioning | A | Cumulative Energy Savings (MWh or mTherms) | Achievable Economic RVT Potential | 0 | 0 | 0 | 0 | 0 | 0 | 0 | 0 | 0 | 0 | 0 | 0 | 0 | 0 | 0 | 0 | 0 | 0 | 0 | 0 | 0 | 0 | 0
F8_Industrial_Petroleum_New_Space Heating_Natural Gas_Retrocommissioning_A_Achievable Economic RVT Potential | F8 | Industrial | Petroleum | New | Space Heating | Natural Gas | Retrocommissioning | A | Cumulative Summer Peak Savings (MW) | Achievable Economic RVT Potential | 0 | 0 | 0 | 0 | 0 | 0 | 0 | 0 | 0 | 0 | 0 | 0 | 0 | 0 | 0 | 0 | 0 | 0 | 0 | 0 | 0 | 0 | 0
F9_Industrial_Petroleum_New_Space Heating_Natural Gas_Retrocommissioning_A_Achievable Economic RVT Potential | F9 | Industrial | Petroleum | New | Space Heating | Natural Gas | Retrocommissioning | A | Cumulative Winter Peak Savings (MW) | Achievable Economic RVT Potential | 0 | 0 | 0 | 0 | 0 | 0 | 0 | 0 | 0 | 0 | 0 | 0 | 0 | 0 | 0 | 0 | 0 | 0 | 0 | 0 | 0 | 0 | 0
F10_Industrial_Petroleum_New_Space Heating_Natural Gas_Retrocommissioning_A_Achievable Economic RVT Potential | F10 | Industrial | Petroleum | New | Space Heating | Natural Gas | Retrocommissioning | A | Purchases (Incremental) | Achievable Economic RVT Potential | 0 | 0 | 0 | 0 | 0 | 0 | 0 | 0 | 0 | 0 | 0 | 0 | 0 | 0 | 0 | 0 | 0 | 0 | 0 | 0 | 0 | 0 | 0
F11_Industrial_Petroleum_New_Space Heating_Natural Gas_Retrocommissioning_A_Achievable Economic RVT Potential | F11 | Industrial | Petroleum | New | Space Heating | Natural Gas | Retrocommissioning | A | Purchases (Cumulative) | Achievable Economic RVT Potential | 0 | 0 | 0 | 0 | 0 | 0 | 0 | 0 | 0 | 0 | 0 | 0 | 0 | 0 | 0 | 0 | 0 | 0 | 0 | 0 | 0 | 0 | 0
F1_Industrial_Petroleum_New_Process_Natural Gas_Retrocommissioning_A_Achievable Economic RVT Potential | F1 | Industrial | Petroleum | New | Process | Natural Gas | Retrocommissioning | A | Integrated Unit Energy Savings (kWh or therms) | Achievable Economic RVT Potential | 0 | 0 | 0 | 0 | 0 | 0 | 0 | 0 | 0 | 0 | 0 | 0 | 0 | 0 | 0 | 0 | 0 | 0 | 0 | 0 | 0 | 0 | 0
F2_Industrial_Petroleum_New_Process_Natural Gas_Retrocommissioning_A_Achievable Economic RVT Potential | F2 | Industrial | Petroleum | New | Process | Natural Gas | Retrocommissioning | A | Integrated Unit Summer Peak Savings (kW) | Achievable Economic RVT Potential | 0 | 0 | 0 | 0 | 0 | 0 | 0 | 0 | 0 | 0 | 0 | 0 | 0 | 0 | 0 | 0 | 0 | 0 | 0 | 0 | 0 | 0 | 0
F3_Industrial_Petroleum_New_Process_Natural Gas_Retrocommissioning_A_Achievable Economic RVT Potential | F3 | Industrial | Petroleum | New | Process | Natural Gas | Retrocommissioning | A | Integrated Unit Winter Peak Savings (kW) | Achievable Economic RVT Potential | 0 | 0 | 0 | 0 | 0 | 0 | 0 | 0 | 0 | 0 | 0 | 0 | 0 | 0 | 0 | 0 | 0 | 0 | 0 | 0 | 0 | 0 | 0
F4_Industrial_Petroleum_New_Process_Natural Gas_Retrocommissioning_A_Achievable Economic RVT Potential | F4 | Industrial | Petroleum | New | Process | Natural Gas | Retrocommissioning | A | Incremental Energy Savings (MWh or mTherms) | Achievable Economic RVT Potential | 0 | 0 | 0 | 0 | 0 | 0 | 0 | 0 | 0 | 0 | 0 | 0 | 0 | 0 | 0 | 0 | 0 | 0 | 0 | 0 | 0 | 0 | 0
F5_Industrial_Petroleum_New_Process_Natural Gas_Retrocommissioning_A_Achievable Economic RVT Potential | F5 | Industrial | Petroleum | New | Process | Natural Gas | Retrocommissioning | A | Incremental Summer Peak Savings (MW) | Achievable Economic RVT Potential | 0 | 0 | 0 | 0 | 0 | 0 | 0 | 0 | 0 | 0 | 0 | 0 | 0 | 0 | 0 | 0 | 0 | 0 | 0 | 0 | 0 | 0 | 0
F6_Industrial_Petroleum_New_Process_Natural Gas_Retrocommissioning_A_Achievable Economic RVT Potential | F6 | Industrial | Petroleum | New | Process | Natural Gas | Retrocommissioning | A | Incremental Winter Peak Savings (MW) | Achievable Economic RVT Potential | 0 | 0 | 0 | 0 | 0 | 0 | 0 | 0 | 0 | 0 | 0 | 0 | 0 | 0 | 0 | 0 | 0 | 0 | 0 | 0 | 0 | 0 | 0
F7_Industrial_Petroleum_New_Process_Natural Gas_Retrocommissioning_A_Achievable Economic RVT Potential | F7 | Industrial | Petroleum | New | Process | Natural Gas | Retrocommissioning | A | Cumulative Energy Savings (MWh or mTherms) | Achievable Economic RVT Potential | 0 | 0 | 0 | 0 | 0 | 0 | 0 | 0 | 0 | 0 | 0 | 0 | 0 | 0 | 0 | 0 | 0 | 0 | 0 | 0 | 0 | 0 | 0
F8_Industrial_Petroleum_New_Process_Natural Gas_Retrocommissioning_A_Achievable Economic RVT Potential | F8 | Industrial | Petroleum | New | Process | Natural Gas | Retrocommissioning | A | Cumulative Summer Peak Savings (MW) | Achievable Economic RVT Potential | 0 | 0 | 0 | 0 | 0 | 0 | 0 | 0 | 0 | 0 | 0 | 0 | 0 | 0 | 0 | 0 | 0 | 0 | 0 | 0 | 0 | 0 | 0
F9_Industrial_Petroleum_New_Process_Natural Gas_Retrocommissioning_A_Achievable Economic RVT Potential | F9 | Industrial | Petroleum | New | Process | Natural Gas | Retrocommissioning | A | Cumulative Winter Peak Savings (MW) | Achievable Economic RVT Potential | 0 | 0 | 0 | 0 | 0 | 0 | 0 | 0 | 0 | 0 | 0 | 0 | 0 | 0 | 0 | 0 | 0 | 0 | 0 | 0 | 0 | 0 | 0
F10_Industrial_Petroleum_New_Process_Natural Gas_Retrocommissioning_A_Achievable Economic RVT Potential | F10 | Industrial | Petroleum | New | Process | Natural Gas | Retrocommissioning | A | Purchases (Incremental) | Achievable Economic RVT Potential | 0 | 0 | 0 | 0 | 0 | 0 | 0 | 0 | 0 | 0 | 0 | 0 | 0 | 0 | 0 | 0 | 0 | 0 | 0 | 0 | 0 | 0 | 0
F11_Industrial_Petroleum_New_Process_Natural Gas_Retrocommissioning_A_Achievable Economic RVT Potential | F11 | Industrial | Petroleum | New | Process | Natural Gas | Retrocommissioning | A | Purchases (Cumulative) | Achievable Economic RVT Potential | 0 | 0 | 0 | 0 | 0 | 0 | 0 | 0 | 0 | 0 | 0 | 0 | 0 | 0 | 0 | 0 | 0 | 0 | 0 | 0 | 0 | 0 | 0
F1_Industrial_Paper and Printing_Existing_Space Heating_Natural Gas_Insulation - Roof/Ceiling_A_Achievable Economic RVT Potential | F1 | Industrial | Paper and Printing | Existing | Space Heating | Natural Gas | Insulation - Roof/Ceiling | A | Integrated Unit Energy Savings (kWh or therms) | Achievable Economic RVT Potential | 0 | 0 | 0.08286 | 0.082461 | 0.082029 | 0.081554 | 0.081023 | 0.080427 | 0.079756 | 0.079004 | 0.078171 | 0.077266 | 0.076301 | 0.075292 | 0.074262 | 0.073237 | 0.072242 | 0.071326 | 0.070501 | 0.069765 | 0.069106 | 0.068507 | 0
F2_Industrial_Paper and Printing_Existing_Space Heating_Natural Gas_Insulation - Roof/Ceiling_A_Achievable Economic RVT Potential | F2 | Industrial | Paper and Printing | Existing | Space Heating | Natural Gas | Insulation - Roof/Ceiling | A | Integrated Unit Summer Peak Savings (kW) | Achievable Economic RVT Potential | 0 | 0 | 0 | 0 | 0 | 0 | 0 | 0 | 0 | 0 | 0 | 0 | 0 | 0 | 0 | 0 | 0 | 0 | 0 | 0 | 0 | 0 | 0
F3_Industrial_Paper and Printing_Existing_Space Heating_Natural Gas_Insulation - Roof/Ceiling_A_Achievable Economic RVT Potential | F3 | Industrial | Paper and Printing | Existing | Space Heating | Natural Gas | Insulation - Roof/Ceiling | A | Integrated Unit Winter Peak Savings (kW) | Achievable Economic RVT Potential | 0 | 0 | 0 | 0 | 0 | 0 | 0 | 0 | 0 | 0 | 0 | 0 | 0 | 0 | 0 | 0 | 0 | 0 | 0 | 0 | 0 | 0 | 0
F4_Industrial_Paper and Printing_Existing_Space Heating_Natural Gas_Insulation - Roof/Ceiling_A_Achievable Economic RVT Potential | F4 | Industrial | Paper and Printing | Existing | Space Heating | Natural Gas | Insulation - Roof/Ceiling | A | Incremental Energy Savings (MWh or mTherms) | Achievable Economic RVT Potential | 0 | 0 | 0.21583 | 0.36941 | 0.56177 | 0.76844 | 0.9549 | 1.0868 | 1.1406 | 1.1104 | 1.0077 | 0.85654 | 0.68456 | 0.51634 | 0.36879 | 0.2502 | 0.1617 | 0.099841 | 0.059034 | 0.038872 | 0 | 0 | 0
F5_Industrial_Paper and Printing_Existing_Space Heating_Natural Gas_Insulation - Roof/Ceiling_A_Achievable Economic RVT Potential | F5 | Industrial | Paper and Printing | Existing | Space Heating | Natural Gas | Insulation - Roof/Ceiling | A | Incremental Summer Peak Savings (MW) | Achievable Economic RVT Potential | 0 | 0 | 0 | 0 | 0 | 0 | 0 | 0 | 0 | 0 | 0 | 0 | 0 | 0 | 0 | 0 | 0 | 0 | 0 | 0 | 0 | 0 | 0
F6_Industrial_Paper and Printing_Existing_Space Heating_Natural Gas_Insulation - Roof/Ceiling_A_Achievable Economic RVT Potential | F6 | Industrial | Paper and Printing | Existing | Space Heating | Natural Gas | Insulation - Roof/Ceiling | A | Incremental Winter Peak Savings (MW) | Achievable Economic RVT Potential | 0 | 0 | 0 | 0 | 0 | 0 | 0 | 0 | 0 | 0 | 0 | 0 | 0 | 0 | 0 | 0 | 0 | 0 | 0 | 0 | 0 | 0 | 0
F7_Industrial_Paper and Printing_Existing_Space Heating_Natural Gas_Insulation - Roof/Ceiling_A_Achievable Economic RVT Potential | F7 | Industrial | Paper and Printing | Existing | Space Heating | Natural Gas | Insulation - Roof/Ceiling | A | Cumulative Energy Savings (MWh or mTherms) | Achievable Economic RVT Potential | 0 | 0 | 0.21583 | 0.58421 | 1.1429 | 1.9047 | 2.8473 | 3.9131 | 5.0211 | 6.0841 | 7.0277 | 7.8029 | 8.3899 | 8.7953 | 9.0438 | 9.1692 | 9.2063 | 9.1894 | 9.1421 | 9.0856 | 8.9998 | 8.9217 | 0
F8_Industrial_Paper and Printing_Existing_Space Heating_Natural Gas_Insulation - Roof/Ceiling_A_Achievable Economic RVT Potential | F8 | Industrial | Paper and Printing | Existing | Space Heating | Natural Gas | Insulation - Roof/Ceiling | A | Cumulative Summer Peak Savings (MW) | Achievable Economic RVT Potential | 0 | 0 | 0 | 0 | 0 | 0 | 0 | 0 | 0 | 0 | 0 | 0 | 0 | 0 | 0 | 0 | 0 | 0 | 0 | 0 | 0 | 0 | 0
F9_Industrial_Paper and Printing_Existing_Space Heating_Natural Gas_Insulation - Roof/Ceiling_A_Achievable Economic RVT Potential | F9 | Industrial | Paper and Printing | Existing | Space Heating | Natural Gas | Insulation - Roof/Ceiling | A | Cumulative Winter Peak Savings (MW) | Achievable Economic RVT Potential | 0 | 0 | 0 | 0 | 0 | 0 | 0 | 0 | 0 | 0 | 0 | 0 | 0 | 0 | 0 | 0 | 0 | 0 | 0 | 0 | 0 | 0 | 0
F10_Industrial_Paper and Printing_Existing_Space Heating_Natural Gas_Insulation - Roof/Ceiling_A_Achievable Economic RVT Potential | F10 | Industrial | Paper and Printing | Existing | Space Heating | Natural Gas | Insulation - Roof/Ceiling | A | Purchases (Incremental) | Achievable Economic RVT Potential | 0 | 0 | 2604.7988 | 4479.8048 | 6848.4373 | 9422.5051 | 11785.5158 | 13512.7034 | 14301.2432 | 14054.67 | 12891.5249 | 11085.6001 | 8971.9157 | 6857.8436 | 4966.0247 | 3416.2825 | 2238.254 | 1399.7858 | 837.3531 | 557.183 | 0 | 0 | 0
F11_Industrial_Paper and Printing_Existing_Space Heating_Natural Gas_Insulation - Roof/Ceiling_A_Achievable Economic RVT Potential | F11 | Industrial | Paper and Printing | Existing | Space Heating | Natural Gas | Insulation - Roof/Ceiling | A | Purchases (Cumulative) | Achievable Economic RVT Potential | 0 | 0 | 2604.7988 | 7084.6037 | 13933.0409 | 23355.546 | 35141.0618 | 48653.7653 | 62955.0084 | 77009.6784 | 89901.2034 | 100986.8034 | 109958.7191 | 116816.5627 | 121782.5874 | 125198.8699 | 127437.1239 | 128836.9098 | 129674.2629 | 130231.4459 | 130231.4459 | 130231.4459 | 0
F1_Industrial_Paper and Printing_Existing_Space Heating_Natural Gas_Insulation - Wall Cavity_A_Achievable Economic RVT Potential | F1 | Industrial | Paper and Printing | Existing | Space Heating | Natural Gas | Insulation - Wall Cavity | A | Integrated Unit Energy Savings (kWh or therms) | Achievable Economic RVT Potential | 0 | 0 | 0.018126 | 0.018038 | 0.017943 | 0.017837 | 0.01772 | 0.017588 | 0.01744 | 0.017274 | 0.01709 | 0.016891 | 0.016678 | 0.016457 | 0.016231 | 0.016006 | 0.015787 | 0.015587 | 0.015406 | 0.015245 | 0.0151 | 0.014969 | 0
F2_Industrial_Paper and Printing_Existing_Space Heating_Natural Gas_Insulation - Wall Cavity_A_Achievable Economic RVT Potential | F2 | Industrial | Paper and Printing | Existing | Space Heating | Natural Gas | Insulation - Wall Cavity | A | Integrated Unit Summer Peak Savings (kW) | Achievable Economic RVT Potential | 0 | 0 | 0 | 0 | 0 | 0 | 0 | 0 | 0 | 0 | 0 | 0 | 0 | 0 | 0 | 0 | 0 | 0 | 0 | 0 | 0 | 0 | 0
F3_Industrial_Paper and Printing_Existing_Space Heating_Natural Gas_Insulation - Wall Cavity_A_Achievable Economic RVT Potential | F3 | Industrial | Paper and Printing | Existing | Space Heating | Natural Gas | Insulation - Wall Cavity | A | Integrated Unit Winter Peak Savings (kW) | Achievable Economic RVT Potential | 0 | 0 | 0 | 0 | 0 | 0 | 0 | 0 | 0 | 0 | 0 | 0 | 0 | 0 | 0 | 0 | 0 | 0 | 0 | 0 | 0 | 0 | 0
F4_Industrial_Paper and Printing_Existing_Space Heating_Natural Gas_Insulation - Wall Cavity_A_Achievable Economic RVT Potential | F4 | Industrial | Paper and Printing | Existing | Space Heating | Natural Gas | Insulation - Wall Cavity | A | Incremental Energy Savings (MWh or mTherms) | Achievable Economic RVT Potential | 0 | 0 | 0.047215 | 0.080807 | 0.12288 | 0.16807 | 0.20884 | 0.23767 | 0.24941 | 0.24278 | 0.22032 | 0.18725 | 0.14964 | 0.11286 | 0.080601 | 0.05468 | 0.035336 | 0.021818 | 0.0129 | 0.008494 | 0 | 0 | 0
F5_Industrial_Paper and Printing_Existing_Space Heating_Natural Gas_Insulation - Wall Cavity_A_Achievable Economic RVT Potential | F5 | Industrial | Paper and Printing | Existing | Space Heating | Natural Gas | Insulation - Wall Cavity | A | Incremental Summer Peak Savings (MW) | Achievable Economic RVT Potential | 0 | 0 | 0 | 0 | 0 | 0 | 0 | 0 | 0 | 0 | 0 | 0 | 0 | 0 | 0 | 0 | 0 | 0 | 0 | 0 | 0 | 0 | 0
F6_Industrial_Paper and Printing_Existing_Space Heating_Natural Gas_Insulation - Wall Cavity_A_Achievable Economic RVT Potential | F6 | Industrial | Paper and Printing | Existing | Space Heating | Natural Gas | Insulation - Wall Cavity | A | Incremental Winter Peak Savings (MW) | Achievable Economic RVT Potential | 0 | 0 | 0 | 0 | 0 | 0 | 0 | 0 | 0 | 0 | 0 | 0 | 0 | 0 | 0 | 0 | 0 | 0 | 0 | 0 | 0 | 0 | 0
F7_Industrial_Paper and Printing_Existing_Space Heating_Natural Gas_Insulation - Wall Cavity_A_Achievable Economic RVT Potential | F7 | Industrial | Paper and Printing | Existing | Space Heating | Natural Gas | Insulation - Wall Cavity | A | Cumulative Energy Savings (MWh or mTherms) | Achievable Economic RVT Potential | 0 | 0 | 0.047215 | 0.12779 | 0.24999 | 0.4166 | 0.62271 | 0.85574 | 1.0979 | 1.3303 | 1.5364 | 1.7058 | 1.8339 | 1.9224 | 1.9766 | 2.0039 | 2.0119 | 2.0081 | 1.9977 | 1.9853 | 1.9665 | 1.9494 | 0
F8_Industrial_Paper and Printing_Existing_Space Heating_Natural Gas_Insulation - Wall Cavity_A_Achievable Economic RVT Potential | F8 | Industrial | Paper and Printing | Existing | Space Heating | Natural Gas | Insulation - Wall Cavity | A | Cumulative Summer Peak Savings (MW) | Achievable Economic RVT Potential | 0 | 0 | 0 | 0 | 0 | 0 | 0 | 0 | 0 | 0 | 0 | 0 | 0 | 0 | 0 | 0 | 0 | 0 | 0 | 0 | 0 | 0 | 0
F9_Industrial_Paper and Printing_Existing_Space Heating_Natural Gas_Insulation - Wall Cavity_A_Achievable Economic RVT Potential | F9 | Industrial | Paper and Printing | Existing | Space Heating | Natural Gas | Insulation - Wall Cavity | A | Cumulative Winter Peak Savings (MW) | Achievable Economic RVT Potential | 0 | 0 | 0 | 0 | 0 | 0 | 0 | 0 | 0 | 0 | 0 | 0 | 0 | 0 | 0 | 0 | 0 | 0 | 0 | 0 | 0 | 0 | 0
F10_Industrial_Paper and Printing_Existing_Space Heating_Natural Gas_Insulation - Wall Cavity_A_Achievable Economic RVT Potential | F10 | Industrial | Paper and Printing | Existing | Space Heating | Natural Gas | Insulation - Wall Cavity | A | Purchases (Incremental) | Achievable Economic RVT Potential | 0 | 0 | 2604.7988 | 4479.8048 | 6848.4373 | 9422.5051 | 11785.5158 | 13512.7034 | 14301.2432 | 14054.67 | 12891.5249 | 11085.6001 | 8971.9157 | 6857.8436 | 4966.0247 | 3416.2825 | 2238.254 | 1399.7858 | 837.3531 | 557.183 | 0 | 0 | 0
F11_Industrial_Paper and Printing_Existing_Space Heating_Natural Gas_Insulation - Wall Cavity_A_Achievable Economic RVT Potential | F11 | Industrial | Paper and Printing | Existing | Space Heating | Natural Gas | Insulation - Wall Cavity | A | Purchases (Cumulative) | Achievable Economic RVT Potential | 0 | 0 | 2604.7988 | 7084.6037 | 13933.0409 | 23355.546 | 35141.0618 | 48653.7653 | 62955.0084 | 77009.6784 | 89901.2034 | 100986.8034 | 109958.7191 | 116816.5627 | 121782.5874 | 125198.8699 | 127437.1239 | 128836.9098 | 129674.2629 | 130231.4459 | 130231.4459 | 130231.4459 | 0
F1_Industrial_Paper and Printing_Existing_Space Heating_Natural Gas_Insulation - Ducting_A_Achievable Economic RVT Potential | F1 | Industrial | Paper and Printing | Existing | Space Heating | Natural Gas | Insulation - Ducting | A | Integrated Unit Energy Savings (kWh or therms) | Achievable Economic RVT Potential | 0 | 0 | 0.0014367 | 0.0014252 | 0.0014131 | 0.0014003 | 0.0013866 | 0.0013719 | 0.001356 | 0.0013389 | 0.0013207 | 0.0013015 | 0.0012815 | 0.001261 | 0.0012405 | 0.0012203 | 0.0012009 | 0.001183 | 0.001167 | 0.0011526 | 0.0011397 | 0.001128 | 0
F2_Industrial_Paper and Printing_Existing_Space Heating_Natural Gas_Insulation - Ducting_A_Achievable Economic RVT Potential | F2 | Industrial | Paper and Printing | Existing | Space Heating | Natural Gas | Insulation - Ducting | A | Integrated Unit Summer Peak Savings (kW) | Achievable Economic RVT Potential | 0 | 0 | 0 | 0 | 0 | 0 | 0 | 0 | 0 | 0 | 0 | 0 | 0 | 0 | 0 | 0 | 0 | 0 | 0 | 0 | 0 | 0 | 0
F3_Industrial_Paper and Printing_Existing_Space Heating_Natural Gas_Insulation - Ducting_A_Achievable Economic RVT Potential | F3 | Industrial | Paper and Printing | Existing | Space Heating | Natural Gas | Insulation - Ducting | A | Integrated Unit Winter Peak Savings (kW) | Achievable Economic RVT Potential | 0 | 0 | 0 | 0 | 0 | 0 | 0 | 0 | 0 | 0 | 0 | 0 | 0 | 0 | 0 | 0 | 0 | 0 | 0 | 0 | 0 | 0 | 0
F4_Industrial_Paper and Printing_Existing_Space Heating_Natural Gas_Insulation - Ducting_A_Achievable Economic RVT Potential | F4 | Industrial | Paper and Printing | Existing | Space Heating | Natural Gas | Insulation - Ducting | A | Incremental Energy Savings (MWh or mTherms) | Achievable Economic RVT Potential | 0 | 0 | 0 | 0 | 0 | 0 | 0 | 0 | 0 | 0 | 0 | 0 | 0 | 0 | 0 | 0 | 0 | 0 | 0 | 0 | 0 | 0 | 0
F5_Industrial_Paper and Printing_Existing_Space Heating_Natural Gas_Insulation - Ducting_A_Achievable Economic RVT Potential | F5 | Industrial | Paper and Printing | Existing | Space Heating | Natural Gas | Insulation - Ducting | A | Incremental Summer Peak Savings (MW) | Achievable Economic RVT Potential | 0 | 0 | 0 | 0 | 0 | 0 | 0 | 0 | 0 | 0 | 0 | 0 | 0 | 0 | 0 | 0 | 0 | 0 | 0 | 0 | 0 | 0 | 0
F6_Industrial_Paper and Printing_Existing_Space Heating_Natural Gas_Insulation - Ducting_A_Achievable Economic RVT Potential | F6 | Industrial | Paper and Printing | Existing | Space Heating | Natural Gas | Insulation - Ducting | A | Incremental Winter Peak Savings (MW) | Achievable Economic RVT Potential | 0 | 0 | 0 | 0 | 0 | 0 | 0 | 0 | 0 | 0 | 0 | 0 | 0 | 0 | 0 | 0 | 0 | 0 | 0 | 0 | 0 | 0 | 0
F7_Industrial_Paper and Printing_Existing_Space Heating_Natural Gas_Insulation - Ducting_A_Achievable Economic RVT Potential | F7 | Industrial | Paper and Printing | Existing | Space Heating | Natural Gas | Insulation - Ducting | A | Cumulative Energy Savings (MWh or mTherms) | Achievable Economic RVT Potential | 0 | 0 | 0 | 0 | 0 | 0 | 0 | 0 | 0 | 0 | 0 | 0 | 0 | 0 | 0 | 0 | 0 | 0 | 0 | 0 | 0 | 0 | 0
F8_Industrial_Paper and Printing_Existing_Space Heating_Natural Gas_Insulation - Ducting_A_Achievable Economic RVT Potential | F8 | Industrial | Paper and Printing | Existing | Space Heating | Natural Gas | Insulation - Ducting | A | Cumulative Summer Peak Savings (MW) | Achievable Economic RVT Potential | 0 | 0 | 0 | 0 | 0 | 0 | 0 | 0 | 0 | 0 | 0 | 0 | 0 | 0 | 0 | 0 | 0 | 0 | 0 | 0 | 0 | 0 | 0
F9_Industrial_Paper and Printing_Existing_Space Heating_Natural Gas_Insulation - Ducting_A_Achievable Economic RVT Potential | F9 | Industrial | Paper and Printing | Existing | Space Heating | Natural Gas | Insulation - Ducting | A | Cumulative Winter Peak Savings (MW) | Achievable Economic RVT Potential | 0 | 0 | 0 | 0 | 0 | 0 | 0 | 0 | 0 | 0 | 0 | 0 | 0 | 0 | 0 | 0 | 0 | 0 | 0 | 0 | 0 | 0 | 0
F10_Industrial_Paper and Printing_Existing_Space Heating_Natural Gas_Insulation - Ducting_A_Achievable Economic RVT Potential | F10 | Industrial | Paper and Printing | Existing | Space Heating | Natural Gas | Insulation - Ducting | A | Purchases (Incremental) | Achievable Economic RVT Potential | 0 | 0 | 0 | 0 | 0 | 0 | 0 | 0 | 0 | 0 | 0 | 0 | 0 | 0 | 0 | 0 | 0 | 0 | 0 | 0 | 0 | 0 | 0
F11_Industrial_Paper and Printing_Existing_Space Heating_Natural Gas_Insulation - Ducting_A_Achievable Economic RVT Potential | F11 | Industrial | Paper and Printing | Existing | Space Heating | Natural Gas | Insulation - Ducting | A | Purchases (Cumulative) | Achievable Economic RVT Potential | 0 | 0 | 0 | 0 | 0 | 0 | 0 | 0 | 0 | 0 | 0 | 0 | 0 | 0 | 0 | 0 | 0 | 0 | 0 | 0 | 0 | 0 | 0
F1_Industrial_Paper and Printing_Existing_Space Heating_Natural Gas_HVAC - Duct Repair and Sealing_A_Achievable Economic RVT Potential | F1 | Industrial | Paper and Printing | Existing | Space Heating | Natural Gas | HVAC - Duct Repair and Sealing | A | Integrated Unit Energy Savings (kWh or therms) | Achievable Economic RVT Potential | 0 | 0 | 0.0040635 | 0.004031 | 0.0039969 | 0.0039609 | 0.0039226 | 0.0038815 | 0.0038374 | 0.00379 | 0.0037395 | 0.0036864 | 0.0036312 | 0.0035747 | 0.0035179 | 0.0034619 | 0.003408 | 0.0033584 | 0.0033136 | 0.0032735 | 0.0032373 | 0.0032044 | 0
F2_Industrial_Paper and Printing_Existing_Space Heating_Natural Gas_HVAC - Duct Repair and Sealing_A_Achievable Economic RVT Potential | F2 | Industrial | Paper and Printing | Existing | Space Heating | Natural Gas | HVAC - Duct Repair and Sealing | A | Integrated Unit Summer Peak Savings (kW) | Achievable Economic RVT Potential | 0 | 0 | 0 | 0 | 0 | 0 | 0 | 0 | 0 | 0 | 0 | 0 | 0 | 0 | 0 | 0 | 0 | 0 | 0 | 0 | 0 | 0 | 0
F3_Industrial_Paper and Printing_Existing_Space Heating_Natural Gas_HVAC - Duct Repair and Sealing_A_Achievable Economic RVT Potential | F3 | Industrial | Paper and Printing | Existing | Space Heating | Natural Gas | HVAC - Duct Repair and Sealing | A | Integrated Unit Winter Peak Savings (kW) | Achievable Economic RVT Potential | 0 | 0 | 0 | 0 | 0 | 0 | 0 | 0 | 0 | 0 | 0 | 0 | 0 | 0 | 0 | 0 | 0 | 0 | 0 | 0 | 0 | 0 | 0
F4_Industrial_Paper and Printing_Existing_Space Heating_Natural Gas_HVAC - Duct Repair and Sealing_A_Achievable Economic RVT Potential | F4 | Industrial | Paper and Printing | Existing | Space Heating | Natural Gas | HVAC - Duct Repair and Sealing | A | Incremental Energy Savings (MWh or mTherms) | Achievable Economic RVT Potential | 0 | 0 | 0 | 0 | 0 | 0 | 0 | 0 | 0 | 0 | 0 | 0 | 0 | 0 | 0 | 0 | 0 | 0 | 0 | 0 | 0 | 0 | 0
F5_Industrial_Paper and Printing_Existing_Space Heating_Natural Gas_HVAC - Duct Repair and Sealing_A_Achievable Economic RVT Potential | F5 | Industrial | Paper and Printing | Existing | Space Heating | Natural Gas | HVAC - Duct Repair and Sealing | A | Incremental Summer Peak Savings (MW) | Achievable Economic RVT Potential | 0 | 0 | 0 | 0 | 0 | 0 | 0 | 0 | 0 | 0 | 0 | 0 | 0 | 0 | 0 | 0 | 0 | 0 | 0 | 0 | 0 | 0 | 0
F6_Industrial_Paper and Printing_Existing_Space Heating_Natural Gas_HVAC - Duct Repair and Sealing_A_Achievable Economic RVT Potential | F6 | Industrial | Paper and Printing | Existing | Space Heating | Natural Gas | HVAC - Duct Repair and Sealing | A | Incremental Winter Peak Savings (MW) | Achievable Economic RVT Potential | 0 | 0 | 0 | 0 | 0 | 0 | 0 | 0 | 0 | 0 | 0 | 0 | 0 | 0 | 0 | 0 | 0 | 0 | 0 | 0 | 0 | 0 | 0
F7_Industrial_Paper and Printing_Existing_Space Heating_Natural Gas_HVAC - Duct Repair and Sealing_A_Achievable Economic RVT Potential | F7 | Industrial | Paper and Printing | Existing | Space Heating | Natural Gas | HVAC - Duct Repair and Sealing | A | Cumulative Energy Savings (MWh or mTherms) | Achievable Economic RVT Potential | 0 | 0 | 0 | 0 | 0 | 0 | 0 | 0 | 0 | 0 | 0 | 0 | 0 | 0 | 0 | 0 | 0 | 0 | 0 | 0 | 0 | 0 | 0
F8_Industrial_Paper and Printing_Existing_Space Heating_Natural Gas_HVAC - Duct Repair and Sealing_A_Achievable Economic RVT Potential | F8 | Industrial | Paper and Printing | Existing | Space Heating | Natural Gas | HVAC - Duct Repair and Sealing | A | Cumulative Summer Peak Savings (MW) | Achievable Economic RVT Potential | 0 | 0 | 0 | 0 | 0 | 0 | 0 | 0 | 0 | 0 | 0 | 0 | 0 | 0 | 0 | 0 | 0 | 0 | 0 | 0 | 0 | 0 | 0
F9_Industrial_Paper and Printing_Existing_Space Heating_Natural Gas_HVAC - Duct Repair and Sealing_A_Achievable Economic RVT Potential | F9 | Industrial | Paper and Printing | Existing | Space Heating | Natural Gas | HVAC - Duct Repair and Sealing | A | Cumulative Winter Peak Savings (MW) | Achievable Economic RVT Potential | 0 | 0 | 0 | 0 | 0 | 0 | 0 | 0 | 0 | 0 | 0 | 0 | 0 | 0 | 0 | 0 | 0 | 0 | 0 | 0 | 0 | 0 | 0
F10_Industrial_Paper and Printing_Existing_Space Heating_Natural Gas_HVAC - Duct Repair and Sealing_A_Achievable Economic RVT Potential | F10 | Industrial | Paper and Printing | Existing | Space Heating | Natural Gas | HVAC - Duct Repair and Sealing | A | Purchases (Incremental) | Achievable Economic RVT Potential | 0 | 0 | 0 | 0 | 0 | 0 | 0 | 0 | 0 | 0 | 0 | 0 | 0 | 0 | 0 | 0 | 0 | 0 | 0 | 0 | 0 | 0 | 0
F11_Industrial_Paper and Printing_Existing_Space Heating_Natural Gas_HVAC - Duct Repair and Sealing_A_Achievable Economic RVT Potential | F11 | Industrial | Paper and Printing | Existing | Space Heating | Natural Gas | HVAC - Duct Repair and Sealing | A | Purchases (Cumulative) | Achievable Economic RVT Potential | 0 | 0 | 0 | 0 | 0 | 0 | 0 | 0 | 0 | 0 | 0 | 0 | 0 | 0 | 0 | 0 | 0 | 0 | 0 | 0 | 0 | 0 | 0
F1_Industrial_Paper and Printing_Existing_Space Heating_Natural Gas_Windows - High Efficiency_A_Achievable Economic RVT Potential | F1 | Industrial | Paper and Printing | Existing | Space Heating | Natural Gas | Windows - High Efficiency | A | Integrated Unit Energy Savings (kWh or therms) | Achievable Economic RVT Potential | 0 | 0 | 0.0077507 | 0.0077129 | 0.0076718 | 0.0076265 | 0.0075758 | 0.0075186 | 0.0074542 | 0.0073818 | 0.0073016 | 0.0072143 | 0.0071213 | 0.0070242 | 0.0069252 | 0.006827 | 0.0067317 | 0.0066444 | 0.0065658 | 0.006496 | 0.0064337 | 0.006377 | 0
F2_Industrial_Paper and Printing_Existing_Space Heating_Natural Gas_Windows - High Efficiency_A_Achievable Economic RVT Potential | F2 | Industrial | Paper and Printing | Existing | Space Heating | Natural Gas | Windows - High Efficiency | A | Integrated Unit Summer Peak Savings (kW) | Achievable Economic RVT Potential | 0 | 0 | 0 | 0 | 0 | 0 | 0 | 0 | 0 | 0 | 0 | 0 | 0 | 0 | 0 | 0 | 0 | 0 | 0 | 0 | 0 | 0 | 0
F3_Industrial_Paper and Printing_Existing_Space Heating_Natural Gas_Windows - High Efficiency_A_Achievable Economic RVT Potential | F3 | Industrial | Paper and Printing | Existing | Space Heating | Natural Gas | Windows - High Efficiency | A | Integrated Unit Winter Peak Savings (kW) | Achievable Economic RVT Potential | 0 | 0 | 0 | 0 | 0 | 0 | 0 | 0 | 0 | 0 | 0 | 0 | 0 | 0 | 0 | 0 | 0 | 0 | 0 | 0 | 0 | 0 | 0
F4_Industrial_Paper and Printing_Existing_Space Heating_Natural Gas_Windows - High Efficiency_A_Achievable Economic RVT Potential | F4 | Industrial | Paper and Printing | Existing | Space Heating | Natural Gas | Windows - High Efficiency | A | Incremental Energy Savings (MWh or mTherms) | Achievable Economic RVT Potential | 0 | 0 | 0 | 0 | 0 | 0 | 0 | 0 | 0 | 0 | 0 | 0 | 0 | 0 | 0 | 0 | 0 | 0 | 0 | 0 | 0 | 0 | 0
F5_Industrial_Paper and Printing_Existing_Space Heating_Natural Gas_Windows - High Efficiency_A_Achievable Economic RVT Potential | F5 | Industrial | Paper and Printing | Existing | Space Heating | Natural Gas | Windows - High Efficiency | A | Incremental Summer Peak Savings (MW) | Achievable Economic RVT Potential | 0 | 0 | 0 | 0 | 0 | 0 | 0 | 0 | 0 | 0 | 0 | 0 | 0 | 0 | 0 | 0 | 0 | 0 | 0 | 0 | 0 | 0 | 0
F6_Industrial_Paper and Printing_Existing_Space Heating_Natural Gas_Windows - High Efficiency_A_Achievable Economic RVT Potential | F6 | Industrial | Paper and Printing | Existing | Space Heating | Natural Gas | Windows - High Efficiency | A | Incremental Winter Peak Savings (MW) | Achievable Economic RVT Potential | 0 | 0 | 0 | 0 | 0 | 0 | 0 | 0 | 0 | 0 | 0 | 0 | 0 | 0 | 0 | 0 | 0 | 0 | 0 | 0 | 0 | 0 | 0
F7_Industrial_Paper and Printing_Existing_Space Heating_Natural Gas_Windows - High Efficiency_A_Achievable Economic RVT Potential | F7 | Industrial | Paper and Printing | Existing | Space Heating | Natural Gas | Windows - High Efficiency | A | Cumulative Energy Savings (MWh or mTherms) | Achievable Economic RVT Potential | 0 | 0 | 0 | 0 | 0 | 0 | 0 | 0 | 0 | 0 | 0 | 0 | 0 | 0 | 0 | 0 | 0 | 0 | 0 | 0 | 0 | 0 | 0
F8_Industrial_Paper and Printing_Existing_Space Heating_Natural Gas_Windows - High Efficiency_A_Achievable Economic RVT Potential | F8 | Industrial | Paper and Printing | Existing | Space Heating | Natural Gas | Windows - High Efficiency | A | Cumulative Summer Peak Savings (MW) | Achievable Economic RVT Potential | 0 | 0 | 0 | 0 | 0 | 0 | 0 | 0 | 0 | 0 | 0 | 0 | 0 | 0 | 0 | 0 | 0 | 0 | 0 | 0 | 0 | 0 | 0
F9_Industrial_Paper and Printing_Existing_Space Heating_Natural Gas_Windows - High Efficiency_A_Achievable Economic RVT Potential | F9 | Industrial | Paper and Printing | Existing | Space Heating | Natural Gas | Windows - High Efficiency | A | Cumulative Winter Peak Savings (MW) | Achievable Economic RVT Potential | 0 | 0 | 0 | 0 | 0 | 0 | 0 | 0 | 0 | 0 | 0 | 0 | 0 | 0 | 0 | 0 | 0 | 0 | 0 | 0 | 0 | 0 | 0
F10_Industrial_Paper and Printing_Existing_Space Heating_Natural Gas_Windows - High Efficiency_A_Achievable Economic RVT Potential | F10 | Industrial | Paper and Printing | Existing | Space Heating | Natural Gas | Windows - High Efficiency | A | Purchases (Incremental) | Achievable Economic RVT Potential | 0 | 0 | 0 | 0 | 0 | 0 | 0 | 0 | 0 | 0 | 0 | 0 | 0 | 0 | 0 | 0 | 0 | 0 | 0 | 0 | 0 | 0 | 0
F11_Industrial_Paper and Printing_Existing_Space Heating_Natural Gas_Windows - High Efficiency_A_Achievable Economic RVT Potential | F11 | Industrial | Paper and Printing | Existing | Space Heating | Natural Gas | Windows - High Efficiency | A | Purchases (Cumulative) | Achievable Economic RVT Potential | 0 | 0 | 0 | 0 | 0 | 0 | 0 | 0 | 0 | 0 | 0 | 0 | 0 | 0 | 0 | 0 | 0 | 0 | 0 | 0 | 0 | 0 | 0
F1_Industrial_Paper and Printing_Existing_Space Heating_Natural Gas_Gas Boiler - Maintenance_A_Achievable Economic RVT Potential | F1 | Industrial | Paper and Printing | Existing | Space Heating | Natural Gas | Gas Boiler - Maintenance | A | Integrated Unit Energy Savings (kWh or therms) | Achievable Economic RVT Potential | 0 | 0 | 101.1053 | 100.8116 | 100.5046 | 100.1804 | 99.8337 | 99.4594 | 99.0535 | 98.6123 | 98.1372 | 97.6301 | 97.0934 | 96.5277 | 95.9351 | 95.319 | 94.684 | 94.0843 | 93.5259 | 93.01 | 92.5371 | 92.1086 | 0
F2_Industrial_Paper and Printing_Existing_Space Heating_Natural Gas_Gas Boiler - Maintenance_A_Achievable Economic RVT Potential | F2 | Industrial | Paper and Printing | Existing | Space Heating | Natural Gas | Gas Boiler - Maintenance | A | Integrated Unit Summer Peak Savings (kW) | Achievable Economic RVT Potential | 0 | 0 | 0 | 0 | 0 | 0 | 0 | 0 | 0 | 0 | 0 | 0 | 0 | 0 | 0 | 0 | 0 | 0 | 0 | 0 | 0 | 0 | 0
F3_Industrial_Paper and Printing_Existing_Space Heating_Natural Gas_Gas Boiler - Maintenance_A_Achievable Economic RVT Potential | F3 | Industrial | Paper and Printing | Existing | Space Heating | Natural Gas | Gas Boiler - Maintenance | A | Integrated Unit Winter Peak Savings (kW) | Achievable Economic RVT Potential | 0 | 0 | 0 | 0 | 0 | 0 | 0 | 0 | 0 | 0 | 0 | 0 | 0 | 0 | 0 | 0 | 0 | 0 | 0 | 0 | 0 | 0 | 0
F4_Industrial_Paper and Printing_Existing_Space Heating_Natural Gas_Gas Boiler - Maintenance_A_Achievable Economic RVT Potential | F4 | Industrial | Paper and Printing | Existing | Space Heating | Natural Gas | Gas Boiler - Maintenance | A | Incremental Energy Savings (MWh or mTherms) | Achievable Economic RVT Potential | 0 | 0 | 0.0028822 | 0.0019796 | 0.0013427 | 0.0010243 | 0.00087894 | 0.00074466 | 0.00062438 | 0.00051901 | 0.00042826 | 0.00035117 | 0.00028639 | 0.00021792 | 0.00016577 | 0.00012606 | 9.5838e-05 | 8.5935e-05 | 6.5702e-05 | 5.5294e-05 | 4.5345e-05 | 3.5826e-05 | 0
F5_Industrial_Paper and Printing_Existing_Space Heating_Natural Gas_Gas Boiler - Maintenance_A_Achievable Economic RVT Potential | F5 | Industrial | Paper and Printing | Existing | Space Heating | Natural Gas | Gas Boiler - Maintenance | A | Incremental Summer Peak Savings (MW) | Achievable Economic RVT Potential | 0 | 0 | 0 | 0 | 0 | 0 | 0 | 0 | 0 | 0 | 0 | 0 | 0 | 0 | 0 | 0 | 0 | 0 | 0 | 0 | 0 | 0 | 0
F6_Industrial_Paper and Printing_Existing_Space Heating_Natural Gas_Gas Boiler - Maintenance_A_Achievable Economic RVT Potential | F6 | Industrial | Paper and Printing | Existing | Space Heating | Natural Gas | Gas Boiler - Maintenance | A | Incremental Winter Peak Savings (MW) | Achievable Economic RVT Potential | 0 | 0 | 0 | 0 | 0 | 0 | 0 | 0 | 0 | 0 | 0 | 0 | 0 | 0 | 0 | 0 | 0 | 0 | 0 | 0 | 0 | 0 | 0
F7_Industrial_Paper and Printing_Existing_Space Heating_Natural Gas_Gas Boiler - Maintenance_A_Achievable Economic RVT Potential | F7 | Industrial | Paper and Printing | Existing | Space Heating | Natural Gas | Gas Boiler - Maintenance | A | Cumulative Energy Savings (MWh or mTherms) | Achievable Economic RVT Potential | 0 | 0 | 0.0028822 | 0.0048534 | 0.0061813 | 0.0071857 | 0.0080397 | 0.0087542 | 0.0093429 | 0.0098203 | 0.010201 | 0.0105 | 0.010728 | 0.010884 | 0.010983 | 0.011038 | 0.011061 | 0.011076 | 0.011076 | 0.011071 | 0.01106 | 0.011044 | 0
F8_Industrial_Paper and Printing_Existing_Space Heating_Natural Gas_Gas Boiler - Maintenance_A_Achievable Economic RVT Potential | F8 | Industrial | Paper and Printing | Existing | Space Heating | Natural Gas | Gas Boiler - Maintenance | A | Cumulative Summer Peak Savings (MW) | Achievable Economic RVT Potential | 0 | 0 | 0 | 0 | 0 | 0 | 0 | 0 | 0 | 0 | 0 | 0 | 0 | 0 | 0 | 0 | 0 | 0 | 0 | 0 | 0 | 0 | 0
F9_Industrial_Paper and Printing_Existing_Space Heating_Natural Gas_Gas Boiler - Maintenance_A_Achievable Economic RVT Potential | F9 | Industrial | Paper and Printing | Existing | Space Heating | Natural Gas | Gas Boiler - Maintenance | A | Cumulative Winter Peak Savings (MW) | Achievable Economic RVT Potential | 0 | 0 | 0 | 0 | 0 | 0 | 0 | 0 | 0 | 0 | 0 | 0 | 0 | 0 | 0 | 0 | 0 | 0 | 0 | 0 | 0 | 0 | 0
F10_Industrial_Paper and Printing_Existing_Space Heating_Natural Gas_Gas Boiler - Maintenance_A_Achievable Economic RVT Potential | F10 | Industrial | Paper and Printing | Existing | Space Heating | Natural Gas | Gas Boiler - Maintenance | A | Purchases (Incremental) | Achievable Economic RVT Potential | 0 | 0 | 0.028507 | 0.019636 | 0.013359 | 0.010225 | 0.008804 | 0.0074871 | 0.0063035 | 0.0052631 | 0.0043639 | 0.0035969 | 0.0029496 | 0.0022576 | 0.0017279 | 0.0013225 | 0.0010122 | 0.00091338 | 0.0007025 | 0.0005945 | 0.00049002 | 0.00038896 | 0
F11_Industrial_Paper and Printing_Existing_Space Heating_Natural Gas_Gas Boiler - Maintenance_A_Achievable Economic RVT Potential | F11 | Industrial | Paper and Printing | Existing | Space Heating | Natural Gas | Gas Boiler - Maintenance | A | Purchases (Cumulative) | Achievable Economic RVT Potential | 0 | 0 | 0.028507 | 0.048143 | 0.061502 | 0.071727 | 0.080531 | 0.088018 | 0.094322 | 0.099585 | 0.10395 | 0.10755 | 0.1105 | 0.11275 | 0.11448 | 0.1158 | 0.11682 | 0.11773 | 0.11843 | 0.11903 | 0.11952 | 0.1199 | 0
F1_Industrial_Paper and Printing_Existing_Process_Natural Gas_Gas Boiler - Maintenance_A_Achievable Economic RVT Potential | F1 | Industrial | Paper and Printing | Existing | Process | Natural Gas | Gas Boiler - Maintenance | A | Integrated Unit Energy Savings (kWh or therms) | Achievable Economic RVT Potential | 0 | 0 | 55.8015 | 55.8015 | 55.8015 | 55.8015 | 55.8015 | 55.8015 | 55.8015 | 55.8015 | 55.8015 | 55.8015 | 55.8015 | 55.8015 | 55.8015 | 55.8015 | 55.8015 | 55.8015 | 55.8015 | 55.8015 | 55.8015 | 55.8015 | 0
F2_Industrial_Paper and Printing_Existing_Process_Natural Gas_Gas Boiler - Maintenance_A_Achievable Economic RVT Potential | F2 | Industrial | Paper and Printing | Existing | Process | Natural Gas | Gas Boiler - Maintenance | A | Integrated Unit Summer Peak Savings (kW) | Achievable Economic RVT Potential | 0 | 0 | 0 | 0 | 0 | 0 | 0 | 0 | 0 | 0 | 0 | 0 | 0 | 0 | 0 | 0 | 0 | 0 | 0 | 0 | 0 | 0 | 0
F3_Industrial_Paper and Printing_Existing_Process_Natural Gas_Gas Boiler - Maintenance_A_Achievable Economic RVT Potential | F3 | Industrial | Paper and Printing | Existing | Process | Natural Gas | Gas Boiler - Maintenance | A | Integrated Unit Winter Peak Savings (kW) | Achievable Economic RVT Potential | 0 | 0 | 0 | 0 | 0 | 0 | 0 | 0 | 0 | 0 | 0 | 0 | 0 | 0 | 0 | 0 | 0 | 0 | 0 | 0 | 0 | 0 | 0
F4_Industrial_Paper and Printing_Existing_Process_Natural Gas_Gas Boiler - Maintenance_A_Achievable Economic RVT Potential | F4 | Industrial | Paper and Printing | Existing | Process | Natural Gas | Gas Boiler - Maintenance | A | Incremental Energy Savings (MWh or mTherms) | Achievable Economic RVT Potential | 0 | 0 | 0.063474 | 0.043723 | 0.029746 | 0.022767 | 0.019603 | 0.016671 | 0.014036 | 0.011719 | 0.0097169 | 0.0080091 | 0.0065678 | 0.0050268 | 0.0038474 | 0.0029447 | 0.0022538 | 0.0020338 | 0.0015642 | 0.0013237 | 0.0010911 | 0.00086607 | 0
F5_Industrial_Paper and Printing_Existing_Process_Natural Gas_Gas Boiler - Maintenance_A_Achievable Economic RVT Potential | F5 | Industrial | Paper and Printing | Existing | Process | Natural Gas | Gas Boiler - Maintenance | A | Incremental Summer Peak Savings (MW) | Achievable Economic RVT Potential | 0 | 0 | 0 | 0 | 0 | 0 | 0 | 0 | 0 | 0 | 0 | 0 | 0 | 0 | 0 | 0 | 0 | 0 | 0 | 0 | 0 | 0 | 0
F6_Industrial_Paper and Printing_Existing_Process_Natural Gas_Gas Boiler - Maintenance_A_Achievable Economic RVT Potential | F6 | Industrial | Paper and Printing | Existing | Process | Natural Gas | Gas Boiler - Maintenance | A | Incremental Winter Peak Savings (MW) | Achievable Economic RVT Potential | 0 | 0 | 0 | 0 | 0 | 0 | 0 | 0 | 0 | 0 | 0 | 0 | 0 | 0 | 0 | 0 | 0 | 0 | 0 | 0 | 0 | 0 | 0
F7_Industrial_Paper and Printing_Existing_Process_Natural Gas_Gas Boiler - Maintenance_A_Achievable Economic RVT Potential | F7 | Industrial | Paper and Printing | Existing | Process | Natural Gas | Gas Boiler - Maintenance | A | Cumulative Energy Savings (MWh or mTherms) | Achievable Economic RVT Potential | 0 | 0 | 0.063474 | 0.1072 | 0.13694 | 0.15971 | 0.17931 | 0.19599 | 0.21002 | 0.22174 | 0.23146 | 0.23947 | 0.24603 | 0.25106 | 0.25491 | 0.25785 | 0.26011 | 0.26214 | 0.2637 | 0.26503 | 0.26612 | 0.26699 | 0
F8_Industrial_Paper and Printing_Existing_Process_Natural Gas_Gas Boiler - Maintenance_A_Achievable Economic RVT Potential | F8 | Industrial | Paper and Printing | Existing | Process | Natural Gas | Gas Boiler - Maintenance | A | Cumulative Summer Peak Savings (MW) | Achievable Economic RVT Potential | 0 | 0 | 0 | 0 | 0 | 0 | 0 | 0 | 0 | 0 | 0 | 0 | 0 | 0 | 0 | 0 | 0 | 0 | 0 | 0 | 0 | 0 | 0
F9_Industrial_Paper and Printing_Existing_Process_Natural Gas_Gas Boiler - Maintenance_A_Achievable Economic RVT Potential | F9 | Industrial | Paper and Printing | Existing | Process | Natural Gas | Gas Boiler - Maintenance | A | Cumulative Winter Peak Savings (MW) | Achievable Economic RVT Potential | 0 | 0 | 0 | 0 | 0 | 0 | 0 | 0 | 0 | 0 | 0 | 0 | 0 | 0 | 0 | 0 | 0 | 0 | 0 | 0 | 0 | 0 | 0
F10_Industrial_Paper and Printing_Existing_Process_Natural Gas_Gas Boiler - Maintenance_A_Achievable Economic RVT Potential | F10 | Industrial | Paper and Printing | Existing | Process | Natural Gas | Gas Boiler - Maintenance | A | Purchases (Incremental) | Achievable Economic RVT Potential | 0 | 0 | 1.1375 | 0.78355 | 0.53307 | 0.408 | 0.35131 | 0.29876 | 0.25153 | 0.21001 | 0.17413 | 0.14353 | 0.1177 | 0.090084 | 0.068948 | 0.052771 | 0.040389 | 0.036447 | 0.028032 | 0.023722 | 0.019553 | 0.015521 | 0
F11_Industrial_Paper and Printing_Existing_Process_Natural Gas_Gas Boiler - Maintenance_A_Achievable Economic RVT Potential | F11 | Industrial | Paper and Printing | Existing | Process | Natural Gas | Gas Boiler - Maintenance | A | Purchases (Cumulative) | Achievable Economic RVT Potential | 0 | 0 | 1.1375 | 1.921 | 2.4541 | 2.8621 | 3.2134 | 3.5122 | 3.7637 | 3.9737 | 4.1479 | 4.2914 | 4.4091 | 4.4992 | 4.5681 | 4.6209 | 4.6613 | 4.6977 | 4.7258 | 4.7495 | 4.769 | 4.7846 | 0
F1_Industrial_Paper and Printing_Existing_Space Heating_Natural Gas_Gas Furnace - Maintenance_A_Achievable Economic RVT Potential | F1 | Industrial | Paper and Printing | Existing | Space Heating | Natural Gas | Gas Furnace - Maintenance | A | Integrated Unit Energy Savings (kWh or therms) | Achievable Economic RVT Potential | 0 | 0 | 0.0093773 | 0.0093023 | 0.0092236 | 0.0091406 | 0.0090521 | 0.0089573 | 0.0088555 | 0.0087461 | 0.0086296 | 0.008507 | 0.0083796 | 0.0082491 | 0.0081181 | 0.007989 | 0.0078646 | 0.0077502 | 0.0076467 | 0.0075541 | 0.0074707 | 0.0073946 | 0
F2_Industrial_Paper and Printing_Existing_Space Heating_Natural Gas_Gas Furnace - Maintenance_A_Achievable Economic RVT Potential | F2 | Industrial | Paper and Printing | Existing | Space Heating | Natural Gas | Gas Furnace - Maintenance | A | Integrated Unit Summer Peak Savings (kW) | Achievable Economic RVT Potential | 0 | 0 | 0 | 0 | 0 | 0 | 0 | 0 | 0 | 0 | 0 | 0 | 0 | 0 | 0 | 0 | 0 | 0 | 0 | 0 | 0 | 0 | 0
F3_Industrial_Paper and Printing_Existing_Space Heating_Natural Gas_Gas Furnace - Maintenance_A_Achievable Economic RVT Potential | F3 | Industrial | Paper and Printing | Existing | Space Heating | Natural Gas | Gas Furnace - Maintenance | A | Integrated Unit Winter Peak Savings (kW) | Achievable Economic RVT Potential | 0 | 0 | 0 | 0 | 0 | 0 | 0 | 0 | 0 | 0 | 0 | 0 | 0 | 0 | 0 | 0 | 0 | 0 | 0 | 0 | 0 | 0 | 0
F4_Industrial_Paper and Printing_Existing_Space Heating_Natural Gas_Gas Furnace - Maintenance_A_Achievable Economic RVT Potential | F4 | Industrial | Paper and Printing | Existing | Space Heating | Natural Gas | Gas Furnace - Maintenance | A | Incremental Energy Savings (MWh or mTherms) | Achievable Economic RVT Potential | 0 | 0 | 0 | 0 | 0 | 0 | 0 | 0 | 0 | 0 | 0 | 0 | 0 | 0 | 0 | 0 | 0 | 0 | 0 | 0 | 0 | 0 | 0
F5_Industrial_Paper and Printing_Existing_Space Heating_Natural Gas_Gas Furnace - Maintenance_A_Achievable Economic RVT Potential | F5 | Industrial | Paper and Printing | Existing | Space Heating | Natural Gas | Gas Furnace - Maintenance | A | Incremental Summer Peak Savings (MW) | Achievable Economic RVT Potential | 0 | 0 | 0 | 0 | 0 | 0 | 0 | 0 | 0 | 0 | 0 | 0 | 0 | 0 | 0 | 0 | 0 | 0 | 0 | 0 | 0 | 0 | 0
F6_Industrial_Paper and Printing_Existing_Space Heating_Natural Gas_Gas Furnace - Maintenance_A_Achievable Economic RVT Potential | F6 | Industrial | Paper and Printing | Existing | Space Heating | Natural Gas | Gas Furnace - Maintenance | A | Incremental Winter Peak Savings (MW) | Achievable Economic RVT Potential | 0 | 0 | 0 | 0 | 0 | 0 | 0 | 0 | 0 | 0 | 0 | 0 | 0 | 0 | 0 | 0 | 0 | 0 | 0 | 0 | 0 | 0 | 0
F7_Industrial_Paper and Printing_Existing_Space Heating_Natural Gas_Gas Furnace - Maintenance_A_Achievable Economic RVT Potential | F7 | Industrial | Paper and Printing | Existing | Space Heating | Natural Gas | Gas Furnace - Maintenance | A | Cumulative Energy Savings (MWh or mTherms) | Achievable Economic RVT Potential | 0 | 0 | 0 | 0 | 0 | 0 | 0 | 0 | 0 | 0 | 0 | 0 | 0 | 0 | 0 | 0 | 0 | 0 | 0 | 0 | 0 | 0 | 0
F8_Industrial_Paper and Printing_Existing_Space Heating_Natural Gas_Gas Furnace - Maintenance_A_Achievable Economic RVT Potential | F8 | Industrial | Paper and Printing | Existing | Space Heating | Natural Gas | Gas Furnace - Maintenance | A | Cumulative Summer Peak Savings (MW) | Achievable Economic RVT Potential | 0 | 0 | 0 | 0 | 0 | 0 | 0 | 0 | 0 | 0 | 0 | 0 | 0 | 0 | 0 | 0 | 0 | 0 | 0 | 0 | 0 | 0 | 0
F9_Industrial_Paper and Printing_Existing_Space Heating_Natural Gas_Gas Furnace - Maintenance_A_Achievable Economic RVT Potential | F9 | Industrial | Paper and Printing | Existing | Space Heating | Natural Gas | Gas Furnace - Maintenance | A | Cumulative Winter Peak Savings (MW) | Achievable Economic RVT Potential | 0 | 0 | 0 | 0 | 0 | 0 | 0 | 0 | 0 | 0 | 0 | 0 | 0 | 0 | 0 | 0 | 0 | 0 | 0 | 0 | 0 | 0 | 0
F10_Industrial_Paper and Printing_Existing_Space Heating_Natural Gas_Gas Furnace - Maintenance_A_Achievable Economic RVT Potential | F10 | Industrial | Paper and Printing | Existing | Space Heating | Natural Gas | Gas Furnace - Maintenance | A | Purchases (Incremental) | Achievable Economic RVT Potential | 0 | 0 | 0 | 0 | 0 | 0 | 0 | 0 | 0 | 0 | 0 | 0 | 0 | 0 | 0 | 0 | 0 | 0 | 0 | 0 | 0 | 0 | 0
F11_Industrial_Paper and Printing_Existing_Space Heating_Natural Gas_Gas Furnace - Maintenance_A_Achievable Economic RVT Potential | F11 | Industrial | Paper and Printing | Existing | Space Heating | Natural Gas | Gas Furnace - Maintenance | A | Purchases (Cumulative) | Achievable Economic RVT Potential | 0 | 0 | 0 | 0 | 0 | 0 | 0 | 0 | 0 | 0 | 0 | 0 | 0 | 0 | 0 | 0 | 0 | 0 | 0 | 0 | 0 | 0 | 0
F1_Industrial_Paper and Printing_Existing_Space Heating_Natural Gas_Gas Boiler - Hot Water Reset_A_Achievable Economic RVT Potential | F1 | Industrial | Paper and Printing | Existing | Space Heating | Natural Gas | Gas Boiler - Hot Water Reset | A | Integrated Unit Energy Savings (kWh or therms) | Achievable Economic RVT Potential | 0 | 0 | 367.4326 | 366.1451 | 364.8105 | 363.4144 | 361.9356 | 360.3559 | 358.6615 | 356.8389 | 354.8928 | 352.8302 | 350.6604 | 348.3855 | 346.013 | 343.5552 | 341.0293 | 338.6296 | 336.378 | 334.2783 | 332.332 | 330.5434 | 0
F2_Industrial_Paper and Printing_Existing_Space Heating_Natural Gas_Gas Boiler - Hot Water Reset_A_Achievable Economic RVT Potential | F2 | Industrial | Paper and Printing | Existing | Space Heating | Natural Gas | Gas Boiler - Hot Water Reset | A | Integrated Unit Summer Peak Savings (kW) | Achievable Economic RVT Potential | 0 | 0 | 0 | 0 | 0 | 0 | 0 | 0 | 0 | 0 | 0 | 0 | 0 | 0 | 0 | 0 | 0 | 0 | 0 | 0 | 0 | 0 | 0
F3_Industrial_Paper and Printing_Existing_Space Heating_Natural Gas_Gas Boiler - Hot Water Reset_A_Achievable Economic RVT Potential | F3 | Industrial | Paper and Printing | Existing | Space Heating | Natural Gas | Gas Boiler - Hot Water Reset | A | Integrated Unit Winter Peak Savings (kW) | Achievable Economic RVT Potential | 0 | 0 | 0 | 0 | 0 | 0 | 0 | 0 | 0 | 0 | 0 | 0 | 0 | 0 | 0 | 0 | 0 | 0 | 0 | 0 | 0 | 0 | 0
F4_Industrial_Paper and Printing_Existing_Space Heating_Natural Gas_Gas Boiler - Hot Water Reset_A_Achievable Economic RVT Potential | F4 | Industrial | Paper and Printing | Existing | Space Heating | Natural Gas | Gas Boiler - Hot Water Reset | A | Incremental Energy Savings (MWh or mTherms) | Achievable Economic RVT Potential | 0 | 0 | 0.0050904 | 0.0061209 | 0.0073342 | 0.008335 | 0.0093052 | 0.010645 | 0.011422 | 0.011409 | 0.010509 | 0.0088257 | 0.0066707 | 0.0043105 | 0.002443 | 0.0011478 | 0.00047371 | 0.0001681 | 5.1258e-05 | 1.0911e-05 | 1.7522e-06 | 2.0559e-07 | 0
F5_Industrial_Paper and Printing_Existing_Space Heating_Natural Gas_Gas Boiler - Hot Water Reset_A_Achievable Economic RVT Potential | F5 | Industrial | Paper and Printing | Existing | Space Heating | Natural Gas | Gas Boiler - Hot Water Reset | A | Incremental Summer Peak Savings (MW) | Achievable Economic RVT Potential | 0 | 0 | 0 | 0 | 0 | 0 | 0 | 0 | 0 | 0 | 0 | 0 | 0 | 0 | 0 | 0 | 0 | 0 | 0 | 0 | 0 | 0 | 0
F6_Industrial_Paper and Printing_Existing_Space Heating_Natural Gas_Gas Boiler - Hot Water Reset_A_Achievable Economic RVT Potential | F6 | Industrial | Paper and Printing | Existing | Space Heating | Natural Gas | Gas Boiler - Hot Water Reset | A | Incremental Winter Peak Savings (MW) | Achievable Economic RVT Potential | 0 | 0 | 0 | 0 | 0 | 0 | 0 | 0 | 0 | 0 | 0 | 0 | 0 | 0 | 0 | 0 | 0 | 0 | 0 | 0 | 0 | 0 | 0
F7_Industrial_Paper and Printing_Existing_Space Heating_Natural Gas_Gas Boiler - Hot Water Reset_A_Achievable Economic RVT Potential | F7 | Industrial | Paper and Printing | Existing | Space Heating | Natural Gas | Gas Boiler - Hot Water Reset | A | Cumulative Energy Savings (MWh or mTherms) | Achievable Economic RVT Potential | 0 | 0 | 0.0050904 | 0.011193 | 0.018487 | 0.026751 | 0.035947 | 0.046435 | 0.057639 | 0.068755 | 0.078889 | 0.087256 | 0.09339 | 0.097095 | 0.098876 | 0.099322 | 0.099065 | 0.098536 | 0.097932 | 0.097332 | 0.096767 | 0.096247 | 0
F8_Industrial_Paper and Printing_Existing_Space Heating_Natural Gas_Gas Boiler - Hot Water Reset_A_Achievable Economic RVT Potential | F8 | Industrial | Paper and Printing | Existing | Space Heating | Natural Gas | Gas Boiler - Hot Water Reset | A | Cumulative Summer Peak Savings (MW) | Achievable Economic RVT Potential | 0 | 0 | 0 | 0 | 0 | 0 | 0 | 0 | 0 | 0 | 0 | 0 | 0 | 0 | 0 | 0 | 0 | 0 | 0 | 0 | 0 | 0 | 0
F9_Industrial_Paper and Printing_Existing_Space Heating_Natural Gas_Gas Boiler - Hot Water Reset_A_Achievable Economic RVT Potential | F9 | Industrial | Paper and Printing | Existing | Space Heating | Natural Gas | Gas Boiler - Hot Water Reset | A | Cumulative Winter Peak Savings (MW) | Achievable Economic RVT Potential | 0 | 0 | 0 | 0 | 0 | 0 | 0 | 0 | 0 | 0 | 0 | 0 | 0 | 0 | 0 | 0 | 0 | 0 | 0 | 0 | 0 | 0 | 0
F10_Industrial_Paper and Printing_Existing_Space Heating_Natural Gas_Gas Boiler - Hot Water Reset_A_Achievable Economic RVT Potential | F10 | Industrial | Paper and Printing | Existing | Space Heating | Natural Gas | Gas Boiler - Hot Water Reset | A | Purchases (Incremental) | Achievable Economic RVT Potential | 0 | 0 | 0.013854 | 0.016717 | 0.020104 | 0.022935 | 0.02571 | 0.029539 | 0.031846 | 0.031972 | 0.029611 | 0.025014 | 0.019023 | 0.012373 | 0.0070604 | 0.0033408 | 0.0013891 | 0.0004964 | 0.00015238 | 3.264e-05 | 5.2725e-06 | 6.2197e-07 | 0
F11_Industrial_Paper and Printing_Existing_Space Heating_Natural Gas_Gas Boiler - Hot Water Reset_A_Achievable Economic RVT Potential | F11 | Industrial | Paper and Printing | Existing | Space Heating | Natural Gas | Gas Boiler - Hot Water Reset | A | Purchases (Cumulative) | Achievable Economic RVT Potential | 0 | 0 | 0.013854 | 0.030571 | 0.050675 | 0.07361 | 0.09932 | 0.12886 | 0.16071 | 0.19268 | 0.22229 | 0.2473 | 0.26633 | 0.2787 | 0.28576 | 0.2891 | 0.29049 | 0.29099 | 0.29114 | 0.29117 | 0.29118 | 0.29118 | 0
F1_Industrial_Paper and Printing_Existing_Process_Natural Gas_Gas Boiler - Hot Water Reset_A_Achievable Economic RVT Potential | F1 | Industrial | Paper and Printing | Existing | Process | Natural Gas | Gas Boiler - Hot Water Reset | A | Integrated Unit Energy Savings (kWh or therms) | Achievable Economic RVT Potential | 0 | 0 | 101.4302 | 101.4086 | 101.391 | 101.3752 | 101.3601 | 101.3456 | 101.3317 | 101.3183 | 101.3054 | 101.2927 | 101.2804 | 101.2683 | 101.2565 | 101.2448 | 101.2332 | 101.2214 | 101.2096 | 101.1977 | 101.1857 | 101.1735 | 0
F2_Industrial_Paper and Printing_Existing_Process_Natural Gas_Gas Boiler - Hot Water Reset_A_Achievable Economic RVT Potential | F2 | Industrial | Paper and Printing | Existing | Process | Natural Gas | Gas Boiler - Hot Water Reset | A | Integrated Unit Summer Peak Savings (kW) | Achievable Economic RVT Potential | 0 | 0 | 0 | 0 | 0 | 0 | 0 | 0 | 0 | 0 | 0 | 0 | 0 | 0 | 0 | 0 | 0 | 0 | 0 | 0 | 0 | 0 | 0
F3_Industrial_Paper and Printing_Existing_Process_Natural Gas_Gas Boiler - Hot Water Reset_A_Achievable Economic RVT Potential | F3 | Industrial | Paper and Printing | Existing | Process | Natural Gas | Gas Boiler - Hot Water Reset | A | Integrated Unit Winter Peak Savings (kW) | Achievable Economic RVT Potential | 0 | 0 | 0 | 0 | 0 | 0 | 0 | 0 | 0 | 0 | 0 | 0 | 0 | 0 | 0 | 0 | 0 | 0 | 0 | 0 | 0 | 0 | 0
F4_Industrial_Paper and Printing_Existing_Process_Natural Gas_Gas Boiler - Hot Water Reset_A_Achievable Economic RVT Potential | F4 | Industrial | Paper and Printing | Existing | Process | Natural Gas | Gas Boiler - Hot Water Reset | A | Incremental Energy Savings (MWh or mTherms) | Achievable Economic RVT Potential | 0 | 0 | 0.056072 | 0.067646 | 0.081337 | 0.092777 | 0.10398 | 0.11946 | 0.12877 | 0.12926 | 0.1197 | 0.1011 | 0.07688 | 0.049998 | 0.028527 | 0.013497 | 0.0056111 | 0.002005 | 0.0006154 | 0.0001318 | 2.1288e-05 | 2.511e-06 | 0
F5_Industrial_Paper and Printing_Existing_Process_Natural Gas_Gas Boiler - Hot Water Reset_A_Achievable Economic RVT Potential | F5 | Industrial | Paper and Printing | Existing | Process | Natural Gas | Gas Boiler - Hot Water Reset | A | Incremental Summer Peak Savings (MW) | Achievable Economic RVT Potential | 0 | 0 | 0 | 0 | 0 | 0 | 0 | 0 | 0 | 0 | 0 | 0 | 0 | 0 | 0 | 0 | 0 | 0 | 0 | 0 | 0 | 0 | 0
F6_Industrial_Paper and Printing_Existing_Process_Natural Gas_Gas Boiler - Hot Water Reset_A_Achievable Economic RVT Potential | F6 | Industrial | Paper and Printing | Existing | Process | Natural Gas | Gas Boiler - Hot Water Reset | A | Incremental Winter Peak Savings (MW) | Achievable Economic RVT Potential | 0 | 0 | 0 | 0 | 0 | 0 | 0 | 0 | 0 | 0 | 0 | 0 | 0 | 0 | 0 | 0 | 0 | 0 | 0 | 0 | 0 | 0 | 0
F7_Industrial_Paper and Printing_Existing_Process_Natural Gas_Gas Boiler - Hot Water Reset_A_Achievable Economic RVT Potential | F7 | Industrial | Paper and Printing | Existing | Process | Natural Gas | Gas Boiler - Hot Water Reset | A | Cumulative Energy Savings (MWh or mTherms) | Achievable Economic RVT Potential | 0 | 0 | 0.056072 | 0.12371 | 0.20502 | 0.29777 | 0.40171 | 0.52111 | 0.6498 | 0.77898 | 0.89858 | 0.99957 | 1.0763 | 1.1262 | 1.1546 | 1.168 | 1.1734 | 1.1753 | 1.1758 | 1.1758 | 1.1757 | 1.1755 | 0
F8_Industrial_Paper and Printing_Existing_Process_Natural Gas_Gas Boiler - Hot Water Reset_A_Achievable Economic RVT Potential | F8 | Industrial | Paper and Printing | Existing | Process | Natural Gas | Gas Boiler - Hot Water Reset | A | Cumulative Summer Peak Savings (MW) | Achievable Economic RVT Potential | 0 | 0 | 0 | 0 | 0 | 0 | 0 | 0 | 0 | 0 | 0 | 0 | 0 | 0 | 0 | 0 | 0 | 0 | 0 | 0 | 0 | 0 | 0
F9_Industrial_Paper and Printing_Existing_Process_Natural Gas_Gas Boiler - Hot Water Reset_A_Achievable Economic RVT Potential | F9 | Industrial | Paper and Printing | Existing | Process | Natural Gas | Gas Boiler - Hot Water Reset | A | Cumulative Winter Peak Savings (MW) | Achievable Economic RVT Potential | 0 | 0 | 0 | 0 | 0 | 0 | 0 | 0 | 0 | 0 | 0 | 0 | 0 | 0 | 0 | 0 | 0 | 0 | 0 | 0 | 0 | 0 | 0
F10_Industrial_Paper and Printing_Existing_Process_Natural Gas_Gas Boiler - Hot Water Reset_A_Achievable Economic RVT Potential | F10 | Industrial | Paper and Printing | Existing | Process | Natural Gas | Gas Boiler - Hot Water Reset | A | Purchases (Incremental) | Achievable Economic RVT Potential | 0 | 0 | 0.55281 | 0.66706 | 0.80221 | 0.91519 | 1.0259 | 1.1787 | 1.2708 | 1.2758 | 1.1816 | 0.99813 | 0.75908 | 0.49371 | 0.28173 | 0.13331 | 0.055428 | 0.019808 | 0.0060804 | 0.0013024 | 0.00021039 | 2.4818e-05 | 0
F11_Industrial_Paper and Printing_Existing_Process_Natural Gas_Gas Boiler - Hot Water Reset_A_Achievable Economic RVT Potential | F11 | Industrial | Paper and Printing | Existing | Process | Natural Gas | Gas Boiler - Hot Water Reset | A | Purchases (Cumulative) | Achievable Economic RVT Potential | 0 | 0 | 0.55281 | 1.2199 | 2.0221 | 2.9373 | 3.9632 | 5.1419 | 6.4126 | 7.6884 | 8.87 | 9.8681 | 10.6272 | 11.1209 | 11.4026 | 11.5359 | 11.5914 | 11.6112 | 11.6173 | 11.6186 | 11.6188 | 11.6188 | 0
F1_Industrial_Paper and Printing_Existing_Space Heating_Natural Gas_Steam Trap Maintenance_A_Achievable Economic RVT Potential | F1 | Industrial | Paper and Printing | Existing | Space Heating | Natural Gas | Steam Trap Maintenance | A | Integrated Unit Energy Savings (kWh or therms) | Achievable Economic RVT Potential | 0 | 0 | 129.8634 | 129.4661 | 129.0523 | 128.6171 | 128.1529 | 127.6533 | 127.1132 | 126.5279 | 125.899 | 125.2291 | 124.5212 | 123.7762 | 122.9967 | 122.187 | 121.3532 | 120.5644 | 119.8286 | 119.1471 | 118.5206 | 117.9508 | 0
F2_Industrial_Paper and Printing_Existing_Space Heating_Natural Gas_Steam Trap Maintenance_A_Achievable Economic RVT Potential | F2 | Industrial | Paper and Printing | Existing | Space Heating | Natural Gas | Steam Trap Maintenance | A | Integrated Unit Summer Peak Savings (kW) | Achievable Economic RVT Potential | 0 | 0 | 0 | 0 | 0 | 0 | 0 | 0 | 0 | 0 | 0 | 0 | 0 | 0 | 0 | 0 | 0 | 0 | 0 | 0 | 0 | 0 | 0
F3_Industrial_Paper and Printing_Existing_Space Heating_Natural Gas_Steam Trap Maintenance_A_Achievable Economic RVT Potential | F3 | Industrial | Paper and Printing | Existing | Space Heating | Natural Gas | Steam Trap Maintenance | A | Integrated Unit Winter Peak Savings (kW) | Achievable Economic RVT Potential | 0 | 0 | 0 | 0 | 0 | 0 | 0 | 0 | 0 | 0 | 0 | 0 | 0 | 0 | 0 | 0 | 0 | 0 | 0 | 0 | 0 | 0 | 0
F4_Industrial_Paper and Printing_Existing_Space Heating_Natural Gas_Steam Trap Maintenance_A_Achievable Economic RVT Potential | F4 | Industrial | Paper and Printing | Existing | Space Heating | Natural Gas | Steam Trap Maintenance | A | Incremental Energy Savings (MWh or mTherms) | Achievable Economic RVT Potential | 0 | 0 | 0.0010042 | 0.00098382 | 0.00096377 | 0.00094396 | 0.00092434 | 0.00090486 | 0.00088549 | 0.00086622 | 0.00084705 | 0.00082802 | 0.00080914 | 0.00079044 | 0.00077192 | 0.00075361 | 0.00073557 | 0.00071818 | 0.00070149 | 0.00068548 | 0.00067012 | 0.0006554 | 0
F5_Industrial_Paper and Printing_Existing_Space Heating_Natural Gas_Steam Trap Maintenance_A_Achievable Economic RVT Potential | F5 | Industrial | Paper and Printing | Existing | Space Heating | Natural Gas | Steam Trap Maintenance | A | Incremental Summer Peak Savings (MW) | Achievable Economic RVT Potential | 0 | 0 | 0 | 0 | 0 | 0 | 0 | 0 | 0 | 0 | 0 | 0 | 0 | 0 | 0 | 0 | 0 | 0 | 0 | 0 | 0 | 0 | 0
F6_Industrial_Paper and Printing_Existing_Space Heating_Natural Gas_Steam Trap Maintenance_A_Achievable Economic RVT Potential | F6 | Industrial | Paper and Printing | Existing | Space Heating | Natural Gas | Steam Trap Maintenance | A | Incremental Winter Peak Savings (MW) | Achievable Economic RVT Potential | 0 | 0 | 0 | 0 | 0 | 0 | 0 | 0 | 0 | 0 | 0 | 0 | 0 | 0 | 0 | 0 | 0 | 0 | 0 | 0 | 0 | 0 | 0
F7_Industrial_Paper and Printing_Existing_Space Heating_Natural Gas_Steam Trap Maintenance_A_Achievable Economic RVT Potential | F7 | Industrial | Paper and Printing | Existing | Space Heating | Natural Gas | Steam Trap Maintenance | A | Cumulative Energy Savings (MWh or mTherms) | Achievable Economic RVT Potential | 0 | 0 | 0.0010042 | 0.0019849 | 0.0029423 | 0.0038764 | 0.0047867 | 0.0056729 | 0.0065344 | 0.0073705 | 0.008181 | 0.0089654 | 0.0097239 | 0.010456 | 0.011162 | 0.011842 | 0.012497 | 0.013134 | 0.013755 | 0.014363 | 0.014957 | 0.015541 | 0
F8_Industrial_Paper and Printing_Existing_Space Heating_Natural Gas_Steam Trap Maintenance_A_Achievable Economic RVT Potential | F8 | Industrial | Paper and Printing | Existing | Space Heating | Natural Gas | Steam Trap Maintenance | A | Cumulative Summer Peak Savings (MW) | Achievable Economic RVT Potential | 0 | 0 | 0 | 0 | 0 | 0 | 0 | 0 | 0 | 0 | 0 | 0 | 0 | 0 | 0 | 0 | 0 | 0 | 0 | 0 | 0 | 0 | 0
F9_Industrial_Paper and Printing_Existing_Space Heating_Natural Gas_Steam Trap Maintenance_A_Achievable Economic RVT Potential | F9 | Industrial | Paper and Printing | Existing | Space Heating | Natural Gas | Steam Trap Maintenance | A | Cumulative Winter Peak Savings (MW) | Achievable Economic RVT Potential | 0 | 0 | 0 | 0 | 0 | 0 | 0 | 0 | 0 | 0 | 0 | 0 | 0 | 0 | 0 | 0 | 0 | 0 | 0 | 0 | 0 | 0 | 0
F10_Industrial_Paper and Printing_Existing_Space Heating_Natural Gas_Steam Trap Maintenance_A_Achievable Economic RVT Potential | F10 | Industrial | Paper and Printing | Existing | Space Heating | Natural Gas | Steam Trap Maintenance | A | Purchases (Incremental) | Achievable Economic RVT Potential | 0 | 0 | 0.0077324 | 0.0075991 | 0.0074681 | 0.0073393 | 0.0072128 | 0.0070884 | 0.0069662 | 0.0068461 | 0.006728 | 0.006612 | 0.006498 | 0.006386 | 0.0062759 | 0.0061677 | 0.0060614 | 0.0059569 | 0.0058542 | 0.0057532 | 0.005654 | 0.0055565 | 0
F11_Industrial_Paper and Printing_Existing_Space Heating_Natural Gas_Steam Trap Maintenance_A_Achievable Economic RVT Potential | F11 | Industrial | Paper and Printing | Existing | Space Heating | Natural Gas | Steam Trap Maintenance | A | Purchases (Cumulative) | Achievable Economic RVT Potential | 0 | 0 | 0.0077324 | 0.015331 | 0.0228 | 0.030139 | 0.037352 | 0.04444 | 0.051406 | 0.058252 | 0.06498 | 0.071592 | 0.07809 | 0.084476 | 0.090752 | 0.09692 | 0.10298 | 0.10894 | 0.11479 | 0.12055 | 0.1262 | 0.13176 | 0
F1_Industrial_Paper and Printing_Existing_Process_Natural Gas_Steam Trap Maintenance_A_Achievable Economic RVT Potential | F1 | Industrial | Paper and Printing | Existing | Process | Natural Gas | Steam Trap Maintenance | A | Integrated Unit Energy Savings (kWh or therms) | Achievable Economic RVT Potential | 0 | 0 | 71.6713 | 71.661 | 71.6537 | 71.6478 | 71.6424 | 71.6376 | 71.6333 | 71.6294 | 71.6259 | 71.6228 | 71.6199 | 71.6174 | 71.6151 | 71.6131 | 71.6112 | 71.6093 | 71.6075 | 71.6057 | 71.604 | 71.6023 | 0
F2_Industrial_Paper and Printing_Existing_Process_Natural Gas_Steam Trap Maintenance_A_Achievable Economic RVT Potential | F2 | Industrial | Paper and Printing | Existing | Process | Natural Gas | Steam Trap Maintenance | A | Integrated Unit Summer Peak Savings (kW) | Achievable Economic RVT Potential | 0 | 0 | 0 | 0 | 0 | 0 | 0 | 0 | 0 | 0 | 0 | 0 | 0 | 0 | 0 | 0 | 0 | 0 | 0 | 0 | 0 | 0 | 0
F3_Industrial_Paper and Printing_Existing_Process_Natural Gas_Steam Trap Maintenance_A_Achievable Economic RVT Potential | F3 | Industrial | Paper and Printing | Existing | Process | Natural Gas | Steam Trap Maintenance | A | Integrated Unit Winter Peak Savings (kW) | Achievable Economic RVT Potential | 0 | 0 | 0 | 0 | 0 | 0 | 0 | 0 | 0 | 0 | 0 | 0 | 0 | 0 | 0 | 0 | 0 | 0 | 0 | 0 | 0 | 0 | 0
F4_Industrial_Paper and Printing_Existing_Process_Natural Gas_Steam Trap Maintenance_A_Achievable Economic RVT Potential | F4 | Industrial | Paper and Printing | Existing | Process | Natural Gas | Steam Trap Maintenance | A | Incremental Energy Savings (MWh or mTherms) | Achievable Economic RVT Potential | 0 | 0 | 0.022114 | 0.021729 | 0.021353 | 0.020983 | 0.020619 | 0.020263 | 0.019912 | 0.019568 | 0.019229 | 0.018897 | 0.01857 | 0.01825 | 0.017934 | 0.017625 | 0.01732 | 0.017021 | 0.016727 | 0.016439 | 0.016155 | 0.015876 | 0
F5_Industrial_Paper and Printing_Existing_Process_Natural Gas_Steam Trap Maintenance_A_Achievable Economic RVT Potential | F5 | Industrial | Paper and Printing | Existing | Process | Natural Gas | Steam Trap Maintenance | A | Incremental Summer Peak Savings (MW) | Achievable Economic RVT Potential | 0 | 0 | 0 | 0 | 0 | 0 | 0 | 0 | 0 | 0 | 0 | 0 | 0 | 0 | 0 | 0 | 0 | 0 | 0 | 0 | 0 | 0 | 0
F6_Industrial_Paper and Printing_Existing_Process_Natural Gas_Steam Trap Maintenance_A_Achievable Economic RVT Potential | F6 | Industrial | Paper and Printing | Existing | Process | Natural Gas | Steam Trap Maintenance | A | Incremental Winter Peak Savings (MW) | Achievable Economic RVT Potential | 0 | 0 | 0 | 0 | 0 | 0 | 0 | 0 | 0 | 0 | 0 | 0 | 0 | 0 | 0 | 0 | 0 | 0 | 0 | 0 | 0 | 0 | 0
F7_Industrial_Paper and Printing_Existing_Process_Natural Gas_Steam Trap Maintenance_A_Achievable Economic RVT Potential | F7 | Industrial | Paper and Printing | Existing | Process | Natural Gas | Steam Trap Maintenance | A | Cumulative Energy Savings (MWh or mTherms) | Achievable Economic RVT Potential | 0 | 0 | 0.022114 | 0.04384 | 0.065188 | 0.086166 | 0.10678 | 0.12703 | 0.14694 | 0.1665 | 0.18572 | 0.20461 | 0.22317 | 0.24141 | 0.25934 | 0.27696 | 0.29427 | 0.31128 | 0.328 | 0.34443 | 0.36058 | 0.37645 | 0
F8_Industrial_Paper and Printing_Existing_Process_Natural Gas_Steam Trap Maintenance_A_Achievable Economic RVT Potential | F8 | Industrial | Paper and Printing | Existing | Process | Natural Gas | Steam Trap Maintenance | A | Cumulative Summer Peak Savings (MW) | Achievable Economic RVT Potential | 0 | 0 | 0 | 0 | 0 | 0 | 0 | 0 | 0 | 0 | 0 | 0 | 0 | 0 | 0 | 0 | 0 | 0 | 0 | 0 | 0 | 0 | 0
F9_Industrial_Paper and Printing_Existing_Process_Natural Gas_Steam Trap Maintenance_A_Achievable Economic RVT Potential | F9 | Industrial | Paper and Printing | Existing | Process | Natural Gas | Steam Trap Maintenance | A | Cumulative Winter Peak Savings (MW) | Achievable Economic RVT Potential | 0 | 0 | 0 | 0 | 0 | 0 | 0 | 0 | 0 | 0 | 0 | 0 | 0 | 0 | 0 | 0 | 0 | 0 | 0 | 0 | 0 | 0 | 0
F10_Industrial_Paper and Printing_Existing_Process_Natural Gas_Steam Trap Maintenance_A_Achievable Economic RVT Potential | F10 | Industrial | Paper and Printing | Existing | Process | Natural Gas | Steam Trap Maintenance | A | Purchases (Incremental) | Achievable Economic RVT Potential | 0 | 0 | 0.30855 | 0.30323 | 0.298 | 0.29286 | 0.28781 | 0.28285 | 0.27797 | 0.27318 | 0.26847 | 0.26384 | 0.25929 | 0.25482 | 0.25043 | 0.24611 | 0.24187 | 0.2377 | 0.2336 | 0.22957 | 0.22561 | 0.22172 | 0
F11_Industrial_Paper and Printing_Existing_Process_Natural Gas_Steam Trap Maintenance_A_Achievable Economic RVT Potential | F11 | Industrial | Paper and Printing | Existing | Process | Natural Gas | Steam Trap Maintenance | A | Purchases (Cumulative) | Achievable Economic RVT Potential | 0 | 0 | 0.30855 | 0.61177 | 0.90977 | 1.2026 | 1.4904 | 1.7733 | 2.0513 | 2.3244 | 2.5929 | 2.8567 | 3.116 | 3.3709 | 3.6213 | 3.8674 | 4.1093 | 4.347 | 4.5806 | 4.8101 | 5.0357 | 5.2575 | 0
F1_Industrial_Paper and Printing_Existing_Space Heating_Natural Gas_Gas Boiler - High Turndown_A_Achievable Economic RVT Potential | F1 | Industrial | Paper and Printing | Existing | Space Heating | Natural Gas | Gas Boiler - High Turndown | A | Integrated Unit Energy Savings (kWh or therms) | Achievable Economic RVT Potential | 0 | 0 | 137.6114 | 136.9308 | 136.2003 | 135.4029 | 134.5173 | 133.5231 | 132.4046 | 131.1495 | 129.7587 | 128.2432 | 126.6249 | 124.9335 | 123.2075 | 121.4902 | 119.8224 | 118.2895 | 116.9091 | 115.6802 | 114.5832 | 113.5881 | 0
F2_Industrial_Paper and Printing_Existing_Space Heating_Natural Gas_Gas Boiler - High Turndown_A_Achievable Economic RVT Potential | F2 | Industrial | Paper and Printing | Existing | Space Heating | Natural Gas | Gas Boiler - High Turndown | A | Integrated Unit Summer Peak Savings (kW) | Achievable Economic RVT Potential | 0 | 0 | 0 | 0 | 0 | 0 | 0 | 0 | 0 | 0 | 0 | 0 | 0 | 0 | 0 | 0 | 0 | 0 | 0 | 0 | 0 | 0 | 0
F3_Industrial_Paper and Printing_Existing_Space Heating_Natural Gas_Gas Boiler - High Turndown_A_Achievable Economic RVT Potential | F3 | Industrial | Paper and Printing | Existing | Space Heating | Natural Gas | Gas Boiler - High Turndown | A | Integrated Unit Winter Peak Savings (kW) | Achievable Economic RVT Potential | 0 | 0 | 0 | 0 | 0 | 0 | 0 | 0 | 0 | 0 | 0 | 0 | 0 | 0 | 0 | 0 | 0 | 0 | 0 | 0 | 0 | 0 | 0
F4_Industrial_Paper and Printing_Existing_Space Heating_Natural Gas_Gas Boiler - High Turndown_A_Achievable Economic RVT Potential | F4 | Industrial | Paper and Printing | Existing | Space Heating | Natural Gas | Gas Boiler - High Turndown | A | Incremental Energy Savings (MWh or mTherms) | Achievable Economic RVT Potential | 0 | 0 | 0 | 0 | 0 | 0 | 0 | 0 | 0 | 0 | 0 | 0 | 0 | 0 | 0 | 0 | 0 | 0 | 0 | 0 | 0 | 0 | 0
F5_Industrial_Paper and Printing_Existing_Space Heating_Natural Gas_Gas Boiler - High Turndown_A_Achievable Economic RVT Potential | F5 | Industrial | Paper and Printing | Existing | Space Heating | Natural Gas | Gas Boiler - High Turndown | A | Incremental Summer Peak Savings (MW) | Achievable Economic RVT Potential | 0 | 0 | 0 | 0 | 0 | 0 | 0 | 0 | 0 | 0 | 0 | 0 | 0 | 0 | 0 | 0 | 0 | 0 | 0 | 0 | 0 | 0 | 0
F6_Industrial_Paper and Printing_Existing_Space Heating_Natural Gas_Gas Boiler - High Turndown_A_Achievable Economic RVT Potential | F6 | Industrial | Paper and Printing | Existing | Space Heating | Natural Gas | Gas Boiler - High Turndown | A | Incremental Winter Peak Savings (MW) | Achievable Economic RVT Potential | 0 | 0 | 0 | 0 | 0 | 0 | 0 | 0 | 0 | 0 | 0 | 0 | 0 | 0 | 0 | 0 | 0 | 0 | 0 | 0 | 0 | 0 | 0
F7_Industrial_Paper and Printing_Existing_Space Heating_Natural Gas_Gas Boiler - High Turndown_A_Achievable Economic RVT Potential | F7 | Industrial | Paper and Printing | Existing | Space Heating | Natural Gas | Gas Boiler - High Turndown | A | Cumulative Energy Savings (MWh or mTherms) | Achievable Economic RVT Potential | 0 | 0 | 0 | 0 | 0 | 0 | 0 | 0 | 0 | 0 | 0 | 0 | 0 | 0 | 0 | 0 | 0 | 0 | 0 | 0 | 0 | 0 | 0
F8_Industrial_Paper and Printing_Existing_Space Heating_Natural Gas_Gas Boiler - High Turndown_A_Achievable Economic RVT Potential | F8 | Industrial | Paper and Printing | Existing | Space Heating | Natural Gas | Gas Boiler - High Turndown | A | Cumulative Summer Peak Savings (MW) | Achievable Economic RVT Potential | 0 | 0 | 0 | 0 | 0 | 0 | 0 | 0 | 0 | 0 | 0 | 0 | 0 | 0 | 0 | 0 | 0 | 0 | 0 | 0 | 0 | 0 | 0
F9_Industrial_Paper and Printing_Existing_Space Heating_Natural Gas_Gas Boiler - High Turndown_A_Achievable Economic RVT Potential | F9 | Industrial | Paper and Printing | Existing | Space Heating | Natural Gas | Gas Boiler - High Turndown | A | Cumulative Winter Peak Savings (MW) | Achievable Economic RVT Potential | 0 | 0 | 0 | 0 | 0 | 0 | 0 | 0 | 0 | 0 | 0 | 0 | 0 | 0 | 0 | 0 | 0 | 0 | 0 | 0 | 0 | 0 | 0
F10_Industrial_Paper and Printing_Existing_Space Heating_Natural Gas_Gas Boiler - High Turndown_A_Achievable Economic RVT Potential | F10 | Industrial | Paper and Printing | Existing | Space Heating | Natural Gas | Gas Boiler - High Turndown | A | Purchases (Incremental) | Achievable Economic RVT Potential | 0 | 0 | 0 | 0 | 0 | 0 | 0 | 0 | 0 | 0 | 0 | 0 | 0 | 0 | 0 | 0 | 0 | 0 | 0 | 0 | 0 | 0 | 0
F11_Industrial_Paper and Printing_Existing_Space Heating_Natural Gas_Gas Boiler - High Turndown_A_Achievable Economic RVT Potential | F11 | Industrial | Paper and Printing | Existing | Space Heating | Natural Gas | Gas Boiler - High Turndown | A | Purchases (Cumulative) | Achievable Economic RVT Potential | 0 | 0 | 0 | 0 | 0 | 0 | 0 | 0 | 0 | 0 | 0 | 0 | 0 | 0 | 0 | 0 | 0 | 0 | 0 | 0 | 0 | 0 | 0
F1_Industrial_Paper and Printing_Existing_Process_Natural Gas_Gas Boiler - High Turndown_A_Achievable Economic RVT Potential | F1 | Industrial | Paper and Printing | Existing | Process | Natural Gas | Gas Boiler - High Turndown | A | Integrated Unit Energy Savings (kWh or therms) | Achievable Economic RVT Potential | 0 | 0 | 75.7215 | 75.3463 | 74.9655 | 74.5779 | 74.1824 | 73.799 | 73.4461 | 73.1184 | 72.8127 | 72.5268 | 72.2585 | 72.0061 | 71.7657 | 71.5339 | 71.3073 | 71.0833 | 70.8761 | 70.6661 | 70.4531 | 70.2368 | 0
F2_Industrial_Paper and Printing_Existing_Process_Natural Gas_Gas Boiler - High Turndown_A_Achievable Economic RVT Potential | F2 | Industrial | Paper and Printing | Existing | Process | Natural Gas | Gas Boiler - High Turndown | A | Integrated Unit Summer Peak Savings (kW) | Achievable Economic RVT Potential | 0 | 0 | 0 | 0 | 0 | 0 | 0 | 0 | 0 | 0 | 0 | 0 | 0 | 0 | 0 | 0 | 0 | 0 | 0 | 0 | 0 | 0 | 0
F3_Industrial_Paper and Printing_Existing_Process_Natural Gas_Gas Boiler - High Turndown_A_Achievable Economic RVT Potential | F3 | Industrial | Paper and Printing | Existing | Process | Natural Gas | Gas Boiler - High Turndown | A | Integrated Unit Winter Peak Savings (kW) | Achievable Economic RVT Potential | 0 | 0 | 0 | 0 | 0 | 0 | 0 | 0 | 0 | 0 | 0 | 0 | 0 | 0 | 0 | 0 | 0 | 0 | 0 | 0 | 0 | 0 | 0
F4_Industrial_Paper and Printing_Existing_Process_Natural Gas_Gas Boiler - High Turndown_A_Achievable Economic RVT Potential | F4 | Industrial | Paper and Printing | Existing | Process | Natural Gas | Gas Boiler - High Turndown | A | Incremental Energy Savings (MWh or mTherms) | Achievable Economic RVT Potential | 0 | 0 | 0 | 0 | 0 | 0 | 0 | 0 | 0 | 0 | 0 | 0 | 0 | 0 | 0 | 0 | 0 | 0 | 0 | 0 | 0 | 0 | 0
F5_Industrial_Paper and Printing_Existing_Process_Natural Gas_Gas Boiler - High Turndown_A_Achievable Economic RVT Potential | F5 | Industrial | Paper and Printing | Existing | Process | Natural Gas | Gas Boiler - High Turndown | A | Incremental Summer Peak Savings (MW) | Achievable Economic RVT Potential | 0 | 0 | 0 | 0 | 0 | 0 | 0 | 0 | 0 | 0 | 0 | 0 | 0 | 0 | 0 | 0 | 0 | 0 | 0 | 0 | 0 | 0 | 0
F6_Industrial_Paper and Printing_Existing_Process_Natural Gas_Gas Boiler - High Turndown_A_Achievable Economic RVT Potential | F6 | Industrial | Paper and Printing | Existing | Process | Natural Gas | Gas Boiler - High Turndown | A | Incremental Winter Peak Savings (MW) | Achievable Economic RVT Potential | 0 | 0 | 0 | 0 | 0 | 0 | 0 | 0 | 0 | 0 | 0 | 0 | 0 | 0 | 0 | 0 | 0 | 0 | 0 | 0 | 0 | 0 | 0
F7_Industrial_Paper and Printing_Existing_Process_Natural Gas_Gas Boiler - High Turndown_A_Achievable Economic RVT Potential | F7 | Industrial | Paper and Printing | Existing | Process | Natural Gas | Gas Boiler - High Turndown | A | Cumulative Energy Savings (MWh or mTherms) | Achievable Economic RVT Potential | 0 | 0 | 0 | 0 | 0 | 0 | 0 | 0 | 0 | 0 | 0 | 0 | 0 | 0 | 0 | 0 | 0 | 0 | 0 | 0 | 0 | 0 | 0
F8_Industrial_Paper and Printing_Existing_Process_Natural Gas_Gas Boiler - High Turndown_A_Achievable Economic RVT Potential | F8 | Industrial | Paper and Printing | Existing | Process | Natural Gas | Gas Boiler - High Turndown | A | Cumulative Summer Peak Savings (MW) | Achievable Economic RVT Potential | 0 | 0 | 0 | 0 | 0 | 0 | 0 | 0 | 0 | 0 | 0 | 0 | 0 | 0 | 0 | 0 | 0 | 0 | 0 | 0 | 0 | 0 | 0
F9_Industrial_Paper and Printing_Existing_Process_Natural Gas_Gas Boiler - High Turndown_A_Achievable Economic RVT Potential | F9 | Industrial | Paper and Printing | Existing | Process | Natural Gas | Gas Boiler - High Turndown | A | Cumulative Winter Peak Savings (MW) | Achievable Economic RVT Potential | 0 | 0 | 0 | 0 | 0 | 0 | 0 | 0 | 0 | 0 | 0 | 0 | 0 | 0 | 0 | 0 | 0 | 0 | 0 | 0 | 0 | 0 | 0
F10_Industrial_Paper and Printing_Existing_Process_Natural Gas_Gas Boiler - High Turndown_A_Achievable Economic RVT Potential | F10 | Industrial | Paper and Printing | Existing | Process | Natural Gas | Gas Boiler - High Turndown | A | Purchases (Incremental) | Achievable Economic RVT Potential | 0 | 0 | 0 | 0 | 0 | 0 | 0 | 0 | 0 | 0 | 0 | 0 | 0 | 0 | 0 | 0 | 0 | 0 | 0 | 0 | 0 | 0 | 0
F11_Industrial_Paper and Printing_Existing_Process_Natural Gas_Gas Boiler - High Turndown_A_Achievable Economic RVT Potential | F11 | Industrial | Paper and Printing | Existing | Process | Natural Gas | Gas Boiler - High Turndown | A | Purchases (Cumulative) | Achievable Economic RVT Potential | 0 | 0 | 0 | 0 | 0 | 0 | 0 | 0 | 0 | 0 | 0 | 0 | 0 | 0 | 0 | 0 | 0 | 0 | 0 | 0 | 0 | 0 | 0
F1_Industrial_Paper and Printing_Existing_Space Heating_Natural Gas_Gas Boiler - Burner Control Optimization_A_Achievable Economic RVT Potential | F1 | Industrial | Paper and Printing | Existing | Space Heating | Natural Gas | Gas Boiler - Burner Control Optimization | A | Integrated Unit Energy Savings (kWh or therms) | Achievable Economic RVT Potential | 0 | 0 | 39.9056 | 39.7065 | 39.493 | 39.26 | 39.0015 | 38.7116 | 38.386 | 38.0209 | 37.6168 | 37.1767 | 36.7068 | 36.2159 | 35.715 | 35.2168 | 34.7328 | 34.2881 | 33.8877 | 33.5312 | 33.213 | 32.9242 | 0
F2_Industrial_Paper and Printing_Existing_Space Heating_Natural Gas_Gas Boiler - Burner Control Optimization_A_Achievable Economic RVT Potential | F2 | Industrial | Paper and Printing | Existing | Space Heating | Natural Gas | Gas Boiler - Burner Control Optimization | A | Integrated Unit Summer Peak Savings (kW) | Achievable Economic RVT Potential | 0 | 0 | 0 | 0 | 0 | 0 | 0 | 0 | 0 | 0 | 0 | 0 | 0 | 0 | 0 | 0 | 0 | 0 | 0 | 0 | 0 | 0 | 0
F3_Industrial_Paper and Printing_Existing_Space Heating_Natural Gas_Gas Boiler - Burner Control Optimization_A_Achievable Economic RVT Potential | F3 | Industrial | Paper and Printing | Existing | Space Heating | Natural Gas | Gas Boiler - Burner Control Optimization | A | Integrated Unit Winter Peak Savings (kW) | Achievable Economic RVT Potential | 0 | 0 | 0 | 0 | 0 | 0 | 0 | 0 | 0 | 0 | 0 | 0 | 0 | 0 | 0 | 0 | 0 | 0 | 0 | 0 | 0 | 0 | 0
F4_Industrial_Paper and Printing_Existing_Space Heating_Natural Gas_Gas Boiler - Burner Control Optimization_A_Achievable Economic RVT Potential | F4 | Industrial | Paper and Printing | Existing | Space Heating | Natural Gas | Gas Boiler - Burner Control Optimization | A | Incremental Energy Savings (MWh or mTherms) | Achievable Economic RVT Potential | 0 | 0 | 0 | 0 | 0 | 0 | 0 | 0 | 0 | 0 | 0 | 0 | 0 | 0 | 0 | 0 | 0 | 0 | 0 | 0 | 0 | 0 | 0
F5_Industrial_Paper and Printing_Existing_Space Heating_Natural Gas_Gas Boiler - Burner Control Optimization_A_Achievable Economic RVT Potential | F5 | Industrial | Paper and Printing | Existing | Space Heating | Natural Gas | Gas Boiler - Burner Control Optimization | A | Incremental Summer Peak Savings (MW) | Achievable Economic RVT Potential | 0 | 0 | 0 | 0 | 0 | 0 | 0 | 0 | 0 | 0 | 0 | 0 | 0 | 0 | 0 | 0 | 0 | 0 | 0 | 0 | 0 | 0 | 0
F6_Industrial_Paper and Printing_Existing_Space Heating_Natural Gas_Gas Boiler - Burner Control Optimization_A_Achievable Economic RVT Potential | F6 | Industrial | Paper and Printing | Existing | Space Heating | Natural Gas | Gas Boiler - Burner Control Optimization | A | Incremental Winter Peak Savings (MW) | Achievable Economic RVT Potential | 0 | 0 | 0 | 0 | 0 | 0 | 0 | 0 | 0 | 0 | 0 | 0 | 0 | 0 | 0 | 0 | 0 | 0 | 0 | 0 | 0 | 0 | 0
F7_Industrial_Paper and Printing_Existing_Space Heating_Natural Gas_Gas Boiler - Burner Control Optimization_A_Achievable Economic RVT Potential | F7 | Industrial | Paper and Printing | Existing | Space Heating | Natural Gas | Gas Boiler - Burner Control Optimization | A | Cumulative Energy Savings (MWh or mTherms) | Achievable Economic RVT Potential | 0 | 0 | 0 | 0 | 0 | 0 | 0 | 0 | 0 | 0 | 0 | 0 | 0 | 0 | 0 | 0 | 0 | 0 | 0 | 0 | 0 | 0 | 0
F8_Industrial_Paper and Printing_Existing_Space Heating_Natural Gas_Gas Boiler - Burner Control Optimization_A_Achievable Economic RVT Potential | F8 | Industrial | Paper and Printing | Existing | Space Heating | Natural Gas | Gas Boiler - Burner Control Optimization | A | Cumulative Summer Peak Savings (MW) | Achievable Economic RVT Potential | 0 | 0 | 0 | 0 | 0 | 0 | 0 | 0 | 0 | 0 | 0 | 0 | 0 | 0 | 0 | 0 | 0 | 0 | 0 | 0 | 0 | 0 | 0
F9_Industrial_Paper and Printing_Existing_Space Heating_Natural Gas_Gas Boiler - Burner Control Optimization_A_Achievable Economic RVT Potential | F9 | Industrial | Paper and Printing | Existing | Space Heating | Natural Gas | Gas Boiler - Burner Control Optimization | A | Cumulative Winter Peak Savings (MW) | Achievable Economic RVT Potential | 0 | 0 | 0 | 0 | 0 | 0 | 0 | 0 | 0 | 0 | 0 | 0 | 0 | 0 | 0 | 0 | 0 | 0 | 0 | 0 | 0 | 0 | 0
F10_Industrial_Paper and Printing_Existing_Space Heating_Natural Gas_Gas Boiler - Burner Control Optimization_A_Achievable Economic RVT Potential | F10 | Industrial | Paper and Printing | Existing | Space Heating | Natural Gas | Gas Boiler - Burner Control Optimization | A | Purchases (Incremental) | Achievable Economic RVT Potential | 0 | 0 | 0 | 0 | 0 | 0 | 0 | 0 | 0 | 0 | 0 | 0 | 0 | 0 | 0 | 0 | 0 | 0 | 0 | 0 | 0 | 0 | 0
F11_Industrial_Paper and Printing_Existing_Space Heating_Natural Gas_Gas Boiler - Burner Control Optimization_A_Achievable Economic RVT Potential | F11 | Industrial | Paper and Printing | Existing | Space Heating | Natural Gas | Gas Boiler - Burner Control Optimization | A | Purchases (Cumulative) | Achievable Economic RVT Potential | 0 | 0 | 0 | 0 | 0 | 0 | 0 | 0 | 0 | 0 | 0 | 0 | 0 | 0 | 0 | 0 | 0 | 0 | 0 | 0 | 0 | 0 | 0
F1_Industrial_Paper and Printing_Existing_Process_Natural Gas_Gas Boiler - Burner Control Optimization_A_Achievable Economic RVT Potential | F1 | Industrial | Paper and Printing | Existing | Process | Natural Gas | Gas Boiler - Burner Control Optimization | A | Integrated Unit Energy Savings (kWh or therms) | Achievable Economic RVT Potential | 0 | 0 | 21.9548 | 21.8416 | 21.7267 | 21.6098 | 21.4906 | 21.3752 | 21.2695 | 21.1716 | 21.0806 | 20.9956 | 20.9161 | 20.8413 | 20.7703 | 20.7018 | 20.635 | 20.569 | 20.5083 | 20.4467 | 20.3842 | 20.3208 | 0
F2_Industrial_Paper and Printing_Existing_Process_Natural Gas_Gas Boiler - Burner Control Optimization_A_Achievable Economic RVT Potential | F2 | Industrial | Paper and Printing | Existing | Process | Natural Gas | Gas Boiler - Burner Control Optimization | A | Integrated Unit Summer Peak Savings (kW) | Achievable Economic RVT Potential | 0 | 0 | 0 | 0 | 0 | 0 | 0 | 0 | 0 | 0 | 0 | 0 | 0 | 0 | 0 | 0 | 0 | 0 | 0 | 0 | 0 | 0 | 0
F3_Industrial_Paper and Printing_Existing_Process_Natural Gas_Gas Boiler - Burner Control Optimization_A_Achievable Economic RVT Potential | F3 | Industrial | Paper and Printing | Existing | Process | Natural Gas | Gas Boiler - Burner Control Optimization | A | Integrated Unit Winter Peak Savings (kW) | Achievable Economic RVT Potential | 0 | 0 | 0 | 0 | 0 | 0 | 0 | 0 | 0 | 0 | 0 | 0 | 0 | 0 | 0 | 0 | 0 | 0 | 0 | 0 | 0 | 0 | 0
F4_Industrial_Paper and Printing_Existing_Process_Natural Gas_Gas Boiler - Burner Control Optimization_A_Achievable Economic RVT Potential | F4 | Industrial | Paper and Printing | Existing | Process | Natural Gas | Gas Boiler - Burner Control Optimization | A | Incremental Energy Savings (MWh or mTherms) | Achievable Economic RVT Potential | 0 | 0 | 0 | 0 | 0 | 0 | 0 | 0 | 0 | 0 | 0 | 0 | 0 | 0 | 0 | 0 | 0 | 0 | 0 | 0 | 0 | 0 | 0
F5_Industrial_Paper and Printing_Existing_Process_Natural Gas_Gas Boiler - Burner Control Optimization_A_Achievable Economic RVT Potential | F5 | Industrial | Paper and Printing | Existing | Process | Natural Gas | Gas Boiler - Burner Control Optimization | A | Incremental Summer Peak Savings (MW) | Achievable Economic RVT Potential | 0 | 0 | 0 | 0 | 0 | 0 | 0 | 0 | 0 | 0 | 0 | 0 | 0 | 0 | 0 | 0 | 0 | 0 | 0 | 0 | 0 | 0 | 0
F6_Industrial_Paper and Printing_Existing_Process_Natural Gas_Gas Boiler - Burner Control Optimization_A_Achievable Economic RVT Potential | F6 | Industrial | Paper and Printing | Existing | Process | Natural Gas | Gas Boiler - Burner Control Optimization | A | Incremental Winter Peak Savings (MW) | Achievable Economic RVT Potential | 0 | 0 | 0 | 0 | 0 | 0 | 0 | 0 | 0 | 0 | 0 | 0 | 0 | 0 | 0 | 0 | 0 | 0 | 0 | 0 | 0 | 0 | 0
F7_Industrial_Paper and Printing_Existing_Process_Natural Gas_Gas Boiler - Burner Control Optimization_A_Achievable Economic RVT Potential | F7 | Industrial | Paper and Printing | Existing | Process | Natural Gas | Gas Boiler - Burner Control Optimization | A | Cumulative Energy Savings (MWh or mTherms) | Achievable Economic RVT Potential | 0 | 0 | 0 | 0 | 0 | 0 | 0 | 0 | 0 | 0 | 0 | 0 | 0 | 0 | 0 | 0 | 0 | 0 | 0 | 0 | 0 | 0 | 0
F8_Industrial_Paper and Printing_Existing_Process_Natural Gas_Gas Boiler - Burner Control Optimization_A_Achievable Economic RVT Potential | F8 | Industrial | Paper and Printing | Existing | Process | Natural Gas | Gas Boiler - Burner Control Optimization | A | Cumulative Summer Peak Savings (MW) | Achievable Economic RVT Potential | 0 | 0 | 0 | 0 | 0 | 0 | 0 | 0 | 0 | 0 | 0 | 0 | 0 | 0 | 0 | 0 | 0 | 0 | 0 | 0 | 0 | 0 | 0
F9_Industrial_Paper and Printing_Existing_Process_Natural Gas_Gas Boiler - Burner Control Optimization_A_Achievable Economic RVT Potential | F9 | Industrial | Paper and Printing | Existing | Process | Natural Gas | Gas Boiler - Burner Control Optimization | A | Cumulative Winter Peak Savings (MW) | Achievable Economic RVT Potential | 0 | 0 | 0 | 0 | 0 | 0 | 0 | 0 | 0 | 0 | 0 | 0 | 0 | 0 | 0 | 0 | 0 | 0 | 0 | 0 | 0 | 0 | 0
F10_Industrial_Paper and Printing_Existing_Process_Natural Gas_Gas Boiler - Burner Control Optimization_A_Achievable Economic RVT Potential | F10 | Industrial | Paper and Printing | Existing | Process | Natural Gas | Gas Boiler - Burner Control Optimization | A | Purchases (Incremental) | Achievable Economic RVT Potential | 0 | 0 | 0 | 0 | 0 | 0 | 0 | 0 | 0 | 0 | 0 | 0 | 0 | 0 | 0 | 0 | 0 | 0 | 0 | 0 | 0 | 0 | 0
F11_Industrial_Paper and Printing_Existing_Process_Natural Gas_Gas Boiler - Burner Control Optimization_A_Achievable Economic RVT Potential | F11 | Industrial | Paper and Printing | Existing | Process | Natural Gas | Gas Boiler - Burner Control Optimization | A | Purchases (Cumulative) | Achievable Economic RVT Potential | 0 | 0 | 0 | 0 | 0 | 0 | 0 | 0 | 0 | 0 | 0 | 0 | 0 | 0 | 0 | 0 | 0 | 0 | 0 | 0 | 0 | 0 | 0
F1_Industrial_Paper and Printing_Existing_Space Heating_Natural Gas_HVAC - Demand Controlled Ventilation_A_Achievable Economic RVT Potential | F1 | Industrial | Paper and Printing | Existing | Space Heating | Natural Gas | HVAC - Demand Controlled Ventilation | A | Integrated Unit Energy Savings (kWh or therms) | Achievable Economic RVT Potential | 0 | 0 | 0.0766 | 0.076133 | 0.075654 | 0.075162 | 0.074657 | 0.074137 | 0.073602 | 0.073051 | 0.07249 | 0.07192 | 0.071342 | 0.070757 | 0.070163 | 0.069563 | 0.068958 | 0.068387 | 0.067854 | 0.067358 | 0.066898 | 0.066474 | 0
F2_Industrial_Paper and Printing_Existing_Space Heating_Natural Gas_HVAC - Demand Controlled Ventilation_A_Achievable Economic RVT Potential | F2 | Industrial | Paper and Printing | Existing | Space Heating | Natural Gas | HVAC - Demand Controlled Ventilation | A | Integrated Unit Summer Peak Savings (kW) | Achievable Economic RVT Potential | 0 | 0 | 0 | 0 | 0 | 0 | 0 | 0 | 0 | 0 | 0 | 0 | 0 | 0 | 0 | 0 | 0 | 0 | 0 | 0 | 0 | 0 | 0
F3_Industrial_Paper and Printing_Existing_Space Heating_Natural Gas_HVAC - Demand Controlled Ventilation_A_Achievable Economic RVT Potential | F3 | Industrial | Paper and Printing | Existing | Space Heating | Natural Gas | HVAC - Demand Controlled Ventilation | A | Integrated Unit Winter Peak Savings (kW) | Achievable Economic RVT Potential | 0 | 0 | 0 | 0 | 0 | 0 | 0 | 0 | 0 | 0 | 0 | 0 | 0 | 0 | 0 | 0 | 0 | 0 | 0 | 0 | 0 | 0 | 0
F4_Industrial_Paper and Printing_Existing_Space Heating_Natural Gas_HVAC - Demand Controlled Ventilation_A_Achievable Economic RVT Potential | F4 | Industrial | Paper and Printing | Existing | Space Heating | Natural Gas | HVAC - Demand Controlled Ventilation | A | Incremental Energy Savings (MWh or mTherms) | Achievable Economic RVT Potential | 0 | 0 | 0.029294 | 0.028613 | 0.027943 | 0.027283 | 0.026632 | 0.025991 | 0.025358 | 0.024735 | 0.024121 | 0.023519 | 0.022928 | 0.022348 | 0.021778 | 0.021219 | 0.020672 | 0.020148 | 0.019646 | 0.019166 | 0.018707 | 0.018268 | 0
F5_Industrial_Paper and Printing_Existing_Space Heating_Natural Gas_HVAC - Demand Controlled Ventilation_A_Achievable Economic RVT Potential | F5 | Industrial | Paper and Printing | Existing | Space Heating | Natural Gas | HVAC - Demand Controlled Ventilation | A | Incremental Summer Peak Savings (MW) | Achievable Economic RVT Potential | 0 | 0 | 0 | 0 | 0 | 0 | 0 | 0 | 0 | 0 | 0 | 0 | 0 | 0 | 0 | 0 | 0 | 0 | 0 | 0 | 0 | 0 | 0
F6_Industrial_Paper and Printing_Existing_Space Heating_Natural Gas_HVAC - Demand Controlled Ventilation_A_Achievable Economic RVT Potential | F6 | Industrial | Paper and Printing | Existing | Space Heating | Natural Gas | HVAC - Demand Controlled Ventilation | A | Incremental Winter Peak Savings (MW) | Achievable Economic RVT Potential | 0 | 0 | 0 | 0 | 0 | 0 | 0 | 0 | 0 | 0 | 0 | 0 | 0 | 0 | 0 | 0 | 0 | 0 | 0 | 0 | 0 | 0 | 0
F7_Industrial_Paper and Printing_Existing_Space Heating_Natural Gas_HVAC - Demand Controlled Ventilation_A_Achievable Economic RVT Potential | F7 | Industrial | Paper and Printing | Existing | Space Heating | Natural Gas | HVAC - Demand Controlled Ventilation | A | Cumulative Energy Savings (MWh or mTherms) | Achievable Economic RVT Potential | 0 | 0 | 0.029294 | 0.057729 | 0.085309 | 0.11204 | 0.13792 | 0.16295 | 0.18713 | 0.21046 | 0.23297 | 0.25465 | 0.27554 | 0.29562 | 0.31492 | 0.33344 | 0.35122 | 0.36846 | 0.38523 | 0.40158 | 0.41755 | 0.43317 | 0
F8_Industrial_Paper and Printing_Existing_Space Heating_Natural Gas_HVAC - Demand Controlled Ventilation_A_Achievable Economic RVT Potential | F8 | Industrial | Paper and Printing | Existing | Space Heating | Natural Gas | HVAC - Demand Controlled Ventilation | A | Cumulative Summer Peak Savings (MW) | Achievable Economic RVT Potential | 0 | 0 | 0 | 0 | 0 | 0 | 0 | 0 | 0 | 0 | 0 | 0 | 0 | 0 | 0 | 0 | 0 | 0 | 0 | 0 | 0 | 0 | 0
F9_Industrial_Paper and Printing_Existing_Space Heating_Natural Gas_HVAC - Demand Controlled Ventilation_A_Achievable Economic RVT Potential | F9 | Industrial | Paper and Printing | Existing | Space Heating | Natural Gas | HVAC - Demand Controlled Ventilation | A | Cumulative Winter Peak Savings (MW) | Achievable Economic RVT Potential | 0 | 0 | 0 | 0 | 0 | 0 | 0 | 0 | 0 | 0 | 0 | 0 | 0 | 0 | 0 | 0 | 0 | 0 | 0 | 0 | 0 | 0 | 0
F10_Industrial_Paper and Printing_Existing_Space Heating_Natural Gas_HVAC - Demand Controlled Ventilation_A_Achievable Economic RVT Potential | F10 | Industrial | Paper and Printing | Existing | Space Heating | Natural Gas | HVAC - Demand Controlled Ventilation | A | Purchases (Incremental) | Achievable Economic RVT Potential | 0 | 0 | 382.4268 | 375.8332 | 369.3534 | 362.9852 | 356.7268 | 350.5764 | 344.532 | 338.5917 | 332.754 | 327.0168 | 321.3786 | 315.8376 | 310.3921 | 305.0405 | 299.7812 | 294.6126 | 289.533 | 284.5411 | 279.6352 | 274.8139 | 0
F11_Industrial_Paper and Printing_Existing_Space Heating_Natural Gas_HVAC - Demand Controlled Ventilation_A_Achievable Economic RVT Potential | F11 | Industrial | Paper and Printing | Existing | Space Heating | Natural Gas | HVAC - Demand Controlled Ventilation | A | Purchases (Cumulative) | Achievable Economic RVT Potential | 0 | 0 | 382.4268 | 758.2601 | 1127.6134 | 1490.5986 | 1847.3255 | 2197.9018 | 2542.4338 | 2881.0255 | 3213.7795 | 3540.7963 | 3862.1749 | 4178.0125 | 4488.4046 | 4793.4452 | 5093.2264 | 5387.8389 | 5677.372 | 5961.9131 | 6241.5483 | 6516.3622 | 0
F1_Industrial_Paper and Printing_Existing_Space Heating_Natural Gas_Gas Boiler - Stack Economizer_A_Achievable Economic RVT Potential | F1 | Industrial | Paper and Printing | Existing | Space Heating | Natural Gas | Gas Boiler - Stack Economizer | A | Integrated Unit Energy Savings (kWh or therms) | Achievable Economic RVT Potential | 0 | 0 | 100.4646 | 99.9761 | 99.4513 | 98.8776 | 98.2396 | 97.5215 | 96.7112 | 95.7999 | 94.7886 | 93.6855 | 92.5067 | 91.274 | 90.0157 | 88.7635 | 87.5471 | 86.4291 | 85.4219 | 84.5252 | 83.7251 | 82.9993 | 0
F2_Industrial_Paper and Printing_Existing_Space Heating_Natural Gas_Gas Boiler - Stack Economizer_A_Achievable Economic RVT Potential | F2 | Industrial | Paper and Printing | Existing | Space Heating | Natural Gas | Gas Boiler - Stack Economizer | A | Integrated Unit Summer Peak Savings (kW) | Achievable Economic RVT Potential | 0 | 0 | 0 | 0 | 0 | 0 | 0 | 0 | 0 | 0 | 0 | 0 | 0 | 0 | 0 | 0 | 0 | 0 | 0 | 0 | 0 | 0 | 0
F3_Industrial_Paper and Printing_Existing_Space Heating_Natural Gas_Gas Boiler - Stack Economizer_A_Achievable Economic RVT Potential | F3 | Industrial | Paper and Printing | Existing | Space Heating | Natural Gas | Gas Boiler - Stack Economizer | A | Integrated Unit Winter Peak Savings (kW) | Achievable Economic RVT Potential | 0 | 0 | 0 | 0 | 0 | 0 | 0 | 0 | 0 | 0 | 0 | 0 | 0 | 0 | 0 | 0 | 0 | 0 | 0 | 0 | 0 | 0 | 0
F4_Industrial_Paper and Printing_Existing_Space Heating_Natural Gas_Gas Boiler - Stack Economizer_A_Achievable Economic RVT Potential | F4 | Industrial | Paper and Printing | Existing | Space Heating | Natural Gas | Gas Boiler - Stack Economizer | A | Incremental Energy Savings (MWh or mTherms) | Achievable Economic RVT Potential | 0 | 0 | 0.0056644 | 0.0055397 | 0.0054156 | 0.0052915 | 0.0051667 | 0.0045365 | 0.003537 | 0.0027546 | 0.0021428 | 0.0016651 | 0.0012926 | 0.0010027 | 0.00077749 | 0.00060276 | 0.0004674 | 0.00036278 | 2.4034e-06 | 8.3472e-07 | 2.7701e-07 | 8.8002e-08 | 0
F5_Industrial_Paper and Printing_Existing_Space Heating_Natural Gas_Gas Boiler - Stack Economizer_A_Achievable Economic RVT Potential | F5 | Industrial | Paper and Printing | Existing | Space Heating | Natural Gas | Gas Boiler - Stack Economizer | A | Incremental Summer Peak Savings (MW) | Achievable Economic RVT Potential | 0 | 0 | 0 | 0 | 0 | 0 | 0 | 0 | 0 | 0 | 0 | 0 | 0 | 0 | 0 | 0 | 0 | 0 | 0 | 0 | 0 | 0 | 0
F6_Industrial_Paper and Printing_Existing_Space Heating_Natural Gas_Gas Boiler - Stack Economizer_A_Achievable Economic RVT Potential | F6 | Industrial | Paper and Printing | Existing | Space Heating | Natural Gas | Gas Boiler - Stack Economizer | A | Incremental Winter Peak Savings (MW) | Achievable Economic RVT Potential | 0 | 0 | 0 | 0 | 0 | 0 | 0 | 0 | 0 | 0 | 0 | 0 | 0 | 0 | 0 | 0 | 0 | 0 | 0 | 0 | 0 | 0 | 0
F7_Industrial_Paper and Printing_Existing_Space Heating_Natural Gas_Gas Boiler - Stack Economizer_A_Achievable Economic RVT Potential | F7 | Industrial | Paper and Printing | Existing | Space Heating | Natural Gas | Gas Boiler - Stack Economizer | A | Cumulative Energy Savings (MWh or mTherms) | Achievable Economic RVT Potential | 0 | 0 | 0.0056644 | 0.011176 | 0.016533 | 0.021729 | 0.026756 | 0.031097 | 0.034375 | 0.036806 | 0.03856 | 0.039777 | 0.040569 | 0.041031 | 0.041243 | 0.041272 | 0.041174 | 0.041011 | 0.040535 | 0.04011 | 0.039731 | 0.039387 | 0
F8_Industrial_Paper and Printing_Existing_Space Heating_Natural Gas_Gas Boiler - Stack Economizer_A_Achievable Economic RVT Potential | F8 | Industrial | Paper and Printing | Existing | Space Heating | Natural Gas | Gas Boiler - Stack Economizer | A | Cumulative Summer Peak Savings (MW) | Achievable Economic RVT Potential | 0 | 0 | 0 | 0 | 0 | 0 | 0 | 0 | 0 | 0 | 0 | 0 | 0 | 0 | 0 | 0 | 0 | 0 | 0 | 0 | 0 | 0 | 0
F9_Industrial_Paper and Printing_Existing_Space Heating_Natural Gas_Gas Boiler - Stack Economizer_A_Achievable Economic RVT Potential | F9 | Industrial | Paper and Printing | Existing | Space Heating | Natural Gas | Gas Boiler - Stack Economizer | A | Cumulative Winter Peak Savings (MW) | Achievable Economic RVT Potential | 0 | 0 | 0 | 0 | 0 | 0 | 0 | 0 | 0 | 0 | 0 | 0 | 0 | 0 | 0 | 0 | 0 | 0 | 0 | 0 | 0 | 0 | 0
F10_Industrial_Paper and Printing_Existing_Space Heating_Natural Gas_Gas Boiler - Stack Economizer_A_Achievable Economic RVT Potential | F10 | Industrial | Paper and Printing | Existing | Space Heating | Natural Gas | Gas Boiler - Stack Economizer | A | Purchases (Incremental) | Achievable Economic RVT Potential | 0 | 0 | 0.056382 | 0.05541 | 0.054454 | 0.053516 | 0.052593 | 0.046517 | 0.036572 | 0.028753 | 0.022606 | 0.017773 | 0.013973 | 0.010986 | 0.0086372 | 0.0067906 | 0.0053389 | 0.0041974 | 2.8136e-05 | 9.8754e-06 | 3.3086e-06 | 1.0603e-06 | 0
F11_Industrial_Paper and Printing_Existing_Space Heating_Natural Gas_Gas Boiler - Stack Economizer_A_Achievable Economic RVT Potential | F11 | Industrial | Paper and Printing | Existing | Space Heating | Natural Gas | Gas Boiler - Stack Economizer | A | Purchases (Cumulative) | Achievable Economic RVT Potential | 0 | 0 | 0.056382 | 0.11179 | 0.16625 | 0.21976 | 0.27235 | 0.31887 | 0.35544 | 0.3842 | 0.4068 | 0.42458 | 0.43855 | 0.44954 | 0.45817 | 0.46496 | 0.4703 | 0.4745 | 0.47453 | 0.47454 | 0.47454 | 0.47454 | 0
F1_Industrial_Paper and Printing_Existing_Process_Natural Gas_Gas Boiler - Stack Economizer_A_Achievable Economic RVT Potential | F1 | Industrial | Paper and Printing | Existing | Process | Natural Gas | Gas Boiler - Stack Economizer | A | Integrated Unit Energy Savings (kWh or therms) | Achievable Economic RVT Potential | 0 | 0 | 72.73 | 72.4075 | 72.0799 | 71.746 | 71.4049 | 71.0721 | 70.7624 | 70.4721 | 70.199 | 69.9419 | 69.6994 | 69.4701 | 69.251 | 69.039 | 68.831 | 68.6248 | 68.4316 | 68.2357 | 68.0369 | 67.8352 | 0
F2_Industrial_Paper and Printing_Existing_Process_Natural Gas_Gas Boiler - Stack Economizer_A_Achievable Economic RVT Potential | F2 | Industrial | Paper and Printing | Existing | Process | Natural Gas | Gas Boiler - Stack Economizer | A | Integrated Unit Summer Peak Savings (kW) | Achievable Economic RVT Potential | 0 | 0 | 0 | 0 | 0 | 0 | 0 | 0 | 0 | 0 | 0 | 0 | 0 | 0 | 0 | 0 | 0 | 0 | 0 | 0 | 0 | 0 | 0
F3_Industrial_Paper and Printing_Existing_Process_Natural Gas_Gas Boiler - Stack Economizer_A_Achievable Economic RVT Potential | F3 | Industrial | Paper and Printing | Existing | Process | Natural Gas | Gas Boiler - Stack Economizer | A | Integrated Unit Winter Peak Savings (kW) | Achievable Economic RVT Potential | 0 | 0 | 0 | 0 | 0 | 0 | 0 | 0 | 0 | 0 | 0 | 0 | 0 | 0 | 0 | 0 | 0 | 0 | 0 | 0 | 0 | 0 | 0
F4_Industrial_Paper and Printing_Existing_Process_Natural Gas_Gas Boiler - Stack Economizer_A_Achievable Economic RVT Potential | F4 | Industrial | Paper and Printing | Existing | Process | Natural Gas | Gas Boiler - Stack Economizer | A | Incremental Energy Savings (MWh or mTherms) | Achievable Economic RVT Potential | 0 | 0 | 0.16363 | 0.16009 | 0.15662 | 0.15321 | 0.14985 | 0.13192 | 0.10327 | 0.080856 | 0.063323 | 0.049603 | 0.038863 | 0.030454 | 0.023867 | 0.018707 | 0.014663 | 0.011494 | 7.6829e-05 | 2.6889e-05 | 8.9823e-06 | 2.87e-06 | 0
F5_Industrial_Paper and Printing_Existing_Process_Natural Gas_Gas Boiler - Stack Economizer_A_Achievable Economic RVT Potential | F5 | Industrial | Paper and Printing | Existing | Process | Natural Gas | Gas Boiler - Stack Economizer | A | Incremental Summer Peak Savings (MW) | Achievable Economic RVT Potential | 0 | 0 | 0 | 0 | 0 | 0 | 0 | 0 | 0 | 0 | 0 | 0 | 0 | 0 | 0 | 0 | 0 | 0 | 0 | 0 | 0 | 0 | 0
F6_Industrial_Paper and Printing_Existing_Process_Natural Gas_Gas Boiler - Stack Economizer_A_Achievable Economic RVT Potential | F6 | Industrial | Paper and Printing | Existing | Process | Natural Gas | Gas Boiler - Stack Economizer | A | Incremental Winter Peak Savings (MW) | Achievable Economic RVT Potential | 0 | 0 | 0 | 0 | 0 | 0 | 0 | 0 | 0 | 0 | 0 | 0 | 0 | 0 | 0 | 0 | 0 | 0 | 0 | 0 | 0 | 0 | 0
F7_Industrial_Paper and Printing_Existing_Process_Natural Gas_Gas Boiler - Stack Economizer_A_Achievable Economic RVT Potential | F7 | Industrial | Paper and Printing | Existing | Process | Natural Gas | Gas Boiler - Stack Economizer | A | Cumulative Energy Savings (MWh or mTherms) | Achievable Economic RVT Potential | 0 | 0 | 0.16363 | 0.323 | 0.47816 | 0.62915 | 0.77601 | 0.90432 | 1.0036 | 1.0804 | 1.1395 | 1.1849 | 1.2197 | 1.2461 | 1.2661 | 1.2809 | 1.2917 | 1.2993 | 1.2958 | 1.2921 | 1.2883 | 1.2845 | 0
F8_Industrial_Paper and Printing_Existing_Process_Natural Gas_Gas Boiler - Stack Economizer_A_Achievable Economic RVT Potential | F8 | Industrial | Paper and Printing | Existing | Process | Natural Gas | Gas Boiler - Stack Economizer | A | Cumulative Summer Peak Savings (MW) | Achievable Economic RVT Potential | 0 | 0 | 0 | 0 | 0 | 0 | 0 | 0 | 0 | 0 | 0 | 0 | 0 | 0 | 0 | 0 | 0 | 0 | 0 | 0 | 0 | 0 | 0
F9_Industrial_Paper and Printing_Existing_Process_Natural Gas_Gas Boiler - Stack Economizer_A_Achievable Economic RVT Potential | F9 | Industrial | Paper and Printing | Existing | Process | Natural Gas | Gas Boiler - Stack Economizer | A | Cumulative Winter Peak Savings (MW) | Achievable Economic RVT Potential | 0 | 0 | 0 | 0 | 0 | 0 | 0 | 0 | 0 | 0 | 0 | 0 | 0 | 0 | 0 | 0 | 0 | 0 | 0 | 0 | 0 | 0 | 0
F10_Industrial_Paper and Printing_Existing_Process_Natural Gas_Gas Boiler - Stack Economizer_A_Achievable Economic RVT Potential | F10 | Industrial | Paper and Printing | Existing | Process | Natural Gas | Gas Boiler - Stack Economizer | A | Purchases (Incremental) | Achievable Economic RVT Potential | 0 | 0 | 2.2498 | 2.211 | 2.1729 | 2.1354 | 2.0986 | 1.8562 | 1.4593 | 1.1473 | 0.90205 | 0.7092 | 0.55758 | 0.43837 | 0.34465 | 0.27097 | 0.21304 | 0.16749 | 0.0011227 | 0.00039406 | 0.00013202 | 4.2308e-05 | 0
F11_Industrial_Paper and Printing_Existing_Process_Natural Gas_Gas Boiler - Stack Economizer_A_Achievable Economic RVT Potential | F11 | Industrial | Paper and Printing | Existing | Process | Natural Gas | Gas Boiler - Stack Economizer | A | Purchases (Cumulative) | Achievable Economic RVT Potential | 0 | 0 | 2.2498 | 4.4608 | 6.6337 | 8.7691 | 10.8677 | 12.7239 | 14.1833 | 15.3306 | 16.2327 | 16.9419 | 17.4994 | 17.9378 | 18.2825 | 18.5534 | 18.7665 | 18.9339 | 18.9351 | 18.9355 | 18.9356 | 18.9356 | 0
F1_Industrial_Paper and Printing_Existing_Space Heating_Natural Gas_Gas Furnace Tube Inserts_A_Achievable Economic RVT Potential | F1 | Industrial | Paper and Printing | Existing | Space Heating | Natural Gas | Gas Furnace Tube Inserts | A | Integrated Unit Energy Savings (kWh or therms) | Achievable Economic RVT Potential | 0 | 0 | 0.088078 | 0.087554 | 0.087015 | 0.086462 | 0.085893 | 0.085308 | 0.084705 | 0.084085 | 0.083452 | 0.082809 | 0.082158 | 0.081497 | 0.080827 | 0.080149 | 0.079467 | 0.078823 | 0.078223 | 0.077665 | 0.07715 | 0.076676 | 0
F2_Industrial_Paper and Printing_Existing_Space Heating_Natural Gas_Gas Furnace Tube Inserts_A_Achievable Economic RVT Potential | F2 | Industrial | Paper and Printing | Existing | Space Heating | Natural Gas | Gas Furnace Tube Inserts | A | Integrated Unit Summer Peak Savings (kW) | Achievable Economic RVT Potential | 0 | 0 | 0 | 0 | 0 | 0 | 0 | 0 | 0 | 0 | 0 | 0 | 0 | 0 | 0 | 0 | 0 | 0 | 0 | 0 | 0 | 0 | 0
F3_Industrial_Paper and Printing_Existing_Space Heating_Natural Gas_Gas Furnace Tube Inserts_A_Achievable Economic RVT Potential | F3 | Industrial | Paper and Printing | Existing | Space Heating | Natural Gas | Gas Furnace Tube Inserts | A | Integrated Unit Winter Peak Savings (kW) | Achievable Economic RVT Potential | 0 | 0 | 0 | 0 | 0 | 0 | 0 | 0 | 0 | 0 | 0 | 0 | 0 | 0 | 0 | 0 | 0 | 0 | 0 | 0 | 0 | 0 | 0
F4_Industrial_Paper and Printing_Existing_Space Heating_Natural Gas_Gas Furnace Tube Inserts_A_Achievable Economic RVT Potential | F4 | Industrial | Paper and Printing | Existing | Space Heating | Natural Gas | Gas Furnace Tube Inserts | A | Incremental Energy Savings (MWh or mTherms) | Achievable Economic RVT Potential | 0 | 0 | 0 | 0 | 0 | 0 | 0 | 0 | 0 | 0 | 0 | 0 | 0 | 0 | 0 | 0 | 0 | 0 | 0 | 0 | 0 | 0 | 0
F5_Industrial_Paper and Printing_Existing_Space Heating_Natural Gas_Gas Furnace Tube Inserts_A_Achievable Economic RVT Potential | F5 | Industrial | Paper and Printing | Existing | Space Heating | Natural Gas | Gas Furnace Tube Inserts | A | Incremental Summer Peak Savings (MW) | Achievable Economic RVT Potential | 0 | 0 | 0 | 0 | 0 | 0 | 0 | 0 | 0 | 0 | 0 | 0 | 0 | 0 | 0 | 0 | 0 | 0 | 0 | 0 | 0 | 0 | 0
F6_Industrial_Paper and Printing_Existing_Space Heating_Natural Gas_Gas Furnace Tube Inserts_A_Achievable Economic RVT Potential | F6 | Industrial | Paper and Printing | Existing | Space Heating | Natural Gas | Gas Furnace Tube Inserts | A | Incremental Winter Peak Savings (MW) | Achievable Economic RVT Potential | 0 | 0 | 0 | 0 | 0 | 0 | 0 | 0 | 0 | 0 | 0 | 0 | 0 | 0 | 0 | 0 | 0 | 0 | 0 | 0 | 0 | 0 | 0
F7_Industrial_Paper and Printing_Existing_Space Heating_Natural Gas_Gas Furnace Tube Inserts_A_Achievable Economic RVT Potential | F7 | Industrial | Paper and Printing | Existing | Space Heating | Natural Gas | Gas Furnace Tube Inserts | A | Cumulative Energy Savings (MWh or mTherms) | Achievable Economic RVT Potential | 0 | 0 | 0 | 0 | 0 | 0 | 0 | 0 | 0 | 0 | 0 | 0 | 0 | 0 | 0 | 0 | 0 | 0 | 0 | 0 | 0 | 0 | 0
F8_Industrial_Paper and Printing_Existing_Space Heating_Natural Gas_Gas Furnace Tube Inserts_A_Achievable Economic RVT Potential | F8 | Industrial | Paper and Printing | Existing | Space Heating | Natural Gas | Gas Furnace Tube Inserts | A | Cumulative Summer Peak Savings (MW) | Achievable Economic RVT Potential | 0 | 0 | 0 | 0 | 0 | 0 | 0 | 0 | 0 | 0 | 0 | 0 | 0 | 0 | 0 | 0 | 0 | 0 | 0 | 0 | 0 | 0 | 0
F9_Industrial_Paper and Printing_Existing_Space Heating_Natural Gas_Gas Furnace Tube Inserts_A_Achievable Economic RVT Potential | F9 | Industrial | Paper and Printing | Existing | Space Heating | Natural Gas | Gas Furnace Tube Inserts | A | Cumulative Winter Peak Savings (MW) | Achievable Economic RVT Potential | 0 | 0 | 0 | 0 | 0 | 0 | 0 | 0 | 0 | 0 | 0 | 0 | 0 | 0 | 0 | 0 | 0 | 0 | 0 | 0 | 0 | 0 | 0
F10_Industrial_Paper and Printing_Existing_Space Heating_Natural Gas_Gas Furnace Tube Inserts_A_Achievable Economic RVT Potential | F10 | Industrial | Paper and Printing | Existing | Space Heating | Natural Gas | Gas Furnace Tube Inserts | A | Purchases (Incremental) | Achievable Economic RVT Potential | 0 | 0 | 0 | 0 | 0 | 0 | 0 | 0 | 0 | 0 | 0 | 0 | 0 | 0 | 0 | 0 | 0 | 0 | 0 | 0 | 0 | 0 | 0
F11_Industrial_Paper and Printing_Existing_Space Heating_Natural Gas_Gas Furnace Tube Inserts_A_Achievable Economic RVT Potential | F11 | Industrial | Paper and Printing | Existing | Space Heating | Natural Gas | Gas Furnace Tube Inserts | A | Purchases (Cumulative) | Achievable Economic RVT Potential | 0 | 0 | 0 | 0 | 0 | 0 | 0 | 0 | 0 | 0 | 0 | 0 | 0 | 0 | 0 | 0 | 0 | 0 | 0 | 0 | 0 | 0 | 0
F1_Industrial_Paper and Printing_Existing_Space Heating_Natural Gas_Space Heating - Heat Recovery Ventilator_A_Achievable Economic RVT Potential | F1 | Industrial | Paper and Printing | Existing | Space Heating | Natural Gas | Space Heating - Heat Recovery Ventilator | A | Integrated Unit Energy Savings (kWh or therms) | Achievable Economic RVT Potential | 0 | 0 | 0.013332 | 0.013267 | 0.013197 | 0.013119 | 0.013033 | 0.012936 | 0.012827 | 0.012705 | 0.01257 | 0.012423 | 0.012267 | 0.012104 | 0.011937 | 0.011772 | 0.011611 | 0.011464 | 0.011331 | 0.011212 | 0.011106 | 0.011009 | 0
F2_Industrial_Paper and Printing_Existing_Space Heating_Natural Gas_Space Heating - Heat Recovery Ventilator_A_Achievable Economic RVT Potential | F2 | Industrial | Paper and Printing | Existing | Space Heating | Natural Gas | Space Heating - Heat Recovery Ventilator | A | Integrated Unit Summer Peak Savings (kW) | Achievable Economic RVT Potential | 0 | 0 | 0 | 0 | 0 | 0 | 0 | 0 | 0 | 0 | 0 | 0 | 0 | 0 | 0 | 0 | 0 | 0 | 0 | 0 | 0 | 0 | 0
F3_Industrial_Paper and Printing_Existing_Space Heating_Natural Gas_Space Heating - Heat Recovery Ventilator_A_Achievable Economic RVT Potential | F3 | Industrial | Paper and Printing | Existing | Space Heating | Natural Gas | Space Heating - Heat Recovery Ventilator | A | Integrated Unit Winter Peak Savings (kW) | Achievable Economic RVT Potential | 0 | 0 | 0 | 0 | 0 | 0 | 0 | 0 | 0 | 0 | 0 | 0 | 0 | 0 | 0 | 0 | 0 | 0 | 0 | 0 | 0 | 0 | 0
F4_Industrial_Paper and Printing_Existing_Space Heating_Natural Gas_Space Heating - Heat Recovery Ventilator_A_Achievable Economic RVT Potential | F4 | Industrial | Paper and Printing | Existing | Space Heating | Natural Gas | Space Heating - Heat Recovery Ventilator | A | Incremental Energy Savings (MWh or mTherms) | Achievable Economic RVT Potential | 0 | 0 | 0 | 0 | 0 | 0 | 0 | 0 | 0 | 0 | 0 | 0 | 0 | 0 | 0 | 0 | 0 | 0 | 0 | 0 | 0 | 0 | 0
F5_Industrial_Paper and Printing_Existing_Space Heating_Natural Gas_Space Heating - Heat Recovery Ventilator_A_Achievable Economic RVT Potential | F5 | Industrial | Paper and Printing | Existing | Space Heating | Natural Gas | Space Heating - Heat Recovery Ventilator | A | Incremental Summer Peak Savings (MW) | Achievable Economic RVT Potential | 0 | 0 | 0 | 0 | 0 | 0 | 0 | 0 | 0 | 0 | 0 | 0 | 0 | 0 | 0 | 0 | 0 | 0 | 0 | 0 | 0 | 0 | 0
F6_Industrial_Paper and Printing_Existing_Space Heating_Natural Gas_Space Heating - Heat Recovery Ventilator_A_Achievable Economic RVT Potential | F6 | Industrial | Paper and Printing | Existing | Space Heating | Natural Gas | Space Heating - Heat Recovery Ventilator | A | Incremental Winter Peak Savings (MW) | Achievable Economic RVT Potential | 0 | 0 | 0 | 0 | 0 | 0 | 0 | 0 | 0 | 0 | 0 | 0 | 0 | 0 | 0 | 0 | 0 | 0 | 0 | 0 | 0 | 0 | 0
F7_Industrial_Paper and Printing_Existing_Space Heating_Natural Gas_Space Heating - Heat Recovery Ventilator_A_Achievable Economic RVT Potential | F7 | Industrial | Paper and Printing | Existing | Space Heating | Natural Gas | Space Heating - Heat Recovery Ventilator | A | Cumulative Energy Savings (MWh or mTherms) | Achievable Economic RVT Potential | 0 | 0 | 0 | 0 | 0 | 0 | 0 | 0 | 0 | 0 | 0 | 0 | 0 | 0 | 0 | 0 | 0 | 0 | 0 | 0 | 0 | 0 | 0
F8_Industrial_Paper and Printing_Existing_Space Heating_Natural Gas_Space Heating - Heat Recovery Ventilator_A_Achievable Economic RVT Potential | F8 | Industrial | Paper and Printing | Existing | Space Heating | Natural Gas | Space Heating - Heat Recovery Ventilator | A | Cumulative Summer Peak Savings (MW) | Achievable Economic RVT Potential | 0 | 0 | 0 | 0 | 0 | 0 | 0 | 0 | 0 | 0 | 0 | 0 | 0 | 0 | 0 | 0 | 0 | 0 | 0 | 0 | 0 | 0 | 0
F9_Industrial_Paper and Printing_Existing_Space Heating_Natural Gas_Space Heating - Heat Recovery Ventilator_A_Achievable Economic RVT Potential | F9 | Industrial | Paper and Printing | Existing | Space Heating | Natural Gas | Space Heating - Heat Recovery Ventilator | A | Cumulative Winter Peak Savings (MW) | Achievable Economic RVT Potential | 0 | 0 | 0 | 0 | 0 | 0 | 0 | 0 | 0 | 0 | 0 | 0 | 0 | 0 | 0 | 0 | 0 | 0 | 0 | 0 | 0 | 0 | 0
F10_Industrial_Paper and Printing_Existing_Space Heating_Natural Gas_Space Heating - Heat Recovery Ventilator_A_Achievable Economic RVT Potential | F10 | Industrial | Paper and Printing | Existing | Space Heating | Natural Gas | Space Heating - Heat Recovery Ventilator | A | Purchases (Incremental) | Achievable Economic RVT Potential | 0 | 0 | 0 | 0 | 0 | 0 | 0 | 0 | 0 | 0 | 0 | 0 | 0 | 0 | 0 | 0 | 0 | 0 | 0 | 0 | 0 | 0 | 0
F11_Industrial_Paper and Printing_Existing_Space Heating_Natural Gas_Space Heating - Heat Recovery Ventilator_A_Achievable Economic RVT Potential | F11 | Industrial | Paper and Printing | Existing | Space Heating | Natural Gas | Space Heating - Heat Recovery Ventilator | A | Purchases (Cumulative) | Achievable Economic RVT Potential | 0 | 0 | 0 | 0 | 0 | 0 | 0 | 0 | 0 | 0 | 0 | 0 | 0 | 0 | 0 | 0 | 0 | 0 | 0 | 0 | 0 | 0 | 0
F1_Industrial_Paper and Printing_Existing_Space Heating_Natural Gas_Thermostat - Programmable_A_Achievable Economic RVT Potential | F1 | Industrial | Paper and Printing | Existing | Space Heating | Natural Gas | Thermostat - Programmable | A | Integrated Unit Energy Savings (kWh or therms) | Achievable Economic RVT Potential | 0 | 0 | 0.0064494 | 0.0064179 | 0.0063838 | 0.006346 | 0.0063039 | 0.0062563 | 0.0062026 | 0.0061424 | 0.0060757 | 0.0060031 | 0.0059257 | 0.0058448 | 0.0057625 | 0.0056807 | 0.0056015 | 0.0055288 | 0.0054635 | 0.0054054 | 0.0053535 | 0.0053063 | 0
F2_Industrial_Paper and Printing_Existing_Space Heating_Natural Gas_Thermostat - Programmable_A_Achievable Economic RVT Potential | F2 | Industrial | Paper and Printing | Existing | Space Heating | Natural Gas | Thermostat - Programmable | A | Integrated Unit Summer Peak Savings (kW) | Achievable Economic RVT Potential | 0 | 0 | 0 | 0 | 0 | 0 | 0 | 0 | 0 | 0 | 0 | 0 | 0 | 0 | 0 | 0 | 0 | 0 | 0 | 0 | 0 | 0 | 0
F3_Industrial_Paper and Printing_Existing_Space Heating_Natural Gas_Thermostat - Programmable_A_Achievable Economic RVT Potential | F3 | Industrial | Paper and Printing | Existing | Space Heating | Natural Gas | Thermostat - Programmable | A | Integrated Unit Winter Peak Savings (kW) | Achievable Economic RVT Potential | 0 | 0 | 0 | 0 | 0 | 0 | 0 | 0 | 0 | 0 | 0 | 0 | 0 | 0 | 0 | 0 | 0 | 0 | 0 | 0 | 0 | 0 | 0
F4_Industrial_Paper and Printing_Existing_Space Heating_Natural Gas_Thermostat - Programmable_A_Achievable Economic RVT Potential | F4 | Industrial | Paper and Printing | Existing | Space Heating | Natural Gas | Thermostat - Programmable | A | Incremental Energy Savings (MWh or mTherms) | Achievable Economic RVT Potential | 0 | 0 | 0 | 0 | 0 | 0 | 0 | 0 | 0 | 0 | 0 | 0 | 0 | 0 | 0 | 0 | 0 | 0 | 0 | 0 | 0 | 0 | 0
F5_Industrial_Paper and Printing_Existing_Space Heating_Natural Gas_Thermostat - Programmable_A_Achievable Economic RVT Potential | F5 | Industrial | Paper and Printing | Existing | Space Heating | Natural Gas | Thermostat - Programmable | A | Incremental Summer Peak Savings (MW) | Achievable Economic RVT Potential | 0 | 0 | 0 | 0 | 0 | 0 | 0 | 0 | 0 | 0 | 0 | 0 | 0 | 0 | 0 | 0 | 0 | 0 | 0 | 0 | 0 | 0 | 0
F6_Industrial_Paper and Printing_Existing_Space Heating_Natural Gas_Thermostat - Programmable_A_Achievable Economic RVT Potential | F6 | Industrial | Paper and Printing | Existing | Space Heating | Natural Gas | Thermostat - Programmable | A | Incremental Winter Peak Savings (MW) | Achievable Economic RVT Potential | 0 | 0 | 0 | 0 | 0 | 0 | 0 | 0 | 0 | 0 | 0 | 0 | 0 | 0 | 0 | 0 | 0 | 0 | 0 | 0 | 0 | 0 | 0
F7_Industrial_Paper and Printing_Existing_Space Heating_Natural Gas_Thermostat - Programmable_A_Achievable Economic RVT Potential | F7 | Industrial | Paper and Printing | Existing | Space Heating | Natural Gas | Thermostat - Programmable | A | Cumulative Energy Savings (MWh or mTherms) | Achievable Economic RVT Potential | 0 | 0 | 0 | 0 | 0 | 0 | 0 | 0 | 0 | 0 | 0 | 0 | 0 | 0 | 0 | 0 | 0 | 0 | 0 | 0 | 0 | 0 | 0
F8_Industrial_Paper and Printing_Existing_Space Heating_Natural Gas_Thermostat - Programmable_A_Achievable Economic RVT Potential | F8 | Industrial | Paper and Printing | Existing | Space Heating | Natural Gas | Thermostat - Programmable | A | Cumulative Summer Peak Savings (MW) | Achievable Economic RVT Potential | 0 | 0 | 0 | 0 | 0 | 0 | 0 | 0 | 0 | 0 | 0 | 0 | 0 | 0 | 0 | 0 | 0 | 0 | 0 | 0 | 0 | 0 | 0
F9_Industrial_Paper and Printing_Existing_Space Heating_Natural Gas_Thermostat - Programmable_A_Achievable Economic RVT Potential | F9 | Industrial | Paper and Printing | Existing | Space Heating | Natural Gas | Thermostat - Programmable | A | Cumulative Winter Peak Savings (MW) | Achievable Economic RVT Potential | 0 | 0 | 0 | 0 | 0 | 0 | 0 | 0 | 0 | 0 | 0 | 0 | 0 | 0 | 0 | 0 | 0 | 0 | 0 | 0 | 0 | 0 | 0
F10_Industrial_Paper and Printing_Existing_Space Heating_Natural Gas_Thermostat - Programmable_A_Achievable Economic RVT Potential | F10 | Industrial | Paper and Printing | Existing | Space Heating | Natural Gas | Thermostat - Programmable | A | Purchases (Incremental) | Achievable Economic RVT Potential | 0 | 0 | 0 | 0 | 0 | 0 | 0 | 0 | 0 | 0 | 0 | 0 | 0 | 0 | 0 | 0 | 0 | 0 | 0 | 0 | 0 | 0 | 0
F11_Industrial_Paper and Printing_Existing_Space Heating_Natural Gas_Thermostat - Programmable_A_Achievable Economic RVT Potential | F11 | Industrial | Paper and Printing | Existing | Space Heating | Natural Gas | Thermostat - Programmable | A | Purchases (Cumulative) | Achievable Economic RVT Potential | 0 | 0 | 0 | 0 | 0 | 0 | 0 | 0 | 0 | 0 | 0 | 0 | 0 | 0 | 0 | 0 | 0 | 0 | 0 | 0 | 0 | 0 | 0
F1_Industrial_Paper and Printing_Existing_Space Heating_Natural Gas_ENERGY STAR Connected Thermostat_A_Achievable Economic RVT Potential | F1 | Industrial | Paper and Printing | Existing | Space Heating | Natural Gas | ENERGY STAR Connected Thermostat | A | Integrated Unit Energy Savings (kWh or therms) | Achievable Economic RVT Potential | 0 | 0 | 0.01559 | 0.015514 | 0.015432 | 0.015341 | 0.015239 | 0.015124 | 0.014994 | 0.014848 | 0.014687 | 0.014512 | 0.014324 | 0.014129 | 0.01393 | 0.013732 | 0.013541 | 0.013365 | 0.013207 | 0.013067 | 0.012941 | 0.012827 | 0
F2_Industrial_Paper and Printing_Existing_Space Heating_Natural Gas_ENERGY STAR Connected Thermostat_A_Achievable Economic RVT Potential | F2 | Industrial | Paper and Printing | Existing | Space Heating | Natural Gas | ENERGY STAR Connected Thermostat | A | Integrated Unit Summer Peak Savings (kW) | Achievable Economic RVT Potential | 0 | 0 | 0 | 0 | 0 | 0 | 0 | 0 | 0 | 0 | 0 | 0 | 0 | 0 | 0 | 0 | 0 | 0 | 0 | 0 | 0 | 0 | 0
F3_Industrial_Paper and Printing_Existing_Space Heating_Natural Gas_ENERGY STAR Connected Thermostat_A_Achievable Economic RVT Potential | F3 | Industrial | Paper and Printing | Existing | Space Heating | Natural Gas | ENERGY STAR Connected Thermostat | A | Integrated Unit Winter Peak Savings (kW) | Achievable Economic RVT Potential | 0 | 0 | 0 | 0 | 0 | 0 | 0 | 0 | 0 | 0 | 0 | 0 | 0 | 0 | 0 | 0 | 0 | 0 | 0 | 0 | 0 | 0 | 0
F4_Industrial_Paper and Printing_Existing_Space Heating_Natural Gas_ENERGY STAR Connected Thermostat_A_Achievable Economic RVT Potential | F4 | Industrial | Paper and Printing | Existing | Space Heating | Natural Gas | ENERGY STAR Connected Thermostat | A | Incremental Energy Savings (MWh or mTherms) | Achievable Economic RVT Potential | 0 | 0 | 0 | 0 | 0 | 0 | 0 | 0 | 0 | 0 | 0 | 0 | 0 | 0 | 0 | 0 | 0 | 0 | 0 | 0 | 0 | 0 | 0
F5_Industrial_Paper and Printing_Existing_Space Heating_Natural Gas_ENERGY STAR Connected Thermostat_A_Achievable Economic RVT Potential | F5 | Industrial | Paper and Printing | Existing | Space Heating | Natural Gas | ENERGY STAR Connected Thermostat | A | Incremental Summer Peak Savings (MW) | Achievable Economic RVT Potential | 0 | 0 | 0 | 0 | 0 | 0 | 0 | 0 | 0 | 0 | 0 | 0 | 0 | 0 | 0 | 0 | 0 | 0 | 0 | 0 | 0 | 0 | 0
F6_Industrial_Paper and Printing_Existing_Space Heating_Natural Gas_ENERGY STAR Connected Thermostat_A_Achievable Economic RVT Potential | F6 | Industrial | Paper and Printing | Existing | Space Heating | Natural Gas | ENERGY STAR Connected Thermostat | A | Incremental Winter Peak Savings (MW) | Achievable Economic RVT Potential | 0 | 0 | 0 | 0 | 0 | 0 | 0 | 0 | 0 | 0 | 0 | 0 | 0 | 0 | 0 | 0 | 0 | 0 | 0 | 0 | 0 | 0 | 0
F7_Industrial_Paper and Printing_Existing_Space Heating_Natural Gas_ENERGY STAR Connected Thermostat_A_Achievable Economic RVT Potential | F7 | Industrial | Paper and Printing | Existing | Space Heating | Natural Gas | ENERGY STAR Connected Thermostat | A | Cumulative Energy Savings (MWh or mTherms) | Achievable Economic RVT Potential | 0 | 0 | 0 | 0 | 0 | 0 | 0 | 0 | 0 | 0 | 0 | 0 | 0 | 0 | 0 | 0 | 0 | 0 | 0 | 0 | 0 | 0 | 0
F8_Industrial_Paper and Printing_Existing_Space Heating_Natural Gas_ENERGY STAR Connected Thermostat_A_Achievable Economic RVT Potential | F8 | Industrial | Paper and Printing | Existing | Space Heating | Natural Gas | ENERGY STAR Connected Thermostat | A | Cumulative Summer Peak Savings (MW) | Achievable Economic RVT Potential | 0 | 0 | 0 | 0 | 0 | 0 | 0 | 0 | 0 | 0 | 0 | 0 | 0 | 0 | 0 | 0 | 0 | 0 | 0 | 0 | 0 | 0 | 0
F9_Industrial_Paper and Printing_Existing_Space Heating_Natural Gas_ENERGY STAR Connected Thermostat_A_Achievable Economic RVT Potential | F9 | Industrial | Paper and Printing | Existing | Space Heating | Natural Gas | ENERGY STAR Connected Thermostat | A | Cumulative Winter Peak Savings (MW) | Achievable Economic RVT Potential | 0 | 0 | 0 | 0 | 0 | 0 | 0 | 0 | 0 | 0 | 0 | 0 | 0 | 0 | 0 | 0 | 0 | 0 | 0 | 0 | 0 | 0 | 0
F10_Industrial_Paper and Printing_Existing_Space Heating_Natural Gas_ENERGY STAR Connected Thermostat_A_Achievable Economic RVT Potential | F10 | Industrial | Paper and Printing | Existing | Space Heating | Natural Gas | ENERGY STAR Connected Thermostat | A | Purchases (Incremental) | Achievable Economic RVT Potential | 0 | 0 | 0 | 0 | 0 | 0 | 0 | 0 | 0 | 0 | 0 | 0 | 0 | 0 | 0 | 0 | 0 | 0 | 0 | 0 | 0 | 0 | 0
F11_Industrial_Paper and Printing_Existing_Space Heating_Natural Gas_ENERGY STAR Connected Thermostat_A_Achievable Economic RVT Potential | F11 | Industrial | Paper and Printing | Existing | Space Heating | Natural Gas | ENERGY STAR Connected Thermostat | A | Purchases (Cumulative) | Achievable Economic RVT Potential | 0 | 0 | 0 | 0 | 0 | 0 | 0 | 0 | 0 | 0 | 0 | 0 | 0 | 0 | 0 | 0 | 0 | 0 | 0 | 0 | 0 | 0 | 0
F1_Industrial_Paper and Printing_Existing_Space Heating_Natural Gas_Destratification Fans (HVLS)_A_Achievable Economic RVT Potential | F1 | Industrial | Paper and Printing | Existing | Space Heating | Natural Gas | Destratification Fans (HVLS) | A | Integrated Unit Energy Savings (kWh or therms) | Achievable Economic RVT Potential | 0 | 0 | 0.01559 | 0.015514 | 0.015432 | 0.015341 | 0.015239 | 0.015124 | 0.014994 | 0.014848 | 0.014687 | 0.014512 | 0.014324 | 0.014129 | 0.01393 | 0.013732 | 0.013541 | 0.013365 | 0.013207 | 0.013067 | 0.012941 | 0.012827 | 0
F2_Industrial_Paper and Printing_Existing_Space Heating_Natural Gas_Destratification Fans (HVLS)_A_Achievable Economic RVT Potential | F2 | Industrial | Paper and Printing | Existing | Space Heating | Natural Gas | Destratification Fans (HVLS) | A | Integrated Unit Summer Peak Savings (kW) | Achievable Economic RVT Potential | 0 | 0 | 0 | 0 | 0 | 0 | 0 | 0 | 0 | 0 | 0 | 0 | 0 | 0 | 0 | 0 | 0 | 0 | 0 | 0 | 0 | 0 | 0
F3_Industrial_Paper and Printing_Existing_Space Heating_Natural Gas_Destratification Fans (HVLS)_A_Achievable Economic RVT Potential | F3 | Industrial | Paper and Printing | Existing | Space Heating | Natural Gas | Destratification Fans (HVLS) | A | Integrated Unit Winter Peak Savings (kW) | Achievable Economic RVT Potential | 0 | 0 | 0 | 0 | 0 | 0 | 0 | 0 | 0 | 0 | 0 | 0 | 0 | 0 | 0 | 0 | 0 | 0 | 0 | 0 | 0 | 0 | 0
F4_Industrial_Paper and Printing_Existing_Space Heating_Natural Gas_Destratification Fans (HVLS)_A_Achievable Economic RVT Potential | F4 | Industrial | Paper and Printing | Existing | Space Heating | Natural Gas | Destratification Fans (HVLS) | A | Incremental Energy Savings (MWh or mTherms) | Achievable Economic RVT Potential | 0 | 0 | 0 | 0 | 0 | 0 | 0 | 0 | 0 | 0 | 0 | 0 | 0 | 0 | 0 | 0 | 0 | 0 | 0 | 0 | 0 | 0 | 0
F5_Industrial_Paper and Printing_Existing_Space Heating_Natural Gas_Destratification Fans (HVLS)_A_Achievable Economic RVT Potential | F5 | Industrial | Paper and Printing | Existing | Space Heating | Natural Gas | Destratification Fans (HVLS) | A | Incremental Summer Peak Savings (MW) | Achievable Economic RVT Potential | 0 | 0 | 0 | 0 | 0 | 0 | 0 | 0 | 0 | 0 | 0 | 0 | 0 | 0 | 0 | 0 | 0 | 0 | 0 | 0 | 0 | 0 | 0
F6_Industrial_Paper and Printing_Existing_Space Heating_Natural Gas_Destratification Fans (HVLS)_A_Achievable Economic RVT Potential | F6 | Industrial | Paper and Printing | Existing | Space Heating | Natural Gas | Destratification Fans (HVLS) | A | Incremental Winter Peak Savings (MW) | Achievable Economic RVT Potential | 0 | 0 | 0 | 0 | 0 | 0 | 0 | 0 | 0 | 0 | 0 | 0 | 0 | 0 | 0 | 0 | 0 | 0 | 0 | 0 | 0 | 0 | 0
F7_Industrial_Paper and Printing_Existing_Space Heating_Natural Gas_Destratification Fans (HVLS)_A_Achievable Economic RVT Potential | F7 | Industrial | Paper and Printing | Existing | Space Heating | Natural Gas | Destratification Fans (HVLS) | A | Cumulative Energy Savings (MWh or mTherms) | Achievable Economic RVT Potential | 0 | 0 | 0 | 0 | 0 | 0 | 0 | 0 | 0 | 0 | 0 | 0 | 0 | 0 | 0 | 0 | 0 | 0 | 0 | 0 | 0 | 0 | 0
F8_Industrial_Paper and Printing_Existing_Space Heating_Natural Gas_Destratification Fans (HVLS)_A_Achievable Economic RVT Potential | F8 | Industrial | Paper and Printing | Existing | Space Heating | Natural Gas | Destratification Fans (HVLS) | A | Cumulative Summer Peak Savings (MW) | Achievable Economic RVT Potential | 0 | 0 | 0 | 0 | 0 | 0 | 0 | 0 | 0 | 0 | 0 | 0 | 0 | 0 | 0 | 0 | 0 | 0 | 0 | 0 | 0 | 0 | 0
F9_Industrial_Paper and Printing_Existing_Space Heating_Natural Gas_Destratification Fans (HVLS)_A_Achievable Economic RVT Potential | F9 | Industrial | Paper and Printing | Existing | Space Heating | Natural Gas | Destratification Fans (HVLS) | A | Cumulative Winter Peak Savings (MW) | Achievable Economic RVT Potential | 0 | 0 | 0 | 0 | 0 | 0 | 0 | 0 | 0 | 0 | 0 | 0 | 0 | 0 | 0 | 0 | 0 | 0 | 0 | 0 | 0 | 0 | 0
F10_Industrial_Paper and Printing_Existing_Space Heating_Natural Gas_Destratification Fans (HVLS)_A_Achievable Economic RVT Potential | F10 | Industrial | Paper and Printing | Existing | Space Heating | Natural Gas | Destratification Fans (HVLS) | A | Purchases (Incremental) | Achievable Economic RVT Potential | 0 | 0 | 0 | 0 | 0 | 0 | 0 | 0 | 0 | 0 | 0 | 0 | 0 | 0 | 0 | 0 | 0 | 0 | 0 | 0 | 0 | 0 | 0
F11_Industrial_Paper and Printing_Existing_Space Heating_Natural Gas_Destratification Fans (HVLS)_A_Achievable Economic RVT Potential | F11 | Industrial | Paper and Printing | Existing | Space Heating | Natural Gas | Destratification Fans (HVLS) | A | Purchases (Cumulative) | Achievable Economic RVT Potential | 0 | 0 | 0 | 0 | 0 | 0 | 0 | 0 | 0 | 0 | 0 | 0 | 0 | 0 | 0 | 0 | 0 | 0 | 0 | 0 | 0 | 0 | 0
F1_Industrial_Paper and Printing_Existing_Space Heating_Natural Gas_Gas Boiler - Insulate Steam Lines/Condensate Tank_A_Achievable Economic RVT Potential | F1 | Industrial | Paper and Printing | Existing | Space Heating | Natural Gas | Gas Boiler - Insulate Steam Lines/Condensate Tank | A | Integrated Unit Energy Savings (kWh or therms) | Achievable Economic RVT Potential | 0 | 0 | 1093.0412 | 1087.7833 | 1082.1303 | 1075.9466 | 1069.0625 | 1061.3071 | 1052.5486 | 1042.6911 | 1031.7452 | 1019.7993 | 1007.029 | 993.6718 | 980.0348 | 966.4627 | 953.2807 | 941.1696 | 930.2645 | 920.5635 | 911.9129 | 904.0725 | 0
F2_Industrial_Paper and Printing_Existing_Space Heating_Natural Gas_Gas Boiler - Insulate Steam Lines/Condensate Tank_A_Achievable Economic RVT Potential | F2 | Industrial | Paper and Printing | Existing | Space Heating | Natural Gas | Gas Boiler - Insulate Steam Lines/Condensate Tank | A | Integrated Unit Summer Peak Savings (kW) | Achievable Economic RVT Potential | 0 | 0 | 0 | 0 | 0 | 0 | 0 | 0 | 0 | 0 | 0 | 0 | 0 | 0 | 0 | 0 | 0 | 0 | 0 | 0 | 0 | 0 | 0
F3_Industrial_Paper and Printing_Existing_Space Heating_Natural Gas_Gas Boiler - Insulate Steam Lines/Condensate Tank_A_Achievable Economic RVT Potential | F3 | Industrial | Paper and Printing | Existing | Space Heating | Natural Gas | Gas Boiler - Insulate Steam Lines/Condensate Tank | A | Integrated Unit Winter Peak Savings (kW) | Achievable Economic RVT Potential | 0 | 0 | 0 | 0 | 0 | 0 | 0 | 0 | 0 | 0 | 0 | 0 | 0 | 0 | 0 | 0 | 0 | 0 | 0 | 0 | 0 | 0 | 0
F4_Industrial_Paper and Printing_Existing_Space Heating_Natural Gas_Gas Boiler - Insulate Steam Lines/Condensate Tank_A_Achievable Economic RVT Potential | F4 | Industrial | Paper and Printing | Existing | Space Heating | Natural Gas | Gas Boiler - Insulate Steam Lines/Condensate Tank | A | Incremental Energy Savings (MWh or mTherms) | Achievable Economic RVT Potential | 0 | 0 | 0.0035216 | 0.0034442 | 0.0033673 | 0.0032903 | 0.0032129 | 0.0031346 | 0.0030551 | 0.0029743 | 0.0028923 | 0.0028096 | 0.0027266 | 0.002644 | 0.0025628 | 0.0024837 | 0.0024076 | 0.002336 | 0.0022691 | 0.0022068 | 0.0021483 | 0.0020931 | 0
F5_Industrial_Paper and Printing_Existing_Space Heating_Natural Gas_Gas Boiler - Insulate Steam Lines/Condensate Tank_A_Achievable Economic RVT Potential | F5 | Industrial | Paper and Printing | Existing | Space Heating | Natural Gas | Gas Boiler - Insulate Steam Lines/Condensate Tank | A | Incremental Summer Peak Savings (MW) | Achievable Economic RVT Potential | 0 | 0 | 0 | 0 | 0 | 0 | 0 | 0 | 0 | 0 | 0 | 0 | 0 | 0 | 0 | 0 | 0 | 0 | 0 | 0 | 0 | 0 | 0
F6_Industrial_Paper and Printing_Existing_Space Heating_Natural Gas_Gas Boiler - Insulate Steam Lines/Condensate Tank_A_Achievable Economic RVT Potential | F6 | Industrial | Paper and Printing | Existing | Space Heating | Natural Gas | Gas Boiler - Insulate Steam Lines/Condensate Tank | A | Incremental Winter Peak Savings (MW) | Achievable Economic RVT Potential | 0 | 0 | 0 | 0 | 0 | 0 | 0 | 0 | 0 | 0 | 0 | 0 | 0 | 0 | 0 | 0 | 0 | 0 | 0 | 0 | 0 | 0 | 0
F7_Industrial_Paper and Printing_Existing_Space Heating_Natural Gas_Gas Boiler - Insulate Steam Lines/Condensate Tank_A_Achievable Economic RVT Potential | F7 | Industrial | Paper and Printing | Existing | Space Heating | Natural Gas | Gas Boiler - Insulate Steam Lines/Condensate Tank | A | Cumulative Energy Savings (MWh or mTherms) | Achievable Economic RVT Potential | 0 | 0 | 0.0035216 | 0.0069489 | 0.01028 | 0.013512 | 0.016638 | 0.019652 | 0.022545 | 0.025308 | 0.027935 | 0.030421 | 0.032766 | 0.034976 | 0.037059 | 0.039029 | 0.040904 | 0.042721 | 0.044495 | 0.046237 | 0.047951 | 0.049632 | 0
F8_Industrial_Paper and Printing_Existing_Space Heating_Natural Gas_Gas Boiler - Insulate Steam Lines/Condensate Tank_A_Achievable Economic RVT Potential | F8 | Industrial | Paper and Printing | Existing | Space Heating | Natural Gas | Gas Boiler - Insulate Steam Lines/Condensate Tank | A | Cumulative Summer Peak Savings (MW) | Achievable Economic RVT Potential | 0 | 0 | 0 | 0 | 0 | 0 | 0 | 0 | 0 | 0 | 0 | 0 | 0 | 0 | 0 | 0 | 0 | 0 | 0 | 0 | 0 | 0 | 0
F9_Industrial_Paper and Printing_Existing_Space Heating_Natural Gas_Gas Boiler - Insulate Steam Lines/Condensate Tank_A_Achievable Economic RVT Potential | F9 | Industrial | Paper and Printing | Existing | Space Heating | Natural Gas | Gas Boiler - Insulate Steam Lines/Condensate Tank | A | Cumulative Winter Peak Savings (MW) | Achievable Economic RVT Potential | 0 | 0 | 0 | 0 | 0 | 0 | 0 | 0 | 0 | 0 | 0 | 0 | 0 | 0 | 0 | 0 | 0 | 0 | 0 | 0 | 0 | 0 | 0
F10_Industrial_Paper and Printing_Existing_Space Heating_Natural Gas_Gas Boiler - Insulate Steam Lines/Condensate Tank_A_Achievable Economic RVT Potential | F10 | Industrial | Paper and Printing | Existing | Space Heating | Natural Gas | Gas Boiler - Insulate Steam Lines/Condensate Tank | A | Purchases (Incremental) | Achievable Economic RVT Potential | 0 | 0 | 0.0032218 | 0.0031663 | 0.0031117 | 0.003058 | 0.0030053 | 0.0029535 | 0.0029026 | 0.0028525 | 0.0028034 | 0.002755 | 0.0027075 | 0.0026608 | 0.002615 | 0.0025699 | 0.0025256 | 0.002482 | 0.0024392 | 0.0023972 | 0.0023558 | 0.0023152 | 0
F11_Industrial_Paper and Printing_Existing_Space Heating_Natural Gas_Gas Boiler - Insulate Steam Lines/Condensate Tank_A_Achievable Economic RVT Potential | F11 | Industrial | Paper and Printing | Existing | Space Heating | Natural Gas | Gas Boiler - Insulate Steam Lines/Condensate Tank | A | Purchases (Cumulative) | Achievable Economic RVT Potential | 0 | 0 | 0.0032218 | 0.0063881 | 0.0094998 | 0.012558 | 0.015563 | 0.018517 | 0.021419 | 0.024272 | 0.027075 | 0.02983 | 0.032538 | 0.035199 | 0.037813 | 0.040383 | 0.042909 | 0.045391 | 0.04783 | 0.050227 | 0.052583 | 0.054898 | 0
F1_Industrial_Paper and Printing_Existing_Process_Natural Gas_Gas Boiler - Insulate Steam Lines/Condensate Tank_A_Achievable Economic RVT Potential | F1 | Industrial | Paper and Printing | Existing | Process | Natural Gas | Gas Boiler - Insulate Steam Lines/Condensate Tank | A | Integrated Unit Energy Savings (kWh or therms) | Achievable Economic RVT Potential | 0 | 0 | 601.8272 | 599.3064 | 596.7449 | 594.1329 | 591.4625 | 588.862 | 586.4541 | 584.2083 | 582.1072 | 580.14 | 578.2958 | 576.5636 | 574.9177 | 573.3325 | 571.7828 | 570.2504 | 568.8283 | 567.3859 | 565.9218 | 564.4353 | 0
F2_Industrial_Paper and Printing_Existing_Process_Natural Gas_Gas Boiler - Insulate Steam Lines/Condensate Tank_A_Achievable Economic RVT Potential | F2 | Industrial | Paper and Printing | Existing | Process | Natural Gas | Gas Boiler - Insulate Steam Lines/Condensate Tank | A | Integrated Unit Summer Peak Savings (kW) | Achievable Economic RVT Potential | 0 | 0 | 0 | 0 | 0 | 0 | 0 | 0 | 0 | 0 | 0 | 0 | 0 | 0 | 0 | 0 | 0 | 0 | 0 | 0 | 0 | 0 | 0
F3_Industrial_Paper and Printing_Existing_Process_Natural Gas_Gas Boiler - Insulate Steam Lines/Condensate Tank_A_Achievable Economic RVT Potential | F3 | Industrial | Paper and Printing | Existing | Process | Natural Gas | Gas Boiler - Insulate Steam Lines/Condensate Tank | A | Integrated Unit Winter Peak Savings (kW) | Achievable Economic RVT Potential | 0 | 0 | 0 | 0 | 0 | 0 | 0 | 0 | 0 | 0 | 0 | 0 | 0 | 0 | 0 | 0 | 0 | 0 | 0 | 0 | 0 | 0 | 0
F4_Industrial_Paper and Printing_Existing_Process_Natural Gas_Gas Boiler - Insulate Steam Lines/Condensate Tank_A_Achievable Economic RVT Potential | F4 | Industrial | Paper and Printing | Existing | Process | Natural Gas | Gas Boiler - Insulate Steam Lines/Condensate Tank | A | Incremental Energy Savings (MWh or mTherms) | Achievable Economic RVT Potential | 0 | 0 | 0.077371 | 0.075719 | 0.074095 | 0.072499 | 0.070929 | 0.069399 | 0.067924 | 0.066497 | 0.065116 | 0.063777 | 0.062478 | 0.061217 | 0.05999 | 0.058793 | 0.057623 | 0.056478 | 0.055365 | 0.054273 | 0.053199 | 0.052145 | 0
F5_Industrial_Paper and Printing_Existing_Process_Natural Gas_Gas Boiler - Insulate Steam Lines/Condensate Tank_A_Achievable Economic RVT Potential | F5 | Industrial | Paper and Printing | Existing | Process | Natural Gas | Gas Boiler - Insulate Steam Lines/Condensate Tank | A | Incremental Summer Peak Savings (MW) | Achievable Economic RVT Potential | 0 | 0 | 0 | 0 | 0 | 0 | 0 | 0 | 0 | 0 | 0 | 0 | 0 | 0 | 0 | 0 | 0 | 0 | 0 | 0 | 0 | 0 | 0
F6_Industrial_Paper and Printing_Existing_Process_Natural Gas_Gas Boiler - Insulate Steam Lines/Condensate Tank_A_Achievable Economic RVT Potential | F6 | Industrial | Paper and Printing | Existing | Process | Natural Gas | Gas Boiler - Insulate Steam Lines/Condensate Tank | A | Incremental Winter Peak Savings (MW) | Achievable Economic RVT Potential | 0 | 0 | 0 | 0 | 0 | 0 | 0 | 0 | 0 | 0 | 0 | 0 | 0 | 0 | 0 | 0 | 0 | 0 | 0 | 0 | 0 | 0 | 0
F7_Industrial_Paper and Printing_Existing_Process_Natural Gas_Gas Boiler - Insulate Steam Lines/Condensate Tank_A_Achievable Economic RVT Potential | F7 | Industrial | Paper and Printing | Existing | Process | Natural Gas | Gas Boiler - Insulate Steam Lines/Condensate Tank | A | Cumulative Energy Savings (MWh or mTherms) | Achievable Economic RVT Potential | 0 | 0 | 0.077371 | 0.15277 | 0.22621 | 0.29772 | 0.36731 | 0.43509 | 0.50124 | 0.56581 | 0.62889 | 0.69055 | 0.75083 | 0.8098 | 0.86747 | 0.92388 | 0.979 | 1.0329 | 1.0856 | 1.1372 | 1.1874 | 1.2365 | 0
F8_Industrial_Paper and Printing_Existing_Process_Natural Gas_Gas Boiler - Insulate Steam Lines/Condensate Tank_A_Achievable Economic RVT Potential | F8 | Industrial | Paper and Printing | Existing | Process | Natural Gas | Gas Boiler - Insulate Steam Lines/Condensate Tank | A | Cumulative Summer Peak Savings (MW) | Achievable Economic RVT Potential | 0 | 0 | 0 | 0 | 0 | 0 | 0 | 0 | 0 | 0 | 0 | 0 | 0 | 0 | 0 | 0 | 0 | 0 | 0 | 0 | 0 | 0 | 0
F9_Industrial_Paper and Printing_Existing_Process_Natural Gas_Gas Boiler - Insulate Steam Lines/Condensate Tank_A_Achievable Economic RVT Potential | F9 | Industrial | Paper and Printing | Existing | Process | Natural Gas | Gas Boiler - Insulate Steam Lines/Condensate Tank | A | Cumulative Winter Peak Savings (MW) | Achievable Economic RVT Potential | 0 | 0 | 0 | 0 | 0 | 0 | 0 | 0 | 0 | 0 | 0 | 0 | 0 | 0 | 0 | 0 | 0 | 0 | 0 | 0 | 0 | 0 | 0
F10_Industrial_Paper and Printing_Existing_Process_Natural Gas_Gas Boiler - Insulate Steam Lines/Condensate Tank_A_Achievable Economic RVT Potential | F10 | Industrial | Paper and Printing | Existing | Process | Natural Gas | Gas Boiler - Insulate Steam Lines/Condensate Tank | A | Purchases (Incremental) | Achievable Economic RVT Potential | 0 | 0 | 0.12856 | 0.12634 | 0.12417 | 0.12202 | 0.11992 | 0.11785 | 0.11582 | 0.11382 | 0.11186 | 0.10993 | 0.10804 | 0.10618 | 0.10434 | 0.10255 | 0.10078 | 0.09904 | 0.097332 | 0.095654 | 0.094005 | 0.092384 | 0
F11_Industrial_Paper and Printing_Existing_Process_Natural Gas_Gas Boiler - Insulate Steam Lines/Condensate Tank_A_Achievable Economic RVT Potential | F11 | Industrial | Paper and Printing | Existing | Process | Natural Gas | Gas Boiler - Insulate Steam Lines/Condensate Tank | A | Purchases (Cumulative) | Achievable Economic RVT Potential | 0 | 0 | 0.12856 | 0.2549 | 0.37907 | 0.50109 | 0.62102 | 0.73887 | 0.85469 | 0.96851 | 1.0804 | 1.1903 | 1.2983 | 1.4045 | 1.5089 | 1.6114 | 1.7122 | 1.8112 | 1.9086 | 2.0042 | 2.0982 | 2.1906 | 0
F1_Industrial_Paper and Printing_Existing_Space Heating_Natural Gas_Gas Boiler - Insulate Hot Water Lines_A_Achievable Economic RVT Potential | F1 | Industrial | Paper and Printing | Existing | Space Heating | Natural Gas | Gas Boiler - Insulate Hot Water Lines | A | Integrated Unit Energy Savings (kWh or therms) | Achievable Economic RVT Potential | 0 | 0 | 1236.8022 | 1232.3548 | 1227.7229 | 1222.8603 | 1217.696 | 1212.1607 | 1206.2172 | 1199.836 | 1193.051 | 1185.9034 | 1178.4359 | 1170.6625 | 1162.5996 | 1154.278 | 1145.7419 | 1137.6365 | 1130.0312 | 1122.9369 | 1116.3576 | 1110.3079 | 0
F2_Industrial_Paper and Printing_Existing_Space Heating_Natural Gas_Gas Boiler - Insulate Hot Water Lines_A_Achievable Economic RVT Potential | F2 | Industrial | Paper and Printing | Existing | Space Heating | Natural Gas | Gas Boiler - Insulate Hot Water Lines | A | Integrated Unit Summer Peak Savings (kW) | Achievable Economic RVT Potential | 0 | 0 | 0 | 0 | 0 | 0 | 0 | 0 | 0 | 0 | 0 | 0 | 0 | 0 | 0 | 0 | 0 | 0 | 0 | 0 | 0 | 0 | 0
F3_Industrial_Paper and Printing_Existing_Space Heating_Natural Gas_Gas Boiler - Insulate Hot Water Lines_A_Achievable Economic RVT Potential | F3 | Industrial | Paper and Printing | Existing | Space Heating | Natural Gas | Gas Boiler - Insulate Hot Water Lines | A | Integrated Unit Winter Peak Savings (kW) | Achievable Economic RVT Potential | 0 | 0 | 0 | 0 | 0 | 0 | 0 | 0 | 0 | 0 | 0 | 0 | 0 | 0 | 0 | 0 | 0 | 0 | 0 | 0 | 0 | 0 | 0
F4_Industrial_Paper and Printing_Existing_Space Heating_Natural Gas_Gas Boiler - Insulate Hot Water Lines_A_Achievable Economic RVT Potential | F4 | Industrial | Paper and Printing | Existing | Space Heating | Natural Gas | Gas Boiler - Insulate Hot Water Lines | A | Incremental Energy Savings (MWh or mTherms) | Achievable Economic RVT Potential | 0 | 0 | 0.0079695 | 0.007804 | 0.0076406 | 0.0074791 | 0.0073191 | 0.0071602 | 0.0070023 | 0.0068451 | 0.0066891 | 0.0065344 | 0.0063813 | 0.0062299 | 0.0060803 | 0.0059327 | 0.0057873 | 0.0056473 | 0.0055128 | 0.0053837 | 0.0052599 | 0.0051412 | 0
F5_Industrial_Paper and Printing_Existing_Space Heating_Natural Gas_Gas Boiler - Insulate Hot Water Lines_A_Achievable Economic RVT Potential | F5 | Industrial | Paper and Printing | Existing | Space Heating | Natural Gas | Gas Boiler - Insulate Hot Water Lines | A | Incremental Summer Peak Savings (MW) | Achievable Economic RVT Potential | 0 | 0 | 0 | 0 | 0 | 0 | 0 | 0 | 0 | 0 | 0 | 0 | 0 | 0 | 0 | 0 | 0 | 0 | 0 | 0 | 0 | 0 | 0
F6_Industrial_Paper and Printing_Existing_Space Heating_Natural Gas_Gas Boiler - Insulate Hot Water Lines_A_Achievable Economic RVT Potential | F6 | Industrial | Paper and Printing | Existing | Space Heating | Natural Gas | Gas Boiler - Insulate Hot Water Lines | A | Incremental Winter Peak Savings (MW) | Achievable Economic RVT Potential | 0 | 0 | 0 | 0 | 0 | 0 | 0 | 0 | 0 | 0 | 0 | 0 | 0 | 0 | 0 | 0 | 0 | 0 | 0 | 0 | 0 | 0 | 0
F7_Industrial_Paper and Printing_Existing_Space Heating_Natural Gas_Gas Boiler - Insulate Hot Water Lines_A_Achievable Economic RVT Potential | F7 | Industrial | Paper and Printing | Existing | Space Heating | Natural Gas | Gas Boiler - Insulate Hot Water Lines | A | Cumulative Energy Savings (MWh or mTherms) | Achievable Economic RVT Potential | 0 | 0 | 0.0079695 | 0.015745 | 0.023326 | 0.030713 | 0.037902 | 0.04489 | 0.051673 | 0.058244 | 0.064604 | 0.070751 | 0.076687 | 0.082411 | 0.087924 | 0.093227 | 0.098325 | 0.10328 | 0.1081 | 0.1128 | 0.1174 | 0.12191 | 0
F8_Industrial_Paper and Printing_Existing_Space Heating_Natural Gas_Gas Boiler - Insulate Hot Water Lines_A_Achievable Economic RVT Potential | F8 | Industrial | Paper and Printing | Existing | Space Heating | Natural Gas | Gas Boiler - Insulate Hot Water Lines | A | Cumulative Summer Peak Savings (MW) | Achievable Economic RVT Potential | 0 | 0 | 0 | 0 | 0 | 0 | 0 | 0 | 0 | 0 | 0 | 0 | 0 | 0 | 0 | 0 | 0 | 0 | 0 | 0 | 0 | 0 | 0
F9_Industrial_Paper and Printing_Existing_Space Heating_Natural Gas_Gas Boiler - Insulate Hot Water Lines_A_Achievable Economic RVT Potential | F9 | Industrial | Paper and Printing | Existing | Space Heating | Natural Gas | Gas Boiler - Insulate Hot Water Lines | A | Cumulative Winter Peak Savings (MW) | Achievable Economic RVT Potential | 0 | 0 | 0 | 0 | 0 | 0 | 0 | 0 | 0 | 0 | 0 | 0 | 0 | 0 | 0 | 0 | 0 | 0 | 0 | 0 | 0 | 0 | 0
F10_Industrial_Paper and Printing_Existing_Space Heating_Natural Gas_Gas Boiler - Insulate Hot Water Lines_A_Achievable Economic RVT Potential | F10 | Industrial | Paper and Printing | Existing | Space Heating | Natural Gas | Gas Boiler - Insulate Hot Water Lines | A | Purchases (Incremental) | Achievable Economic RVT Potential | 0 | 0 | 0.0064437 | 0.0063326 | 0.0062234 | 0.0061161 | 0.0060106 | 0.005907 | 0.0058052 | 0.0057051 | 0.0056067 | 0.00551 | 0.005415 | 0.0053217 | 0.0052299 | 0.0051398 | 0.0050511 | 0.004964 | 0.0048785 | 0.0047943 | 0.0047117 | 0.0046305 | 0
F11_Industrial_Paper and Printing_Existing_Space Heating_Natural Gas_Gas Boiler - Insulate Hot Water Lines_A_Achievable Economic RVT Potential | F11 | Industrial | Paper and Printing | Existing | Space Heating | Natural Gas | Gas Boiler - Insulate Hot Water Lines | A | Purchases (Cumulative) | Achievable Economic RVT Potential | 0 | 0 | 0.0064437 | 0.012776 | 0.019 | 0.025116 | 0.031126 | 0.037033 | 0.042838 | 0.048544 | 0.05415 | 0.05966 | 0.065075 | 0.070397 | 0.075627 | 0.080767 | 0.085818 | 0.090782 | 0.09566 | 0.10045 | 0.10517 | 0.1098 | 0
F1_Industrial_Paper and Printing_Existing_Process_Natural Gas_Gas Boiler - Insulate Hot Water Lines_A_Achievable Economic RVT Potential | F1 | Industrial | Paper and Printing | Existing | Process | Natural Gas | Gas Boiler - Insulate Hot Water Lines | A | Integrated Unit Energy Savings (kWh or therms) | Achievable Economic RVT Potential | 0 | 0 | 682.7721 | 682.4779 | 682.1749 | 681.8523 | 681.5012 | 681.1097 | 680.6901 | 680.2616 | 679.848 | 679.4723 | 679.1505 | 678.8927 | 678.6874 | 678.5197 | 678.3716 | 678.2312 | 678.0934 | 677.9551 | 677.8153 | 677.6738 | 0
F2_Industrial_Paper and Printing_Existing_Process_Natural Gas_Gas Boiler - Insulate Hot Water Lines_A_Achievable Economic RVT Potential | F2 | Industrial | Paper and Printing | Existing | Process | Natural Gas | Gas Boiler - Insulate Hot Water Lines | A | Integrated Unit Summer Peak Savings (kW) | Achievable Economic RVT Potential | 0 | 0 | 0 | 0 | 0 | 0 | 0 | 0 | 0 | 0 | 0 | 0 | 0 | 0 | 0 | 0 | 0 | 0 | 0 | 0 | 0 | 0 | 0
F3_Industrial_Paper and Printing_Existing_Process_Natural Gas_Gas Boiler - Insulate Hot Water Lines_A_Achievable Economic RVT Potential | F3 | Industrial | Paper and Printing | Existing | Process | Natural Gas | Gas Boiler - Insulate Hot Water Lines | A | Integrated Unit Winter Peak Savings (kW) | Achievable Economic RVT Potential | 0 | 0 | 0 | 0 | 0 | 0 | 0 | 0 | 0 | 0 | 0 | 0 | 0 | 0 | 0 | 0 | 0 | 0 | 0 | 0 | 0 | 0 | 0
F4_Industrial_Paper and Printing_Existing_Process_Natural Gas_Gas Boiler - Insulate Hot Water Lines_A_Achievable Economic RVT Potential | F4 | Industrial | Paper and Printing | Existing | Process | Natural Gas | Gas Boiler - Insulate Hot Water Lines | A | Incremental Energy Savings (MWh or mTherms) | Achievable Economic RVT Potential | 0 | 0 | 0.17555 | 0.17245 | 0.16941 | 0.16641 | 0.16345 | 0.16054 | 0.15768 | 0.15486 | 0.1521 | 0.14939 | 0.14675 | 0.14416 | 0.14163 | 0.13916 | 0.13673 | 0.13434 | 0.132 | 0.1297 | 0.12744 | 0.12521 | 0
F5_Industrial_Paper and Printing_Existing_Process_Natural Gas_Gas Boiler - Insulate Hot Water Lines_A_Achievable Economic RVT Potential | F5 | Industrial | Paper and Printing | Existing | Process | Natural Gas | Gas Boiler - Insulate Hot Water Lines | A | Incremental Summer Peak Savings (MW) | Achievable Economic RVT Potential | 0 | 0 | 0 | 0 | 0 | 0 | 0 | 0 | 0 | 0 | 0 | 0 | 0 | 0 | 0 | 0 | 0 | 0 | 0 | 0 | 0 | 0 | 0
F6_Industrial_Paper and Printing_Existing_Process_Natural Gas_Gas Boiler - Insulate Hot Water Lines_A_Achievable Economic RVT Potential | F6 | Industrial | Paper and Printing | Existing | Process | Natural Gas | Gas Boiler - Insulate Hot Water Lines | A | Incremental Winter Peak Savings (MW) | Achievable Economic RVT Potential | 0 | 0 | 0 | 0 | 0 | 0 | 0 | 0 | 0 | 0 | 0 | 0 | 0 | 0 | 0 | 0 | 0 | 0 | 0 | 0 | 0 | 0 | 0
F7_Industrial_Paper and Printing_Existing_Process_Natural Gas_Gas Boiler - Insulate Hot Water Lines_A_Achievable Economic RVT Potential | F7 | Industrial | Paper and Printing | Existing | Process | Natural Gas | Gas Boiler - Insulate Hot Water Lines | A | Cumulative Energy Savings (MWh or mTherms) | Achievable Economic RVT Potential | 0 | 0 | 0.17555 | 0.34793 | 0.51718 | 0.68335 | 0.84645 | 1.0065 | 1.1636 | 1.3177 | 1.469 | 1.6176 | 1.7635 | 1.907 | 2.0481 | 2.1868 | 2.323 | 2.4569 | 2.5884 | 2.7175 | 2.8444 | 2.969 | 0
F8_Industrial_Paper and Printing_Existing_Process_Natural Gas_Gas Boiler - Insulate Hot Water Lines_A_Achievable Economic RVT Potential | F8 | Industrial | Paper and Printing | Existing | Process | Natural Gas | Gas Boiler - Insulate Hot Water Lines | A | Cumulative Summer Peak Savings (MW) | Achievable Economic RVT Potential | 0 | 0 | 0 | 0 | 0 | 0 | 0 | 0 | 0 | 0 | 0 | 0 | 0 | 0 | 0 | 0 | 0 | 0 | 0 | 0 | 0 | 0 | 0
F9_Industrial_Paper and Printing_Existing_Process_Natural Gas_Gas Boiler - Insulate Hot Water Lines_A_Achievable Economic RVT Potential | F9 | Industrial | Paper and Printing | Existing | Process | Natural Gas | Gas Boiler - Insulate Hot Water Lines | A | Cumulative Winter Peak Savings (MW) | Achievable Economic RVT Potential | 0 | 0 | 0 | 0 | 0 | 0 | 0 | 0 | 0 | 0 | 0 | 0 | 0 | 0 | 0 | 0 | 0 | 0 | 0 | 0 | 0 | 0 | 0
F10_Industrial_Paper and Printing_Existing_Process_Natural Gas_Gas Boiler - Insulate Hot Water Lines_A_Achievable Economic RVT Potential | F10 | Industrial | Paper and Printing | Existing | Process | Natural Gas | Gas Boiler - Insulate Hot Water Lines | A | Purchases (Incremental) | Achievable Economic RVT Potential | 0 | 0 | 0.25712 | 0.25269 | 0.24833 | 0.24405 | 0.23984 | 0.23571 | 0.23164 | 0.22765 | 0.22372 | 0.21987 | 0.21608 | 0.21235 | 0.20869 | 0.20509 | 0.20155 | 0.19808 | 0.19466 | 0.19131 | 0.18801 | 0.18477 | 0
F11_Industrial_Paper and Printing_Existing_Process_Natural Gas_Gas Boiler - Insulate Hot Water Lines_A_Achievable Economic RVT Potential | F11 | Industrial | Paper and Printing | Existing | Process | Natural Gas | Gas Boiler - Insulate Hot Water Lines | A | Purchases (Cumulative) | Achievable Economic RVT Potential | 0 | 0 | 0.25712 | 0.50981 | 0.75814 | 1.0022 | 1.242 | 1.4777 | 1.7094 | 1.937 | 2.1608 | 2.3806 | 2.5967 | 2.809 | 3.0177 | 3.2228 | 3.4244 | 3.6225 | 3.8171 | 4.0084 | 4.1964 | 4.3812 | 0
F1_Industrial_Paper and Printing_Existing_Process_Natural Gas_Process - Insulate Heated Process Fluids_A_Achievable Economic RVT Potential | F1 | Industrial | Paper and Printing | Existing | Process | Natural Gas | Process - Insulate Heated Process Fluids | A | Integrated Unit Energy Savings (kWh or therms) | Achievable Economic RVT Potential | 0 | 0 | 556.8005 | 554.3314 | 551.8234 | 549.2675 | 546.6563 | 544.1085 | 541.7374 | 539.5147 | 537.4241 | 535.4556 | 533.5989 | 531.8438 | 530.1664 | 528.5432 | 526.9508 | 525.3723 | 523.8934 | 522.3937 | 520.8719 | 519.3274 | 0
F2_Industrial_Paper and Printing_Existing_Process_Natural Gas_Process - Insulate Heated Process Fluids_A_Achievable Economic RVT Potential | F2 | Industrial | Paper and Printing | Existing | Process | Natural Gas | Process - Insulate Heated Process Fluids | A | Integrated Unit Summer Peak Savings (kW) | Achievable Economic RVT Potential | 0 | 0 | 0 | 0 | 0 | 0 | 0 | 0 | 0 | 0 | 0 | 0 | 0 | 0 | 0 | 0 | 0 | 0 | 0 | 0 | 0 | 0 | 0
F3_Industrial_Paper and Printing_Existing_Process_Natural Gas_Process - Insulate Heated Process Fluids_A_Achievable Economic RVT Potential | F3 | Industrial | Paper and Printing | Existing | Process | Natural Gas | Process - Insulate Heated Process Fluids | A | Integrated Unit Winter Peak Savings (kW) | Achievable Economic RVT Potential | 0 | 0 | 0 | 0 | 0 | 0 | 0 | 0 | 0 | 0 | 0 | 0 | 0 | 0 | 0 | 0 | 0 | 0 | 0 | 0 | 0 | 0 | 0
F4_Industrial_Paper and Printing_Existing_Process_Natural Gas_Process - Insulate Heated Process Fluids_A_Achievable Economic RVT Potential | F4 | Industrial | Paper and Printing | Existing | Process | Natural Gas | Process - Insulate Heated Process Fluids | A | Incremental Energy Savings (MWh or mTherms) | Achievable Economic RVT Potential | 0 | 0 | 0 | 0 | 0 | 0 | 0 | 0 | 0 | 0 | 0 | 0 | 0 | 0 | 0 | 0 | 0 | 0 | 0 | 0 | 0 | 0 | 0
F5_Industrial_Paper and Printing_Existing_Process_Natural Gas_Process - Insulate Heated Process Fluids_A_Achievable Economic RVT Potential | F5 | Industrial | Paper and Printing | Existing | Process | Natural Gas | Process - Insulate Heated Process Fluids | A | Incremental Summer Peak Savings (MW) | Achievable Economic RVT Potential | 0 | 0 | 0 | 0 | 0 | 0 | 0 | 0 | 0 | 0 | 0 | 0 | 0 | 0 | 0 | 0 | 0 | 0 | 0 | 0 | 0 | 0 | 0
F6_Industrial_Paper and Printing_Existing_Process_Natural Gas_Process - Insulate Heated Process Fluids_A_Achievable Economic RVT Potential | F6 | Industrial | Paper and Printing | Existing | Process | Natural Gas | Process - Insulate Heated Process Fluids | A | Incremental Winter Peak Savings (MW) | Achievable Economic RVT Potential | 0 | 0 | 0 | 0 | 0 | 0 | 0 | 0 | 0 | 0 | 0 | 0 | 0 | 0 | 0 | 0 | 0 | 0 | 0 | 0 | 0 | 0 | 0
F7_Industrial_Paper and Printing_Existing_Process_Natural Gas_Process - Insulate Heated Process Fluids_A_Achievable Economic RVT Potential | F7 | Industrial | Paper and Printing | Existing | Process | Natural Gas | Process - Insulate Heated Process Fluids | A | Cumulative Energy Savings (MWh or mTherms) | Achievable Economic RVT Potential | 0 | 0 | 0 | 0 | 0 | 0 | 0 | 0 | 0 | 0 | 0 | 0 | 0 | 0 | 0 | 0 | 0 | 0 | 0 | 0 | 0 | 0 | 0
F8_Industrial_Paper and Printing_Existing_Process_Natural Gas_Process - Insulate Heated Process Fluids_A_Achievable Economic RVT Potential | F8 | Industrial | Paper and Printing | Existing | Process | Natural Gas | Process - Insulate Heated Process Fluids | A | Cumulative Summer Peak Savings (MW) | Achievable Economic RVT Potential | 0 | 0 | 0 | 0 | 0 | 0 | 0 | 0 | 0 | 0 | 0 | 0 | 0 | 0 | 0 | 0 | 0 | 0 | 0 | 0 | 0 | 0 | 0
F9_Industrial_Paper and Printing_Existing_Process_Natural Gas_Process - Insulate Heated Process Fluids_A_Achievable Economic RVT Potential | F9 | Industrial | Paper and Printing | Existing | Process | Natural Gas | Process - Insulate Heated Process Fluids | A | Cumulative Winter Peak Savings (MW) | Achievable Economic RVT Potential | 0 | 0 | 0 | 0 | 0 | 0 | 0 | 0 | 0 | 0 | 0 | 0 | 0 | 0 | 0 | 0 | 0 | 0 | 0 | 0 | 0 | 0 | 0
F10_Industrial_Paper and Printing_Existing_Process_Natural Gas_Process - Insulate Heated Process Fluids_A_Achievable Economic RVT Potential | F10 | Industrial | Paper and Printing | Existing | Process | Natural Gas | Process - Insulate Heated Process Fluids | A | Purchases (Incremental) | Achievable Economic RVT Potential | 0 | 0 | 0 | 0 | 0 | 0 | 0 | 0 | 0 | 0 | 0 | 0 | 0 | 0 | 0 | 0 | 0 | 0 | 0 | 0 | 0 | 0 | 0
F11_Industrial_Paper and Printing_Existing_Process_Natural Gas_Process - Insulate Heated Process Fluids_A_Achievable Economic RVT Potential | F11 | Industrial | Paper and Printing | Existing | Process | Natural Gas | Process - Insulate Heated Process Fluids | A | Purchases (Cumulative) | Achievable Economic RVT Potential | 0 | 0 | 0 | 0 | 0 | 0 | 0 | 0 | 0 | 0 | 0 | 0 | 0 | 0 | 0 | 0 | 0 | 0 | 0 | 0 | 0 | 0 | 0
F1_Industrial_Paper and Printing_Existing_Process_Natural Gas_Process Heat Recovery_A_Achievable Economic RVT Potential | F1 | Industrial | Paper and Printing | Existing | Process | Natural Gas | Process Heat Recovery | A | Integrated Unit Energy Savings (kWh or therms) | Achievable Economic RVT Potential | 0 | 0 | 73.257 | 73.1232 | 72.9869 | 72.8468 | 72.702 | 72.5512 | 72.3957 | 72.2376 | 72.0793 | 71.9232 | 71.771 | 71.6237 | 71.48 | 71.3382 | 71.1966 | 71.0537 | 70.9089 | 70.762 | 70.6129 | 70.4613 | 0
F2_Industrial_Paper and Printing_Existing_Process_Natural Gas_Process Heat Recovery_A_Achievable Economic RVT Potential | F2 | Industrial | Paper and Printing | Existing | Process | Natural Gas | Process Heat Recovery | A | Integrated Unit Summer Peak Savings (kW) | Achievable Economic RVT Potential | 0 | 0 | 0 | 0 | 0 | 0 | 0 | 0 | 0 | 0 | 0 | 0 | 0 | 0 | 0 | 0 | 0 | 0 | 0 | 0 | 0 | 0 | 0
F3_Industrial_Paper and Printing_Existing_Process_Natural Gas_Process Heat Recovery_A_Achievable Economic RVT Potential | F3 | Industrial | Paper and Printing | Existing | Process | Natural Gas | Process Heat Recovery | A | Integrated Unit Winter Peak Savings (kW) | Achievable Economic RVT Potential | 0 | 0 | 0 | 0 | 0 | 0 | 0 | 0 | 0 | 0 | 0 | 0 | 0 | 0 | 0 | 0 | 0 | 0 | 0 | 0 | 0 | 0 | 0
F4_Industrial_Paper and Printing_Existing_Process_Natural Gas_Process Heat Recovery_A_Achievable Economic RVT Potential | F4 | Industrial | Paper and Printing | Existing | Process | Natural Gas | Process Heat Recovery | A | Incremental Energy Savings (MWh or mTherms) | Achievable Economic RVT Potential | 0 | 0 | 0.74166 | 0.72754 | 0.71367 | 0.70002 | 0.68658 | 0.60601 | 0.47543 | 0.37297 | 0.29259 | 0.22954 | 0.18008 | 0.14129 | 0.11086 | 0.086986 | 0.068253 | 0.053554 | 0.00035825 | 0.00012548 | 4.1951e-05 | 1.3415e-05 | 0
F5_Industrial_Paper and Printing_Existing_Process_Natural Gas_Process Heat Recovery_A_Achievable Economic RVT Potential | F5 | Industrial | Paper and Printing | Existing | Process | Natural Gas | Process Heat Recovery | A | Incremental Summer Peak Savings (MW) | Achievable Economic RVT Potential | 0 | 0 | 0 | 0 | 0 | 0 | 0 | 0 | 0 | 0 | 0 | 0 | 0 | 0 | 0 | 0 | 0 | 0 | 0 | 0 | 0 | 0 | 0
F6_Industrial_Paper and Printing_Existing_Process_Natural Gas_Process Heat Recovery_A_Achievable Economic RVT Potential | F6 | Industrial | Paper and Printing | Existing | Process | Natural Gas | Process Heat Recovery | A | Incremental Winter Peak Savings (MW) | Achievable Economic RVT Potential | 0 | 0 | 0 | 0 | 0 | 0 | 0 | 0 | 0 | 0 | 0 | 0 | 0 | 0 | 0 | 0 | 0 | 0 | 0 | 0 | 0 | 0 | 0
F7_Industrial_Paper and Printing_Existing_Process_Natural Gas_Process Heat Recovery_A_Achievable Economic RVT Potential | F7 | Industrial | Paper and Printing | Existing | Process | Natural Gas | Process Heat Recovery | A | Cumulative Energy Savings (MWh or mTherms) | Achievable Economic RVT Potential | 0 | 0 | 0.74166 | 1.4678 | 2.1788 | 2.8746 | 3.5555 | 4.1541 | 4.6206 | 4.9835 | 5.2652 | 5.4833 | 5.6518 | 5.7815 | 5.8807 | 5.9561 | 6.0125 | 6.054 | 6.042 | 6.0296 | 6.0169 | 6.004 | 0
F8_Industrial_Paper and Printing_Existing_Process_Natural Gas_Process Heat Recovery_A_Achievable Economic RVT Potential | F8 | Industrial | Paper and Printing | Existing | Process | Natural Gas | Process Heat Recovery | A | Cumulative Summer Peak Savings (MW) | Achievable Economic RVT Potential | 0 | 0 | 0 | 0 | 0 | 0 | 0 | 0 | 0 | 0 | 0 | 0 | 0 | 0 | 0 | 0 | 0 | 0 | 0 | 0 | 0 | 0 | 0
F9_Industrial_Paper and Printing_Existing_Process_Natural Gas_Process Heat Recovery_A_Achievable Economic RVT Potential | F9 | Industrial | Paper and Printing | Existing | Process | Natural Gas | Process Heat Recovery | A | Cumulative Winter Peak Savings (MW) | Achievable Economic RVT Potential | 0 | 0 | 0 | 0 | 0 | 0 | 0 | 0 | 0 | 0 | 0 | 0 | 0 | 0 | 0 | 0 | 0 | 0 | 0 | 0 | 0 | 0 | 0
F10_Industrial_Paper and Printing_Existing_Process_Natural Gas_Process Heat Recovery_A_Achievable Economic RVT Potential | F10 | Industrial | Paper and Printing | Existing | Process | Natural Gas | Process Heat Recovery | A | Purchases (Incremental) | Achievable Economic RVT Potential | 0 | 0 | 10.1241 | 9.9495 | 9.778 | 9.6094 | 9.4437 | 8.3528 | 6.567 | 5.1631 | 4.0592 | 3.1914 | 2.5091 | 1.9727 | 1.5509 | 1.2193 | 0.95866 | 0.75371 | 0.0050522 | 0.0017733 | 0.0005941 | 0.00019039 | 0
F11_Industrial_Paper and Printing_Existing_Process_Natural Gas_Process Heat Recovery_A_Achievable Economic RVT Potential | F11 | Industrial | Paper and Printing | Existing | Process | Natural Gas | Process Heat Recovery | A | Purchases (Cumulative) | Achievable Economic RVT Potential | 0 | 0 | 10.1241 | 20.0736 | 29.8516 | 39.4611 | 48.9048 | 57.2576 | 63.8247 | 68.9877 | 73.047 | 76.2383 | 78.7474 | 80.7201 | 82.271 | 83.4904 | 84.449 | 85.2028 | 85.2078 | 85.2096 | 85.2102 | 85.2104 | 0
F1_Industrial_Paper and Printing_Existing_Space Heating_Natural Gas_Building Automation System_A_Achievable Economic RVT Potential | F1 | Industrial | Paper and Printing | Existing | Space Heating | Natural Gas | Building Automation System | A | Integrated Unit Energy Savings (kWh or therms) | Achievable Economic RVT Potential | 0 | 0 | 0.015595 | 0.015527 | 0.015455 | 0.015379 | 0.015299 | 0.015215 | 0.015125 | 0.015029 | 0.014929 | 0.014825 | 0.014717 | 0.014605 | 0.014489 | 0.014371 | 0.014249 | 0.014132 | 0.014022 | 0.013917 | 0.013818 | 0.013725 | 0
F2_Industrial_Paper and Printing_Existing_Space Heating_Natural Gas_Building Automation System_A_Achievable Economic RVT Potential | F2 | Industrial | Paper and Printing | Existing | Space Heating | Natural Gas | Building Automation System | A | Integrated Unit Summer Peak Savings (kW) | Achievable Economic RVT Potential | 0 | 0 | 0 | 0 | 0 | 0 | 0 | 0 | 0 | 0 | 0 | 0 | 0 | 0 | 0 | 0 | 0 | 0 | 0 | 0 | 0 | 0 | 0
F3_Industrial_Paper and Printing_Existing_Space Heating_Natural Gas_Building Automation System_A_Achievable Economic RVT Potential | F3 | Industrial | Paper and Printing | Existing | Space Heating | Natural Gas | Building Automation System | A | Integrated Unit Winter Peak Savings (kW) | Achievable Economic RVT Potential | 0 | 0 | 0 | 0 | 0 | 0 | 0 | 0 | 0 | 0 | 0 | 0 | 0 | 0 | 0 | 0 | 0 | 0 | 0 | 0 | 0 | 0 | 0
F4_Industrial_Paper and Printing_Existing_Space Heating_Natural Gas_Building Automation System_A_Achievable Economic RVT Potential | F4 | Industrial | Paper and Printing | Existing | Space Heating | Natural Gas | Building Automation System | A | Incremental Energy Savings (MWh or mTherms) | Achievable Economic RVT Potential | 0 | 0 | 0.0089847 | 0.017572 | 0.03052 | 0.048551 | 0.072047 | 0.10085 | 0.13402 | 0.16966 | 0.20485 | 0.23574 | 0.25803 | 0.26772 | 0.26211 | 0.24083 | 0.20633 | 0.16632 | 0.12402 | 0.083746 | 0.052208 | 0.033237 | 0
F5_Industrial_Paper and Printing_Existing_Space Heating_Natural Gas_Building Automation System_A_Achievable Economic RVT Potential | F5 | Industrial | Paper and Printing | Existing | Space Heating | Natural Gas | Building Automation System | A | Incremental Summer Peak Savings (MW) | Achievable Economic RVT Potential | 0 | 0 | 0 | 0 | 0 | 0 | 0 | 0 | 0 | 0 | 0 | 0 | 0 | 0 | 0 | 0 | 0 | 0 | 0 | 0 | 0 | 0 | 0
F6_Industrial_Paper and Printing_Existing_Space Heating_Natural Gas_Building Automation System_A_Achievable Economic RVT Potential | F6 | Industrial | Paper and Printing | Existing | Space Heating | Natural Gas | Building Automation System | A | Incremental Winter Peak Savings (MW) | Achievable Economic RVT Potential | 0 | 0 | 0 | 0 | 0 | 0 | 0 | 0 | 0 | 0 | 0 | 0 | 0 | 0 | 0 | 0 | 0 | 0 | 0 | 0 | 0 | 0 | 0
F7_Industrial_Paper and Printing_Existing_Space Heating_Natural Gas_Building Automation System_A_Achievable Economic RVT Potential | F7 | Industrial | Paper and Printing | Existing | Space Heating | Natural Gas | Building Automation System | A | Cumulative Energy Savings (MWh or mTherms) | Achievable Economic RVT Potential | 0 | 0 | 0.0089847 | 0.026517 | 0.056915 | 0.10519 | 0.17669 | 0.27656 | 0.40894 | 0.57603 | 0.77704 | 1.0074 | 1.258 | 1.5162 | 1.7663 | 1.9927 | 2.1822 | 2.3306 | 2.4364 | 2.5019 | 2.5363 | 2.5525 | 0
F8_Industrial_Paper and Printing_Existing_Space Heating_Natural Gas_Building Automation System_A_Achievable Economic RVT Potential | F8 | Industrial | Paper and Printing | Existing | Space Heating | Natural Gas | Building Automation System | A | Cumulative Summer Peak Savings (MW) | Achievable Economic RVT Potential | 0 | 0 | 0 | 0 | 0 | 0 | 0 | 0 | 0 | 0 | 0 | 0 | 0 | 0 | 0 | 0 | 0 | 0 | 0 | 0 | 0 | 0 | 0
F9_Industrial_Paper and Printing_Existing_Space Heating_Natural Gas_Building Automation System_A_Achievable Economic RVT Potential | F9 | Industrial | Paper and Printing | Existing | Space Heating | Natural Gas | Building Automation System | A | Cumulative Winter Peak Savings (MW) | Achievable Economic RVT Potential | 0 | 0 | 0 | 0 | 0 | 0 | 0 | 0 | 0 | 0 | 0 | 0 | 0 | 0 | 0 | 0 | 0 | 0 | 0 | 0 | 0 | 0 | 0
F10_Industrial_Paper and Printing_Existing_Space Heating_Natural Gas_Building Automation System_A_Achievable Economic RVT Potential | F10 | Industrial | Paper and Printing | Existing | Space Heating | Natural Gas | Building Automation System | A | Purchases (Incremental) | Achievable Economic RVT Potential | 0 | 0 | 576.1131 | 1131.7569 | 1974.8393 | 3156.9616 | 4709.209 | 6628.3075 | 8860.8647 | 11288.8313 | 13721.6087 | 15902.0529 | 17533.4652 | 18330.7144 | 18089.8764 | 16758.7462 | 14480.6398 | 11768.858 | 8844.5474 | 6017.5767 | 3778.2773 | 2421.6095 | 0
F11_Industrial_Paper and Printing_Existing_Space Heating_Natural Gas_Building Automation System_A_Achievable Economic RVT Potential | F11 | Industrial | Paper and Printing | Existing | Space Heating | Natural Gas | Building Automation System | A | Purchases (Cumulative) | Achievable Economic RVT Potential | 0 | 0 | 576.1131 | 1707.87 | 3682.7094 | 6839.6709 | 11548.88 | 18177.1875 | 27038.0521 | 38326.8834 | 52048.4922 | 67950.545 | 85484.0103 | 103814.7247 | 121904.6011 | 138663.3473 | 153143.9872 | 164912.8451 | 173757.3925 | 179774.9692 | 183553.2465 | 185974.8561 | 0
F1_Industrial_Paper and Printing_Existing_Space Heating_Natural Gas_Steam System Efficiency Improvements_A_Achievable Economic RVT Potential | F1 | Industrial | Paper and Printing | Existing | Space Heating | Natural Gas | Steam System Efficiency Improvements | A | Integrated Unit Energy Savings (kWh or therms) | Achievable Economic RVT Potential | 0 | 0 | 0.13922 | 0.13853 | 0.13778 | 0.13697 | 0.13606 | 0.13504 | 0.1339 | 0.13262 | 0.1312 | 0.12966 | 0.12801 | 0.12629 | 0.12454 | 0.1228 | 0.1211 | 0.11955 | 0.11815 | 0.11691 | 0.11579 | 0.11479 | 0
F2_Industrial_Paper and Printing_Existing_Space Heating_Natural Gas_Steam System Efficiency Improvements_A_Achievable Economic RVT Potential | F2 | Industrial | Paper and Printing | Existing | Space Heating | Natural Gas | Steam System Efficiency Improvements | A | Integrated Unit Summer Peak Savings (kW) | Achievable Economic RVT Potential | 0 | 0 | 0 | 0 | 0 | 0 | 0 | 0 | 0 | 0 | 0 | 0 | 0 | 0 | 0 | 0 | 0 | 0 | 0 | 0 | 0 | 0 | 0
F3_Industrial_Paper and Printing_Existing_Space Heating_Natural Gas_Steam System Efficiency Improvements_A_Achievable Economic RVT Potential | F3 | Industrial | Paper and Printing | Existing | Space Heating | Natural Gas | Steam System Efficiency Improvements | A | Integrated Unit Winter Peak Savings (kW) | Achievable Economic RVT Potential | 0 | 0 | 0 | 0 | 0 | 0 | 0 | 0 | 0 | 0 | 0 | 0 | 0 | 0 | 0 | 0 | 0 | 0 | 0 | 0 | 0 | 0 | 0
F4_Industrial_Paper and Printing_Existing_Space Heating_Natural Gas_Steam System Efficiency Improvements_A_Achievable Economic RVT Potential | F4 | Industrial | Paper and Printing | Existing | Space Heating | Natural Gas | Steam System Efficiency Improvements | A | Incremental Energy Savings (MWh or mTherms) | Achievable Economic RVT Potential | 0 | 0 | 0.00056845 | 0.0011111 | 0.0019284 | 0.0030645 | 0.004541 | 0.0063438 | 0.0084088 | 0.01061 | 0.012759 | 0.014612 | 0.015907 | 0.016407 | 0.015966 | 0.014585 | 0.012428 | 0.0099713 | 0.007406 | 0.0049857 | 0.0031006 | 0.00197 | 0
F5_Industrial_Paper and Printing_Existing_Space Heating_Natural Gas_Steam System Efficiency Improvements_A_Achievable Economic RVT Potential | F5 | Industrial | Paper and Printing | Existing | Space Heating | Natural Gas | Steam System Efficiency Improvements | A | Incremental Summer Peak Savings (MW) | Achievable Economic RVT Potential | 0 | 0 | 0 | 0 | 0 | 0 | 0 | 0 | 0 | 0 | 0 | 0 | 0 | 0 | 0 | 0 | 0 | 0 | 0 | 0 | 0 | 0 | 0
F6_Industrial_Paper and Printing_Existing_Space Heating_Natural Gas_Steam System Efficiency Improvements_A_Achievable Economic RVT Potential | F6 | Industrial | Paper and Printing | Existing | Space Heating | Natural Gas | Steam System Efficiency Improvements | A | Incremental Winter Peak Savings (MW) | Achievable Economic RVT Potential | 0 | 0 | 0 | 0 | 0 | 0 | 0 | 0 | 0 | 0 | 0 | 0 | 0 | 0 | 0 | 0 | 0 | 0 | 0 | 0 | 0 | 0 | 0
F7_Industrial_Paper and Printing_Existing_Space Heating_Natural Gas_Steam System Efficiency Improvements_A_Achievable Economic RVT Potential | F7 | Industrial | Paper and Printing | Existing | Space Heating | Natural Gas | Steam System Efficiency Improvements | A | Cumulative Energy Savings (MWh or mTherms) | Achievable Economic RVT Potential | 0 | 0 | 0.00056845 | 0.0016767 | 0.0035961 | 0.0066393 | 0.011136 | 0.017397 | 0.025658 | 0.036023 | 0.048397 | 0.06244 | 0.077553 | 0.092918 | 0.10759 | 0.12067 | 0.13144 | 0.13972 | 0.1455 | 0.14895 | 0.15063 | 0.15129 | 0
F8_Industrial_Paper and Printing_Existing_Space Heating_Natural Gas_Steam System Efficiency Improvements_A_Achievable Economic RVT Potential | F8 | Industrial | Paper and Printing | Existing | Space Heating | Natural Gas | Steam System Efficiency Improvements | A | Cumulative Summer Peak Savings (MW) | Achievable Economic RVT Potential | 0 | 0 | 0 | 0 | 0 | 0 | 0 | 0 | 0 | 0 | 0 | 0 | 0 | 0 | 0 | 0 | 0 | 0 | 0 | 0 | 0 | 0 | 0
F9_Industrial_Paper and Printing_Existing_Space Heating_Natural Gas_Steam System Efficiency Improvements_A_Achievable Economic RVT Potential | F9 | Industrial | Paper and Printing | Existing | Space Heating | Natural Gas | Steam System Efficiency Improvements | A | Cumulative Winter Peak Savings (MW) | Achievable Economic RVT Potential | 0 | 0 | 0 | 0 | 0 | 0 | 0 | 0 | 0 | 0 | 0 | 0 | 0 | 0 | 0 | 0 | 0 | 0 | 0 | 0 | 0 | 0 | 0
F10_Industrial_Paper and Printing_Existing_Space Heating_Natural Gas_Steam System Efficiency Improvements_A_Achievable Economic RVT Potential | F10 | Industrial | Paper and Printing | Existing | Space Heating | Natural Gas | Steam System Efficiency Improvements | A | Purchases (Incremental) | Achievable Economic RVT Potential | 0 | 0 | 4.083 | 8.0209 | 13.9959 | 22.3738 | 33.3747 | 46.9756 | 62.798 | 80.0053 | 97.2467 | 112.6998 | 124.2618 | 129.912 | 128.2052 | 118.7713 | 102.6261 | 83.4073 | 62.6824 | 42.6473 | 26.7771 | 17.1622 | 0
F11_Industrial_Paper and Printing_Existing_Space Heating_Natural Gas_Steam System Efficiency Improvements_A_Achievable Economic RVT Potential | F11 | Industrial | Paper and Printing | Existing | Space Heating | Natural Gas | Steam System Efficiency Improvements | A | Purchases (Cumulative) | Achievable Economic RVT Potential | 0 | 0 | 4.083 | 12.1039 | 26.0998 | 48.4736 | 81.8483 | 128.824 | 191.622 | 271.6273 | 368.874 | 481.5738 | 605.8356 | 735.7477 | 863.9528 | 982.7241 | 1085.3502 | 1168.7575 | 1231.4399 | 1274.0872 | 1300.8643 | 1318.0266 | 0
F1_Industrial_Paper and Printing_Existing_Process_Natural Gas_Steam System Efficiency Improvements_A_Achievable Economic RVT Potential | F1 | Industrial | Paper and Printing | Existing | Process | Natural Gas | Steam System Efficiency Improvements | A | Integrated Unit Energy Savings (kWh or therms) | Achievable Economic RVT Potential | 0 | 0 | 0.076596 | 0.076199 | 0.075794 | 0.07538 | 0.074954 | 0.074537 | 0.07415 | 0.073787 | 0.073446 | 0.073127 | 0.072827 | 0.072546 | 0.072281 | 0.072029 | 0.071784 | 0.071545 | 0.071326 | 0.071106 | 0.070883 | 0.070658 | 0
F2_Industrial_Paper and Printing_Existing_Process_Natural Gas_Steam System Efficiency Improvements_A_Achievable Economic RVT Potential | F2 | Industrial | Paper and Printing | Existing | Process | Natural Gas | Steam System Efficiency Improvements | A | Integrated Unit Summer Peak Savings (kW) | Achievable Economic RVT Potential | 0 | 0 | 0 | 0 | 0 | 0 | 0 | 0 | 0 | 0 | 0 | 0 | 0 | 0 | 0 | 0 | 0 | 0 | 0 | 0 | 0 | 0 | 0
F3_Industrial_Paper and Printing_Existing_Process_Natural Gas_Steam System Efficiency Improvements_A_Achievable Economic RVT Potential | F3 | Industrial | Paper and Printing | Existing | Process | Natural Gas | Steam System Efficiency Improvements | A | Integrated Unit Winter Peak Savings (kW) | Achievable Economic RVT Potential | 0 | 0 | 0 | 0 | 0 | 0 | 0 | 0 | 0 | 0 | 0 | 0 | 0 | 0 | 0 | 0 | 0 | 0 | 0 | 0 | 0 | 0 | 0
F4_Industrial_Paper and Printing_Existing_Process_Natural Gas_Steam System Efficiency Improvements_A_Achievable Economic RVT Potential | F4 | Industrial | Paper and Printing | Existing | Process | Natural Gas | Steam System Efficiency Improvements | A | Incremental Energy Savings (MWh or mTherms) | Achievable Economic RVT Potential | 0 | 0 | 0 | 0 | 0 | 0 | 0 | 0 | 0 | 0 | 0 | 0 | 0 | 0 | 0 | 0 | 0 | 0 | 0 | 0 | 0 | 0 | 0
F5_Industrial_Paper and Printing_Existing_Process_Natural Gas_Steam System Efficiency Improvements_A_Achievable Economic RVT Potential | F5 | Industrial | Paper and Printing | Existing | Process | Natural Gas | Steam System Efficiency Improvements | A | Incremental Summer Peak Savings (MW) | Achievable Economic RVT Potential | 0 | 0 | 0 | 0 | 0 | 0 | 0 | 0 | 0 | 0 | 0 | 0 | 0 | 0 | 0 | 0 | 0 | 0 | 0 | 0 | 0 | 0 | 0
F6_Industrial_Paper and Printing_Existing_Process_Natural Gas_Steam System Efficiency Improvements_A_Achievable Economic RVT Potential | F6 | Industrial | Paper and Printing | Existing | Process | Natural Gas | Steam System Efficiency Improvements | A | Incremental Winter Peak Savings (MW) | Achievable Economic RVT Potential | 0 | 0 | 0 | 0 | 0 | 0 | 0 | 0 | 0 | 0 | 0 | 0 | 0 | 0 | 0 | 0 | 0 | 0 | 0 | 0 | 0 | 0 | 0
F7_Industrial_Paper and Printing_Existing_Process_Natural Gas_Steam System Efficiency Improvements_A_Achievable Economic RVT Potential | F7 | Industrial | Paper and Printing | Existing | Process | Natural Gas | Steam System Efficiency Improvements | A | Cumulative Energy Savings (MWh or mTherms) | Achievable Economic RVT Potential | 0 | 0 | 0 | 0 | 0 | 0 | 0 | 0 | 0 | 0 | 0 | 0 | 0 | 0 | 0 | 0 | 0 | 0 | 0 | 0 | 0 | 0 | 0
F8_Industrial_Paper and Printing_Existing_Process_Natural Gas_Steam System Efficiency Improvements_A_Achievable Economic RVT Potential | F8 | Industrial | Paper and Printing | Existing | Process | Natural Gas | Steam System Efficiency Improvements | A | Cumulative Summer Peak Savings (MW) | Achievable Economic RVT Potential | 0 | 0 | 0 | 0 | 0 | 0 | 0 | 0 | 0 | 0 | 0 | 0 | 0 | 0 | 0 | 0 | 0 | 0 | 0 | 0 | 0 | 0 | 0
F9_Industrial_Paper and Printing_Existing_Process_Natural Gas_Steam System Efficiency Improvements_A_Achievable Economic RVT Potential | F9 | Industrial | Paper and Printing | Existing | Process | Natural Gas | Steam System Efficiency Improvements | A | Cumulative Winter Peak Savings (MW) | Achievable Economic RVT Potential | 0 | 0 | 0 | 0 | 0 | 0 | 0 | 0 | 0 | 0 | 0 | 0 | 0 | 0 | 0 | 0 | 0 | 0 | 0 | 0 | 0 | 0 | 0
F10_Industrial_Paper and Printing_Existing_Process_Natural Gas_Steam System Efficiency Improvements_A_Achievable Economic RVT Potential | F10 | Industrial | Paper and Printing | Existing | Process | Natural Gas | Steam System Efficiency Improvements | A | Purchases (Incremental) | Achievable Economic RVT Potential | 0 | 0 | 0 | 0 | 0 | 0 | 0 | 0 | 0 | 0 | 0 | 0 | 0 | 0 | 0 | 0 | 0 | 0 | 0 | 0 | 0 | 0 | 0
F11_Industrial_Paper and Printing_Existing_Process_Natural Gas_Steam System Efficiency Improvements_A_Achievable Economic RVT Potential | F11 | Industrial | Paper and Printing | Existing | Process | Natural Gas | Steam System Efficiency Improvements | A | Purchases (Cumulative) | Achievable Economic RVT Potential | 0 | 0 | 0 | 0 | 0 | 0 | 0 | 0 | 0 | 0 | 0 | 0 | 0 | 0 | 0 | 0 | 0 | 0 | 0 | 0 | 0 | 0 | 0
F1_Industrial_Paper and Printing_Existing_Space Heating_Natural Gas_Strategic Energy Management_A_Achievable Economic RVT Potential | F1 | Industrial | Paper and Printing | Existing | Space Heating | Natural Gas | Strategic Energy Management | A | Integrated Unit Energy Savings (kWh or therms) | Achievable Economic RVT Potential | 0 | 0 | 56.6617 | 56.4587 | 56.2449 | 56.0186 | 55.7774 | 55.5186 | 55.2412 | 54.9444 | 54.6301 | 54.3009 | 53.9582 | 53.602 | 53.2329 | 52.8517 | 52.4601 | 52.0875 | 51.7365 | 51.4076 | 51.1005 | 50.8158 | 0
F2_Industrial_Paper and Printing_Existing_Space Heating_Natural Gas_Strategic Energy Management_A_Achievable Economic RVT Potential | F2 | Industrial | Paper and Printing | Existing | Space Heating | Natural Gas | Strategic Energy Management | A | Integrated Unit Summer Peak Savings (kW) | Achievable Economic RVT Potential | 0 | 0 | 0 | 0 | 0 | 0 | 0 | 0 | 0 | 0 | 0 | 0 | 0 | 0 | 0 | 0 | 0 | 0 | 0 | 0 | 0 | 0 | 0
F3_Industrial_Paper and Printing_Existing_Space Heating_Natural Gas_Strategic Energy Management_A_Achievable Economic RVT Potential | F3 | Industrial | Paper and Printing | Existing | Space Heating | Natural Gas | Strategic Energy Management | A | Integrated Unit Winter Peak Savings (kW) | Achievable Economic RVT Potential | 0 | 0 | 0 | 0 | 0 | 0 | 0 | 0 | 0 | 0 | 0 | 0 | 0 | 0 | 0 | 0 | 0 | 0 | 0 | 0 | 0 | 0 | 0
F4_Industrial_Paper and Printing_Existing_Space Heating_Natural Gas_Strategic Energy Management_A_Achievable Economic RVT Potential | F4 | Industrial | Paper and Printing | Existing | Space Heating | Natural Gas | Strategic Energy Management | A | Incremental Energy Savings (MWh or mTherms) | Achievable Economic RVT Potential | 0 | 0 | 0.056543 | 0.055369 | 0.054208 | 0.053059 | 0.05192 | 0.050788 | 0.049663 | 0.048544 | 0.047435 | 0.046336 | 0.04525 | 0.044176 | 0.043115 | 0.042068 | 0.041037 | 0.040043 | 0.039087 | 0.038169 | 0.037287 | 0.03644 | 0
F5_Industrial_Paper and Printing_Existing_Space Heating_Natural Gas_Strategic Energy Management_A_Achievable Economic RVT Potential | F5 | Industrial | Paper and Printing | Existing | Space Heating | Natural Gas | Strategic Energy Management | A | Incremental Summer Peak Savings (MW) | Achievable Economic RVT Potential | 0 | 0 | 0 | 0 | 0 | 0 | 0 | 0 | 0 | 0 | 0 | 0 | 0 | 0 | 0 | 0 | 0 | 0 | 0 | 0 | 0 | 0 | 0
F6_Industrial_Paper and Printing_Existing_Space Heating_Natural Gas_Strategic Energy Management_A_Achievable Economic RVT Potential | F6 | Industrial | Paper and Printing | Existing | Space Heating | Natural Gas | Strategic Energy Management | A | Incremental Winter Peak Savings (MW) | Achievable Economic RVT Potential | 0 | 0 | 0 | 0 | 0 | 0 | 0 | 0 | 0 | 0 | 0 | 0 | 0 | 0 | 0 | 0 | 0 | 0 | 0 | 0 | 0 | 0 | 0
F7_Industrial_Paper and Printing_Existing_Space Heating_Natural Gas_Strategic Energy Management_A_Achievable Economic RVT Potential | F7 | Industrial | Paper and Printing | Existing | Space Heating | Natural Gas | Strategic Energy Management | A | Cumulative Energy Savings (MWh or mTherms) | Achievable Economic RVT Potential | 0 | 0 | 0.056543 | 0.11171 | 0.16549 | 0.21789 | 0.26887 | 0.31841 | 0.36648 | 0.41306 | 0.45813 | 0.5017 | 0.54379 | 0.58437 | 0.62346 | 0.66107 | 0.69721 | 0.7323 | 0.76645 | 0.79975 | 0.83226 | 0.86406 | 0
F8_Industrial_Paper and Printing_Existing_Space Heating_Natural Gas_Strategic Energy Management_A_Achievable Economic RVT Potential | F8 | Industrial | Paper and Printing | Existing | Space Heating | Natural Gas | Strategic Energy Management | A | Cumulative Summer Peak Savings (MW) | Achievable Economic RVT Potential | 0 | 0 | 0 | 0 | 0 | 0 | 0 | 0 | 0 | 0 | 0 | 0 | 0 | 0 | 0 | 0 | 0 | 0 | 0 | 0 | 0 | 0 | 0
F9_Industrial_Paper and Printing_Existing_Space Heating_Natural Gas_Strategic Energy Management_A_Achievable Economic RVT Potential | F9 | Industrial | Paper and Printing | Existing | Space Heating | Natural Gas | Strategic Energy Management | A | Cumulative Winter Peak Savings (MW) | Achievable Economic RVT Potential | 0 | 0 | 0 | 0 | 0 | 0 | 0 | 0 | 0 | 0 | 0 | 0 | 0 | 0 | 0 | 0 | 0 | 0 | 0 | 0 | 0 | 0 | 0
F10_Industrial_Paper and Printing_Existing_Space Heating_Natural Gas_Strategic Energy Management_A_Achievable Economic RVT Potential | F10 | Industrial | Paper and Printing | Existing | Space Heating | Natural Gas | Strategic Energy Management | A | Purchases (Incremental) | Achievable Economic RVT Potential | 0 | 0 | 0.9979 | 0.9807 | 0.96379 | 0.94717 | 0.93084 | 0.91479 | 0.89902 | 0.88352 | 0.86829 | 0.85332 | 0.8386 | 0.82415 | 0.80994 | 0.79597 | 0.78225 | 0.76876 | 0.75551 | 0.74248 | 0.72968 | 0.7171 | 0
F11_Industrial_Paper and Printing_Existing_Space Heating_Natural Gas_Strategic Energy Management_A_Achievable Economic RVT Potential | F11 | Industrial | Paper and Printing | Existing | Space Heating | Natural Gas | Strategic Energy Management | A | Purchases (Cumulative) | Achievable Economic RVT Potential | 0 | 0 | 0.9979 | 1.9786 | 2.9424 | 3.8896 | 4.8204 | 5.7352 | 6.6342 | 7.5177 | 8.386 | 9.2393 | 10.0779 | 10.9021 | 11.712 | 12.508 | 13.2902 | 14.059 | 14.8145 | 15.557 | 16.2867 | 17.0038 | 0
F1_Industrial_Paper and Printing_Existing_Process_Natural Gas_Strategic Energy Management_A_Achievable Economic RVT Potential | F1 | Industrial | Paper and Printing | Existing | Process | Natural Gas | Strategic Energy Management | A | Integrated Unit Energy Savings (kWh or therms) | Achievable Economic RVT Potential | 0 | 0 | 56.8314 | 56.7751 | 56.7177 | 56.658 | 56.5955 | 56.529 | 56.4597 | 56.389 | 56.319 | 56.2516 | 56.188 | 56.1292 | 56.074 | 56.0213 | 55.9695 | 55.9177 | 55.8654 | 55.8124 | 55.7585 | 55.7038 | 0
F2_Industrial_Paper and Printing_Existing_Process_Natural Gas_Strategic Energy Management_A_Achievable Economic RVT Potential | F2 | Industrial | Paper and Printing | Existing | Process | Natural Gas | Strategic Energy Management | A | Integrated Unit Summer Peak Savings (kW) | Achievable Economic RVT Potential | 0 | 0 | 0 | 0 | 0 | 0 | 0 | 0 | 0 | 0 | 0 | 0 | 0 | 0 | 0 | 0 | 0 | 0 | 0 | 0 | 0 | 0 | 0
F3_Industrial_Paper and Printing_Existing_Process_Natural Gas_Strategic Energy Management_A_Achievable Economic RVT Potential | F3 | Industrial | Paper and Printing | Existing | Process | Natural Gas | Strategic Energy Management | A | Integrated Unit Winter Peak Savings (kW) | Achievable Economic RVT Potential | 0 | 0 | 0 | 0 | 0 | 0 | 0 | 0 | 0 | 0 | 0 | 0 | 0 | 0 | 0 | 0 | 0 | 0 | 0 | 0 | 0 | 0 | 0
F4_Industrial_Paper and Printing_Existing_Process_Natural Gas_Strategic Energy Management_A_Achievable Economic RVT Potential | F4 | Industrial | Paper and Printing | Existing | Process | Natural Gas | Strategic Energy Management | A | Incremental Energy Savings (MWh or mTherms) | Achievable Economic RVT Potential | 0 | 0 | 0.26303 | 0.25823 | 0.25353 | 0.24889 | 0.24433 | 0.23984 | 0.23541 | 0.23106 | 0.2268 | 0.22262 | 0.21854 | 0.21454 | 0.21064 | 0.20681 | 0.20306 | 0.19937 | 0.19575 | 0.19219 | 0.1887 | 0.18526 | 0
F5_Industrial_Paper and Printing_Existing_Process_Natural Gas_Strategic Energy Management_A_Achievable Economic RVT Potential | F5 | Industrial | Paper and Printing | Existing | Process | Natural Gas | Strategic Energy Management | A | Incremental Summer Peak Savings (MW) | Achievable Economic RVT Potential | 0 | 0 | 0 | 0 | 0 | 0 | 0 | 0 | 0 | 0 | 0 | 0 | 0 | 0 | 0 | 0 | 0 | 0 | 0 | 0 | 0 | 0 | 0
F6_Industrial_Paper and Printing_Existing_Process_Natural Gas_Strategic Energy Management_A_Achievable Economic RVT Potential | F6 | Industrial | Paper and Printing | Existing | Process | Natural Gas | Strategic Energy Management | A | Incremental Winter Peak Savings (MW) | Achievable Economic RVT Potential | 0 | 0 | 0 | 0 | 0 | 0 | 0 | 0 | 0 | 0 | 0 | 0 | 0 | 0 | 0 | 0 | 0 | 0 | 0 | 0 | 0 | 0 | 0
F7_Industrial_Paper and Printing_Existing_Process_Natural Gas_Strategic Energy Management_A_Achievable Economic RVT Potential | F7 | Industrial | Paper and Printing | Existing | Process | Natural Gas | Strategic Energy Management | A | Cumulative Energy Savings (MWh or mTherms) | Achievable Economic RVT Potential | 0 | 0 | 0.26303 | 0.521 | 0.774 | 1.0221 | 1.2653 | 1.5036 | 1.7372 | 1.9661 | 2.1904 | 2.4104 | 2.6263 | 2.838 | 3.0459 | 3.2498 | 3.4499 | 3.6461 | 3.8384 | 4.027 | 4.2118 | 4.3929 | 0
F8_Industrial_Paper and Printing_Existing_Process_Natural Gas_Strategic Energy Management_A_Achievable Economic RVT Potential | F8 | Industrial | Paper and Printing | Existing | Process | Natural Gas | Strategic Energy Management | A | Cumulative Summer Peak Savings (MW) | Achievable Economic RVT Potential | 0 | 0 | 0 | 0 | 0 | 0 | 0 | 0 | 0 | 0 | 0 | 0 | 0 | 0 | 0 | 0 | 0 | 0 | 0 | 0 | 0 | 0 | 0
F9_Industrial_Paper and Printing_Existing_Process_Natural Gas_Strategic Energy Management_A_Achievable Economic RVT Potential | F9 | Industrial | Paper and Printing | Existing | Process | Natural Gas | Strategic Energy Management | A | Cumulative Winter Peak Savings (MW) | Achievable Economic RVT Potential | 0 | 0 | 0 | 0 | 0 | 0 | 0 | 0 | 0 | 0 | 0 | 0 | 0 | 0 | 0 | 0 | 0 | 0 | 0 | 0 | 0 | 0 | 0
F10_Industrial_Paper and Printing_Existing_Process_Natural Gas_Strategic Energy Management_A_Achievable Economic RVT Potential | F10 | Industrial | Paper and Printing | Existing | Process | Natural Gas | Strategic Energy Management | A | Purchases (Incremental) | Achievable Economic RVT Potential | 0 | 0 | 4.6282 | 4.5484 | 4.47 | 4.3929 | 4.3172 | 4.2427 | 4.1696 | 4.0977 | 4.027 | 3.9576 | 3.8894 | 3.8223 | 3.7564 | 3.6916 | 3.628 | 3.5654 | 3.504 | 3.4436 | 3.3842 | 3.3258 | 0
F11_Industrial_Paper and Printing_Existing_Process_Natural Gas_Strategic Energy Management_A_Achievable Economic RVT Potential | F11 | Industrial | Paper and Printing | Existing | Process | Natural Gas | Strategic Energy Management | A | Purchases (Cumulative) | Achievable Economic RVT Potential | 0 | 0 | 4.6282 | 9.1766 | 13.6465 | 18.0394 | 22.3566 | 26.5993 | 30.7688 | 34.8665 | 38.8936 | 42.8512 | 46.7405 | 50.5628 | 54.3192 | 58.0109 | 61.6389 | 65.2043 | 68.7083 | 72.1518 | 75.536 | 78.8618 | 0
F1_Industrial_Paper and Printing_Existing_Miscellaneous_Natural Gas_Strategic Energy Management_A_Achievable Economic RVT Potential | F1 | Industrial | Paper and Printing | Existing | Miscellaneous | Natural Gas | Strategic Energy Management | A | Integrated Unit Energy Savings (kWh or therms) | Achievable Economic RVT Potential | 0 | 0 | 18.0192 | 18.0192 | 18.0192 | 18.0192 | 18.0192 | 18.0192 | 18.0192 | 18.0192 | 18.0192 | 18.0192 | 18.0192 | 18.0192 | 18.0192 | 18.0192 | 18.0192 | 18.0192 | 18.0192 | 18.0192 | 18.0192 | 18.0192 | 0
F2_Industrial_Paper and Printing_Existing_Miscellaneous_Natural Gas_Strategic Energy Management_A_Achievable Economic RVT Potential | F2 | Industrial | Paper and Printing | Existing | Miscellaneous | Natural Gas | Strategic Energy Management | A | Integrated Unit Summer Peak Savings (kW) | Achievable Economic RVT Potential | 0 | 0 | 0 | 0 | 0 | 0 | 0 | 0 | 0 | 0 | 0 | 0 | 0 | 0 | 0 | 0 | 0 | 0 | 0 | 0 | 0 | 0 | 0
F3_Industrial_Paper and Printing_Existing_Miscellaneous_Natural Gas_Strategic Energy Management_A_Achievable Economic RVT Potential | F3 | Industrial | Paper and Printing | Existing | Miscellaneous | Natural Gas | Strategic Energy Management | A | Integrated Unit Winter Peak Savings (kW) | Achievable Economic RVT Potential | 0 | 0 | 0 | 0 | 0 | 0 | 0 | 0 | 0 | 0 | 0 | 0 | 0 | 0 | 0 | 0 | 0 | 0 | 0 | 0 | 0 | 0 | 0
F4_Industrial_Paper and Printing_Existing_Miscellaneous_Natural Gas_Strategic Energy Management_A_Achievable Economic RVT Potential | F4 | Industrial | Paper and Printing | Existing | Miscellaneous | Natural Gas | Strategic Energy Management | A | Incremental Energy Savings (MWh or mTherms) | Achievable Economic RVT Potential | 0 | 0 | 0.020849 | 0.02049 | 0.020136 | 0.019789 | 0.019448 | 0.019113 | 0.018783 | 0.018459 | 0.018141 | 0.017828 | 0.017521 | 0.017219 | 0.016922 | 0.01663 | 0.016343 | 0.016062 | 0.015785 | 0.015513 | 0.015245 | 0.014982 | 0
F5_Industrial_Paper and Printing_Existing_Miscellaneous_Natural Gas_Strategic Energy Management_A_Achievable Economic RVT Potential | F5 | Industrial | Paper and Printing | Existing | Miscellaneous | Natural Gas | Strategic Energy Management | A | Incremental Summer Peak Savings (MW) | Achievable Economic RVT Potential | 0 | 0 | 0 | 0 | 0 | 0 | 0 | 0 | 0 | 0 | 0 | 0 | 0 | 0 | 0 | 0 | 0 | 0 | 0 | 0 | 0 | 0 | 0
F6_Industrial_Paper and Printing_Existing_Miscellaneous_Natural Gas_Strategic Energy Management_A_Achievable Economic RVT Potential | F6 | Industrial | Paper and Printing | Existing | Miscellaneous | Natural Gas | Strategic Energy Management | A | Incremental Winter Peak Savings (MW) | Achievable Economic RVT Potential | 0 | 0 | 0 | 0 | 0 | 0 | 0 | 0 | 0 | 0 | 0 | 0 | 0 | 0 | 0 | 0 | 0 | 0 | 0 | 0 | 0 | 0 | 0
F7_Industrial_Paper and Printing_Existing_Miscellaneous_Natural Gas_Strategic Energy Management_A_Achievable Economic RVT Potential | F7 | Industrial | Paper and Printing | Existing | Miscellaneous | Natural Gas | Strategic Energy Management | A | Cumulative Energy Savings (MWh or mTherms) | Achievable Economic RVT Potential | 0 | 0 | 0.020849 | 0.041339 | 0.061475 | 0.081264 | 0.10071 | 0.11982 | 0.13861 | 0.15707 | 0.17521 | 0.19304 | 0.21056 | 0.22778 | 0.2447 | 0.26133 | 0.27767 | 0.29373 | 0.30952 | 0.32503 | 0.34027 | 0.35526 | 0
F8_Industrial_Paper and Printing_Existing_Miscellaneous_Natural Gas_Strategic Energy Management_A_Achievable Economic RVT Potential | F8 | Industrial | Paper and Printing | Existing | Miscellaneous | Natural Gas | Strategic Energy Management | A | Cumulative Summer Peak Savings (MW) | Achievable Economic RVT Potential | 0 | 0 | 0 | 0 | 0 | 0 | 0 | 0 | 0 | 0 | 0 | 0 | 0 | 0 | 0 | 0 | 0 | 0 | 0 | 0 | 0 | 0 | 0
F9_Industrial_Paper and Printing_Existing_Miscellaneous_Natural Gas_Strategic Energy Management_A_Achievable Economic RVT Potential | F9 | Industrial | Paper and Printing | Existing | Miscellaneous | Natural Gas | Strategic Energy Management | A | Cumulative Winter Peak Savings (MW) | Achievable Economic RVT Potential | 0 | 0 | 0 | 0 | 0 | 0 | 0 | 0 | 0 | 0 | 0 | 0 | 0 | 0 | 0 | 0 | 0 | 0 | 0 | 0 | 0 | 0 | 0
F10_Industrial_Paper and Printing_Existing_Miscellaneous_Natural Gas_Strategic Energy Management_A_Achievable Economic RVT Potential | F10 | Industrial | Paper and Printing | Existing | Miscellaneous | Natural Gas | Strategic Energy Management | A | Purchases (Incremental) | Achievable Economic RVT Potential | 0 | 0 | 1.157 | 1.1371 | 1.1175 | 1.0982 | 1.0793 | 1.0607 | 1.0424 | 1.0244 | 1.0068 | 0.9894 | 0.97234 | 0.95558 | 0.9391 | 0.92291 | 0.907 | 0.89136 | 0.87599 | 0.86089 | 0.84604 | 0.83146 | 0
F11_Industrial_Paper and Printing_Existing_Miscellaneous_Natural Gas_Strategic Energy Management_A_Achievable Economic RVT Potential | F11 | Industrial | Paper and Printing | Existing | Miscellaneous | Natural Gas | Strategic Energy Management | A | Purchases (Cumulative) | Achievable Economic RVT Potential | 0 | 0 | 1.157 | 2.2941 | 3.4116 | 4.5099 | 5.5891 | 6.6498 | 7.6922 | 8.7166 | 9.7234 | 10.7128 | 11.6851 | 12.6407 | 13.5798 | 14.5027 | 15.4097 | 16.3011 | 17.1771 | 18.038 | 18.884 | 19.7155 | 0
F1_Industrial_Paper and Printing_Existing_Space Heating_Natural Gas_Commissioning_A_Achievable Economic RVT Potential | F1 | Industrial | Paper and Printing | Existing | Space Heating | Natural Gas | Commissioning | A | Integrated Unit Energy Savings (kWh or therms) | Achievable Economic RVT Potential | 0 | 0 | 68.2427 | 68.0536 | 67.8524 | 67.6377 | 67.4063 | 67.1557 | 66.884 | 66.5892 | 66.273 | 65.9371 | 65.5826 | 65.2094 | 64.8184 | 64.4112 | 63.9908 | 63.5931 | 63.222 | 62.878 | 62.5611 | 62.2718 | 0
F2_Industrial_Paper and Printing_Existing_Space Heating_Natural Gas_Commissioning_A_Achievable Economic RVT Potential | F2 | Industrial | Paper and Printing | Existing | Space Heating | Natural Gas | Commissioning | A | Integrated Unit Summer Peak Savings (kW) | Achievable Economic RVT Potential | 0 | 0 | 0 | 0 | 0 | 0 | 0 | 0 | 0 | 0 | 0 | 0 | 0 | 0 | 0 | 0 | 0 | 0 | 0 | 0 | 0 | 0 | 0
F3_Industrial_Paper and Printing_Existing_Space Heating_Natural Gas_Commissioning_A_Achievable Economic RVT Potential | F3 | Industrial | Paper and Printing | Existing | Space Heating | Natural Gas | Commissioning | A | Integrated Unit Winter Peak Savings (kW) | Achievable Economic RVT Potential | 0 | 0 | 0 | 0 | 0 | 0 | 0 | 0 | 0 | 0 | 0 | 0 | 0 | 0 | 0 | 0 | 0 | 0 | 0 | 0 | 0 | 0 | 0
F4_Industrial_Paper and Printing_Existing_Space Heating_Natural Gas_Commissioning_A_Achievable Economic RVT Potential | F4 | Industrial | Paper and Printing | Existing | Space Heating | Natural Gas | Commissioning | A | Incremental Energy Savings (MWh or mTherms) | Achievable Economic RVT Potential | 0 | 0 | 0 | 0 | 0 | 0 | 0 | 0 | 0 | 0 | 0 | 0 | 0 | 0 | 0 | 0 | 0 | 0 | 0 | 0 | 0 | 0 | 0
F5_Industrial_Paper and Printing_Existing_Space Heating_Natural Gas_Commissioning_A_Achievable Economic RVT Potential | F5 | Industrial | Paper and Printing | Existing | Space Heating | Natural Gas | Commissioning | A | Incremental Summer Peak Savings (MW) | Achievable Economic RVT Potential | 0 | 0 | 0 | 0 | 0 | 0 | 0 | 0 | 0 | 0 | 0 | 0 | 0 | 0 | 0 | 0 | 0 | 0 | 0 | 0 | 0 | 0 | 0
F6_Industrial_Paper and Printing_Existing_Space Heating_Natural Gas_Commissioning_A_Achievable Economic RVT Potential | F6 | Industrial | Paper and Printing | Existing | Space Heating | Natural Gas | Commissioning | A | Incremental Winter Peak Savings (MW) | Achievable Economic RVT Potential | 0 | 0 | 0 | 0 | 0 | 0 | 0 | 0 | 0 | 0 | 0 | 0 | 0 | 0 | 0 | 0 | 0 | 0 | 0 | 0 | 0 | 0 | 0
F7_Industrial_Paper and Printing_Existing_Space Heating_Natural Gas_Commissioning_A_Achievable Economic RVT Potential | F7 | Industrial | Paper and Printing | Existing | Space Heating | Natural Gas | Commissioning | A | Cumulative Energy Savings (MWh or mTherms) | Achievable Economic RVT Potential | 0 | 0 | 0 | 0 | 0 | 0 | 0 | 0 | 0 | 0 | 0 | 0 | 0 | 0 | 0 | 0 | 0 | 0 | 0 | 0 | 0 | 0 | 0
F8_Industrial_Paper and Printing_Existing_Space Heating_Natural Gas_Commissioning_A_Achievable Economic RVT Potential | F8 | Industrial | Paper and Printing | Existing | Space Heating | Natural Gas | Commissioning | A | Cumulative Summer Peak Savings (MW) | Achievable Economic RVT Potential | 0 | 0 | 0 | 0 | 0 | 0 | 0 | 0 | 0 | 0 | 0 | 0 | 0 | 0 | 0 | 0 | 0 | 0 | 0 | 0 | 0 | 0 | 0
F9_Industrial_Paper and Printing_Existing_Space Heating_Natural Gas_Commissioning_A_Achievable Economic RVT Potential | F9 | Industrial | Paper and Printing | Existing | Space Heating | Natural Gas | Commissioning | A | Cumulative Winter Peak Savings (MW) | Achievable Economic RVT Potential | 0 | 0 | 0 | 0 | 0 | 0 | 0 | 0 | 0 | 0 | 0 | 0 | 0 | 0 | 0 | 0 | 0 | 0 | 0 | 0 | 0 | 0 | 0
F10_Industrial_Paper and Printing_Existing_Space Heating_Natural Gas_Commissioning_A_Achievable Economic RVT Potential | F10 | Industrial | Paper and Printing | Existing | Space Heating | Natural Gas | Commissioning | A | Purchases (Incremental) | Achievable Economic RVT Potential | 0 | 0 | 0 | 0 | 0 | 0 | 0 | 0 | 0 | 0 | 0 | 0 | 0 | 0 | 0 | 0 | 0 | 0 | 0 | 0 | 0 | 0 | 0
F11_Industrial_Paper and Printing_Existing_Space Heating_Natural Gas_Commissioning_A_Achievable Economic RVT Potential | F11 | Industrial | Paper and Printing | Existing | Space Heating | Natural Gas | Commissioning | A | Purchases (Cumulative) | Achievable Economic RVT Potential | 0 | 0 | 0 | 0 | 0 | 0 | 0 | 0 | 0 | 0 | 0 | 0 | 0 | 0 | 0 | 0 | 0 | 0 | 0 | 0 | 0 | 0 | 0
F1_Industrial_Paper and Printing_Existing_Process_Natural Gas_Commissioning_A_Achievable Economic RVT Potential | F1 | Industrial | Paper and Printing | Existing | Process | Natural Gas | Commissioning | A | Integrated Unit Energy Savings (kWh or therms) | Achievable Economic RVT Potential | 0 | 0 | 317.5129 | 317.5129 | 317.5129 | 317.5129 | 317.5129 | 317.5129 | 317.5129 | 317.5129 | 317.5129 | 317.5129 | 317.5129 | 317.5129 | 317.5129 | 317.5129 | 317.5129 | 317.5129 | 317.5129 | 317.5129 | 317.5129 | 317.5129 | 0
F2_Industrial_Paper and Printing_Existing_Process_Natural Gas_Commissioning_A_Achievable Economic RVT Potential | F2 | Industrial | Paper and Printing | Existing | Process | Natural Gas | Commissioning | A | Integrated Unit Summer Peak Savings (kW) | Achievable Economic RVT Potential | 0 | 0 | 0 | 0 | 0 | 0 | 0 | 0 | 0 | 0 | 0 | 0 | 0 | 0 | 0 | 0 | 0 | 0 | 0 | 0 | 0 | 0 | 0
F3_Industrial_Paper and Printing_Existing_Process_Natural Gas_Commissioning_A_Achievable Economic RVT Potential | F3 | Industrial | Paper and Printing | Existing | Process | Natural Gas | Commissioning | A | Integrated Unit Winter Peak Savings (kW) | Achievable Economic RVT Potential | 0 | 0 | 0 | 0 | 0 | 0 | 0 | 0 | 0 | 0 | 0 | 0 | 0 | 0 | 0 | 0 | 0 | 0 | 0 | 0 | 0 | 0 | 0
F4_Industrial_Paper and Printing_Existing_Process_Natural Gas_Commissioning_A_Achievable Economic RVT Potential | F4 | Industrial | Paper and Printing | Existing | Process | Natural Gas | Commissioning | A | Incremental Energy Savings (MWh or mTherms) | Achievable Economic RVT Potential | 0 | 0 | 0 | 0 | 0 | 0 | 0 | 0 | 0 | 0 | 0 | 0 | 0 | 0 | 0 | 0 | 0 | 0 | 0 | 0 | 0 | 0 | 0
F5_Industrial_Paper and Printing_Existing_Process_Natural Gas_Commissioning_A_Achievable Economic RVT Potential | F5 | Industrial | Paper and Printing | Existing | Process | Natural Gas | Commissioning | A | Incremental Summer Peak Savings (MW) | Achievable Economic RVT Potential | 0 | 0 | 0 | 0 | 0 | 0 | 0 | 0 | 0 | 0 | 0 | 0 | 0 | 0 | 0 | 0 | 0 | 0 | 0 | 0 | 0 | 0 | 0
F6_Industrial_Paper and Printing_Existing_Process_Natural Gas_Commissioning_A_Achievable Economic RVT Potential | F6 | Industrial | Paper and Printing | Existing | Process | Natural Gas | Commissioning | A | Incremental Winter Peak Savings (MW) | Achievable Economic RVT Potential | 0 | 0 | 0 | 0 | 0 | 0 | 0 | 0 | 0 | 0 | 0 | 0 | 0 | 0 | 0 | 0 | 0 | 0 | 0 | 0 | 0 | 0 | 0
F7_Industrial_Paper and Printing_Existing_Process_Natural Gas_Commissioning_A_Achievable Economic RVT Potential | F7 | Industrial | Paper and Printing | Existing | Process | Natural Gas | Commissioning | A | Cumulative Energy Savings (MWh or mTherms) | Achievable Economic RVT Potential | 0 | 0 | 0 | 0 | 0 | 0 | 0 | 0 | 0 | 0 | 0 | 0 | 0 | 0 | 0 | 0 | 0 | 0 | 0 | 0 | 0 | 0 | 0
F8_Industrial_Paper and Printing_Existing_Process_Natural Gas_Commissioning_A_Achievable Economic RVT Potential | F8 | Industrial | Paper and Printing | Existing | Process | Natural Gas | Commissioning | A | Cumulative Summer Peak Savings (MW) | Achievable Economic RVT Potential | 0 | 0 | 0 | 0 | 0 | 0 | 0 | 0 | 0 | 0 | 0 | 0 | 0 | 0 | 0 | 0 | 0 | 0 | 0 | 0 | 0 | 0 | 0
F9_Industrial_Paper and Printing_Existing_Process_Natural Gas_Commissioning_A_Achievable Economic RVT Potential | F9 | Industrial | Paper and Printing | Existing | Process | Natural Gas | Commissioning | A | Cumulative Winter Peak Savings (MW) | Achievable Economic RVT Potential | 0 | 0 | 0 | 0 | 0 | 0 | 0 | 0 | 0 | 0 | 0 | 0 | 0 | 0 | 0 | 0 | 0 | 0 | 0 | 0 | 0 | 0 | 0
F10_Industrial_Paper and Printing_Existing_Process_Natural Gas_Commissioning_A_Achievable Economic RVT Potential | F10 | Industrial | Paper and Printing | Existing | Process | Natural Gas | Commissioning | A | Purchases (Incremental) | Achievable Economic RVT Potential | 0 | 0 | 0 | 0 | 0 | 0 | 0 | 0 | 0 | 0 | 0 | 0 | 0 | 0 | 0 | 0 | 0 | 0 | 0 | 0 | 0 | 0 | 0
F11_Industrial_Paper and Printing_Existing_Process_Natural Gas_Commissioning_A_Achievable Economic RVT Potential | F11 | Industrial | Paper and Printing | Existing | Process | Natural Gas | Commissioning | A | Purchases (Cumulative) | Achievable Economic RVT Potential | 0 | 0 | 0 | 0 | 0 | 0 | 0 | 0 | 0 | 0 | 0 | 0 | 0 | 0 | 0 | 0 | 0 | 0 | 0 | 0 | 0 | 0 | 0
F1_Industrial_Paper and Printing_Existing_Space Heating_Natural Gas_Retrocommissioning_A_Achievable Economic RVT Potential | F1 | Industrial | Paper and Printing | Existing | Space Heating | Natural Gas | Retrocommissioning | A | Integrated Unit Energy Savings (kWh or therms) | Achievable Economic RVT Potential | 0 | 0 | 9.478 | 9.4515 | 9.4233 | 9.3934 | 9.3611 | 9.3261 | 9.2883 | 9.2472 | 9.2032 | 9.1565 | 9.1072 | 9.0553 | 9.001 | 8.9444 | 8.8859 | 8.8307 | 8.7791 | 8.7313 | 8.6872 | 8.647 | 0
F2_Industrial_Paper and Printing_Existing_Space Heating_Natural Gas_Retrocommissioning_A_Achievable Economic RVT Potential | F2 | Industrial | Paper and Printing | Existing | Space Heating | Natural Gas | Retrocommissioning | A | Integrated Unit Summer Peak Savings (kW) | Achievable Economic RVT Potential | 0 | 0 | 0 | 0 | 0 | 0 | 0 | 0 | 0 | 0 | 0 | 0 | 0 | 0 | 0 | 0 | 0 | 0 | 0 | 0 | 0 | 0 | 0
F3_Industrial_Paper and Printing_Existing_Space Heating_Natural Gas_Retrocommissioning_A_Achievable Economic RVT Potential | F3 | Industrial | Paper and Printing | Existing | Space Heating | Natural Gas | Retrocommissioning | A | Integrated Unit Winter Peak Savings (kW) | Achievable Economic RVT Potential | 0 | 0 | 0 | 0 | 0 | 0 | 0 | 0 | 0 | 0 | 0 | 0 | 0 | 0 | 0 | 0 | 0 | 0 | 0 | 0 | 0 | 0 | 0
F4_Industrial_Paper and Printing_Existing_Space Heating_Natural Gas_Retrocommissioning_A_Achievable Economic RVT Potential | F4 | Industrial | Paper and Printing | Existing | Space Heating | Natural Gas | Retrocommissioning | A | Incremental Energy Savings (MWh or mTherms) | Achievable Economic RVT Potential | 0 | 0 | 0.0085295 | 0.008359 | 0.0081904 | 0.0080236 | 0.0078581 | 0.0076938 | 0.0075305 | 0.0073679 | 0.0072064 | 0.0070462 | 0.0068875 | 0.0067301 | 0.0065744 | 0.0064204 | 0.0062685 | 0.0061221 | 0.0059814 | 0.0058463 | 0.0057165 | 0.0055919 | 0
F5_Industrial_Paper and Printing_Existing_Space Heating_Natural Gas_Retrocommissioning_A_Achievable Economic RVT Potential | F5 | Industrial | Paper and Printing | Existing | Space Heating | Natural Gas | Retrocommissioning | A | Incremental Summer Peak Savings (MW) | Achievable Economic RVT Potential | 0 | 0 | 0 | 0 | 0 | 0 | 0 | 0 | 0 | 0 | 0 | 0 | 0 | 0 | 0 | 0 | 0 | 0 | 0 | 0 | 0 | 0 | 0
F6_Industrial_Paper and Printing_Existing_Space Heating_Natural Gas_Retrocommissioning_A_Achievable Economic RVT Potential | F6 | Industrial | Paper and Printing | Existing | Space Heating | Natural Gas | Retrocommissioning | A | Incremental Winter Peak Savings (MW) | Achievable Economic RVT Potential | 0 | 0 | 0 | 0 | 0 | 0 | 0 | 0 | 0 | 0 | 0 | 0 | 0 | 0 | 0 | 0 | 0 | 0 | 0 | 0 | 0 | 0 | 0
F7_Industrial_Paper and Printing_Existing_Space Heating_Natural Gas_Retrocommissioning_A_Achievable Economic RVT Potential | F7 | Industrial | Paper and Printing | Existing | Space Heating | Natural Gas | Retrocommissioning | A | Cumulative Energy Savings (MWh or mTherms) | Achievable Economic RVT Potential | 0 | 0 | 0.0085295 | 0.016865 | 0.025005 | 0.032949 | 0.040694 | 0.048236 | 0.05557 | 0.062693 | 0.069601 | 0.076294 | 0.08277 | 0.089029 | 0.095069 | 0.10089 | 0.1065 | 0.11196 | 0.11729 | 0.1225 | 0.12759 | 0.1326 | 0
F8_Industrial_Paper and Printing_Existing_Space Heating_Natural Gas_Retrocommissioning_A_Achievable Economic RVT Potential | F8 | Industrial | Paper and Printing | Existing | Space Heating | Natural Gas | Retrocommissioning | A | Cumulative Summer Peak Savings (MW) | Achievable Economic RVT Potential | 0 | 0 | 0 | 0 | 0 | 0 | 0 | 0 | 0 | 0 | 0 | 0 | 0 | 0 | 0 | 0 | 0 | 0 | 0 | 0 | 0 | 0 | 0
F9_Industrial_Paper and Printing_Existing_Space Heating_Natural Gas_Retrocommissioning_A_Achievable Economic RVT Potential | F9 | Industrial | Paper and Printing | Existing | Space Heating | Natural Gas | Retrocommissioning | A | Cumulative Winter Peak Savings (MW) | Achievable Economic RVT Potential | 0 | 0 | 0 | 0 | 0 | 0 | 0 | 0 | 0 | 0 | 0 | 0 | 0 | 0 | 0 | 0 | 0 | 0 | 0 | 0 | 0 | 0 | 0
F10_Industrial_Paper and Printing_Existing_Space Heating_Natural Gas_Retrocommissioning_A_Achievable Economic RVT Potential | F10 | Industrial | Paper and Printing | Existing | Space Heating | Natural Gas | Retrocommissioning | A | Purchases (Incremental) | Achievable Economic RVT Potential | 0 | 0 | 0.89992 | 0.88441 | 0.86916 | 0.85417 | 0.83945 | 0.82497 | 0.81075 | 0.79677 | 0.78303 | 0.76953 | 0.75627 | 0.74323 | 0.73041 | 0.71782 | 0.70544 | 0.69328 | 0.68133 | 0.66958 | 0.65803 | 0.64669 | 0
F11_Industrial_Paper and Printing_Existing_Space Heating_Natural Gas_Retrocommissioning_A_Achievable Economic RVT Potential | F11 | Industrial | Paper and Printing | Existing | Space Heating | Natural Gas | Retrocommissioning | A | Purchases (Cumulative) | Achievable Economic RVT Potential | 0 | 0 | 0.89992 | 1.7843 | 2.6535 | 3.5077 | 4.3471 | 5.1721 | 5.9828 | 6.7796 | 7.5626 | 8.3322 | 9.0884 | 9.8317 | 10.5621 | 11.2799 | 11.9853 | 12.6786 | 13.3599 | 14.0295 | 14.6876 | 15.3342 | 0
F1_Industrial_Paper and Printing_Existing_Process_Natural Gas_Retrocommissioning_A_Achievable Economic RVT Potential | F1 | Industrial | Paper and Printing | Existing | Process | Natural Gas | Retrocommissioning | A | Integrated Unit Energy Savings (kWh or therms) | Achievable Economic RVT Potential | 0 | 0 | 0 | 0 | 0 | 0 | 0 | 0 | 0 | 0 | 0 | 0 | 0 | 0 | 0 | 0 | 0 | 0 | 0 | 0 | 0 | 0 | 0
F2_Industrial_Paper and Printing_Existing_Process_Natural Gas_Retrocommissioning_A_Achievable Economic RVT Potential | F2 | Industrial | Paper and Printing | Existing | Process | Natural Gas | Retrocommissioning | A | Integrated Unit Summer Peak Savings (kW) | Achievable Economic RVT Potential | 0 | 0 | 0 | 0 | 0 | 0 | 0 | 0 | 0 | 0 | 0 | 0 | 0 | 0 | 0 | 0 | 0 | 0 | 0 | 0 | 0 | 0 | 0
F3_Industrial_Paper and Printing_Existing_Process_Natural Gas_Retrocommissioning_A_Achievable Economic RVT Potential | F3 | Industrial | Paper and Printing | Existing | Process | Natural Gas | Retrocommissioning | A | Integrated Unit Winter Peak Savings (kW) | Achievable Economic RVT Potential | 0 | 0 | 0 | 0 | 0 | 0 | 0 | 0 | 0 | 0 | 0 | 0 | 0 | 0 | 0 | 0 | 0 | 0 | 0 | 0 | 0 | 0 | 0
F4_Industrial_Paper and Printing_Existing_Process_Natural Gas_Retrocommissioning_A_Achievable Economic RVT Potential | F4 | Industrial | Paper and Printing | Existing | Process | Natural Gas | Retrocommissioning | A | Incremental Energy Savings (MWh or mTherms) | Achievable Economic RVT Potential | 0 | 0 | 0 | 0 | 0 | 0 | 0 | 0 | 0 | 0 | 0 | 0 | 0 | 0 | 0 | 0 | 0 | 0 | 0 | 0 | 0 | 0 | 0
F5_Industrial_Paper and Printing_Existing_Process_Natural Gas_Retrocommissioning_A_Achievable Economic RVT Potential | F5 | Industrial | Paper and Printing | Existing | Process | Natural Gas | Retrocommissioning | A | Incremental Summer Peak Savings (MW) | Achievable Economic RVT Potential | 0 | 0 | 0 | 0 | 0 | 0 | 0 | 0 | 0 | 0 | 0 | 0 | 0 | 0 | 0 | 0 | 0 | 0 | 0 | 0 | 0 | 0 | 0
F6_Industrial_Paper and Printing_Existing_Process_Natural Gas_Retrocommissioning_A_Achievable Economic RVT Potential | F6 | Industrial | Paper and Printing | Existing | Process | Natural Gas | Retrocommissioning | A | Incremental Winter Peak Savings (MW) | Achievable Economic RVT Potential | 0 | 0 | 0 | 0 | 0 | 0 | 0 | 0 | 0 | 0 | 0 | 0 | 0 | 0 | 0 | 0 | 0 | 0 | 0 | 0 | 0 | 0 | 0
F7_Industrial_Paper and Printing_Existing_Process_Natural Gas_Retrocommissioning_A_Achievable Economic RVT Potential | F7 | Industrial | Paper and Printing | Existing | Process | Natural Gas | Retrocommissioning | A | Cumulative Energy Savings (MWh or mTherms) | Achievable Economic RVT Potential | 0 | 0 | 0 | 0 | 0 | 0 | 0 | 0 | 0 | 0 | 0 | 0 | 0 | 0 | 0 | 0 | 0 | 0 | 0 | 0 | 0 | 0 | 0
F8_Industrial_Paper and Printing_Existing_Process_Natural Gas_Retrocommissioning_A_Achievable Economic RVT Potential | F8 | Industrial | Paper and Printing | Existing | Process | Natural Gas | Retrocommissioning | A | Cumulative Summer Peak Savings (MW) | Achievable Economic RVT Potential | 0 | 0 | 0 | 0 | 0 | 0 | 0 | 0 | 0 | 0 | 0 | 0 | 0 | 0 | 0 | 0 | 0 | 0 | 0 | 0 | 0 | 0 | 0
F9_Industrial_Paper and Printing_Existing_Process_Natural Gas_Retrocommissioning_A_Achievable Economic RVT Potential | F9 | Industrial | Paper and Printing | Existing | Process | Natural Gas | Retrocommissioning | A | Cumulative Winter Peak Savings (MW) | Achievable Economic RVT Potential | 0 | 0 | 0 | 0 | 0 | 0 | 0 | 0 | 0 | 0 | 0 | 0 | 0 | 0 | 0 | 0 | 0 | 0 | 0 | 0 | 0 | 0 | 0
F10_Industrial_Paper and Printing_Existing_Process_Natural Gas_Retrocommissioning_A_Achievable Economic RVT Potential | F10 | Industrial | Paper and Printing | Existing | Process | Natural Gas | Retrocommissioning | A | Purchases (Incremental) | Achievable Economic RVT Potential | 0 | 0 | 0.89992 | 0.88441 | 0.86916 | 0.85417 | 0.83945 | 0.82497 | 0.81075 | 0.79677 | 0.78303 | 0.76953 | 0.75627 | 0.74323 | 0.73041 | 0.71782 | 0.70544 | 0.69328 | 0.68133 | 0.66958 | 0.65803 | 0.64669 | 0
F11_Industrial_Paper and Printing_Existing_Process_Natural Gas_Retrocommissioning_A_Achievable Economic RVT Potential | F11 | Industrial | Paper and Printing | Existing | Process | Natural Gas | Retrocommissioning | A | Purchases (Cumulative) | Achievable Economic RVT Potential | 0 | 0 | 0.89992 | 1.7843 | 2.6535 | 3.5077 | 4.3471 | 5.1721 | 5.9828 | 6.7796 | 7.5626 | 8.3322 | 9.0884 | 9.8317 | 10.5621 | 11.2799 | 11.9853 | 12.6786 | 13.3599 | 14.0295 | 14.6876 | 15.3342 | 0
F1_Industrial_Paper and Printing_New_Space Heating_Natural Gas_Insulation - Roof/Ceiling_A_Achievable Economic RVT Potential | F1 | Industrial | Paper and Printing | New | Space Heating | Natural Gas | Insulation - Roof/Ceiling | A | Integrated Unit Energy Savings (kWh or therms) | Achievable Economic RVT Potential | 0 | 0 | 0.078819 | 0.077871 | 0.077198 | 0.076572 | 0.076122 | 0.075628 | 0.075135 | 0.074617 | 0.074141 | 0.073637 | 0.073007 | 0.072425 | 0.071823 | 0.071326 | 0.070896 | 0.07049 | 0.070243 | 0.070037 | 0.069918 | 0.06989 | 0
F2_Industrial_Paper and Printing_New_Space Heating_Natural Gas_Insulation - Roof/Ceiling_A_Achievable Economic RVT Potential | F2 | Industrial | Paper and Printing | New | Space Heating | Natural Gas | Insulation - Roof/Ceiling | A | Integrated Unit Summer Peak Savings (kW) | Achievable Economic RVT Potential | 0 | 0 | 0 | 0 | 0 | 0 | 0 | 0 | 0 | 0 | 0 | 0 | 0 | 0 | 0 | 0 | 0 | 0 | 0 | 0 | 0 | 0 | 0
F3_Industrial_Paper and Printing_New_Space Heating_Natural Gas_Insulation - Roof/Ceiling_A_Achievable Economic RVT Potential | F3 | Industrial | Paper and Printing | New | Space Heating | Natural Gas | Insulation - Roof/Ceiling | A | Integrated Unit Winter Peak Savings (kW) | Achievable Economic RVT Potential | 0 | 0 | 0 | 0 | 0 | 0 | 0 | 0 | 0 | 0 | 0 | 0 | 0 | 0 | 0 | 0 | 0 | 0 | 0 | 0 | 0 | 0 | 0
F4_Industrial_Paper and Printing_New_Space Heating_Natural Gas_Insulation - Roof/Ceiling_A_Achievable Economic RVT Potential | F4 | Industrial | Paper and Printing | New | Space Heating | Natural Gas | Insulation - Roof/Ceiling | A | Incremental Energy Savings (MWh or mTherms) | Achievable Economic RVT Potential | 0 | 0 | 0 | 0 | 0 | 0 | 0 | 0 | 0 | 0 | 0 | 0 | 0 | 0 | 0 | 0 | 0 | 0 | 0 | 0 | 0 | 0 | 0
F5_Industrial_Paper and Printing_New_Space Heating_Natural Gas_Insulation - Roof/Ceiling_A_Achievable Economic RVT Potential | F5 | Industrial | Paper and Printing | New | Space Heating | Natural Gas | Insulation - Roof/Ceiling | A | Incremental Summer Peak Savings (MW) | Achievable Economic RVT Potential | 0 | 0 | 0 | 0 | 0 | 0 | 0 | 0 | 0 | 0 | 0 | 0 | 0 | 0 | 0 | 0 | 0 | 0 | 0 | 0 | 0 | 0 | 0
F6_Industrial_Paper and Printing_New_Space Heating_Natural Gas_Insulation - Roof/Ceiling_A_Achievable Economic RVT Potential | F6 | Industrial | Paper and Printing | New | Space Heating | Natural Gas | Insulation - Roof/Ceiling | A | Incremental Winter Peak Savings (MW) | Achievable Economic RVT Potential | 0 | 0 | 0 | 0 | 0 | 0 | 0 | 0 | 0 | 0 | 0 | 0 | 0 | 0 | 0 | 0 | 0 | 0 | 0 | 0 | 0 | 0 | 0
F7_Industrial_Paper and Printing_New_Space Heating_Natural Gas_Insulation - Roof/Ceiling_A_Achievable Economic RVT Potential | F7 | Industrial | Paper and Printing | New | Space Heating | Natural Gas | Insulation - Roof/Ceiling | A | Cumulative Energy Savings (MWh or mTherms) | Achievable Economic RVT Potential | 0 | 0 | 0 | 0 | 0 | 0 | 0 | 0 | 0 | 0 | 0 | 0 | 0 | 0 | 0 | 0 | 0 | 0 | 0 | 0 | 0 | 0 | 0
F8_Industrial_Paper and Printing_New_Space Heating_Natural Gas_Insulation - Roof/Ceiling_A_Achievable Economic RVT Potential | F8 | Industrial | Paper and Printing | New | Space Heating | Natural Gas | Insulation - Roof/Ceiling | A | Cumulative Summer Peak Savings (MW) | Achievable Economic RVT Potential | 0 | 0 | 0 | 0 | 0 | 0 | 0 | 0 | 0 | 0 | 0 | 0 | 0 | 0 | 0 | 0 | 0 | 0 | 0 | 0 | 0 | 0 | 0
F9_Industrial_Paper and Printing_New_Space Heating_Natural Gas_Insulation - Roof/Ceiling_A_Achievable Economic RVT Potential | F9 | Industrial | Paper and Printing | New | Space Heating | Natural Gas | Insulation - Roof/Ceiling | A | Cumulative Winter Peak Savings (MW) | Achievable Economic RVT Potential | 0 | 0 | 0 | 0 | 0 | 0 | 0 | 0 | 0 | 0 | 0 | 0 | 0 | 0 | 0 | 0 | 0 | 0 | 0 | 0 | 0 | 0 | 0
F10_Industrial_Paper and Printing_New_Space Heating_Natural Gas_Insulation - Roof/Ceiling_A_Achievable Economic RVT Potential | F10 | Industrial | Paper and Printing | New | Space Heating | Natural Gas | Insulation - Roof/Ceiling | A | Purchases (Incremental) | Achievable Economic RVT Potential | 0 | 0 | 0 | 0 | 0 | 0 | 0 | 0 | 0 | 0 | 0 | 0 | 0 | 0 | 0 | 0 | 0 | 0 | 0 | 0 | 0 | 0 | 0
F11_Industrial_Paper and Printing_New_Space Heating_Natural Gas_Insulation - Roof/Ceiling_A_Achievable Economic RVT Potential | F11 | Industrial | Paper and Printing | New | Space Heating | Natural Gas | Insulation - Roof/Ceiling | A | Purchases (Cumulative) | Achievable Economic RVT Potential | 0 | 0 | 0 | 0 | 0 | 0 | 0 | 0 | 0 | 0 | 0 | 0 | 0 | 0 | 0 | 0 | 0 | 0 | 0 | 0 | 0 | 0 | 0
F1_Industrial_Paper and Printing_New_Space Heating_Natural Gas_Insulation - Wall Cavity_A_Achievable Economic RVT Potential | F1 | Industrial | Paper and Printing | New | Space Heating | Natural Gas | Insulation - Wall Cavity | A | Integrated Unit Energy Savings (kWh or therms) | Achievable Economic RVT Potential | 0 | 0 | 0.017243 | 0.017036 | 0.016888 | 0.016751 | 0.016653 | 0.016545 | 0.016437 | 0.016324 | 0.01622 | 0.016109 | 0.015971 | 0.015844 | 0.015713 | 0.015604 | 0.01551 | 0.015421 | 0.015367 | 0.015322 | 0.015296 | 0.01529 | 0
F2_Industrial_Paper and Printing_New_Space Heating_Natural Gas_Insulation - Wall Cavity_A_Achievable Economic RVT Potential | F2 | Industrial | Paper and Printing | New | Space Heating | Natural Gas | Insulation - Wall Cavity | A | Integrated Unit Summer Peak Savings (kW) | Achievable Economic RVT Potential | 0 | 0 | 0 | 0 | 0 | 0 | 0 | 0 | 0 | 0 | 0 | 0 | 0 | 0 | 0 | 0 | 0 | 0 | 0 | 0 | 0 | 0 | 0
F3_Industrial_Paper and Printing_New_Space Heating_Natural Gas_Insulation - Wall Cavity_A_Achievable Economic RVT Potential | F3 | Industrial | Paper and Printing | New | Space Heating | Natural Gas | Insulation - Wall Cavity | A | Integrated Unit Winter Peak Savings (kW) | Achievable Economic RVT Potential | 0 | 0 | 0 | 0 | 0 | 0 | 0 | 0 | 0 | 0 | 0 | 0 | 0 | 0 | 0 | 0 | 0 | 0 | 0 | 0 | 0 | 0 | 0
F4_Industrial_Paper and Printing_New_Space Heating_Natural Gas_Insulation - Wall Cavity_A_Achievable Economic RVT Potential | F4 | Industrial | Paper and Printing | New | Space Heating | Natural Gas | Insulation - Wall Cavity | A | Incremental Energy Savings (MWh or mTherms) | Achievable Economic RVT Potential | 0 | 0 | 0 | 0 | 0 | 0 | 0 | 0 | 0 | 0 | 0 | 0 | 0 | 0 | 0 | 0 | 0 | 0 | 0 | 0 | 0 | 0 | 0
F5_Industrial_Paper and Printing_New_Space Heating_Natural Gas_Insulation - Wall Cavity_A_Achievable Economic RVT Potential | F5 | Industrial | Paper and Printing | New | Space Heating | Natural Gas | Insulation - Wall Cavity | A | Incremental Summer Peak Savings (MW) | Achievable Economic RVT Potential | 0 | 0 | 0 | 0 | 0 | 0 | 0 | 0 | 0 | 0 | 0 | 0 | 0 | 0 | 0 | 0 | 0 | 0 | 0 | 0 | 0 | 0 | 0
F6_Industrial_Paper and Printing_New_Space Heating_Natural Gas_Insulation - Wall Cavity_A_Achievable Economic RVT Potential | F6 | Industrial | Paper and Printing | New | Space Heating | Natural Gas | Insulation - Wall Cavity | A | Incremental Winter Peak Savings (MW) | Achievable Economic RVT Potential | 0 | 0 | 0 | 0 | 0 | 0 | 0 | 0 | 0 | 0 | 0 | 0 | 0 | 0 | 0 | 0 | 0 | 0 | 0 | 0 | 0 | 0 | 0
F7_Industrial_Paper and Printing_New_Space Heating_Natural Gas_Insulation - Wall Cavity_A_Achievable Economic RVT Potential | F7 | Industrial | Paper and Printing | New | Space Heating | Natural Gas | Insulation - Wall Cavity | A | Cumulative Energy Savings (MWh or mTherms) | Achievable Economic RVT Potential | 0 | 0 | 0 | 0 | 0 | 0 | 0 | 0 | 0 | 0 | 0 | 0 | 0 | 0 | 0 | 0 | 0 | 0 | 0 | 0 | 0 | 0 | 0
F8_Industrial_Paper and Printing_New_Space Heating_Natural Gas_Insulation - Wall Cavity_A_Achievable Economic RVT Potential | F8 | Industrial | Paper and Printing | New | Space Heating | Natural Gas | Insulation - Wall Cavity | A | Cumulative Summer Peak Savings (MW) | Achievable Economic RVT Potential | 0 | 0 | 0 | 0 | 0 | 0 | 0 | 0 | 0 | 0 | 0 | 0 | 0 | 0 | 0 | 0 | 0 | 0 | 0 | 0 | 0 | 0 | 0
F9_Industrial_Paper and Printing_New_Space Heating_Natural Gas_Insulation - Wall Cavity_A_Achievable Economic RVT Potential | F9 | Industrial | Paper and Printing | New | Space Heating | Natural Gas | Insulation - Wall Cavity | A | Cumulative Winter Peak Savings (MW) | Achievable Economic RVT Potential | 0 | 0 | 0 | 0 | 0 | 0 | 0 | 0 | 0 | 0 | 0 | 0 | 0 | 0 | 0 | 0 | 0 | 0 | 0 | 0 | 0 | 0 | 0
F10_Industrial_Paper and Printing_New_Space Heating_Natural Gas_Insulation - Wall Cavity_A_Achievable Economic RVT Potential | F10 | Industrial | Paper and Printing | New | Space Heating | Natural Gas | Insulation - Wall Cavity | A | Purchases (Incremental) | Achievable Economic RVT Potential | 0 | 0 | 0 | 0 | 0 | 0 | 0 | 0 | 0 | 0 | 0 | 0 | 0 | 0 | 0 | 0 | 0 | 0 | 0 | 0 | 0 | 0 | 0
F11_Industrial_Paper and Printing_New_Space Heating_Natural Gas_Insulation - Wall Cavity_A_Achievable Economic RVT Potential | F11 | Industrial | Paper and Printing | New | Space Heating | Natural Gas | Insulation - Wall Cavity | A | Purchases (Cumulative) | Achievable Economic RVT Potential | 0 | 0 | 0 | 0 | 0 | 0 | 0 | 0 | 0 | 0 | 0 | 0 | 0 | 0 | 0 | 0 | 0 | 0 | 0 | 0 | 0 | 0 | 0
F1_Industrial_Paper and Printing_New_Space Heating_Natural Gas_Insulation - Ducting_A_Achievable Economic RVT Potential | F1 | Industrial | Paper and Printing | New | Space Heating | Natural Gas | Insulation - Ducting | A | Integrated Unit Energy Savings (kWh or therms) | Achievable Economic RVT Potential | 0 | 0 | 0.0012711 | 0.0012557 | 0.0012448 | 0.0012346 | 0.0012272 | 0.0012191 | 0.0012109 | 0.0012024 | 0.0011944 | 0.0011861 | 0.0011757 | 0.0011661 | 0.0011562 | 0.0011481 | 0.0011412 | 0.0011348 | 0.0011309 | 0.0011276 | 0.0011258 | 0.0011254 | 0
F2_Industrial_Paper and Printing_New_Space Heating_Natural Gas_Insulation - Ducting_A_Achievable Economic RVT Potential | F2 | Industrial | Paper and Printing | New | Space Heating | Natural Gas | Insulation - Ducting | A | Integrated Unit Summer Peak Savings (kW) | Achievable Economic RVT Potential | 0 | 0 | 0 | 0 | 0 | 0 | 0 | 0 | 0 | 0 | 0 | 0 | 0 | 0 | 0 | 0 | 0 | 0 | 0 | 0 | 0 | 0 | 0
F3_Industrial_Paper and Printing_New_Space Heating_Natural Gas_Insulation - Ducting_A_Achievable Economic RVT Potential | F3 | Industrial | Paper and Printing | New | Space Heating | Natural Gas | Insulation - Ducting | A | Integrated Unit Winter Peak Savings (kW) | Achievable Economic RVT Potential | 0 | 0 | 0 | 0 | 0 | 0 | 0 | 0 | 0 | 0 | 0 | 0 | 0 | 0 | 0 | 0 | 0 | 0 | 0 | 0 | 0 | 0 | 0
F4_Industrial_Paper and Printing_New_Space Heating_Natural Gas_Insulation - Ducting_A_Achievable Economic RVT Potential | F4 | Industrial | Paper and Printing | New | Space Heating | Natural Gas | Insulation - Ducting | A | Incremental Energy Savings (MWh or mTherms) | Achievable Economic RVT Potential | 0 | 0 | 0 | 0 | 0 | 0 | 0 | 0 | 0 | 0 | 0 | 0 | 0 | 0 | 0 | 0 | 0 | 0 | 0 | 0 | 0 | 0 | 0
F5_Industrial_Paper and Printing_New_Space Heating_Natural Gas_Insulation - Ducting_A_Achievable Economic RVT Potential | F5 | Industrial | Paper and Printing | New | Space Heating | Natural Gas | Insulation - Ducting | A | Incremental Summer Peak Savings (MW) | Achievable Economic RVT Potential | 0 | 0 | 0 | 0 | 0 | 0 | 0 | 0 | 0 | 0 | 0 | 0 | 0 | 0 | 0 | 0 | 0 | 0 | 0 | 0 | 0 | 0 | 0
F6_Industrial_Paper and Printing_New_Space Heating_Natural Gas_Insulation - Ducting_A_Achievable Economic RVT Potential | F6 | Industrial | Paper and Printing | New | Space Heating | Natural Gas | Insulation - Ducting | A | Incremental Winter Peak Savings (MW) | Achievable Economic RVT Potential | 0 | 0 | 0 | 0 | 0 | 0 | 0 | 0 | 0 | 0 | 0 | 0 | 0 | 0 | 0 | 0 | 0 | 0 | 0 | 0 | 0 | 0 | 0
F7_Industrial_Paper and Printing_New_Space Heating_Natural Gas_Insulation - Ducting_A_Achievable Economic RVT Potential | F7 | Industrial | Paper and Printing | New | Space Heating | Natural Gas | Insulation - Ducting | A | Cumulative Energy Savings (MWh or mTherms) | Achievable Economic RVT Potential | 0 | 0 | 0 | 0 | 0 | 0 | 0 | 0 | 0 | 0 | 0 | 0 | 0 | 0 | 0 | 0 | 0 | 0 | 0 | 0 | 0 | 0 | 0
F8_Industrial_Paper and Printing_New_Space Heating_Natural Gas_Insulation - Ducting_A_Achievable Economic RVT Potential | F8 | Industrial | Paper and Printing | New | Space Heating | Natural Gas | Insulation - Ducting | A | Cumulative Summer Peak Savings (MW) | Achievable Economic RVT Potential | 0 | 0 | 0 | 0 | 0 | 0 | 0 | 0 | 0 | 0 | 0 | 0 | 0 | 0 | 0 | 0 | 0 | 0 | 0 | 0 | 0 | 0 | 0
F9_Industrial_Paper and Printing_New_Space Heating_Natural Gas_Insulation - Ducting_A_Achievable Economic RVT Potential | F9 | Industrial | Paper and Printing | New | Space Heating | Natural Gas | Insulation - Ducting | A | Cumulative Winter Peak Savings (MW) | Achievable Economic RVT Potential | 0 | 0 | 0 | 0 | 0 | 0 | 0 | 0 | 0 | 0 | 0 | 0 | 0 | 0 | 0 | 0 | 0 | 0 | 0 | 0 | 0 | 0 | 0
F10_Industrial_Paper and Printing_New_Space Heating_Natural Gas_Insulation - Ducting_A_Achievable Economic RVT Potential | F10 | Industrial | Paper and Printing | New | Space Heating | Natural Gas | Insulation - Ducting | A | Purchases (Incremental) | Achievable Economic RVT Potential | 0 | 0 | 0 | 0 | 0 | 0 | 0 | 0 | 0 | 0 | 0 | 0 | 0 | 0 | 0 | 0 | 0 | 0 | 0 | 0 | 0 | 0 | 0
F11_Industrial_Paper and Printing_New_Space Heating_Natural Gas_Insulation - Ducting_A_Achievable Economic RVT Potential | F11 | Industrial | Paper and Printing | New | Space Heating | Natural Gas | Insulation - Ducting | A | Purchases (Cumulative) | Achievable Economic RVT Potential | 0 | 0 | 0 | 0 | 0 | 0 | 0 | 0 | 0 | 0 | 0 | 0 | 0 | 0 | 0 | 0 | 0 | 0 | 0 | 0 | 0 | 0 | 0
F1_Industrial_Paper and Printing_New_Space Heating_Natural Gas_HVAC - Duct Repair and Sealing_A_Achievable Economic RVT Potential | F1 | Industrial | Paper and Printing | New | Space Heating | Natural Gas | HVAC - Duct Repair and Sealing | A | Integrated Unit Energy Savings (kWh or therms) | Achievable Economic RVT Potential | 0 | 0 | 0.0035949 | 0.0035516 | 0.0035207 | 0.0034919 | 0.0034709 | 0.0034479 | 0.0034249 | 0.0034007 | 0.0033782 | 0.0033545 | 0.0033251 | 0.003298 | 0.0032701 | 0.0032472 | 0.0032277 | 0.0032095 | 0.0031984 | 0.0031893 | 0.0031841 | 0.003183 | 0
F2_Industrial_Paper and Printing_New_Space Heating_Natural Gas_HVAC - Duct Repair and Sealing_A_Achievable Economic RVT Potential | F2 | Industrial | Paper and Printing | New | Space Heating | Natural Gas | HVAC - Duct Repair and Sealing | A | Integrated Unit Summer Peak Savings (kW) | Achievable Economic RVT Potential | 0 | 0 | 0 | 0 | 0 | 0 | 0 | 0 | 0 | 0 | 0 | 0 | 0 | 0 | 0 | 0 | 0 | 0 | 0 | 0 | 0 | 0 | 0
F3_Industrial_Paper and Printing_New_Space Heating_Natural Gas_HVAC - Duct Repair and Sealing_A_Achievable Economic RVT Potential | F3 | Industrial | Paper and Printing | New | Space Heating | Natural Gas | HVAC - Duct Repair and Sealing | A | Integrated Unit Winter Peak Savings (kW) | Achievable Economic RVT Potential | 0 | 0 | 0 | 0 | 0 | 0 | 0 | 0 | 0 | 0 | 0 | 0 | 0 | 0 | 0 | 0 | 0 | 0 | 0 | 0 | 0 | 0 | 0
F4_Industrial_Paper and Printing_New_Space Heating_Natural Gas_HVAC - Duct Repair and Sealing_A_Achievable Economic RVT Potential | F4 | Industrial | Paper and Printing | New | Space Heating | Natural Gas | HVAC - Duct Repair and Sealing | A | Incremental Energy Savings (MWh or mTherms) | Achievable Economic RVT Potential | 0 | 0 | 0 | 0 | 0 | 0 | 0 | 0 | 0 | 0 | 0 | 0 | 0 | 0 | 0 | 0 | 0 | 0 | 0 | 0 | 0 | 0 | 0
F5_Industrial_Paper and Printing_New_Space Heating_Natural Gas_HVAC - Duct Repair and Sealing_A_Achievable Economic RVT Potential | F5 | Industrial | Paper and Printing | New | Space Heating | Natural Gas | HVAC - Duct Repair and Sealing | A | Incremental Summer Peak Savings (MW) | Achievable Economic RVT Potential | 0 | 0 | 0 | 0 | 0 | 0 | 0 | 0 | 0 | 0 | 0 | 0 | 0 | 0 | 0 | 0 | 0 | 0 | 0 | 0 | 0 | 0 | 0
F6_Industrial_Paper and Printing_New_Space Heating_Natural Gas_HVAC - Duct Repair and Sealing_A_Achievable Economic RVT Potential | F6 | Industrial | Paper and Printing | New | Space Heating | Natural Gas | HVAC - Duct Repair and Sealing | A | Incremental Winter Peak Savings (MW) | Achievable Economic RVT Potential | 0 | 0 | 0 | 0 | 0 | 0 | 0 | 0 | 0 | 0 | 0 | 0 | 0 | 0 | 0 | 0 | 0 | 0 | 0 | 0 | 0 | 0 | 0
F7_Industrial_Paper and Printing_New_Space Heating_Natural Gas_HVAC - Duct Repair and Sealing_A_Achievable Economic RVT Potential | F7 | Industrial | Paper and Printing | New | Space Heating | Natural Gas | HVAC - Duct Repair and Sealing | A | Cumulative Energy Savings (MWh or mTherms) | Achievable Economic RVT Potential | 0 | 0 | 0 | 0 | 0 | 0 | 0 | 0 | 0 | 0 | 0 | 0 | 0 | 0 | 0 | 0 | 0 | 0 | 0 | 0 | 0 | 0 | 0
F8_Industrial_Paper and Printing_New_Space Heating_Natural Gas_HVAC - Duct Repair and Sealing_A_Achievable Economic RVT Potential | F8 | Industrial | Paper and Printing | New | Space Heating | Natural Gas | HVAC - Duct Repair and Sealing | A | Cumulative Summer Peak Savings (MW) | Achievable Economic RVT Potential | 0 | 0 | 0 | 0 | 0 | 0 | 0 | 0 | 0 | 0 | 0 | 0 | 0 | 0 | 0 | 0 | 0 | 0 | 0 | 0 | 0 | 0 | 0
F9_Industrial_Paper and Printing_New_Space Heating_Natural Gas_HVAC - Duct Repair and Sealing_A_Achievable Economic RVT Potential | F9 | Industrial | Paper and Printing | New | Space Heating | Natural Gas | HVAC - Duct Repair and Sealing | A | Cumulative Winter Peak Savings (MW) | Achievable Economic RVT Potential | 0 | 0 | 0 | 0 | 0 | 0 | 0 | 0 | 0 | 0 | 0 | 0 | 0 | 0 | 0 | 0 | 0 | 0 | 0 | 0 | 0 | 0 | 0
F10_Industrial_Paper and Printing_New_Space Heating_Natural Gas_HVAC - Duct Repair and Sealing_A_Achievable Economic RVT Potential | F10 | Industrial | Paper and Printing | New | Space Heating | Natural Gas | HVAC - Duct Repair and Sealing | A | Purchases (Incremental) | Achievable Economic RVT Potential | 0 | 0 | 0 | 0 | 0 | 0 | 0 | 0 | 0 | 0 | 0 | 0 | 0 | 0 | 0 | 0 | 0 | 0 | 0 | 0 | 0 | 0 | 0
F11_Industrial_Paper and Printing_New_Space Heating_Natural Gas_HVAC - Duct Repair and Sealing_A_Achievable Economic RVT Potential | F11 | Industrial | Paper and Printing | New | Space Heating | Natural Gas | HVAC - Duct Repair and Sealing | A | Purchases (Cumulative) | Achievable Economic RVT Potential | 0 | 0 | 0 | 0 | 0 | 0 | 0 | 0 | 0 | 0 | 0 | 0 | 0 | 0 | 0 | 0 | 0 | 0 | 0 | 0 | 0 | 0 | 0
F1_Industrial_Paper and Printing_New_Space Heating_Natural Gas_Windows - High Efficiency_A_Achievable Economic RVT Potential | F1 | Industrial | Paper and Printing | New | Space Heating | Natural Gas | Windows - High Efficiency | A | Integrated Unit Energy Savings (kWh or therms) | Achievable Economic RVT Potential | 0 | 0 | 0.0073727 | 0.0072838 | 0.0072204 | 0.0071613 | 0.0071184 | 0.0070712 | 0.007024 | 0.0069743 | 0.0069283 | 0.0068797 | 0.0068194 | 0.0067638 | 0.0067066 | 0.0066596 | 0.0066195 | 0.0065822 | 0.0065595 | 0.0065407 | 0.0065301 | 0.0065279 | 0
F2_Industrial_Paper and Printing_New_Space Heating_Natural Gas_Windows - High Efficiency_A_Achievable Economic RVT Potential | F2 | Industrial | Paper and Printing | New | Space Heating | Natural Gas | Windows - High Efficiency | A | Integrated Unit Summer Peak Savings (kW) | Achievable Economic RVT Potential | 0 | 0 | 0 | 0 | 0 | 0 | 0 | 0 | 0 | 0 | 0 | 0 | 0 | 0 | 0 | 0 | 0 | 0 | 0 | 0 | 0 | 0 | 0
F3_Industrial_Paper and Printing_New_Space Heating_Natural Gas_Windows - High Efficiency_A_Achievable Economic RVT Potential | F3 | Industrial | Paper and Printing | New | Space Heating | Natural Gas | Windows - High Efficiency | A | Integrated Unit Winter Peak Savings (kW) | Achievable Economic RVT Potential | 0 | 0 | 0 | 0 | 0 | 0 | 0 | 0 | 0 | 0 | 0 | 0 | 0 | 0 | 0 | 0 | 0 | 0 | 0 | 0 | 0 | 0 | 0
F4_Industrial_Paper and Printing_New_Space Heating_Natural Gas_Windows - High Efficiency_A_Achievable Economic RVT Potential | F4 | Industrial | Paper and Printing | New | Space Heating | Natural Gas | Windows - High Efficiency | A | Incremental Energy Savings (MWh or mTherms) | Achievable Economic RVT Potential | 0 | 0 | 0 | 0 | 0 | 0 | 0 | 0 | 0 | 0 | 0 | 0 | 0 | 0 | 0 | 0 | 0 | 0 | 0 | 0 | 0 | 0 | 0
F5_Industrial_Paper and Printing_New_Space Heating_Natural Gas_Windows - High Efficiency_A_Achievable Economic RVT Potential | F5 | Industrial | Paper and Printing | New | Space Heating | Natural Gas | Windows - High Efficiency | A | Incremental Summer Peak Savings (MW) | Achievable Economic RVT Potential | 0 | 0 | 0 | 0 | 0 | 0 | 0 | 0 | 0 | 0 | 0 | 0 | 0 | 0 | 0 | 0 | 0 | 0 | 0 | 0 | 0 | 0 | 0
F6_Industrial_Paper and Printing_New_Space Heating_Natural Gas_Windows - High Efficiency_A_Achievable Economic RVT Potential | F6 | Industrial | Paper and Printing | New | Space Heating | Natural Gas | Windows - High Efficiency | A | Incremental Winter Peak Savings (MW) | Achievable Economic RVT Potential | 0 | 0 | 0 | 0 | 0 | 0 | 0 | 0 | 0 | 0 | 0 | 0 | 0 | 0 | 0 | 0 | 0 | 0 | 0 | 0 | 0 | 0 | 0
F7_Industrial_Paper and Printing_New_Space Heating_Natural Gas_Windows - High Efficiency_A_Achievable Economic RVT Potential | F7 | Industrial | Paper and Printing | New | Space Heating | Natural Gas | Windows - High Efficiency | A | Cumulative Energy Savings (MWh or mTherms) | Achievable Economic RVT Potential | 0 | 0 | 0 | 0 | 0 | 0 | 0 | 0 | 0 | 0 | 0 | 0 | 0 | 0 | 0 | 0 | 0 | 0 | 0 | 0 | 0 | 0 | 0
F8_Industrial_Paper and Printing_New_Space Heating_Natural Gas_Windows - High Efficiency_A_Achievable Economic RVT Potential | F8 | Industrial | Paper and Printing | New | Space Heating | Natural Gas | Windows - High Efficiency | A | Cumulative Summer Peak Savings (MW) | Achievable Economic RVT Potential | 0 | 0 | 0 | 0 | 0 | 0 | 0 | 0 | 0 | 0 | 0 | 0 | 0 | 0 | 0 | 0 | 0 | 0 | 0 | 0 | 0 | 0 | 0
F9_Industrial_Paper and Printing_New_Space Heating_Natural Gas_Windows - High Efficiency_A_Achievable Economic RVT Potential | F9 | Industrial | Paper and Printing | New | Space Heating | Natural Gas | Windows - High Efficiency | A | Cumulative Winter Peak Savings (MW) | Achievable Economic RVT Potential | 0 | 0 | 0 | 0 | 0 | 0 | 0 | 0 | 0 | 0 | 0 | 0 | 0 | 0 | 0 | 0 | 0 | 0 | 0 | 0 | 0 | 0 | 0
F10_Industrial_Paper and Printing_New_Space Heating_Natural Gas_Windows - High Efficiency_A_Achievable Economic RVT Potential | F10 | Industrial | Paper and Printing | New | Space Heating | Natural Gas | Windows - High Efficiency | A | Purchases (Incremental) | Achievable Economic RVT Potential | 0 | 0 | 0 | 0 | 0 | 0 | 0 | 0 | 0 | 0 | 0 | 0 | 0 | 0 | 0 | 0 | 0 | 0 | 0 | 0 | 0 | 0 | 0
F11_Industrial_Paper and Printing_New_Space Heating_Natural Gas_Windows - High Efficiency_A_Achievable Economic RVT Potential | F11 | Industrial | Paper and Printing | New | Space Heating | Natural Gas | Windows - High Efficiency | A | Purchases (Cumulative) | Achievable Economic RVT Potential | 0 | 0 | 0 | 0 | 0 | 0 | 0 | 0 | 0 | 0 | 0 | 0 | 0 | 0 | 0 | 0 | 0 | 0 | 0 | 0 | 0 | 0 | 0
F1_Industrial_Paper and Printing_New_Space Heating_Natural Gas_Gas Boiler - Maintenance_A_Achievable Economic RVT Potential | F1 | Industrial | Paper and Printing | New | Space Heating | Natural Gas | Gas Boiler - Maintenance | A | Integrated Unit Energy Savings (kWh or therms) | Achievable Economic RVT Potential | 0 | 0 | 96.5268 | 95.4689 | 94.7557 | 94.1116 | 93.7477 | 93.3327 | 92.9528 | 92.5671 | 92.3051 | 92.0274 | 91.6163 | 91.2436 | 90.8881 | 90.5873 | 90.3045 | 89.9344 | 89.7555 | 89.5067 | 89.3068 | 89.1798 | 0
F2_Industrial_Paper and Printing_New_Space Heating_Natural Gas_Gas Boiler - Maintenance_A_Achievable Economic RVT Potential | F2 | Industrial | Paper and Printing | New | Space Heating | Natural Gas | Gas Boiler - Maintenance | A | Integrated Unit Summer Peak Savings (kW) | Achievable Economic RVT Potential | 0 | 0 | 0 | 0 | 0 | 0 | 0 | 0 | 0 | 0 | 0 | 0 | 0 | 0 | 0 | 0 | 0 | 0 | 0 | 0 | 0 | 0 | 0
F3_Industrial_Paper and Printing_New_Space Heating_Natural Gas_Gas Boiler - Maintenance_A_Achievable Economic RVT Potential | F3 | Industrial | Paper and Printing | New | Space Heating | Natural Gas | Gas Boiler - Maintenance | A | Integrated Unit Winter Peak Savings (kW) | Achievable Economic RVT Potential | 0 | 0 | 0 | 0 | 0 | 0 | 0 | 0 | 0 | 0 | 0 | 0 | 0 | 0 | 0 | 0 | 0 | 0 | 0 | 0 | 0 | 0 | 0
F4_Industrial_Paper and Printing_New_Space Heating_Natural Gas_Gas Boiler - Maintenance_A_Achievable Economic RVT Potential | F4 | Industrial | Paper and Printing | New | Space Heating | Natural Gas | Gas Boiler - Maintenance | A | Incremental Energy Savings (MWh or mTherms) | Achievable Economic RVT Potential | 0 | 0 | 7.6105e-05 | 9.2074e-05 | 9.0211e-05 | 9.3141e-05 | 9.357e-05 | 9.2892e-05 | 9.1995e-05 | 9.2392e-05 | 9.1869e-05 | 0.00016364 | 0.0001798 | 0.00017768 | 0.00032322 | 0.00035556 | 0.0003517 | 0.00063966 | 0.0007046 | 0.00069719 | 0.0012884 | 0.0014032 | 0
F5_Industrial_Paper and Printing_New_Space Heating_Natural Gas_Gas Boiler - Maintenance_A_Achievable Economic RVT Potential | F5 | Industrial | Paper and Printing | New | Space Heating | Natural Gas | Gas Boiler - Maintenance | A | Incremental Summer Peak Savings (MW) | Achievable Economic RVT Potential | 0 | 0 | 0 | 0 | 0 | 0 | 0 | 0 | 0 | 0 | 0 | 0 | 0 | 0 | 0 | 0 | 0 | 0 | 0 | 0 | 0 | 0 | 0
F6_Industrial_Paper and Printing_New_Space Heating_Natural Gas_Gas Boiler - Maintenance_A_Achievable Economic RVT Potential | F6 | Industrial | Paper and Printing | New | Space Heating | Natural Gas | Gas Boiler - Maintenance | A | Incremental Winter Peak Savings (MW) | Achievable Economic RVT Potential | 0 | 0 | 0 | 0 | 0 | 0 | 0 | 0 | 0 | 0 | 0 | 0 | 0 | 0 | 0 | 0 | 0 | 0 | 0 | 0 | 0 | 0 | 0
F7_Industrial_Paper and Printing_New_Space Heating_Natural Gas_Gas Boiler - Maintenance_A_Achievable Economic RVT Potential | F7 | Industrial | Paper and Printing | New | Space Heating | Natural Gas | Gas Boiler - Maintenance | A | Cumulative Energy Savings (MWh or mTherms) | Achievable Economic RVT Potential | 0 | 0 | 7.6105e-05 | 0.00016735 | 0.00025631 | 0.0002735 | 0.0002756 | 0.00027842 | 0.00027729 | 0.00027613 | 0.00027535 | 0.00027452 | 0.0002733 | 0.00027219 | 0.00027113 | 0.00027023 | 0.00026939 | 0.00026828 | 0.00026775 | 0.00026701 | 0.00026641 | 0.00026603 | 0
F8_Industrial_Paper and Printing_New_Space Heating_Natural Gas_Gas Boiler - Maintenance_A_Achievable Economic RVT Potential | F8 | Industrial | Paper and Printing | New | Space Heating | Natural Gas | Gas Boiler - Maintenance | A | Cumulative Summer Peak Savings (MW) | Achievable Economic RVT Potential | 0 | 0 | 0 | 0 | 0 | 0 | 0 | 0 | 0 | 0 | 0 | 0 | 0 | 0 | 0 | 0 | 0 | 0 | 0 | 0 | 0 | 0 | 0
F9_Industrial_Paper and Printing_New_Space Heating_Natural Gas_Gas Boiler - Maintenance_A_Achievable Economic RVT Potential | F9 | Industrial | Paper and Printing | New | Space Heating | Natural Gas | Gas Boiler - Maintenance | A | Cumulative Winter Peak Savings (MW) | Achievable Economic RVT Potential | 0 | 0 | 0 | 0 | 0 | 0 | 0 | 0 | 0 | 0 | 0 | 0 | 0 | 0 | 0 | 0 | 0 | 0 | 0 | 0 | 0 | 0 | 0
F10_Industrial_Paper and Printing_New_Space Heating_Natural Gas_Gas Boiler - Maintenance_A_Achievable Economic RVT Potential | F10 | Industrial | Paper and Printing | New | Space Heating | Natural Gas | Gas Boiler - Maintenance | A | Purchases (Incremental) | Achievable Economic RVT Potential | 0 | 0 | 0.00078843 | 0.00096444 | 0.00095204 | 0.00098969 | 0.00099811 | 0.00099528 | 0.00098969 | 0.00099811 | 0.00099528 | 0.0017781 | 0.0019625 | 0.0019473 | 0.0035563 | 0.0039251 | 0.0038946 | 0.0071125 | 0.0078502 | 0.0077893 | 0.014426 | 0.015734 | 0
F11_Industrial_Paper and Printing_New_Space Heating_Natural Gas_Gas Boiler - Maintenance_A_Achievable Economic RVT Potential | F11 | Industrial | Paper and Printing | New | Space Heating | Natural Gas | Gas Boiler - Maintenance | A | Purchases (Cumulative) | Achievable Economic RVT Potential | 0 | 0 | 0.00078843 | 0.0017529 | 0.0027049 | 0.0029062 | 0.0029398 | 0.0029831 | 0.0029831 | 0.0029831 | 0.0029831 | 0.0029831 | 0.0029831 | 0.0029831 | 0.0029831 | 0.0029831 | 0.0029831 | 0.0029831 | 0.0029831 | 0.0029831 | 0.0029831 | 0.0029831 | 0
F1_Industrial_Paper and Printing_New_Process_Natural Gas_Gas Boiler - Maintenance_A_Achievable Economic RVT Potential | F1 | Industrial | Paper and Printing | New | Process | Natural Gas | Gas Boiler - Maintenance | A | Integrated Unit Energy Savings (kWh or therms) | Achievable Economic RVT Potential | 0 | 0 | 55.8015 | 55.8015 | 55.8015 | 55.8015 | 55.8015 | 55.8015 | 55.8015 | 55.8015 | 55.8015 | 55.8015 | 55.8015 | 55.8015 | 55.8015 | 55.8015 | 55.8015 | 55.8015 | 55.8015 | 55.8015 | 55.8015 | 55.8015 | 0
F2_Industrial_Paper and Printing_New_Process_Natural Gas_Gas Boiler - Maintenance_A_Achievable Economic RVT Potential | F2 | Industrial | Paper and Printing | New | Process | Natural Gas | Gas Boiler - Maintenance | A | Integrated Unit Summer Peak Savings (kW) | Achievable Economic RVT Potential | 0 | 0 | 0 | 0 | 0 | 0 | 0 | 0 | 0 | 0 | 0 | 0 | 0 | 0 | 0 | 0 | 0 | 0 | 0 | 0 | 0 | 0 | 0
F3_Industrial_Paper and Printing_New_Process_Natural Gas_Gas Boiler - Maintenance_A_Achievable Economic RVT Potential | F3 | Industrial | Paper and Printing | New | Process | Natural Gas | Gas Boiler - Maintenance | A | Integrated Unit Winter Peak Savings (kW) | Achievable Economic RVT Potential | 0 | 0 | 0 | 0 | 0 | 0 | 0 | 0 | 0 | 0 | 0 | 0 | 0 | 0 | 0 | 0 | 0 | 0 | 0 | 0 | 0 | 0 | 0
F4_Industrial_Paper and Printing_New_Process_Natural Gas_Gas Boiler - Maintenance_A_Achievable Economic RVT Potential | F4 | Industrial | Paper and Printing | New | Process | Natural Gas | Gas Boiler - Maintenance | A | Incremental Energy Savings (MWh or mTherms) | Achievable Economic RVT Potential | 0 | 0 | 0.0017556 | 0.0021475 | 0.0021198 | 0.0022037 | 0.0022224 | 0.0022161 | 0.0022037 | 0.0022224 | 0.0022161 | 0.0039593 | 0.0043699 | 0.004336 | 0.0079185 | 0.0087398 | 0.0086719 | 0.015837 | 0.01748 | 0.017344 | 0.032122 | 0.035034 | 0
F5_Industrial_Paper and Printing_New_Process_Natural Gas_Gas Boiler - Maintenance_A_Achievable Economic RVT Potential | F5 | Industrial | Paper and Printing | New | Process | Natural Gas | Gas Boiler - Maintenance | A | Incremental Summer Peak Savings (MW) | Achievable Economic RVT Potential | 0 | 0 | 0 | 0 | 0 | 0 | 0 | 0 | 0 | 0 | 0 | 0 | 0 | 0 | 0 | 0 | 0 | 0 | 0 | 0 | 0 | 0 | 0
F6_Industrial_Paper and Printing_New_Process_Natural Gas_Gas Boiler - Maintenance_A_Achievable Economic RVT Potential | F6 | Industrial | Paper and Printing | New | Process | Natural Gas | Gas Boiler - Maintenance | A | Incremental Winter Peak Savings (MW) | Achievable Economic RVT Potential | 0 | 0 | 0 | 0 | 0 | 0 | 0 | 0 | 0 | 0 | 0 | 0 | 0 | 0 | 0 | 0 | 0 | 0 | 0 | 0 | 0 | 0 | 0
F7_Industrial_Paper and Printing_New_Process_Natural Gas_Gas Boiler - Maintenance_A_Achievable Economic RVT Potential | F7 | Industrial | Paper and Printing | New | Process | Natural Gas | Gas Boiler - Maintenance | A | Cumulative Energy Savings (MWh or mTherms) | Achievable Economic RVT Potential | 0 | 0 | 0.0017556 | 0.003903 | 0.0060229 | 0.006471 | 0.006546 | 0.0066422 | 0.0066422 | 0.0066422 | 0.0066422 | 0.0066422 | 0.0066422 | 0.0066422 | 0.0066422 | 0.0066422 | 0.0066422 | 0.0066422 | 0.0066422 | 0.0066422 | 0.0066422 | 0.0066422 | 0
F8_Industrial_Paper and Printing_New_Process_Natural Gas_Gas Boiler - Maintenance_A_Achievable Economic RVT Potential | F8 | Industrial | Paper and Printing | New | Process | Natural Gas | Gas Boiler - Maintenance | A | Cumulative Summer Peak Savings (MW) | Achievable Economic RVT Potential | 0 | 0 | 0 | 0 | 0 | 0 | 0 | 0 | 0 | 0 | 0 | 0 | 0 | 0 | 0 | 0 | 0 | 0 | 0 | 0 | 0 | 0 | 0
F9_Industrial_Paper and Printing_New_Process_Natural Gas_Gas Boiler - Maintenance_A_Achievable Economic RVT Potential | F9 | Industrial | Paper and Printing | New | Process | Natural Gas | Gas Boiler - Maintenance | A | Cumulative Winter Peak Savings (MW) | Achievable Economic RVT Potential | 0 | 0 | 0 | 0 | 0 | 0 | 0 | 0 | 0 | 0 | 0 | 0 | 0 | 0 | 0 | 0 | 0 | 0 | 0 | 0 | 0 | 0 | 0
F10_Industrial_Paper and Printing_New_Process_Natural Gas_Gas Boiler - Maintenance_A_Achievable Economic RVT Potential | F10 | Industrial | Paper and Printing | New | Process | Natural Gas | Gas Boiler - Maintenance | A | Purchases (Incremental) | Achievable Economic RVT Potential | 0 | 0 | 0.031461 | 0.038484 | 0.037989 | 0.039492 | 0.039827 | 0.039714 | 0.039492 | 0.039827 | 0.039714 | 0.070952 | 0.078311 | 0.077704 | 0.1419 | 0.15662 | 0.15541 | 0.28381 | 0.31325 | 0.31081 | 0.57565 | 0.62783 | 0
F11_Industrial_Paper and Printing_New_Process_Natural Gas_Gas Boiler - Maintenance_A_Achievable Economic RVT Potential | F11 | Industrial | Paper and Printing | New | Process | Natural Gas | Gas Boiler - Maintenance | A | Purchases (Cumulative) | Achievable Economic RVT Potential | 0 | 0 | 0.031461 | 0.069945 | 0.10793 | 0.11596 | 0.11731 | 0.11903 | 0.11903 | 0.11903 | 0.11903 | 0.11903 | 0.11903 | 0.11903 | 0.11903 | 0.11903 | 0.11903 | 0.11903 | 0.11903 | 0.11903 | 0.11903 | 0.11903 | 0
F1_Industrial_Paper and Printing_New_Space Heating_Natural Gas_Gas Furnace - Maintenance_A_Achievable Economic RVT Potential | F1 | Industrial | Paper and Printing | New | Space Heating | Natural Gas | Gas Furnace - Maintenance | A | Integrated Unit Energy Savings (kWh or therms) | Achievable Economic RVT Potential | 0 | 0 | 0.0082961 | 0.0081961 | 0.008125 | 0.008059 | 0.0080114 | 0.0079592 | 0.0079073 | 0.0078527 | 0.0078025 | 0.0077495 | 0.0076832 | 0.007622 | 0.0075587 | 0.0075064 | 0.0074612 | 0.0074185 | 0.0073926 | 0.0073709 | 0.0073585 | 0.0073555 | 0
F2_Industrial_Paper and Printing_New_Space Heating_Natural Gas_Gas Furnace - Maintenance_A_Achievable Economic RVT Potential | F2 | Industrial | Paper and Printing | New | Space Heating | Natural Gas | Gas Furnace - Maintenance | A | Integrated Unit Summer Peak Savings (kW) | Achievable Economic RVT Potential | 0 | 0 | 0 | 0 | 0 | 0 | 0 | 0 | 0 | 0 | 0 | 0 | 0 | 0 | 0 | 0 | 0 | 0 | 0 | 0 | 0 | 0 | 0
F3_Industrial_Paper and Printing_New_Space Heating_Natural Gas_Gas Furnace - Maintenance_A_Achievable Economic RVT Potential | F3 | Industrial | Paper and Printing | New | Space Heating | Natural Gas | Gas Furnace - Maintenance | A | Integrated Unit Winter Peak Savings (kW) | Achievable Economic RVT Potential | 0 | 0 | 0 | 0 | 0 | 0 | 0 | 0 | 0 | 0 | 0 | 0 | 0 | 0 | 0 | 0 | 0 | 0 | 0 | 0 | 0 | 0 | 0
F4_Industrial_Paper and Printing_New_Space Heating_Natural Gas_Gas Furnace - Maintenance_A_Achievable Economic RVT Potential | F4 | Industrial | Paper and Printing | New | Space Heating | Natural Gas | Gas Furnace - Maintenance | A | Incremental Energy Savings (MWh or mTherms) | Achievable Economic RVT Potential | 0 | 0 | 0 | 0 | 0 | 0 | 0 | 0 | 0 | 0 | 0 | 0 | 0 | 0 | 0 | 0 | 0 | 0 | 0 | 0 | 0 | 0 | 0
F5_Industrial_Paper and Printing_New_Space Heating_Natural Gas_Gas Furnace - Maintenance_A_Achievable Economic RVT Potential | F5 | Industrial | Paper and Printing | New | Space Heating | Natural Gas | Gas Furnace - Maintenance | A | Incremental Summer Peak Savings (MW) | Achievable Economic RVT Potential | 0 | 0 | 0 | 0 | 0 | 0 | 0 | 0 | 0 | 0 | 0 | 0 | 0 | 0 | 0 | 0 | 0 | 0 | 0 | 0 | 0 | 0 | 0
F6_Industrial_Paper and Printing_New_Space Heating_Natural Gas_Gas Furnace - Maintenance_A_Achievable Economic RVT Potential | F6 | Industrial | Paper and Printing | New | Space Heating | Natural Gas | Gas Furnace - Maintenance | A | Incremental Winter Peak Savings (MW) | Achievable Economic RVT Potential | 0 | 0 | 0 | 0 | 0 | 0 | 0 | 0 | 0 | 0 | 0 | 0 | 0 | 0 | 0 | 0 | 0 | 0 | 0 | 0 | 0 | 0 | 0
F7_Industrial_Paper and Printing_New_Space Heating_Natural Gas_Gas Furnace - Maintenance_A_Achievable Economic RVT Potential | F7 | Industrial | Paper and Printing | New | Space Heating | Natural Gas | Gas Furnace - Maintenance | A | Cumulative Energy Savings (MWh or mTherms) | Achievable Economic RVT Potential | 0 | 0 | 0 | 0 | 0 | 0 | 0 | 0 | 0 | 0 | 0 | 0 | 0 | 0 | 0 | 0 | 0 | 0 | 0 | 0 | 0 | 0 | 0
F8_Industrial_Paper and Printing_New_Space Heating_Natural Gas_Gas Furnace - Maintenance_A_Achievable Economic RVT Potential | F8 | Industrial | Paper and Printing | New | Space Heating | Natural Gas | Gas Furnace - Maintenance | A | Cumulative Summer Peak Savings (MW) | Achievable Economic RVT Potential | 0 | 0 | 0 | 0 | 0 | 0 | 0 | 0 | 0 | 0 | 0 | 0 | 0 | 0 | 0 | 0 | 0 | 0 | 0 | 0 | 0 | 0 | 0
F9_Industrial_Paper and Printing_New_Space Heating_Natural Gas_Gas Furnace - Maintenance_A_Achievable Economic RVT Potential | F9 | Industrial | Paper and Printing | New | Space Heating | Natural Gas | Gas Furnace - Maintenance | A | Cumulative Winter Peak Savings (MW) | Achievable Economic RVT Potential | 0 | 0 | 0 | 0 | 0 | 0 | 0 | 0 | 0 | 0 | 0 | 0 | 0 | 0 | 0 | 0 | 0 | 0 | 0 | 0 | 0 | 0 | 0
F10_Industrial_Paper and Printing_New_Space Heating_Natural Gas_Gas Furnace - Maintenance_A_Achievable Economic RVT Potential | F10 | Industrial | Paper and Printing | New | Space Heating | Natural Gas | Gas Furnace - Maintenance | A | Purchases (Incremental) | Achievable Economic RVT Potential | 0 | 0 | 0 | 0 | 0 | 0 | 0 | 0 | 0 | 0 | 0 | 0 | 0 | 0 | 0 | 0 | 0 | 0 | 0 | 0 | 0 | 0 | 0
F11_Industrial_Paper and Printing_New_Space Heating_Natural Gas_Gas Furnace - Maintenance_A_Achievable Economic RVT Potential | F11 | Industrial | Paper and Printing | New | Space Heating | Natural Gas | Gas Furnace - Maintenance | A | Purchases (Cumulative) | Achievable Economic RVT Potential | 0 | 0 | 0 | 0 | 0 | 0 | 0 | 0 | 0 | 0 | 0 | 0 | 0 | 0 | 0 | 0 | 0 | 0 | 0 | 0 | 0 | 0 | 0
F1_Industrial_Paper and Printing_New_Space Heating_Natural Gas_Gas Boiler - Hot Water Reset_A_Achievable Economic RVT Potential | F1 | Industrial | Paper and Printing | New | Space Heating | Natural Gas | Gas Boiler - Hot Water Reset | A | Integrated Unit Energy Savings (kWh or therms) | Achievable Economic RVT Potential | 0 | 0 | 350.86 | 346.934 | 344.2694 | 341.867 | 340.4566 | 338.8736 | 337.4198 | 335.9539 | 334.9216 | 333.8421 | 332.2798 | 330.8665 | 329.4949 | 328.3334 | 327.2386 | 325.8507 | 325.141 | 324.197 | 323.4368 | 322.9437 | 0
F2_Industrial_Paper and Printing_New_Space Heating_Natural Gas_Gas Boiler - Hot Water Reset_A_Achievable Economic RVT Potential | F2 | Industrial | Paper and Printing | New | Space Heating | Natural Gas | Gas Boiler - Hot Water Reset | A | Integrated Unit Summer Peak Savings (kW) | Achievable Economic RVT Potential | 0 | 0 | 0 | 0 | 0 | 0 | 0 | 0 | 0 | 0 | 0 | 0 | 0 | 0 | 0 | 0 | 0 | 0 | 0 | 0 | 0 | 0 | 0
F3_Industrial_Paper and Printing_New_Space Heating_Natural Gas_Gas Boiler - Hot Water Reset_A_Achievable Economic RVT Potential | F3 | Industrial | Paper and Printing | New | Space Heating | Natural Gas | Gas Boiler - Hot Water Reset | A | Integrated Unit Winter Peak Savings (kW) | Achievable Economic RVT Potential | 0 | 0 | 0 | 0 | 0 | 0 | 0 | 0 | 0 | 0 | 0 | 0 | 0 | 0 | 0 | 0 | 0 | 0 | 0 | 0 | 0 | 0 | 0
F4_Industrial_Paper and Printing_New_Space Heating_Natural Gas_Gas Boiler - Hot Water Reset_A_Achievable Economic RVT Potential | F4 | Industrial | Paper and Printing | New | Space Heating | Natural Gas | Gas Boiler - Hot Water Reset | A | Incremental Energy Savings (MWh or mTherms) | Achievable Economic RVT Potential | 0 | 0 | 0.00026888 | 0.00056971 | 0.00098647 | 0.0015179 | 0.0019846 | 0.0026613 | 0.0032865 | 0.003777 | 0.0038522 | 0.0036 | 0.0030003 | 0.0021512 | 0.0013121 | 0.00066935 | 0.00029901 | 0.00011534 | 0.00024917 | 0.00053237 | 0.00092678 | 0.0014339 | 0
F5_Industrial_Paper and Printing_New_Space Heating_Natural Gas_Gas Boiler - Hot Water Reset_A_Achievable Economic RVT Potential | F5 | Industrial | Paper and Printing | New | Space Heating | Natural Gas | Gas Boiler - Hot Water Reset | A | Incremental Summer Peak Savings (MW) | Achievable Economic RVT Potential | 0 | 0 | 0 | 0 | 0 | 0 | 0 | 0 | 0 | 0 | 0 | 0 | 0 | 0 | 0 | 0 | 0 | 0 | 0 | 0 | 0 | 0 | 0
F6_Industrial_Paper and Printing_New_Space Heating_Natural Gas_Gas Boiler - Hot Water Reset_A_Achievable Economic RVT Potential | F6 | Industrial | Paper and Printing | New | Space Heating | Natural Gas | Gas Boiler - Hot Water Reset | A | Incremental Winter Peak Savings (MW) | Achievable Economic RVT Potential | 0 | 0 | 0 | 0 | 0 | 0 | 0 | 0 | 0 | 0 | 0 | 0 | 0 | 0 | 0 | 0 | 0 | 0 | 0 | 0 | 0 | 0 | 0
F7_Industrial_Paper and Printing_New_Space Heating_Natural Gas_Gas Boiler - Hot Water Reset_A_Achievable Economic RVT Potential | F7 | Industrial | Paper and Printing | New | Space Heating | Natural Gas | Gas Boiler - Hot Water Reset | A | Cumulative Energy Savings (MWh or mTherms) | Achievable Economic RVT Potential | 0 | 0 | 0.00026888 | 0.00083558 | 0.0018156 | 0.0033208 | 0.0052918 | 0.0079285 | 0.011181 | 0.014909 | 0.018716 | 0.022255 | 0.025152 | 0.027196 | 0.028395 | 0.028964 | 0.029167 | 0.029158 | 0.029095 | 0.02901 | 0.028942 | 0.028898 | 0
F8_Industrial_Paper and Printing_New_Space Heating_Natural Gas_Gas Boiler - Hot Water Reset_A_Achievable Economic RVT Potential | F8 | Industrial | Paper and Printing | New | Space Heating | Natural Gas | Gas Boiler - Hot Water Reset | A | Cumulative Summer Peak Savings (MW) | Achievable Economic RVT Potential | 0 | 0 | 0 | 0 | 0 | 0 | 0 | 0 | 0 | 0 | 0 | 0 | 0 | 0 | 0 | 0 | 0 | 0 | 0 | 0 | 0 | 0 | 0
F9_Industrial_Paper and Printing_New_Space Heating_Natural Gas_Gas Boiler - Hot Water Reset_A_Achievable Economic RVT Potential | F9 | Industrial | Paper and Printing | New | Space Heating | Natural Gas | Gas Boiler - Hot Water Reset | A | Cumulative Winter Peak Savings (MW) | Achievable Economic RVT Potential | 0 | 0 | 0 | 0 | 0 | 0 | 0 | 0 | 0 | 0 | 0 | 0 | 0 | 0 | 0 | 0 | 0 | 0 | 0 | 0 | 0 | 0 | 0
F10_Industrial_Paper and Printing_New_Space Heating_Natural Gas_Gas Boiler - Hot Water Reset_A_Achievable Economic RVT Potential | F10 | Industrial | Paper and Printing | New | Space Heating | Natural Gas | Gas Boiler - Hot Water Reset | A | Purchases (Incremental) | Achievable Economic RVT Potential | 0 | 0 | 0.00076634 | 0.0016421 | 0.0028654 | 0.00444 | 0.0058293 | 0.0078535 | 0.00974 | 0.011242 | 0.011502 | 0.010784 | 0.0090295 | 0.0065016 | 0.0039823 | 0.0020386 | 0.00091375 | 0.00035397 | 0.00076634 | 0.0016421 | 0.0028654 | 0.00444 | 0
F11_Industrial_Paper and Printing_New_Space Heating_Natural Gas_Gas Boiler - Hot Water Reset_A_Achievable Economic RVT Potential | F11 | Industrial | Paper and Printing | New | Space Heating | Natural Gas | Gas Boiler - Hot Water Reset | A | Purchases (Cumulative) | Achievable Economic RVT Potential | 0 | 0 | 0.00076634 | 0.0024085 | 0.0052739 | 0.0097138 | 0.015543 | 0.023397 | 0.033137 | 0.044379 | 0.055881 | 0.066664 | 0.075694 | 0.082196 | 0.086178 | 0.088216 | 0.08913 | 0.089484 | 0.089484 | 0.089484 | 0.089484 | 0.089484 | 0
F1_Industrial_Paper and Printing_New_Process_Natural Gas_Gas Boiler - Hot Water Reset_A_Achievable Economic RVT Potential | F1 | Industrial | Paper and Printing | New | Process | Natural Gas | Gas Boiler - Hot Water Reset | A | Integrated Unit Energy Savings (kWh or therms) | Achievable Economic RVT Potential | 0 | 0 | 101.4472 | 101.4445 | 101.4434 | 101.4461 | 101.4475 | 101.4487 | 101.4497 | 101.4505 | 101.4511 | 101.4516 | 101.452 | 101.4524 | 101.4527 | 101.453 | 101.4532 | 101.4535 | 101.4536 | 101.4538 | 101.4539 | 101.4541 | 0
F2_Industrial_Paper and Printing_New_Process_Natural Gas_Gas Boiler - Hot Water Reset_A_Achievable Economic RVT Potential | F2 | Industrial | Paper and Printing | New | Process | Natural Gas | Gas Boiler - Hot Water Reset | A | Integrated Unit Summer Peak Savings (kW) | Achievable Economic RVT Potential | 0 | 0 | 0 | 0 | 0 | 0 | 0 | 0 | 0 | 0 | 0 | 0 | 0 | 0 | 0 | 0 | 0 | 0 | 0 | 0 | 0 | 0 | 0
F3_Industrial_Paper and Printing_New_Process_Natural Gas_Gas Boiler - Hot Water Reset_A_Achievable Economic RVT Potential | F3 | Industrial | Paper and Printing | New | Process | Natural Gas | Gas Boiler - Hot Water Reset | A | Integrated Unit Winter Peak Savings (kW) | Achievable Economic RVT Potential | 0 | 0 | 0 | 0 | 0 | 0 | 0 | 0 | 0 | 0 | 0 | 0 | 0 | 0 | 0 | 0 | 0 | 0 | 0 | 0 | 0 | 0 | 0
F4_Industrial_Paper and Printing_New_Process_Natural Gas_Gas Boiler - Hot Water Reset_A_Achievable Economic RVT Potential | F4 | Industrial | Paper and Printing | New | Process | Natural Gas | Gas Boiler - Hot Water Reset | A | Incremental Energy Savings (MWh or mTherms) | Achievable Economic RVT Potential | 0 | 0 | 0.0031022 | 0.0066472 | 0.011599 | 0.017973 | 0.023597 | 0.031792 | 0.039429 | 0.045511 | 0.046561 | 0.043654 | 0.036553 | 0.02632 | 0.016121 | 0.0082529 | 0.0036991 | 0.001433 | 0.0031024 | 0.0066478 | 0.0116 | 0.017974 | 0
F5_Industrial_Paper and Printing_New_Process_Natural Gas_Gas Boiler - Hot Water Reset_A_Achievable Economic RVT Potential | F5 | Industrial | Paper and Printing | New | Process | Natural Gas | Gas Boiler - Hot Water Reset | A | Incremental Summer Peak Savings (MW) | Achievable Economic RVT Potential | 0 | 0 | 0 | 0 | 0 | 0 | 0 | 0 | 0 | 0 | 0 | 0 | 0 | 0 | 0 | 0 | 0 | 0 | 0 | 0 | 0 | 0 | 0
F6_Industrial_Paper and Printing_New_Process_Natural Gas_Gas Boiler - Hot Water Reset_A_Achievable Economic RVT Potential | F6 | Industrial | Paper and Printing | New | Process | Natural Gas | Gas Boiler - Hot Water Reset | A | Incremental Winter Peak Savings (MW) | Achievable Economic RVT Potential | 0 | 0 | 0 | 0 | 0 | 0 | 0 | 0 | 0 | 0 | 0 | 0 | 0 | 0 | 0 | 0 | 0 | 0 | 0 | 0 | 0 | 0 | 0
F7_Industrial_Paper and Printing_New_Process_Natural Gas_Gas Boiler - Hot Water Reset_A_Achievable Economic RVT Potential | F7 | Industrial | Paper and Printing | New | Process | Natural Gas | Gas Boiler - Hot Water Reset | A | Cumulative Energy Savings (MWh or mTherms) | Achievable Economic RVT Potential | 0 | 0 | 0.0031022 | 0.0097493 | 0.021348 | 0.039321 | 0.062919 | 0.094712 | 0.13414 | 0.17965 | 0.22622 | 0.26987 | 0.30643 | 0.33275 | 0.34887 | 0.35712 | 0.36082 | 0.36226 | 0.36226 | 0.36226 | 0.36226 | 0.36226 | 0
F8_Industrial_Paper and Printing_New_Process_Natural Gas_Gas Boiler - Hot Water Reset_A_Achievable Economic RVT Potential | F8 | Industrial | Paper and Printing | New | Process | Natural Gas | Gas Boiler - Hot Water Reset | A | Cumulative Summer Peak Savings (MW) | Achievable Economic RVT Potential | 0 | 0 | 0 | 0 | 0 | 0 | 0 | 0 | 0 | 0 | 0 | 0 | 0 | 0 | 0 | 0 | 0 | 0 | 0 | 0 | 0 | 0 | 0
F9_Industrial_Paper and Printing_New_Process_Natural Gas_Gas Boiler - Hot Water Reset_A_Achievable Economic RVT Potential | F9 | Industrial | Paper and Printing | New | Process | Natural Gas | Gas Boiler - Hot Water Reset | A | Cumulative Winter Peak Savings (MW) | Achievable Economic RVT Potential | 0 | 0 | 0 | 0 | 0 | 0 | 0 | 0 | 0 | 0 | 0 | 0 | 0 | 0 | 0 | 0 | 0 | 0 | 0 | 0 | 0 | 0 | 0
F10_Industrial_Paper and Printing_New_Process_Natural Gas_Gas Boiler - Hot Water Reset_A_Achievable Economic RVT Potential | F10 | Industrial | Paper and Printing | New | Process | Natural Gas | Gas Boiler - Hot Water Reset | A | Purchases (Incremental) | Achievable Economic RVT Potential | 0 | 0 | 0.030579 | 0.065525 | 0.11434 | 0.17717 | 0.23261 | 0.31338 | 0.38866 | 0.44861 | 0.45895 | 0.43029 | 0.3603 | 0.25943 | 0.15891 | 0.081347 | 0.036461 | 0.014124 | 0.030579 | 0.065525 | 0.11434 | 0.17717 | 0
F11_Industrial_Paper and Printing_New_Process_Natural Gas_Gas Boiler - Hot Water Reset_A_Achievable Economic RVT Potential | F11 | Industrial | Paper and Printing | New | Process | Natural Gas | Gas Boiler - Hot Water Reset | A | Purchases (Cumulative) | Achievable Economic RVT Potential | 0 | 0 | 0.030579 | 0.096104 | 0.21044 | 0.38761 | 0.62022 | 0.93359 | 1.3222 | 1.7709 | 2.2298 | 2.6601 | 3.0204 | 3.2798 | 3.4387 | 3.5201 | 3.5566 | 3.5707 | 3.5707 | 3.5707 | 3.5707 | 3.5707 | 0
F1_Industrial_Paper and Printing_New_Space Heating_Natural Gas_Steam Trap Maintenance_A_Achievable Economic RVT Potential | F1 | Industrial | Paper and Printing | New | Space Heating | Natural Gas | Steam Trap Maintenance | A | Integrated Unit Energy Savings (kWh or therms) | Achievable Economic RVT Potential | 0 | 0 | 124.0006 | 122.6409 | 121.7245 | 120.8978 | 120.4306 | 119.8978 | 119.41 | 118.9147 | 118.5783 | 118.2216 | 117.6937 | 117.2149 | 116.7584 | 116.3719 | 116.0088 | 115.5334 | 115.3036 | 114.984 | 114.7273 | 114.5642 | 0
F2_Industrial_Paper and Printing_New_Space Heating_Natural Gas_Steam Trap Maintenance_A_Achievable Economic RVT Potential | F2 | Industrial | Paper and Printing | New | Space Heating | Natural Gas | Steam Trap Maintenance | A | Integrated Unit Summer Peak Savings (kW) | Achievable Economic RVT Potential | 0 | 0 | 0 | 0 | 0 | 0 | 0 | 0 | 0 | 0 | 0 | 0 | 0 | 0 | 0 | 0 | 0 | 0 | 0 | 0 | 0 | 0 | 0
F3_Industrial_Paper and Printing_New_Space Heating_Natural Gas_Steam Trap Maintenance_A_Achievable Economic RVT Potential | F3 | Industrial | Paper and Printing | New | Space Heating | Natural Gas | Steam Trap Maintenance | A | Integrated Unit Winter Peak Savings (kW) | Achievable Economic RVT Potential | 0 | 0 | 0 | 0 | 0 | 0 | 0 | 0 | 0 | 0 | 0 | 0 | 0 | 0 | 0 | 0 | 0 | 0 | 0 | 0 | 0 | 0 | 0
F4_Industrial_Paper and Printing_New_Space Heating_Natural Gas_Steam Trap Maintenance_A_Achievable Economic RVT Potential | F4 | Industrial | Paper and Printing | New | Space Heating | Natural Gas | Steam Trap Maintenance | A | Incremental Energy Savings (MWh or mTherms) | Achievable Economic RVT Potential | 0 | 0 | 0 | 0 | 0 | 0 | 0 | 0 | 0 | 0 | 0 | 0 | 0 | 0 | 0 | 0 | 0 | 0 | 0 | 0 | 0 | 0 | 0
F5_Industrial_Paper and Printing_New_Space Heating_Natural Gas_Steam Trap Maintenance_A_Achievable Economic RVT Potential | F5 | Industrial | Paper and Printing | New | Space Heating | Natural Gas | Steam Trap Maintenance | A | Incremental Summer Peak Savings (MW) | Achievable Economic RVT Potential | 0 | 0 | 0 | 0 | 0 | 0 | 0 | 0 | 0 | 0 | 0 | 0 | 0 | 0 | 0 | 0 | 0 | 0 | 0 | 0 | 0 | 0 | 0
F6_Industrial_Paper and Printing_New_Space Heating_Natural Gas_Steam Trap Maintenance_A_Achievable Economic RVT Potential | F6 | Industrial | Paper and Printing | New | Space Heating | Natural Gas | Steam Trap Maintenance | A | Incremental Winter Peak Savings (MW) | Achievable Economic RVT Potential | 0 | 0 | 0 | 0 | 0 | 0 | 0 | 0 | 0 | 0 | 0 | 0 | 0 | 0 | 0 | 0 | 0 | 0 | 0 | 0 | 0 | 0 | 0
F7_Industrial_Paper and Printing_New_Space Heating_Natural Gas_Steam Trap Maintenance_A_Achievable Economic RVT Potential | F7 | Industrial | Paper and Printing | New | Space Heating | Natural Gas | Steam Trap Maintenance | A | Cumulative Energy Savings (MWh or mTherms) | Achievable Economic RVT Potential | 0 | 0 | 0 | 0 | 0 | 0 | 0 | 0 | 0 | 0 | 0 | 0 | 0 | 0 | 0 | 0 | 0 | 0 | 0 | 0 | 0 | 0 | 0
F8_Industrial_Paper and Printing_New_Space Heating_Natural Gas_Steam Trap Maintenance_A_Achievable Economic RVT Potential | F8 | Industrial | Paper and Printing | New | Space Heating | Natural Gas | Steam Trap Maintenance | A | Cumulative Summer Peak Savings (MW) | Achievable Economic RVT Potential | 0 | 0 | 0 | 0 | 0 | 0 | 0 | 0 | 0 | 0 | 0 | 0 | 0 | 0 | 0 | 0 | 0 | 0 | 0 | 0 | 0 | 0 | 0
F9_Industrial_Paper and Printing_New_Space Heating_Natural Gas_Steam Trap Maintenance_A_Achievable Economic RVT Potential | F9 | Industrial | Paper and Printing | New | Space Heating | Natural Gas | Steam Trap Maintenance | A | Cumulative Winter Peak Savings (MW) | Achievable Economic RVT Potential | 0 | 0 | 0 | 0 | 0 | 0 | 0 | 0 | 0 | 0 | 0 | 0 | 0 | 0 | 0 | 0 | 0 | 0 | 0 | 0 | 0 | 0 | 0
F10_Industrial_Paper and Printing_New_Space Heating_Natural Gas_Steam Trap Maintenance_A_Achievable Economic RVT Potential | F10 | Industrial | Paper and Printing | New | Space Heating | Natural Gas | Steam Trap Maintenance | A | Purchases (Incremental) | Achievable Economic RVT Potential | 0 | 0 | 0 | 0 | 0 | 0 | 0 | 0 | 0 | 0 | 0 | 0 | 0 | 0 | 0 | 0 | 0 | 0 | 0 | 0 | 0 | 0 | 0
F11_Industrial_Paper and Printing_New_Space Heating_Natural Gas_Steam Trap Maintenance_A_Achievable Economic RVT Potential | F11 | Industrial | Paper and Printing | New | Space Heating | Natural Gas | Steam Trap Maintenance | A | Purchases (Cumulative) | Achievable Economic RVT Potential | 0 | 0 | 0 | 0 | 0 | 0 | 0 | 0 | 0 | 0 | 0 | 0 | 0 | 0 | 0 | 0 | 0 | 0 | 0 | 0 | 0 | 0 | 0
F1_Industrial_Paper and Printing_New_Process_Natural Gas_Steam Trap Maintenance_A_Achievable Economic RVT Potential | F1 | Industrial | Paper and Printing | New | Process | Natural Gas | Steam Trap Maintenance | A | Integrated Unit Energy Savings (kWh or therms) | Achievable Economic RVT Potential | 0 | 0 | 71.6784 | 71.6764 | 71.6757 | 71.6776 | 71.6785 | 71.6794 | 71.6801 | 71.6807 | 71.6811 | 71.6814 | 71.6817 | 71.682 | 71.6822 | 71.6824 | 71.6826 | 71.6828 | 71.6829 | 71.683 | 71.6831 | 71.6832 | 0
F2_Industrial_Paper and Printing_New_Process_Natural Gas_Steam Trap Maintenance_A_Achievable Economic RVT Potential | F2 | Industrial | Paper and Printing | New | Process | Natural Gas | Steam Trap Maintenance | A | Integrated Unit Summer Peak Savings (kW) | Achievable Economic RVT Potential | 0 | 0 | 0 | 0 | 0 | 0 | 0 | 0 | 0 | 0 | 0 | 0 | 0 | 0 | 0 | 0 | 0 | 0 | 0 | 0 | 0 | 0 | 0
F3_Industrial_Paper and Printing_New_Process_Natural Gas_Steam Trap Maintenance_A_Achievable Economic RVT Potential | F3 | Industrial | Paper and Printing | New | Process | Natural Gas | Steam Trap Maintenance | A | Integrated Unit Winter Peak Savings (kW) | Achievable Economic RVT Potential | 0 | 0 | 0 | 0 | 0 | 0 | 0 | 0 | 0 | 0 | 0 | 0 | 0 | 0 | 0 | 0 | 0 | 0 | 0 | 0 | 0 | 0 | 0
F4_Industrial_Paper and Printing_New_Process_Natural Gas_Steam Trap Maintenance_A_Achievable Economic RVT Potential | F4 | Industrial | Paper and Printing | New | Process | Natural Gas | Steam Trap Maintenance | A | Incremental Energy Savings (MWh or mTherms) | Achievable Economic RVT Potential | 0 | 0 | 0 | 0 | 0 | 0 | 0 | 0 | 0 | 0 | 0 | 0 | 0 | 0 | 0 | 0 | 0 | 0 | 0 | 0 | 0 | 0 | 0
F5_Industrial_Paper and Printing_New_Process_Natural Gas_Steam Trap Maintenance_A_Achievable Economic RVT Potential | F5 | Industrial | Paper and Printing | New | Process | Natural Gas | Steam Trap Maintenance | A | Incremental Summer Peak Savings (MW) | Achievable Economic RVT Potential | 0 | 0 | 0 | 0 | 0 | 0 | 0 | 0 | 0 | 0 | 0 | 0 | 0 | 0 | 0 | 0 | 0 | 0 | 0 | 0 | 0 | 0 | 0
F6_Industrial_Paper and Printing_New_Process_Natural Gas_Steam Trap Maintenance_A_Achievable Economic RVT Potential | F6 | Industrial | Paper and Printing | New | Process | Natural Gas | Steam Trap Maintenance | A | Incremental Winter Peak Savings (MW) | Achievable Economic RVT Potential | 0 | 0 | 0 | 0 | 0 | 0 | 0 | 0 | 0 | 0 | 0 | 0 | 0 | 0 | 0 | 0 | 0 | 0 | 0 | 0 | 0 | 0 | 0
F7_Industrial_Paper and Printing_New_Process_Natural Gas_Steam Trap Maintenance_A_Achievable Economic RVT Potential | F7 | Industrial | Paper and Printing | New | Process | Natural Gas | Steam Trap Maintenance | A | Cumulative Energy Savings (MWh or mTherms) | Achievable Economic RVT Potential | 0 | 0 | 0 | 0 | 0 | 0 | 0 | 0 | 0 | 0 | 0 | 0 | 0 | 0 | 0 | 0 | 0 | 0 | 0 | 0 | 0 | 0 | 0
F8_Industrial_Paper and Printing_New_Process_Natural Gas_Steam Trap Maintenance_A_Achievable Economic RVT Potential | F8 | Industrial | Paper and Printing | New | Process | Natural Gas | Steam Trap Maintenance | A | Cumulative Summer Peak Savings (MW) | Achievable Economic RVT Potential | 0 | 0 | 0 | 0 | 0 | 0 | 0 | 0 | 0 | 0 | 0 | 0 | 0 | 0 | 0 | 0 | 0 | 0 | 0 | 0 | 0 | 0 | 0
F9_Industrial_Paper and Printing_New_Process_Natural Gas_Steam Trap Maintenance_A_Achievable Economic RVT Potential | F9 | Industrial | Paper and Printing | New | Process | Natural Gas | Steam Trap Maintenance | A | Cumulative Winter Peak Savings (MW) | Achievable Economic RVT Potential | 0 | 0 | 0 | 0 | 0 | 0 | 0 | 0 | 0 | 0 | 0 | 0 | 0 | 0 | 0 | 0 | 0 | 0 | 0 | 0 | 0 | 0 | 0
F10_Industrial_Paper and Printing_New_Process_Natural Gas_Steam Trap Maintenance_A_Achievable Economic RVT Potential | F10 | Industrial | Paper and Printing | New | Process | Natural Gas | Steam Trap Maintenance | A | Purchases (Incremental) | Achievable Economic RVT Potential | 0 | 0 | 0 | 0 | 0 | 0 | 0 | 0 | 0 | 0 | 0 | 0 | 0 | 0 | 0 | 0 | 0 | 0 | 0 | 0 | 0 | 0 | 0
F11_Industrial_Paper and Printing_New_Process_Natural Gas_Steam Trap Maintenance_A_Achievable Economic RVT Potential | F11 | Industrial | Paper and Printing | New | Process | Natural Gas | Steam Trap Maintenance | A | Purchases (Cumulative) | Achievable Economic RVT Potential | 0 | 0 | 0 | 0 | 0 | 0 | 0 | 0 | 0 | 0 | 0 | 0 | 0 | 0 | 0 | 0 | 0 | 0 | 0 | 0 | 0 | 0 | 0
F1_Industrial_Paper and Printing_New_Space Heating_Natural Gas_Gas Boiler - High Turndown_A_Achievable Economic RVT Potential | F1 | Industrial | Paper and Printing | New | Space Heating | Natural Gas | Gas Boiler - High Turndown | A | Integrated Unit Energy Savings (kWh or therms) | Achievable Economic RVT Potential | 0 | 0 | 131.412 | 129.8316 | 128.7089 | 127.6654 | 126.9146 | 126.0905 | 125.2692 | 124.4051 | 123.6114 | 122.7712 | 121.7211 | 120.7509 | 119.7477 | 118.9192 | 118.2018 | 117.5246 | 117.113 | 116.7691 | 116.571 | 116.5242 | 0
F2_Industrial_Paper and Printing_New_Space Heating_Natural Gas_Gas Boiler - High Turndown_A_Achievable Economic RVT Potential | F2 | Industrial | Paper and Printing | New | Space Heating | Natural Gas | Gas Boiler - High Turndown | A | Integrated Unit Summer Peak Savings (kW) | Achievable Economic RVT Potential | 0 | 0 | 0 | 0 | 0 | 0 | 0 | 0 | 0 | 0 | 0 | 0 | 0 | 0 | 0 | 0 | 0 | 0 | 0 | 0 | 0 | 0 | 0
F3_Industrial_Paper and Printing_New_Space Heating_Natural Gas_Gas Boiler - High Turndown_A_Achievable Economic RVT Potential | F3 | Industrial | Paper and Printing | New | Space Heating | Natural Gas | Gas Boiler - High Turndown | A | Integrated Unit Winter Peak Savings (kW) | Achievable Economic RVT Potential | 0 | 0 | 0 | 0 | 0 | 0 | 0 | 0 | 0 | 0 | 0 | 0 | 0 | 0 | 0 | 0 | 0 | 0 | 0 | 0 | 0 | 0 | 0
F4_Industrial_Paper and Printing_New_Space Heating_Natural Gas_Gas Boiler - High Turndown_A_Achievable Economic RVT Potential | F4 | Industrial | Paper and Printing | New | Space Heating | Natural Gas | Gas Boiler - High Turndown | A | Incremental Energy Savings (MWh or mTherms) | Achievable Economic RVT Potential | 0 | 0 | 0 | 0 | 0 | 0 | 0 | 0 | 0 | 0 | 0 | 0 | 0 | 0 | 0 | 0 | 0 | 0 | 0 | 0 | 0 | 0 | 0
F5_Industrial_Paper and Printing_New_Space Heating_Natural Gas_Gas Boiler - High Turndown_A_Achievable Economic RVT Potential | F5 | Industrial | Paper and Printing | New | Space Heating | Natural Gas | Gas Boiler - High Turndown | A | Incremental Summer Peak Savings (MW) | Achievable Economic RVT Potential | 0 | 0 | 0 | 0 | 0 | 0 | 0 | 0 | 0 | 0 | 0 | 0 | 0 | 0 | 0 | 0 | 0 | 0 | 0 | 0 | 0 | 0 | 0
F6_Industrial_Paper and Printing_New_Space Heating_Natural Gas_Gas Boiler - High Turndown_A_Achievable Economic RVT Potential | F6 | Industrial | Paper and Printing | New | Space Heating | Natural Gas | Gas Boiler - High Turndown | A | Incremental Winter Peak Savings (MW) | Achievable Economic RVT Potential | 0 | 0 | 0 | 0 | 0 | 0 | 0 | 0 | 0 | 0 | 0 | 0 | 0 | 0 | 0 | 0 | 0 | 0 | 0 | 0 | 0 | 0 | 0
F7_Industrial_Paper and Printing_New_Space Heating_Natural Gas_Gas Boiler - High Turndown_A_Achievable Economic RVT Potential | F7 | Industrial | Paper and Printing | New | Space Heating | Natural Gas | Gas Boiler - High Turndown | A | Cumulative Energy Savings (MWh or mTherms) | Achievable Economic RVT Potential | 0 | 0 | 0 | 0 | 0 | 0 | 0 | 0 | 0 | 0 | 0 | 0 | 0 | 0 | 0 | 0 | 0 | 0 | 0 | 0 | 0 | 0 | 0
F8_Industrial_Paper and Printing_New_Space Heating_Natural Gas_Gas Boiler - High Turndown_A_Achievable Economic RVT Potential | F8 | Industrial | Paper and Printing | New | Space Heating | Natural Gas | Gas Boiler - High Turndown | A | Cumulative Summer Peak Savings (MW) | Achievable Economic RVT Potential | 0 | 0 | 0 | 0 | 0 | 0 | 0 | 0 | 0 | 0 | 0 | 0 | 0 | 0 | 0 | 0 | 0 | 0 | 0 | 0 | 0 | 0 | 0
F9_Industrial_Paper and Printing_New_Space Heating_Natural Gas_Gas Boiler - High Turndown_A_Achievable Economic RVT Potential | F9 | Industrial | Paper and Printing | New | Space Heating | Natural Gas | Gas Boiler - High Turndown | A | Cumulative Winter Peak Savings (MW) | Achievable Economic RVT Potential | 0 | 0 | 0 | 0 | 0 | 0 | 0 | 0 | 0 | 0 | 0 | 0 | 0 | 0 | 0 | 0 | 0 | 0 | 0 | 0 | 0 | 0 | 0
F10_Industrial_Paper and Printing_New_Space Heating_Natural Gas_Gas Boiler - High Turndown_A_Achievable Economic RVT Potential | F10 | Industrial | Paper and Printing | New | Space Heating | Natural Gas | Gas Boiler - High Turndown | A | Purchases (Incremental) | Achievable Economic RVT Potential | 0 | 0 | 0 | 0 | 0 | 0 | 0 | 0 | 0 | 0 | 0 | 0 | 0 | 0 | 0 | 0 | 0 | 0 | 0 | 0 | 0 | 0 | 0
F11_Industrial_Paper and Printing_New_Space Heating_Natural Gas_Gas Boiler - High Turndown_A_Achievable Economic RVT Potential | F11 | Industrial | Paper and Printing | New | Space Heating | Natural Gas | Gas Boiler - High Turndown | A | Purchases (Cumulative) | Achievable Economic RVT Potential | 0 | 0 | 0 | 0 | 0 | 0 | 0 | 0 | 0 | 0 | 0 | 0 | 0 | 0 | 0 | 0 | 0 | 0 | 0 | 0 | 0 | 0 | 0
F1_Industrial_Paper and Printing_New_Process_Natural Gas_Gas Boiler - High Turndown_A_Achievable Economic RVT Potential | F1 | Industrial | Paper and Printing | New | Process | Natural Gas | Gas Boiler - High Turndown | A | Integrated Unit Energy Savings (kWh or therms) | Achievable Economic RVT Potential | 0 | 0 | 75.9313 | 75.8379 | 75.7498 | 75.6715 | 75.5599 | 75.4771 | 75.4068 | 75.3548 | 75.2951 | 75.2536 | 75.2208 | 75.206 | 75.1775 | 75.164 | 75.1528 | 75.1599 | 75.1526 | 75.1561 | 75.1569 | 75.1559 | 0
F2_Industrial_Paper and Printing_New_Process_Natural Gas_Gas Boiler - High Turndown_A_Achievable Economic RVT Potential | F2 | Industrial | Paper and Printing | New | Process | Natural Gas | Gas Boiler - High Turndown | A | Integrated Unit Summer Peak Savings (kW) | Achievable Economic RVT Potential | 0 | 0 | 0 | 0 | 0 | 0 | 0 | 0 | 0 | 0 | 0 | 0 | 0 | 0 | 0 | 0 | 0 | 0 | 0 | 0 | 0 | 0 | 0
F3_Industrial_Paper and Printing_New_Process_Natural Gas_Gas Boiler - High Turndown_A_Achievable Economic RVT Potential | F3 | Industrial | Paper and Printing | New | Process | Natural Gas | Gas Boiler - High Turndown | A | Integrated Unit Winter Peak Savings (kW) | Achievable Economic RVT Potential | 0 | 0 | 0 | 0 | 0 | 0 | 0 | 0 | 0 | 0 | 0 | 0 | 0 | 0 | 0 | 0 | 0 | 0 | 0 | 0 | 0 | 0 | 0
F4_Industrial_Paper and Printing_New_Process_Natural Gas_Gas Boiler - High Turndown_A_Achievable Economic RVT Potential | F4 | Industrial | Paper and Printing | New | Process | Natural Gas | Gas Boiler - High Turndown | A | Incremental Energy Savings (MWh or mTherms) | Achievable Economic RVT Potential | 0 | 0 | 0 | 0 | 0 | 0 | 0 | 0 | 0 | 0 | 0 | 0 | 0 | 0 | 0 | 0 | 0 | 0 | 0 | 0 | 0 | 0 | 0
F5_Industrial_Paper and Printing_New_Process_Natural Gas_Gas Boiler - High Turndown_A_Achievable Economic RVT Potential | F5 | Industrial | Paper and Printing | New | Process | Natural Gas | Gas Boiler - High Turndown | A | Incremental Summer Peak Savings (MW) | Achievable Economic RVT Potential | 0 | 0 | 0 | 0 | 0 | 0 | 0 | 0 | 0 | 0 | 0 | 0 | 0 | 0 | 0 | 0 | 0 | 0 | 0 | 0 | 0 | 0 | 0
F6_Industrial_Paper and Printing_New_Process_Natural Gas_Gas Boiler - High Turndown_A_Achievable Economic RVT Potential | F6 | Industrial | Paper and Printing | New | Process | Natural Gas | Gas Boiler - High Turndown | A | Incremental Winter Peak Savings (MW) | Achievable Economic RVT Potential | 0 | 0 | 0 | 0 | 0 | 0 | 0 | 0 | 0 | 0 | 0 | 0 | 0 | 0 | 0 | 0 | 0 | 0 | 0 | 0 | 0 | 0 | 0
F7_Industrial_Paper and Printing_New_Process_Natural Gas_Gas Boiler - High Turndown_A_Achievable Economic RVT Potential | F7 | Industrial | Paper and Printing | New | Process | Natural Gas | Gas Boiler - High Turndown | A | Cumulative Energy Savings (MWh or mTherms) | Achievable Economic RVT Potential | 0 | 0 | 0 | 0 | 0 | 0 | 0 | 0 | 0 | 0 | 0 | 0 | 0 | 0 | 0 | 0 | 0 | 0 | 0 | 0 | 0 | 0 | 0
F8_Industrial_Paper and Printing_New_Process_Natural Gas_Gas Boiler - High Turndown_A_Achievable Economic RVT Potential | F8 | Industrial | Paper and Printing | New | Process | Natural Gas | Gas Boiler - High Turndown | A | Cumulative Summer Peak Savings (MW) | Achievable Economic RVT Potential | 0 | 0 | 0 | 0 | 0 | 0 | 0 | 0 | 0 | 0 | 0 | 0 | 0 | 0 | 0 | 0 | 0 | 0 | 0 | 0 | 0 | 0 | 0
F9_Industrial_Paper and Printing_New_Process_Natural Gas_Gas Boiler - High Turndown_A_Achievable Economic RVT Potential | F9 | Industrial | Paper and Printing | New | Process | Natural Gas | Gas Boiler - High Turndown | A | Cumulative Winter Peak Savings (MW) | Achievable Economic RVT Potential | 0 | 0 | 0 | 0 | 0 | 0 | 0 | 0 | 0 | 0 | 0 | 0 | 0 | 0 | 0 | 0 | 0 | 0 | 0 | 0 | 0 | 0 | 0
F10_Industrial_Paper and Printing_New_Process_Natural Gas_Gas Boiler - High Turndown_A_Achievable Economic RVT Potential | F10 | Industrial | Paper and Printing | New | Process | Natural Gas | Gas Boiler - High Turndown | A | Purchases (Incremental) | Achievable Economic RVT Potential | 0 | 0 | 0 | 0 | 0 | 0 | 0 | 0 | 0 | 0 | 0 | 0 | 0 | 0 | 0 | 0 | 0 | 0 | 0 | 0 | 0 | 0 | 0
F11_Industrial_Paper and Printing_New_Process_Natural Gas_Gas Boiler - High Turndown_A_Achievable Economic RVT Potential | F11 | Industrial | Paper and Printing | New | Process | Natural Gas | Gas Boiler - High Turndown | A | Purchases (Cumulative) | Achievable Economic RVT Potential | 0 | 0 | 0 | 0 | 0 | 0 | 0 | 0 | 0 | 0 | 0 | 0 | 0 | 0 | 0 | 0 | 0 | 0 | 0 | 0 | 0 | 0 | 0
F1_Industrial_Paper and Printing_New_Space Heating_Natural Gas_Gas Boiler - Burner Control Optimization_A_Achievable Economic RVT Potential | F1 | Industrial | Paper and Printing | New | Space Heating | Natural Gas | Gas Boiler - Burner Control Optimization | A | Integrated Unit Energy Savings (kWh or therms) | Achievable Economic RVT Potential | 0 | 0 | 38.1079 | 37.6486 | 37.3223 | 37.0189 | 36.8002 | 36.5605 | 36.3219 | 36.0711 | 35.8408 | 35.5972 | 35.2927 | 35.0116 | 34.7208 | 34.4807 | 34.2728 | 34.0768 | 33.9577 | 33.8582 | 33.801 | 33.7876 | 0
F2_Industrial_Paper and Printing_New_Space Heating_Natural Gas_Gas Boiler - Burner Control Optimization_A_Achievable Economic RVT Potential | F2 | Industrial | Paper and Printing | New | Space Heating | Natural Gas | Gas Boiler - Burner Control Optimization | A | Integrated Unit Summer Peak Savings (kW) | Achievable Economic RVT Potential | 0 | 0 | 0 | 0 | 0 | 0 | 0 | 0 | 0 | 0 | 0 | 0 | 0 | 0 | 0 | 0 | 0 | 0 | 0 | 0 | 0 | 0 | 0
F3_Industrial_Paper and Printing_New_Space Heating_Natural Gas_Gas Boiler - Burner Control Optimization_A_Achievable Economic RVT Potential | F3 | Industrial | Paper and Printing | New | Space Heating | Natural Gas | Gas Boiler - Burner Control Optimization | A | Integrated Unit Winter Peak Savings (kW) | Achievable Economic RVT Potential | 0 | 0 | 0 | 0 | 0 | 0 | 0 | 0 | 0 | 0 | 0 | 0 | 0 | 0 | 0 | 0 | 0 | 0 | 0 | 0 | 0 | 0 | 0
F4_Industrial_Paper and Printing_New_Space Heating_Natural Gas_Gas Boiler - Burner Control Optimization_A_Achievable Economic RVT Potential | F4 | Industrial | Paper and Printing | New | Space Heating | Natural Gas | Gas Boiler - Burner Control Optimization | A | Incremental Energy Savings (MWh or mTherms) | Achievable Economic RVT Potential | 0 | 0 | 0 | 0 | 0 | 0 | 0 | 0 | 0 | 0 | 0 | 0 | 0 | 0 | 0 | 0 | 0 | 0 | 0 | 0 | 0 | 0 | 0
F5_Industrial_Paper and Printing_New_Space Heating_Natural Gas_Gas Boiler - Burner Control Optimization_A_Achievable Economic RVT Potential | F5 | Industrial | Paper and Printing | New | Space Heating | Natural Gas | Gas Boiler - Burner Control Optimization | A | Incremental Summer Peak Savings (MW) | Achievable Economic RVT Potential | 0 | 0 | 0 | 0 | 0 | 0 | 0 | 0 | 0 | 0 | 0 | 0 | 0 | 0 | 0 | 0 | 0 | 0 | 0 | 0 | 0 | 0 | 0
F6_Industrial_Paper and Printing_New_Space Heating_Natural Gas_Gas Boiler - Burner Control Optimization_A_Achievable Economic RVT Potential | F6 | Industrial | Paper and Printing | New | Space Heating | Natural Gas | Gas Boiler - Burner Control Optimization | A | Incremental Winter Peak Savings (MW) | Achievable Economic RVT Potential | 0 | 0 | 0 | 0 | 0 | 0 | 0 | 0 | 0 | 0 | 0 | 0 | 0 | 0 | 0 | 0 | 0 | 0 | 0 | 0 | 0 | 0 | 0
F7_Industrial_Paper and Printing_New_Space Heating_Natural Gas_Gas Boiler - Burner Control Optimization_A_Achievable Economic RVT Potential | F7 | Industrial | Paper and Printing | New | Space Heating | Natural Gas | Gas Boiler - Burner Control Optimization | A | Cumulative Energy Savings (MWh or mTherms) | Achievable Economic RVT Potential | 0 | 0 | 0 | 0 | 0 | 0 | 0 | 0 | 0 | 0 | 0 | 0 | 0 | 0 | 0 | 0 | 0 | 0 | 0 | 0 | 0 | 0 | 0
F8_Industrial_Paper and Printing_New_Space Heating_Natural Gas_Gas Boiler - Burner Control Optimization_A_Achievable Economic RVT Potential | F8 | Industrial | Paper and Printing | New | Space Heating | Natural Gas | Gas Boiler - Burner Control Optimization | A | Cumulative Summer Peak Savings (MW) | Achievable Economic RVT Potential | 0 | 0 | 0 | 0 | 0 | 0 | 0 | 0 | 0 | 0 | 0 | 0 | 0 | 0 | 0 | 0 | 0 | 0 | 0 | 0 | 0 | 0 | 0
F9_Industrial_Paper and Printing_New_Space Heating_Natural Gas_Gas Boiler - Burner Control Optimization_A_Achievable Economic RVT Potential | F9 | Industrial | Paper and Printing | New | Space Heating | Natural Gas | Gas Boiler - Burner Control Optimization | A | Cumulative Winter Peak Savings (MW) | Achievable Economic RVT Potential | 0 | 0 | 0 | 0 | 0 | 0 | 0 | 0 | 0 | 0 | 0 | 0 | 0 | 0 | 0 | 0 | 0 | 0 | 0 | 0 | 0 | 0 | 0
F10_Industrial_Paper and Printing_New_Space Heating_Natural Gas_Gas Boiler - Burner Control Optimization_A_Achievable Economic RVT Potential | F10 | Industrial | Paper and Printing | New | Space Heating | Natural Gas | Gas Boiler - Burner Control Optimization | A | Purchases (Incremental) | Achievable Economic RVT Potential | 0 | 0 | 0 | 0 | 0 | 0 | 0 | 0 | 0 | 0 | 0 | 0 | 0 | 0 | 0 | 0 | 0 | 0 | 0 | 0 | 0 | 0 | 0
F11_Industrial_Paper and Printing_New_Space Heating_Natural Gas_Gas Boiler - Burner Control Optimization_A_Achievable Economic RVT Potential | F11 | Industrial | Paper and Printing | New | Space Heating | Natural Gas | Gas Boiler - Burner Control Optimization | A | Purchases (Cumulative) | Achievable Economic RVT Potential | 0 | 0 | 0 | 0 | 0 | 0 | 0 | 0 | 0 | 0 | 0 | 0 | 0 | 0 | 0 | 0 | 0 | 0 | 0 | 0 | 0 | 0 | 0
F1_Industrial_Paper and Printing_New_Process_Natural Gas_Gas Boiler - Burner Control Optimization_A_Achievable Economic RVT Potential | F1 | Industrial | Paper and Printing | New | Process | Natural Gas | Gas Boiler - Burner Control Optimization | A | Integrated Unit Energy Savings (kWh or therms) | Achievable Economic RVT Potential | 0 | 0 | 22.0156 | 21.9861 | 21.9582 | 21.9334 | 21.8981 | 21.8721 | 21.8504 | 21.8349 | 21.817 | 21.8049 | 21.7955 | 21.7917 | 21.7835 | 21.78 | 21.7772 | 21.7803 | 21.7788 | 21.7806 | 21.7814 | 21.7817 | 0
F2_Industrial_Paper and Printing_New_Process_Natural Gas_Gas Boiler - Burner Control Optimization_A_Achievable Economic RVT Potential | F2 | Industrial | Paper and Printing | New | Process | Natural Gas | Gas Boiler - Burner Control Optimization | A | Integrated Unit Summer Peak Savings (kW) | Achievable Economic RVT Potential | 0 | 0 | 0 | 0 | 0 | 0 | 0 | 0 | 0 | 0 | 0 | 0 | 0 | 0 | 0 | 0 | 0 | 0 | 0 | 0 | 0 | 0 | 0
F3_Industrial_Paper and Printing_New_Process_Natural Gas_Gas Boiler - Burner Control Optimization_A_Achievable Economic RVT Potential | F3 | Industrial | Paper and Printing | New | Process | Natural Gas | Gas Boiler - Burner Control Optimization | A | Integrated Unit Winter Peak Savings (kW) | Achievable Economic RVT Potential | 0 | 0 | 0 | 0 | 0 | 0 | 0 | 0 | 0 | 0 | 0 | 0 | 0 | 0 | 0 | 0 | 0 | 0 | 0 | 0 | 0 | 0 | 0
F4_Industrial_Paper and Printing_New_Process_Natural Gas_Gas Boiler - Burner Control Optimization_A_Achievable Economic RVT Potential | F4 | Industrial | Paper and Printing | New | Process | Natural Gas | Gas Boiler - Burner Control Optimization | A | Incremental Energy Savings (MWh or mTherms) | Achievable Economic RVT Potential | 0 | 0 | 0 | 0 | 0 | 0 | 0 | 0 | 0 | 0 | 0 | 0 | 0 | 0 | 0 | 0 | 0 | 0 | 0 | 0 | 0 | 0 | 0
F5_Industrial_Paper and Printing_New_Process_Natural Gas_Gas Boiler - Burner Control Optimization_A_Achievable Economic RVT Potential | F5 | Industrial | Paper and Printing | New | Process | Natural Gas | Gas Boiler - Burner Control Optimization | A | Incremental Summer Peak Savings (MW) | Achievable Economic RVT Potential | 0 | 0 | 0 | 0 | 0 | 0 | 0 | 0 | 0 | 0 | 0 | 0 | 0 | 0 | 0 | 0 | 0 | 0 | 0 | 0 | 0 | 0 | 0
F6_Industrial_Paper and Printing_New_Process_Natural Gas_Gas Boiler - Burner Control Optimization_A_Achievable Economic RVT Potential | F6 | Industrial | Paper and Printing | New | Process | Natural Gas | Gas Boiler - Burner Control Optimization | A | Incremental Winter Peak Savings (MW) | Achievable Economic RVT Potential | 0 | 0 | 0 | 0 | 0 | 0 | 0 | 0 | 0 | 0 | 0 | 0 | 0 | 0 | 0 | 0 | 0 | 0 | 0 | 0 | 0 | 0 | 0
F7_Industrial_Paper and Printing_New_Process_Natural Gas_Gas Boiler - Burner Control Optimization_A_Achievable Economic RVT Potential | F7 | Industrial | Paper and Printing | New | Process | Natural Gas | Gas Boiler - Burner Control Optimization | A | Cumulative Energy Savings (MWh or mTherms) | Achievable Economic RVT Potential | 0 | 0 | 0 | 0 | 0 | 0 | 0 | 0 | 0 | 0 | 0 | 0 | 0 | 0 | 0 | 0 | 0 | 0 | 0 | 0 | 0 | 0 | 0
F8_Industrial_Paper and Printing_New_Process_Natural Gas_Gas Boiler - Burner Control Optimization_A_Achievable Economic RVT Potential | F8 | Industrial | Paper and Printing | New | Process | Natural Gas | Gas Boiler - Burner Control Optimization | A | Cumulative Summer Peak Savings (MW) | Achievable Economic RVT Potential | 0 | 0 | 0 | 0 | 0 | 0 | 0 | 0 | 0 | 0 | 0 | 0 | 0 | 0 | 0 | 0 | 0 | 0 | 0 | 0 | 0 | 0 | 0
F9_Industrial_Paper and Printing_New_Process_Natural Gas_Gas Boiler - Burner Control Optimization_A_Achievable Economic RVT Potential | F9 | Industrial | Paper and Printing | New | Process | Natural Gas | Gas Boiler - Burner Control Optimization | A | Cumulative Winter Peak Savings (MW) | Achievable Economic RVT Potential | 0 | 0 | 0 | 0 | 0 | 0 | 0 | 0 | 0 | 0 | 0 | 0 | 0 | 0 | 0 | 0 | 0 | 0 | 0 | 0 | 0 | 0 | 0
F10_Industrial_Paper and Printing_New_Process_Natural Gas_Gas Boiler - Burner Control Optimization_A_Achievable Economic RVT Potential | F10 | Industrial | Paper and Printing | New | Process | Natural Gas | Gas Boiler - Burner Control Optimization | A | Purchases (Incremental) | Achievable Economic RVT Potential | 0 | 0 | 0 | 0 | 0 | 0 | 0 | 0 | 0 | 0 | 0 | 0 | 0 | 0 | 0 | 0 | 0 | 0 | 0 | 0 | 0 | 0 | 0
F11_Industrial_Paper and Printing_New_Process_Natural Gas_Gas Boiler - Burner Control Optimization_A_Achievable Economic RVT Potential | F11 | Industrial | Paper and Printing | New | Process | Natural Gas | Gas Boiler - Burner Control Optimization | A | Purchases (Cumulative) | Achievable Economic RVT Potential | 0 | 0 | 0 | 0 | 0 | 0 | 0 | 0 | 0 | 0 | 0 | 0 | 0 | 0 | 0 | 0 | 0 | 0 | 0 | 0 | 0 | 0 | 0
F1_Industrial_Paper and Printing_New_Space Heating_Natural Gas_HVAC - Demand Controlled Ventilation_A_Achievable Economic RVT Potential | F1 | Industrial | Paper and Printing | New | Space Heating | Natural Gas | HVAC - Demand Controlled Ventilation | A | Integrated Unit Energy Savings (kWh or therms) | Achievable Economic RVT Potential | 0 | 0 | 0.067762 | 0.067019 | 0.066518 | 0.066066 | 0.065811 | 0.06552 | 0.065253 | 0.064983 | 0.064799 | 0.064604 | 0.064316 | 0.064054 | 0.063804 | 0.063593 | 0.063395 | 0.063135 | 0.063009 | 0.062835 | 0.062694 | 0.062605 | 0
F2_Industrial_Paper and Printing_New_Space Heating_Natural Gas_HVAC - Demand Controlled Ventilation_A_Achievable Economic RVT Potential | F2 | Industrial | Paper and Printing | New | Space Heating | Natural Gas | HVAC - Demand Controlled Ventilation | A | Integrated Unit Summer Peak Savings (kW) | Achievable Economic RVT Potential | 0 | 0 | 0 | 0 | 0 | 0 | 0 | 0 | 0 | 0 | 0 | 0 | 0 | 0 | 0 | 0 | 0 | 0 | 0 | 0 | 0 | 0 | 0
F3_Industrial_Paper and Printing_New_Space Heating_Natural Gas_HVAC - Demand Controlled Ventilation_A_Achievable Economic RVT Potential | F3 | Industrial | Paper and Printing | New | Space Heating | Natural Gas | HVAC - Demand Controlled Ventilation | A | Integrated Unit Winter Peak Savings (kW) | Achievable Economic RVT Potential | 0 | 0 | 0 | 0 | 0 | 0 | 0 | 0 | 0 | 0 | 0 | 0 | 0 | 0 | 0 | 0 | 0 | 0 | 0 | 0 | 0 | 0 | 0
F4_Industrial_Paper and Printing_New_Space Heating_Natural Gas_HVAC - Demand Controlled Ventilation_A_Achievable Economic RVT Potential | F4 | Industrial | Paper and Printing | New | Space Heating | Natural Gas | HVAC - Demand Controlled Ventilation | A | Incremental Energy Savings (MWh or mTherms) | Achievable Economic RVT Potential | 0 | 0 | 0.0014335 | 0.0024742 | 0.0035017 | 0.0046424 | 0.005323 | 0.0061069 | 0.0068759 | 0.0077368 | 0.0083754 | 0.0091076 | 0.009811 | 0.010631 | 0.01117 | 0.011837 | 0.012502 | 0.013263 | 0.013773 | 0.014393 | 0.015 | 0.015615 | 0
F5_Industrial_Paper and Printing_New_Space Heating_Natural Gas_HVAC - Demand Controlled Ventilation_A_Achievable Economic RVT Potential | F5 | Industrial | Paper and Printing | New | Space Heating | Natural Gas | HVAC - Demand Controlled Ventilation | A | Incremental Summer Peak Savings (MW) | Achievable Economic RVT Potential | 0 | 0 | 0 | 0 | 0 | 0 | 0 | 0 | 0 | 0 | 0 | 0 | 0 | 0 | 0 | 0 | 0 | 0 | 0 | 0 | 0 | 0 | 0
F6_Industrial_Paper and Printing_New_Space Heating_Natural Gas_HVAC - Demand Controlled Ventilation_A_Achievable Economic RVT Potential | F6 | Industrial | Paper and Printing | New | Space Heating | Natural Gas | HVAC - Demand Controlled Ventilation | A | Incremental Winter Peak Savings (MW) | Achievable Economic RVT Potential | 0 | 0 | 0 | 0 | 0 | 0 | 0 | 0 | 0 | 0 | 0 | 0 | 0 | 0 | 0 | 0 | 0 | 0 | 0 | 0 | 0 | 0 | 0
F7_Industrial_Paper and Printing_New_Space Heating_Natural Gas_HVAC - Demand Controlled Ventilation_A_Achievable Economic RVT Potential | F7 | Industrial | Paper and Printing | New | Space Heating | Natural Gas | HVAC - Demand Controlled Ventilation | A | Cumulative Energy Savings (MWh or mTherms) | Achievable Economic RVT Potential | 0 | 0 | 0.0014335 | 0.003892 | 0.0073646 | 0.011957 | 0.017234 | 0.023264 | 0.030046 | 0.037658 | 0.045927 | 0.054896 | 0.064462 | 0.074831 | 0.085709 | 0.097263 | 0.10946 | 0.12094 | 0.13215 | 0.14287 | 0.15314 | 0.16347 | 0
F8_Industrial_Paper and Printing_New_Space Heating_Natural Gas_HVAC - Demand Controlled Ventilation_A_Achievable Economic RVT Potential | F8 | Industrial | Paper and Printing | New | Space Heating | Natural Gas | HVAC - Demand Controlled Ventilation | A | Cumulative Summer Peak Savings (MW) | Achievable Economic RVT Potential | 0 | 0 | 0 | 0 | 0 | 0 | 0 | 0 | 0 | 0 | 0 | 0 | 0 | 0 | 0 | 0 | 0 | 0 | 0 | 0 | 0 | 0 | 0
F9_Industrial_Paper and Printing_New_Space Heating_Natural Gas_HVAC - Demand Controlled Ventilation_A_Achievable Economic RVT Potential | F9 | Industrial | Paper and Printing | New | Space Heating | Natural Gas | HVAC - Demand Controlled Ventilation | A | Cumulative Winter Peak Savings (MW) | Achievable Economic RVT Potential | 0 | 0 | 0 | 0 | 0 | 0 | 0 | 0 | 0 | 0 | 0 | 0 | 0 | 0 | 0 | 0 | 0 | 0 | 0 | 0 | 0 | 0 | 0
F10_Industrial_Paper and Printing_New_Space Heating_Natural Gas_HVAC - Demand Controlled Ventilation_A_Achievable Economic RVT Potential | F10 | Industrial | Paper and Printing | New | Space Heating | Natural Gas | HVAC - Demand Controlled Ventilation | A | Purchases (Incremental) | Achievable Economic RVT Potential | 0 | 0 | 21.1542 | 36.9181 | 52.6433 | 70.2688 | 80.8836 | 93.206 | 105.373 | 119.0591 | 129.2524 | 140.9761 | 152.5443 | 165.9637 | 175.0715 | 186.1408 | 197.2017 | 210.0781 | 218.5833 | 229.0638 | 239.2588 | 249.4238 | 0
F11_Industrial_Paper and Printing_New_Space Heating_Natural Gas_HVAC - Demand Controlled Ventilation_A_Achievable Economic RVT Potential | F11 | Industrial | Paper and Printing | New | Space Heating | Natural Gas | HVAC - Demand Controlled Ventilation | A | Purchases (Cumulative) | Achievable Economic RVT Potential | 0 | 0 | 21.1542 | 58.0724 | 110.7157 | 180.9846 | 261.8682 | 355.0741 | 460.4471 | 579.5062 | 708.7586 | 849.7346 | 1002.2789 | 1168.2426 | 1343.3141 | 1529.4549 | 1726.6566 | 1915.5805 | 2097.2457 | 2273.6661 | 2442.6562 | 2611.1963 | 0
F1_Industrial_Paper and Printing_New_Space Heating_Natural Gas_Gas Boiler - Stack Economizer_A_Achievable Economic RVT Potential | F1 | Industrial | Paper and Printing | New | Space Heating | Natural Gas | Gas Boiler - Stack Economizer | A | Integrated Unit Energy Savings (kWh or therms) | Achievable Economic RVT Potential | 0 | 0 | 95.9387 | 94.7894 | 93.9739 | 93.2156 | 92.6725 | 92.0744 | 91.4768 | 90.8467 | 90.2681 | 89.6546 | 88.8876 | 88.1783 | 87.4455 | 86.8398 | 86.3152 | 85.819 | 85.5174 | 85.2652 | 85.1195 | 85.0844 | 0
F2_Industrial_Paper and Printing_New_Space Heating_Natural Gas_Gas Boiler - Stack Economizer_A_Achievable Economic RVT Potential | F2 | Industrial | Paper and Printing | New | Space Heating | Natural Gas | Gas Boiler - Stack Economizer | A | Integrated Unit Summer Peak Savings (kW) | Achievable Economic RVT Potential | 0 | 0 | 0 | 0 | 0 | 0 | 0 | 0 | 0 | 0 | 0 | 0 | 0 | 0 | 0 | 0 | 0 | 0 | 0 | 0 | 0 | 0 | 0
F3_Industrial_Paper and Printing_New_Space Heating_Natural Gas_Gas Boiler - Stack Economizer_A_Achievable Economic RVT Potential | F3 | Industrial | Paper and Printing | New | Space Heating | Natural Gas | Gas Boiler - Stack Economizer | A | Integrated Unit Winter Peak Savings (kW) | Achievable Economic RVT Potential | 0 | 0 | 0 | 0 | 0 | 0 | 0 | 0 | 0 | 0 | 0 | 0 | 0 | 0 | 0 | 0 | 0 | 0 | 0 | 0 | 0 | 0 | 0
F4_Industrial_Paper and Printing_New_Space Heating_Natural Gas_Gas Boiler - Stack Economizer_A_Achievable Economic RVT Potential | F4 | Industrial | Paper and Printing | New | Space Heating | Natural Gas | Gas Boiler - Stack Economizer | A | Incremental Energy Savings (MWh or mTherms) | Achievable Economic RVT Potential | 0 | 0 | 0.00029921 | 0.00051593 | 0.00072936 | 0.0009657 | 0.0011051 | 0.0011387 | 0.0010232 | 0.00091851 | 0.00079264 | 0.00068693 | 0.00058955 | 0.00050904 | 0.00042601 | 0.00035984 | 0.00030314 | 0.00026765 | 0.00046546 | 0.00066177 | 0.00088183 | 0.0010146 | 0
F5_Industrial_Paper and Printing_New_Space Heating_Natural Gas_Gas Boiler - Stack Economizer_A_Achievable Economic RVT Potential | F5 | Industrial | Paper and Printing | New | Space Heating | Natural Gas | Gas Boiler - Stack Economizer | A | Incremental Summer Peak Savings (MW) | Achievable Economic RVT Potential | 0 | 0 | 0 | 0 | 0 | 0 | 0 | 0 | 0 | 0 | 0 | 0 | 0 | 0 | 0 | 0 | 0 | 0 | 0 | 0 | 0 | 0 | 0
F6_Industrial_Paper and Printing_New_Space Heating_Natural Gas_Gas Boiler - Stack Economizer_A_Achievable Economic RVT Potential | F6 | Industrial | Paper and Printing | New | Space Heating | Natural Gas | Gas Boiler - Stack Economizer | A | Incremental Winter Peak Savings (MW) | Achievable Economic RVT Potential | 0 | 0 | 0 | 0 | 0 | 0 | 0 | 0 | 0 | 0 | 0 | 0 | 0 | 0 | 0 | 0 | 0 | 0 | 0 | 0 | 0 | 0 | 0
F7_Industrial_Paper and Printing_New_Space Heating_Natural Gas_Gas Boiler - Stack Economizer_A_Achievable Economic RVT Potential | F7 | Industrial | Paper and Printing | New | Space Heating | Natural Gas | Gas Boiler - Stack Economizer | A | Cumulative Energy Savings (MWh or mTherms) | Achievable Economic RVT Potential | 0 | 0 | 0.00029921 | 0.00081156 | 0.0015339 | 0.0024873 | 0.0035779 | 0.0046935 | 0.0056862 | 0.0065656 | 0.0073164 | 0.0079536 | 0.0084751 | 0.0089165 | 0.0092684 | 0.0095641 | 0.0098094 | 0.009753 | 0.0097188 | 0.0096901 | 0.0096736 | 0.0096696 | 0
F8_Industrial_Paper and Printing_New_Space Heating_Natural Gas_Gas Boiler - Stack Economizer_A_Achievable Economic RVT Potential | F8 | Industrial | Paper and Printing | New | Space Heating | Natural Gas | Gas Boiler - Stack Economizer | A | Cumulative Summer Peak Savings (MW) | Achievable Economic RVT Potential | 0 | 0 | 0 | 0 | 0 | 0 | 0 | 0 | 0 | 0 | 0 | 0 | 0 | 0 | 0 | 0 | 0 | 0 | 0 | 0 | 0 | 0 | 0
F9_Industrial_Paper and Printing_New_Space Heating_Natural Gas_Gas Boiler - Stack Economizer_A_Achievable Economic RVT Potential | F9 | Industrial | Paper and Printing | New | Space Heating | Natural Gas | Gas Boiler - Stack Economizer | A | Cumulative Winter Peak Savings (MW) | Achievable Economic RVT Potential | 0 | 0 | 0 | 0 | 0 | 0 | 0 | 0 | 0 | 0 | 0 | 0 | 0 | 0 | 0 | 0 | 0 | 0 | 0 | 0 | 0 | 0 | 0
F10_Industrial_Paper and Printing_New_Space Heating_Natural Gas_Gas Boiler - Stack Economizer_A_Achievable Economic RVT Potential | F10 | Industrial | Paper and Printing | New | Space Heating | Natural Gas | Gas Boiler - Stack Economizer | A | Purchases (Incremental) | Achievable Economic RVT Potential | 0 | 0 | 0.0031188 | 0.0054429 | 0.0077613 | 0.01036 | 0.011925 | 0.012367 | 0.011185 | 0.010111 | 0.008781 | 0.0076619 | 0.0066325 | 0.0057728 | 0.0048717 | 0.0041438 | 0.003512 | 0.0031188 | 0.0054429 | 0.0077613 | 0.01036 | 0.011925 | 0
F11_Industrial_Paper and Printing_New_Space Heating_Natural Gas_Gas Boiler - Stack Economizer_A_Achievable Economic RVT Potential | F11 | Industrial | Paper and Printing | New | Space Heating | Natural Gas | Gas Boiler - Stack Economizer | A | Purchases (Cumulative) | Achievable Economic RVT Potential | 0 | 0 | 0.0031188 | 0.0085617 | 0.016323 | 0.026683 | 0.038608 | 0.050975 | 0.06216 | 0.072271 | 0.081052 | 0.088714 | 0.095346 | 0.10112 | 0.10599 | 0.11013 | 0.11365 | 0.11365 | 0.11365 | 0.11365 | 0.11365 | 0.11365 | 0
F1_Industrial_Paper and Printing_New_Process_Natural Gas_Gas Boiler - Stack Economizer_A_Achievable Economic RVT Potential | F1 | Industrial | Paper and Printing | New | Process | Natural Gas | Gas Boiler - Stack Economizer | A | Integrated Unit Energy Savings (kWh or therms) | Achievable Economic RVT Potential | 0 | 0 | 72.9314 | 72.8632 | 72.7984 | 72.7408 | 72.6583 | 72.5962 | 72.5395 | 72.4939 | 72.4415 | 72.402 | 72.3695 | 72.3512 | 72.3229 | 72.3064 | 72.2918 | 72.2896 | 72.2773 | 72.2747 | 72.2701 | 72.2643 | 0
F2_Industrial_Paper and Printing_New_Process_Natural Gas_Gas Boiler - Stack Economizer_A_Achievable Economic RVT Potential | F2 | Industrial | Paper and Printing | New | Process | Natural Gas | Gas Boiler - Stack Economizer | A | Integrated Unit Summer Peak Savings (kW) | Achievable Economic RVT Potential | 0 | 0 | 0 | 0 | 0 | 0 | 0 | 0 | 0 | 0 | 0 | 0 | 0 | 0 | 0 | 0 | 0 | 0 | 0 | 0 | 0 | 0 | 0
F3_Industrial_Paper and Printing_New_Process_Natural Gas_Gas Boiler - Stack Economizer_A_Achievable Economic RVT Potential | F3 | Industrial | Paper and Printing | New | Process | Natural Gas | Gas Boiler - Stack Economizer | A | Integrated Unit Winter Peak Savings (kW) | Achievable Economic RVT Potential | 0 | 0 | 0 | 0 | 0 | 0 | 0 | 0 | 0 | 0 | 0 | 0 | 0 | 0 | 0 | 0 | 0 | 0 | 0 | 0 | 0 | 0 | 0
F4_Industrial_Paper and Printing_New_Process_Natural Gas_Gas Boiler - Stack Economizer_A_Achievable Economic RVT Potential | F4 | Industrial | Paper and Printing | New | Process | Natural Gas | Gas Boiler - Stack Economizer | A | Incremental Energy Savings (MWh or mTherms) | Achievable Economic RVT Potential | 0 | 0 | 0.0090763 | 0.015825 | 0.022546 | 0.03007 | 0.034573 | 0.035826 | 0.032377 | 0.029247 | 0.025382 | 0.022136 | 0.019153 | 0.016666 | 0.014059 | 0.011956 | 0.010131 | 0.0089964 | 0.015698 | 0.022383 | 0.029876 | 0.034386 | 0
F5_Industrial_Paper and Printing_New_Process_Natural Gas_Gas Boiler - Stack Economizer_A_Achievable Economic RVT Potential | F5 | Industrial | Paper and Printing | New | Process | Natural Gas | Gas Boiler - Stack Economizer | A | Incremental Summer Peak Savings (MW) | Achievable Economic RVT Potential | 0 | 0 | 0 | 0 | 0 | 0 | 0 | 0 | 0 | 0 | 0 | 0 | 0 | 0 | 0 | 0 | 0 | 0 | 0 | 0 | 0 | 0 | 0
F6_Industrial_Paper and Printing_New_Process_Natural Gas_Gas Boiler - Stack Economizer_A_Achievable Economic RVT Potential | F6 | Industrial | Paper and Printing | New | Process | Natural Gas | Gas Boiler - Stack Economizer | A | Incremental Winter Peak Savings (MW) | Achievable Economic RVT Potential | 0 | 0 | 0 | 0 | 0 | 0 | 0 | 0 | 0 | 0 | 0 | 0 | 0 | 0 | 0 | 0 | 0 | 0 | 0 | 0 | 0 | 0 | 0
F7_Industrial_Paper and Printing_New_Process_Natural Gas_Gas Boiler - Stack Economizer_A_Achievable Economic RVT Potential | F7 | Industrial | Paper and Printing | New | Process | Natural Gas | Gas Boiler - Stack Economizer | A | Cumulative Energy Savings (MWh or mTherms) | Achievable Economic RVT Potential | 0 | 0 | 0.0090763 | 0.024893 | 0.047416 | 0.077449 | 0.11193 | 0.14766 | 0.17993 | 0.20906 | 0.23429 | 0.2563 | 0.27534 | 0.29193 | 0.30588 | 0.31776 | 0.32783 | 0.32782 | 0.32777 | 0.32775 | 0.32773 | 0.32771 | 0
F8_Industrial_Paper and Printing_New_Process_Natural Gas_Gas Boiler - Stack Economizer_A_Achievable Economic RVT Potential | F8 | Industrial | Paper and Printing | New | Process | Natural Gas | Gas Boiler - Stack Economizer | A | Cumulative Summer Peak Savings (MW) | Achievable Economic RVT Potential | 0 | 0 | 0 | 0 | 0 | 0 | 0 | 0 | 0 | 0 | 0 | 0 | 0 | 0 | 0 | 0 | 0 | 0 | 0 | 0 | 0 | 0 | 0
F9_Industrial_Paper and Printing_New_Process_Natural Gas_Gas Boiler - Stack Economizer_A_Achievable Economic RVT Potential | F9 | Industrial | Paper and Printing | New | Process | Natural Gas | Gas Boiler - Stack Economizer | A | Cumulative Winter Peak Savings (MW) | Achievable Economic RVT Potential | 0 | 0 | 0 | 0 | 0 | 0 | 0 | 0 | 0 | 0 | 0 | 0 | 0 | 0 | 0 | 0 | 0 | 0 | 0 | 0 | 0 | 0 | 0
F10_Industrial_Paper and Printing_New_Process_Natural Gas_Gas Boiler - Stack Economizer_A_Achievable Economic RVT Potential | F10 | Industrial | Paper and Printing | New | Process | Natural Gas | Gas Boiler - Stack Economizer | A | Purchases (Incremental) | Achievable Economic RVT Potential | 0 | 0 | 0.12445 | 0.21719 | 0.3097 | 0.41339 | 0.47583 | 0.49349 | 0.44633 | 0.40344 | 0.35039 | 0.30573 | 0.26466 | 0.23035 | 0.19439 | 0.16535 | 0.14014 | 0.12445 | 0.21719 | 0.3097 | 0.41339 | 0.47583 | 0
F11_Industrial_Paper and Printing_New_Process_Natural Gas_Gas Boiler - Stack Economizer_A_Achievable Economic RVT Potential | F11 | Industrial | Paper and Printing | New | Process | Natural Gas | Gas Boiler - Stack Economizer | A | Purchases (Cumulative) | Achievable Economic RVT Potential | 0 | 0 | 0.12445 | 0.34164 | 0.65134 | 1.0647 | 1.5406 | 2.0341 | 2.4804 | 2.8838 | 3.2342 | 3.5399 | 3.8046 | 4.035 | 4.2293 | 4.3947 | 4.5348 | 4.5348 | 4.5348 | 4.5348 | 4.5348 | 4.5348 | 0
F1_Industrial_Paper and Printing_New_Space Heating_Natural Gas_Gas Furnace Tube Inserts_A_Achievable Economic RVT Potential | F1 | Industrial | Paper and Printing | New | Space Heating | Natural Gas | Gas Furnace Tube Inserts | A | Integrated Unit Energy Savings (kWh or therms) | Achievable Economic RVT Potential | 0 | 0 | 0.077905 | 0.077051 | 0.076475 | 0.075955 | 0.075662 | 0.075327 | 0.075021 | 0.074709 | 0.074498 | 0.074274 | 0.073942 | 0.073642 | 0.073355 | 0.073112 | 0.072884 | 0.072585 | 0.072441 | 0.07224 | 0.072079 | 0.071976 | 0
F2_Industrial_Paper and Printing_New_Space Heating_Natural Gas_Gas Furnace Tube Inserts_A_Achievable Economic RVT Potential | F2 | Industrial | Paper and Printing | New | Space Heating | Natural Gas | Gas Furnace Tube Inserts | A | Integrated Unit Summer Peak Savings (kW) | Achievable Economic RVT Potential | 0 | 0 | 0 | 0 | 0 | 0 | 0 | 0 | 0 | 0 | 0 | 0 | 0 | 0 | 0 | 0 | 0 | 0 | 0 | 0 | 0 | 0 | 0
F3_Industrial_Paper and Printing_New_Space Heating_Natural Gas_Gas Furnace Tube Inserts_A_Achievable Economic RVT Potential | F3 | Industrial | Paper and Printing | New | Space Heating | Natural Gas | Gas Furnace Tube Inserts | A | Integrated Unit Winter Peak Savings (kW) | Achievable Economic RVT Potential | 0 | 0 | 0 | 0 | 0 | 0 | 0 | 0 | 0 | 0 | 0 | 0 | 0 | 0 | 0 | 0 | 0 | 0 | 0 | 0 | 0 | 0 | 0
F4_Industrial_Paper and Printing_New_Space Heating_Natural Gas_Gas Furnace Tube Inserts_A_Achievable Economic RVT Potential | F4 | Industrial | Paper and Printing | New | Space Heating | Natural Gas | Gas Furnace Tube Inserts | A | Incremental Energy Savings (MWh or mTherms) | Achievable Economic RVT Potential | 0 | 0 | 0 | 0 | 0 | 0 | 0 | 0 | 0 | 0 | 0 | 0 | 0 | 0 | 0 | 0 | 0 | 0 | 0 | 0 | 0 | 0 | 0
F5_Industrial_Paper and Printing_New_Space Heating_Natural Gas_Gas Furnace Tube Inserts_A_Achievable Economic RVT Potential | F5 | Industrial | Paper and Printing | New | Space Heating | Natural Gas | Gas Furnace Tube Inserts | A | Incremental Summer Peak Savings (MW) | Achievable Economic RVT Potential | 0 | 0 | 0 | 0 | 0 | 0 | 0 | 0 | 0 | 0 | 0 | 0 | 0 | 0 | 0 | 0 | 0 | 0 | 0 | 0 | 0 | 0 | 0
F6_Industrial_Paper and Printing_New_Space Heating_Natural Gas_Gas Furnace Tube Inserts_A_Achievable Economic RVT Potential | F6 | Industrial | Paper and Printing | New | Space Heating | Natural Gas | Gas Furnace Tube Inserts | A | Incremental Winter Peak Savings (MW) | Achievable Economic RVT Potential | 0 | 0 | 0 | 0 | 0 | 0 | 0 | 0 | 0 | 0 | 0 | 0 | 0 | 0 | 0 | 0 | 0 | 0 | 0 | 0 | 0 | 0 | 0
F7_Industrial_Paper and Printing_New_Space Heating_Natural Gas_Gas Furnace Tube Inserts_A_Achievable Economic RVT Potential | F7 | Industrial | Paper and Printing | New | Space Heating | Natural Gas | Gas Furnace Tube Inserts | A | Cumulative Energy Savings (MWh or mTherms) | Achievable Economic RVT Potential | 0 | 0 | 0 | 0 | 0 | 0 | 0 | 0 | 0 | 0 | 0 | 0 | 0 | 0 | 0 | 0 | 0 | 0 | 0 | 0 | 0 | 0 | 0
F8_Industrial_Paper and Printing_New_Space Heating_Natural Gas_Gas Furnace Tube Inserts_A_Achievable Economic RVT Potential | F8 | Industrial | Paper and Printing | New | Space Heating | Natural Gas | Gas Furnace Tube Inserts | A | Cumulative Summer Peak Savings (MW) | Achievable Economic RVT Potential | 0 | 0 | 0 | 0 | 0 | 0 | 0 | 0 | 0 | 0 | 0 | 0 | 0 | 0 | 0 | 0 | 0 | 0 | 0 | 0 | 0 | 0 | 0
F9_Industrial_Paper and Printing_New_Space Heating_Natural Gas_Gas Furnace Tube Inserts_A_Achievable Economic RVT Potential | F9 | Industrial | Paper and Printing | New | Space Heating | Natural Gas | Gas Furnace Tube Inserts | A | Cumulative Winter Peak Savings (MW) | Achievable Economic RVT Potential | 0 | 0 | 0 | 0 | 0 | 0 | 0 | 0 | 0 | 0 | 0 | 0 | 0 | 0 | 0 | 0 | 0 | 0 | 0 | 0 | 0 | 0 | 0
F10_Industrial_Paper and Printing_New_Space Heating_Natural Gas_Gas Furnace Tube Inserts_A_Achievable Economic RVT Potential | F10 | Industrial | Paper and Printing | New | Space Heating | Natural Gas | Gas Furnace Tube Inserts | A | Purchases (Incremental) | Achievable Economic RVT Potential | 0 | 0 | 0 | 0 | 0 | 0 | 0 | 0 | 0 | 0 | 0 | 0 | 0 | 0 | 0 | 0 | 0 | 0 | 0 | 0 | 0 | 0 | 0
F11_Industrial_Paper and Printing_New_Space Heating_Natural Gas_Gas Furnace Tube Inserts_A_Achievable Economic RVT Potential | F11 | Industrial | Paper and Printing | New | Space Heating | Natural Gas | Gas Furnace Tube Inserts | A | Purchases (Cumulative) | Achievable Economic RVT Potential | 0 | 0 | 0 | 0 | 0 | 0 | 0 | 0 | 0 | 0 | 0 | 0 | 0 | 0 | 0 | 0 | 0 | 0 | 0 | 0 | 0 | 0 | 0
F1_Industrial_Paper and Printing_New_Space Heating_Natural Gas_Space Heating - Heat Recovery Ventilator_A_Achievable Economic RVT Potential | F1 | Industrial | Paper and Printing | New | Space Heating | Natural Gas | Space Heating - Heat Recovery Ventilator | A | Integrated Unit Energy Savings (kWh or therms) | Achievable Economic RVT Potential | 0 | 0 | 0.012682 | 0.012529 | 0.01242 | 0.012319 | 0.012246 | 0.012166 | 0.012086 | 0.012002 | 0.011924 | 0.011843 | 0.011741 | 0.011647 | 0.01155 | 0.01147 | 0.011401 | 0.011336 | 0.011296 | 0.011263 | 0.011244 | 0.01124 | 0
F2_Industrial_Paper and Printing_New_Space Heating_Natural Gas_Space Heating - Heat Recovery Ventilator_A_Achievable Economic RVT Potential | F2 | Industrial | Paper and Printing | New | Space Heating | Natural Gas | Space Heating - Heat Recovery Ventilator | A | Integrated Unit Summer Peak Savings (kW) | Achievable Economic RVT Potential | 0 | 0 | 0 | 0 | 0 | 0 | 0 | 0 | 0 | 0 | 0 | 0 | 0 | 0 | 0 | 0 | 0 | 0 | 0 | 0 | 0 | 0 | 0
F3_Industrial_Paper and Printing_New_Space Heating_Natural Gas_Space Heating - Heat Recovery Ventilator_A_Achievable Economic RVT Potential | F3 | Industrial | Paper and Printing | New | Space Heating | Natural Gas | Space Heating - Heat Recovery Ventilator | A | Integrated Unit Winter Peak Savings (kW) | Achievable Economic RVT Potential | 0 | 0 | 0 | 0 | 0 | 0 | 0 | 0 | 0 | 0 | 0 | 0 | 0 | 0 | 0 | 0 | 0 | 0 | 0 | 0 | 0 | 0 | 0
F4_Industrial_Paper and Printing_New_Space Heating_Natural Gas_Space Heating - Heat Recovery Ventilator_A_Achievable Economic RVT Potential | F4 | Industrial | Paper and Printing | New | Space Heating | Natural Gas | Space Heating - Heat Recovery Ventilator | A | Incremental Energy Savings (MWh or mTherms) | Achievable Economic RVT Potential | 0 | 0 | 0 | 0 | 0 | 0 | 0 | 0 | 0 | 0 | 0 | 0 | 0 | 0 | 0 | 0 | 0 | 0 | 0 | 0 | 0 | 0 | 0
F5_Industrial_Paper and Printing_New_Space Heating_Natural Gas_Space Heating - Heat Recovery Ventilator_A_Achievable Economic RVT Potential | F5 | Industrial | Paper and Printing | New | Space Heating | Natural Gas | Space Heating - Heat Recovery Ventilator | A | Incremental Summer Peak Savings (MW) | Achievable Economic RVT Potential | 0 | 0 | 0 | 0 | 0 | 0 | 0 | 0 | 0 | 0 | 0 | 0 | 0 | 0 | 0 | 0 | 0 | 0 | 0 | 0 | 0 | 0 | 0
F6_Industrial_Paper and Printing_New_Space Heating_Natural Gas_Space Heating - Heat Recovery Ventilator_A_Achievable Economic RVT Potential | F6 | Industrial | Paper and Printing | New | Space Heating | Natural Gas | Space Heating - Heat Recovery Ventilator | A | Incremental Winter Peak Savings (MW) | Achievable Economic RVT Potential | 0 | 0 | 0 | 0 | 0 | 0 | 0 | 0 | 0 | 0 | 0 | 0 | 0 | 0 | 0 | 0 | 0 | 0 | 0 | 0 | 0 | 0 | 0
F7_Industrial_Paper and Printing_New_Space Heating_Natural Gas_Space Heating - Heat Recovery Ventilator_A_Achievable Economic RVT Potential | F7 | Industrial | Paper and Printing | New | Space Heating | Natural Gas | Space Heating - Heat Recovery Ventilator | A | Cumulative Energy Savings (MWh or mTherms) | Achievable Economic RVT Potential | 0 | 0 | 0 | 0 | 0 | 0 | 0 | 0 | 0 | 0 | 0 | 0 | 0 | 0 | 0 | 0 | 0 | 0 | 0 | 0 | 0 | 0 | 0
F8_Industrial_Paper and Printing_New_Space Heating_Natural Gas_Space Heating - Heat Recovery Ventilator_A_Achievable Economic RVT Potential | F8 | Industrial | Paper and Printing | New | Space Heating | Natural Gas | Space Heating - Heat Recovery Ventilator | A | Cumulative Summer Peak Savings (MW) | Achievable Economic RVT Potential | 0 | 0 | 0 | 0 | 0 | 0 | 0 | 0 | 0 | 0 | 0 | 0 | 0 | 0 | 0 | 0 | 0 | 0 | 0 | 0 | 0 | 0 | 0
F9_Industrial_Paper and Printing_New_Space Heating_Natural Gas_Space Heating - Heat Recovery Ventilator_A_Achievable Economic RVT Potential | F9 | Industrial | Paper and Printing | New | Space Heating | Natural Gas | Space Heating - Heat Recovery Ventilator | A | Cumulative Winter Peak Savings (MW) | Achievable Economic RVT Potential | 0 | 0 | 0 | 0 | 0 | 0 | 0 | 0 | 0 | 0 | 0 | 0 | 0 | 0 | 0 | 0 | 0 | 0 | 0 | 0 | 0 | 0 | 0
F10_Industrial_Paper and Printing_New_Space Heating_Natural Gas_Space Heating - Heat Recovery Ventilator_A_Achievable Economic RVT Potential | F10 | Industrial | Paper and Printing | New | Space Heating | Natural Gas | Space Heating - Heat Recovery Ventilator | A | Purchases (Incremental) | Achievable Economic RVT Potential | 0 | 0 | 0 | 0 | 0 | 0 | 0 | 0 | 0 | 0 | 0 | 0 | 0 | 0 | 0 | 0 | 0 | 0 | 0 | 0 | 0 | 0 | 0
F11_Industrial_Paper and Printing_New_Space Heating_Natural Gas_Space Heating - Heat Recovery Ventilator_A_Achievable Economic RVT Potential | F11 | Industrial | Paper and Printing | New | Space Heating | Natural Gas | Space Heating - Heat Recovery Ventilator | A | Purchases (Cumulative) | Achievable Economic RVT Potential | 0 | 0 | 0 | 0 | 0 | 0 | 0 | 0 | 0 | 0 | 0 | 0 | 0 | 0 | 0 | 0 | 0 | 0 | 0 | 0 | 0 | 0 | 0
F1_Industrial_Paper and Printing_New_Space Heating_Natural Gas_Thermostat - Programmable_A_Achievable Economic RVT Potential | F1 | Industrial | Paper and Printing | New | Space Heating | Natural Gas | Thermostat - Programmable | A | Integrated Unit Energy Savings (kWh or therms) | Achievable Economic RVT Potential | 0 | 0 | 0.0061349 | 0.0060609 | 0.0060081 | 0.005959 | 0.0059233 | 0.005884 | 0.0058447 | 0.0058034 | 0.0057651 | 0.0057246 | 0.0056744 | 0.0056282 | 0.0055806 | 0.0055415 | 0.0055081 | 0.0054771 | 0.0054582 | 0.0054426 | 0.0054337 | 0.0054319 | 0
F2_Industrial_Paper and Printing_New_Space Heating_Natural Gas_Thermostat - Programmable_A_Achievable Economic RVT Potential | F2 | Industrial | Paper and Printing | New | Space Heating | Natural Gas | Thermostat - Programmable | A | Integrated Unit Summer Peak Savings (kW) | Achievable Economic RVT Potential | 0 | 0 | 0 | 0 | 0 | 0 | 0 | 0 | 0 | 0 | 0 | 0 | 0 | 0 | 0 | 0 | 0 | 0 | 0 | 0 | 0 | 0 | 0
F3_Industrial_Paper and Printing_New_Space Heating_Natural Gas_Thermostat - Programmable_A_Achievable Economic RVT Potential | F3 | Industrial | Paper and Printing | New | Space Heating | Natural Gas | Thermostat - Programmable | A | Integrated Unit Winter Peak Savings (kW) | Achievable Economic RVT Potential | 0 | 0 | 0 | 0 | 0 | 0 | 0 | 0 | 0 | 0 | 0 | 0 | 0 | 0 | 0 | 0 | 0 | 0 | 0 | 0 | 0 | 0 | 0
F4_Industrial_Paper and Printing_New_Space Heating_Natural Gas_Thermostat - Programmable_A_Achievable Economic RVT Potential | F4 | Industrial | Paper and Printing | New | Space Heating | Natural Gas | Thermostat - Programmable | A | Incremental Energy Savings (MWh or mTherms) | Achievable Economic RVT Potential | 0 | 0 | 0 | 0 | 0 | 0 | 0 | 0 | 0 | 0 | 0 | 0 | 0 | 0 | 0 | 0 | 0 | 0 | 0 | 0 | 0 | 0 | 0
F5_Industrial_Paper and Printing_New_Space Heating_Natural Gas_Thermostat - Programmable_A_Achievable Economic RVT Potential | F5 | Industrial | Paper and Printing | New | Space Heating | Natural Gas | Thermostat - Programmable | A | Incremental Summer Peak Savings (MW) | Achievable Economic RVT Potential | 0 | 0 | 0 | 0 | 0 | 0 | 0 | 0 | 0 | 0 | 0 | 0 | 0 | 0 | 0 | 0 | 0 | 0 | 0 | 0 | 0 | 0 | 0
F6_Industrial_Paper and Printing_New_Space Heating_Natural Gas_Thermostat - Programmable_A_Achievable Economic RVT Potential | F6 | Industrial | Paper and Printing | New | Space Heating | Natural Gas | Thermostat - Programmable | A | Incremental Winter Peak Savings (MW) | Achievable Economic RVT Potential | 0 | 0 | 0 | 0 | 0 | 0 | 0 | 0 | 0 | 0 | 0 | 0 | 0 | 0 | 0 | 0 | 0 | 0 | 0 | 0 | 0 | 0 | 0
F7_Industrial_Paper and Printing_New_Space Heating_Natural Gas_Thermostat - Programmable_A_Achievable Economic RVT Potential | F7 | Industrial | Paper and Printing | New | Space Heating | Natural Gas | Thermostat - Programmable | A | Cumulative Energy Savings (MWh or mTherms) | Achievable Economic RVT Potential | 0 | 0 | 0 | 0 | 0 | 0 | 0 | 0 | 0 | 0 | 0 | 0 | 0 | 0 | 0 | 0 | 0 | 0 | 0 | 0 | 0 | 0 | 0
F8_Industrial_Paper and Printing_New_Space Heating_Natural Gas_Thermostat - Programmable_A_Achievable Economic RVT Potential | F8 | Industrial | Paper and Printing | New | Space Heating | Natural Gas | Thermostat - Programmable | A | Cumulative Summer Peak Savings (MW) | Achievable Economic RVT Potential | 0 | 0 | 0 | 0 | 0 | 0 | 0 | 0 | 0 | 0 | 0 | 0 | 0 | 0 | 0 | 0 | 0 | 0 | 0 | 0 | 0 | 0 | 0
F9_Industrial_Paper and Printing_New_Space Heating_Natural Gas_Thermostat - Programmable_A_Achievable Economic RVT Potential | F9 | Industrial | Paper and Printing | New | Space Heating | Natural Gas | Thermostat - Programmable | A | Cumulative Winter Peak Savings (MW) | Achievable Economic RVT Potential | 0 | 0 | 0 | 0 | 0 | 0 | 0 | 0 | 0 | 0 | 0 | 0 | 0 | 0 | 0 | 0 | 0 | 0 | 0 | 0 | 0 | 0 | 0
F10_Industrial_Paper and Printing_New_Space Heating_Natural Gas_Thermostat - Programmable_A_Achievable Economic RVT Potential | F10 | Industrial | Paper and Printing | New | Space Heating | Natural Gas | Thermostat - Programmable | A | Purchases (Incremental) | Achievable Economic RVT Potential | 0 | 0 | 0 | 0 | 0 | 0 | 0 | 0 | 0 | 0 | 0 | 0 | 0 | 0 | 0 | 0 | 0 | 0 | 0 | 0 | 0 | 0 | 0
F11_Industrial_Paper and Printing_New_Space Heating_Natural Gas_Thermostat - Programmable_A_Achievable Economic RVT Potential | F11 | Industrial | Paper and Printing | New | Space Heating | Natural Gas | Thermostat - Programmable | A | Purchases (Cumulative) | Achievable Economic RVT Potential | 0 | 0 | 0 | 0 | 0 | 0 | 0 | 0 | 0 | 0 | 0 | 0 | 0 | 0 | 0 | 0 | 0 | 0 | 0 | 0 | 0 | 0 | 0
F1_Industrial_Paper and Printing_New_Space Heating_Natural Gas_ENERGY STAR Connected Thermostat_A_Achievable Economic RVT Potential | F1 | Industrial | Paper and Printing | New | Space Heating | Natural Gas | ENERGY STAR Connected Thermostat | A | Integrated Unit Energy Savings (kWh or therms) | Achievable Economic RVT Potential | 0 | 0 | 0.01483 | 0.014651 | 0.014524 | 0.014405 | 0.014319 | 0.014224 | 0.014129 | 0.014029 | 0.013936 | 0.013838 | 0.013717 | 0.013605 | 0.01349 | 0.013396 | 0.013315 | 0.01324 | 0.013194 | 0.013157 | 0.013135 | 0.013131 | 0
F2_Industrial_Paper and Printing_New_Space Heating_Natural Gas_ENERGY STAR Connected Thermostat_A_Achievable Economic RVT Potential | F2 | Industrial | Paper and Printing | New | Space Heating | Natural Gas | ENERGY STAR Connected Thermostat | A | Integrated Unit Summer Peak Savings (kW) | Achievable Economic RVT Potential | 0 | 0 | 0 | 0 | 0 | 0 | 0 | 0 | 0 | 0 | 0 | 0 | 0 | 0 | 0 | 0 | 0 | 0 | 0 | 0 | 0 | 0 | 0
F3_Industrial_Paper and Printing_New_Space Heating_Natural Gas_ENERGY STAR Connected Thermostat_A_Achievable Economic RVT Potential | F3 | Industrial | Paper and Printing | New | Space Heating | Natural Gas | ENERGY STAR Connected Thermostat | A | Integrated Unit Winter Peak Savings (kW) | Achievable Economic RVT Potential | 0 | 0 | 0 | 0 | 0 | 0 | 0 | 0 | 0 | 0 | 0 | 0 | 0 | 0 | 0 | 0 | 0 | 0 | 0 | 0 | 0 | 0 | 0
F4_Industrial_Paper and Printing_New_Space Heating_Natural Gas_ENERGY STAR Connected Thermostat_A_Achievable Economic RVT Potential | F4 | Industrial | Paper and Printing | New | Space Heating | Natural Gas | ENERGY STAR Connected Thermostat | A | Incremental Energy Savings (MWh or mTherms) | Achievable Economic RVT Potential | 0 | 0 | 0 | 0 | 0 | 0 | 0 | 0 | 0 | 0 | 0 | 0 | 0 | 0 | 0 | 0 | 0 | 0 | 0 | 0 | 0 | 0 | 0
F5_Industrial_Paper and Printing_New_Space Heating_Natural Gas_ENERGY STAR Connected Thermostat_A_Achievable Economic RVT Potential | F5 | Industrial | Paper and Printing | New | Space Heating | Natural Gas | ENERGY STAR Connected Thermostat | A | Incremental Summer Peak Savings (MW) | Achievable Economic RVT Potential | 0 | 0 | 0 | 0 | 0 | 0 | 0 | 0 | 0 | 0 | 0 | 0 | 0 | 0 | 0 | 0 | 0 | 0 | 0 | 0 | 0 | 0 | 0
F6_Industrial_Paper and Printing_New_Space Heating_Natural Gas_ENERGY STAR Connected Thermostat_A_Achievable Economic RVT Potential | F6 | Industrial | Paper and Printing | New | Space Heating | Natural Gas | ENERGY STAR Connected Thermostat | A | Incremental Winter Peak Savings (MW) | Achievable Economic RVT Potential | 0 | 0 | 0 | 0 | 0 | 0 | 0 | 0 | 0 | 0 | 0 | 0 | 0 | 0 | 0 | 0 | 0 | 0 | 0 | 0 | 0 | 0 | 0
F7_Industrial_Paper and Printing_New_Space Heating_Natural Gas_ENERGY STAR Connected Thermostat_A_Achievable Economic RVT Potential | F7 | Industrial | Paper and Printing | New | Space Heating | Natural Gas | ENERGY STAR Connected Thermostat | A | Cumulative Energy Savings (MWh or mTherms) | Achievable Economic RVT Potential | 0 | 0 | 0 | 0 | 0 | 0 | 0 | 0 | 0 | 0 | 0 | 0 | 0 | 0 | 0 | 0 | 0 | 0 | 0 | 0 | 0 | 0 | 0
F8_Industrial_Paper and Printing_New_Space Heating_Natural Gas_ENERGY STAR Connected Thermostat_A_Achievable Economic RVT Potential | F8 | Industrial | Paper and Printing | New | Space Heating | Natural Gas | ENERGY STAR Connected Thermostat | A | Cumulative Summer Peak Savings (MW) | Achievable Economic RVT Potential | 0 | 0 | 0 | 0 | 0 | 0 | 0 | 0 | 0 | 0 | 0 | 0 | 0 | 0 | 0 | 0 | 0 | 0 | 0 | 0 | 0 | 0 | 0
F9_Industrial_Paper and Printing_New_Space Heating_Natural Gas_ENERGY STAR Connected Thermostat_A_Achievable Economic RVT Potential | F9 | Industrial | Paper and Printing | New | Space Heating | Natural Gas | ENERGY STAR Connected Thermostat | A | Cumulative Winter Peak Savings (MW) | Achievable Economic RVT Potential | 0 | 0 | 0 | 0 | 0 | 0 | 0 | 0 | 0 | 0 | 0 | 0 | 0 | 0 | 0 | 0 | 0 | 0 | 0 | 0 | 0 | 0 | 0
F10_Industrial_Paper and Printing_New_Space Heating_Natural Gas_ENERGY STAR Connected Thermostat_A_Achievable Economic RVT Potential | F10 | Industrial | Paper and Printing | New | Space Heating | Natural Gas | ENERGY STAR Connected Thermostat | A | Purchases (Incremental) | Achievable Economic RVT Potential | 0 | 0 | 0 | 0 | 0 | 0 | 0 | 0 | 0 | 0 | 0 | 0 | 0 | 0 | 0 | 0 | 0 | 0 | 0 | 0 | 0 | 0 | 0
F11_Industrial_Paper and Printing_New_Space Heating_Natural Gas_ENERGY STAR Connected Thermostat_A_Achievable Economic RVT Potential | F11 | Industrial | Paper and Printing | New | Space Heating | Natural Gas | ENERGY STAR Connected Thermostat | A | Purchases (Cumulative) | Achievable Economic RVT Potential | 0 | 0 | 0 | 0 | 0 | 0 | 0 | 0 | 0 | 0 | 0 | 0 | 0 | 0 | 0 | 0 | 0 | 0 | 0 | 0 | 0 | 0 | 0
F1_Industrial_Paper and Printing_New_Space Heating_Natural Gas_Destratification Fans (HVLS)_A_Achievable Economic RVT Potential | F1 | Industrial | Paper and Printing | New | Space Heating | Natural Gas | Destratification Fans (HVLS) | A | Integrated Unit Energy Savings (kWh or therms) | Achievable Economic RVT Potential | 0 | 0 | 0.01483 | 0.014651 | 0.014524 | 0.014405 | 0.014319 | 0.014224 | 0.014129 | 0.014029 | 0.013936 | 0.013838 | 0.013717 | 0.013605 | 0.01349 | 0.013396 | 0.013315 | 0.01324 | 0.013194 | 0.013157 | 0.013135 | 0.013131 | 0
F2_Industrial_Paper and Printing_New_Space Heating_Natural Gas_Destratification Fans (HVLS)_A_Achievable Economic RVT Potential | F2 | Industrial | Paper and Printing | New | Space Heating | Natural Gas | Destratification Fans (HVLS) | A | Integrated Unit Summer Peak Savings (kW) | Achievable Economic RVT Potential | 0 | 0 | 0 | 0 | 0 | 0 | 0 | 0 | 0 | 0 | 0 | 0 | 0 | 0 | 0 | 0 | 0 | 0 | 0 | 0 | 0 | 0 | 0
F3_Industrial_Paper and Printing_New_Space Heating_Natural Gas_Destratification Fans (HVLS)_A_Achievable Economic RVT Potential | F3 | Industrial | Paper and Printing | New | Space Heating | Natural Gas | Destratification Fans (HVLS) | A | Integrated Unit Winter Peak Savings (kW) | Achievable Economic RVT Potential | 0 | 0 | 0 | 0 | 0 | 0 | 0 | 0 | 0 | 0 | 0 | 0 | 0 | 0 | 0 | 0 | 0 | 0 | 0 | 0 | 0 | 0 | 0
F4_Industrial_Paper and Printing_New_Space Heating_Natural Gas_Destratification Fans (HVLS)_A_Achievable Economic RVT Potential | F4 | Industrial | Paper and Printing | New | Space Heating | Natural Gas | Destratification Fans (HVLS) | A | Incremental Energy Savings (MWh or mTherms) | Achievable Economic RVT Potential | 0 | 0 | 0 | 0 | 0 | 0 | 0 | 0 | 0 | 0 | 0 | 0 | 0 | 0 | 0 | 0 | 0 | 0 | 0 | 0 | 0 | 0 | 0
F5_Industrial_Paper and Printing_New_Space Heating_Natural Gas_Destratification Fans (HVLS)_A_Achievable Economic RVT Potential | F5 | Industrial | Paper and Printing | New | Space Heating | Natural Gas | Destratification Fans (HVLS) | A | Incremental Summer Peak Savings (MW) | Achievable Economic RVT Potential | 0 | 0 | 0 | 0 | 0 | 0 | 0 | 0 | 0 | 0 | 0 | 0 | 0 | 0 | 0 | 0 | 0 | 0 | 0 | 0 | 0 | 0 | 0
F6_Industrial_Paper and Printing_New_Space Heating_Natural Gas_Destratification Fans (HVLS)_A_Achievable Economic RVT Potential | F6 | Industrial | Paper and Printing | New | Space Heating | Natural Gas | Destratification Fans (HVLS) | A | Incremental Winter Peak Savings (MW) | Achievable Economic RVT Potential | 0 | 0 | 0 | 0 | 0 | 0 | 0 | 0 | 0 | 0 | 0 | 0 | 0 | 0 | 0 | 0 | 0 | 0 | 0 | 0 | 0 | 0 | 0
F7_Industrial_Paper and Printing_New_Space Heating_Natural Gas_Destratification Fans (HVLS)_A_Achievable Economic RVT Potential | F7 | Industrial | Paper and Printing | New | Space Heating | Natural Gas | Destratification Fans (HVLS) | A | Cumulative Energy Savings (MWh or mTherms) | Achievable Economic RVT Potential | 0 | 0 | 0 | 0 | 0 | 0 | 0 | 0 | 0 | 0 | 0 | 0 | 0 | 0 | 0 | 0 | 0 | 0 | 0 | 0 | 0 | 0 | 0
F8_Industrial_Paper and Printing_New_Space Heating_Natural Gas_Destratification Fans (HVLS)_A_Achievable Economic RVT Potential | F8 | Industrial | Paper and Printing | New | Space Heating | Natural Gas | Destratification Fans (HVLS) | A | Cumulative Summer Peak Savings (MW) | Achievable Economic RVT Potential | 0 | 0 | 0 | 0 | 0 | 0 | 0 | 0 | 0 | 0 | 0 | 0 | 0 | 0 | 0 | 0 | 0 | 0 | 0 | 0 | 0 | 0 | 0
F9_Industrial_Paper and Printing_New_Space Heating_Natural Gas_Destratification Fans (HVLS)_A_Achievable Economic RVT Potential | F9 | Industrial | Paper and Printing | New | Space Heating | Natural Gas | Destratification Fans (HVLS) | A | Cumulative Winter Peak Savings (MW) | Achievable Economic RVT Potential | 0 | 0 | 0 | 0 | 0 | 0 | 0 | 0 | 0 | 0 | 0 | 0 | 0 | 0 | 0 | 0 | 0 | 0 | 0 | 0 | 0 | 0 | 0
F10_Industrial_Paper and Printing_New_Space Heating_Natural Gas_Destratification Fans (HVLS)_A_Achievable Economic RVT Potential | F10 | Industrial | Paper and Printing | New | Space Heating | Natural Gas | Destratification Fans (HVLS) | A | Purchases (Incremental) | Achievable Economic RVT Potential | 0 | 0 | 0 | 0 | 0 | 0 | 0 | 0 | 0 | 0 | 0 | 0 | 0 | 0 | 0 | 0 | 0 | 0 | 0 | 0 | 0 | 0 | 0
F11_Industrial_Paper and Printing_New_Space Heating_Natural Gas_Destratification Fans (HVLS)_A_Achievable Economic RVT Potential | F11 | Industrial | Paper and Printing | New | Space Heating | Natural Gas | Destratification Fans (HVLS) | A | Purchases (Cumulative) | Achievable Economic RVT Potential | 0 | 0 | 0 | 0 | 0 | 0 | 0 | 0 | 0 | 0 | 0 | 0 | 0 | 0 | 0 | 0 | 0 | 0 | 0 | 0 | 0 | 0 | 0
F1_Industrial_Paper and Printing_New_Space Heating_Natural Gas_Gas Boiler - Insulate Steam Lines/Condensate Tank_A_Achievable Economic RVT Potential | F1 | Industrial | Paper and Printing | New | Space Heating | Natural Gas | Gas Boiler - Insulate Steam Lines/Condensate Tank | A | Integrated Unit Energy Savings (kWh or therms) | Achievable Economic RVT Potential | 0 | 0 | 1043.8008 | 1031.3263 | 1022.4815 | 1014.2558 | 1008.381 | 1001.9019 | 995.4285 | 988.5964 | 982.3317 | 975.6831 | 967.3625 | 959.6669 | 951.7228 | 945.157 | 939.4732 | 934.0946 | 930.843 | 928.1235 | 926.5645 | 926.2086 | 0
F2_Industrial_Paper and Printing_New_Space Heating_Natural Gas_Gas Boiler - Insulate Steam Lines/Condensate Tank_A_Achievable Economic RVT Potential | F2 | Industrial | Paper and Printing | New | Space Heating | Natural Gas | Gas Boiler - Insulate Steam Lines/Condensate Tank | A | Integrated Unit Summer Peak Savings (kW) | Achievable Economic RVT Potential | 0 | 0 | 0 | 0 | 0 | 0 | 0 | 0 | 0 | 0 | 0 | 0 | 0 | 0 | 0 | 0 | 0 | 0 | 0 | 0 | 0 | 0 | 0
F3_Industrial_Paper and Printing_New_Space Heating_Natural Gas_Gas Boiler - Insulate Steam Lines/Condensate Tank_A_Achievable Economic RVT Potential | F3 | Industrial | Paper and Printing | New | Space Heating | Natural Gas | Gas Boiler - Insulate Steam Lines/Condensate Tank | A | Integrated Unit Winter Peak Savings (kW) | Achievable Economic RVT Potential | 0 | 0 | 0 | 0 | 0 | 0 | 0 | 0 | 0 | 0 | 0 | 0 | 0 | 0 | 0 | 0 | 0 | 0 | 0 | 0 | 0 | 0 | 0
F4_Industrial_Paper and Printing_New_Space Heating_Natural Gas_Gas Boiler - Insulate Steam Lines/Condensate Tank_A_Achievable Economic RVT Potential | F4 | Industrial | Paper and Printing | New | Space Heating | Natural Gas | Gas Boiler - Insulate Steam Lines/Condensate Tank | A | Incremental Energy Savings (MWh or mTherms) | Achievable Economic RVT Potential | 0 | 0 | 0.00018602 | 0.00032077 | 0.00045348 | 0.00060043 | 0.00068713 | 0.00078673 | 0.00088368 | 0.0009916 | 0.0010697 | 0.0011588 | 0.0012432 | 0.0013418 | 0.0014037 | 0.0014822 | 0.0015608 | 0.0016532 | 0.0017141 | 0.0017911 | 0.0018677 | 0.0019463 | 0
F5_Industrial_Paper and Printing_New_Space Heating_Natural Gas_Gas Boiler - Insulate Steam Lines/Condensate Tank_A_Achievable Economic RVT Potential | F5 | Industrial | Paper and Printing | New | Space Heating | Natural Gas | Gas Boiler - Insulate Steam Lines/Condensate Tank | A | Incremental Summer Peak Savings (MW) | Achievable Economic RVT Potential | 0 | 0 | 0 | 0 | 0 | 0 | 0 | 0 | 0 | 0 | 0 | 0 | 0 | 0 | 0 | 0 | 0 | 0 | 0 | 0 | 0 | 0 | 0
F6_Industrial_Paper and Printing_New_Space Heating_Natural Gas_Gas Boiler - Insulate Steam Lines/Condensate Tank_A_Achievable Economic RVT Potential | F6 | Industrial | Paper and Printing | New | Space Heating | Natural Gas | Gas Boiler - Insulate Steam Lines/Condensate Tank | A | Incremental Winter Peak Savings (MW) | Achievable Economic RVT Potential | 0 | 0 | 0 | 0 | 0 | 0 | 0 | 0 | 0 | 0 | 0 | 0 | 0 | 0 | 0 | 0 | 0 | 0 | 0 | 0 | 0 | 0 | 0
F7_Industrial_Paper and Printing_New_Space Heating_Natural Gas_Gas Boiler - Insulate Steam Lines/Condensate Tank_A_Achievable Economic RVT Potential | F7 | Industrial | Paper and Printing | New | Space Heating | Natural Gas | Gas Boiler - Insulate Steam Lines/Condensate Tank | A | Cumulative Energy Savings (MWh or mTherms) | Achievable Economic RVT Potential | 0 | 0 | 0.00018602 | 0.00050457 | 0.00095372 | 0.0015465 | 0.0022247 | 0.0029971 | 0.0038614 | 0.0048265 | 0.0058656 | 0.0069847 | 0.0081683 | 0.0094451 | 0.010771 | 0.012179 | 0.013666 | 0.015241 | 0.016902 | 0.018644 | 0.02048 | 0.022419 | 0
F8_Industrial_Paper and Printing_New_Space Heating_Natural Gas_Gas Boiler - Insulate Steam Lines/Condensate Tank_A_Achievable Economic RVT Potential | F8 | Industrial | Paper and Printing | New | Space Heating | Natural Gas | Gas Boiler - Insulate Steam Lines/Condensate Tank | A | Cumulative Summer Peak Savings (MW) | Achievable Economic RVT Potential | 0 | 0 | 0 | 0 | 0 | 0 | 0 | 0 | 0 | 0 | 0 | 0 | 0 | 0 | 0 | 0 | 0 | 0 | 0 | 0 | 0 | 0 | 0
F9_Industrial_Paper and Printing_New_Space Heating_Natural Gas_Gas Boiler - Insulate Steam Lines/Condensate Tank_A_Achievable Economic RVT Potential | F9 | Industrial | Paper and Printing | New | Space Heating | Natural Gas | Gas Boiler - Insulate Steam Lines/Condensate Tank | A | Cumulative Winter Peak Savings (MW) | Achievable Economic RVT Potential | 0 | 0 | 0 | 0 | 0 | 0 | 0 | 0 | 0 | 0 | 0 | 0 | 0 | 0 | 0 | 0 | 0 | 0 | 0 | 0 | 0 | 0 | 0
F10_Industrial_Paper and Printing_New_Space Heating_Natural Gas_Gas Boiler - Insulate Steam Lines/Condensate Tank_A_Achievable Economic RVT Potential | F10 | Industrial | Paper and Printing | New | Space Heating | Natural Gas | Gas Boiler - Insulate Steam Lines/Condensate Tank | A | Purchases (Incremental) | Achievable Economic RVT Potential | 0 | 0 | 0.00017822 | 0.00031102 | 0.0004435 | 0.00059199 | 0.00068142 | 0.00078523 | 0.00088774 | 0.001003 | 0.0010889 | 0.0011877 | 0.0012851 | 0.0013982 | 0.0014749 | 0.0015682 | 0.0016614 | 0.0017698 | 0.0018415 | 0.0019298 | 0.0020157 | 0.0021013 | 0
F11_Industrial_Paper and Printing_New_Space Heating_Natural Gas_Gas Boiler - Insulate Steam Lines/Condensate Tank_A_Achievable Economic RVT Potential | F11 | Industrial | Paper and Printing | New | Space Heating | Natural Gas | Gas Boiler - Insulate Steam Lines/Condensate Tank | A | Purchases (Cumulative) | Achievable Economic RVT Potential | 0 | 0 | 0.00017822 | 0.00048924 | 0.00093275 | 0.0015247 | 0.0022062 | 0.0029914 | 0.0038791 | 0.0048822 | 0.0059711 | 0.0071588 | 0.0084439 | 0.0098421 | 0.011317 | 0.012885 | 0.014547 | 0.016316 | 0.018158 | 0.020088 | 0.022103 | 0.024205 | 0
F1_Industrial_Paper and Printing_New_Process_Natural Gas_Gas Boiler - Insulate Steam Lines/Condensate Tank_A_Achievable Economic RVT Potential | F1 | Industrial | Paper and Printing | New | Process | Natural Gas | Gas Boiler - Insulate Steam Lines/Condensate Tank | A | Integrated Unit Energy Savings (kWh or therms) | Achievable Economic RVT Potential | 0 | 0 | 603.4942 | 603.0137 | 602.5547 | 602.1472 | 601.5604 | 601.1304 | 600.7423 | 600.4369 | 600.093 | 599.8456 | 599.6548 | 599.572 | 599.4293 | 599.3717 | 599.3293 | 599.3792 | 599.3706 | 599.4288 | 599.4719 | 599.5041 | 0
F2_Industrial_Paper and Printing_New_Process_Natural Gas_Gas Boiler - Insulate Steam Lines/Condensate Tank_A_Achievable Economic RVT Potential | F2 | Industrial | Paper and Printing | New | Process | Natural Gas | Gas Boiler - Insulate Steam Lines/Condensate Tank | A | Integrated Unit Summer Peak Savings (kW) | Achievable Economic RVT Potential | 0 | 0 | 0 | 0 | 0 | 0 | 0 | 0 | 0 | 0 | 0 | 0 | 0 | 0 | 0 | 0 | 0 | 0 | 0 | 0 | 0 | 0 | 0
F3_Industrial_Paper and Printing_New_Process_Natural Gas_Gas Boiler - Insulate Steam Lines/Condensate Tank_A_Achievable Economic RVT Potential | F3 | Industrial | Paper and Printing | New | Process | Natural Gas | Gas Boiler - Insulate Steam Lines/Condensate Tank | A | Integrated Unit Winter Peak Savings (kW) | Achievable Economic RVT Potential | 0 | 0 | 0 | 0 | 0 | 0 | 0 | 0 | 0 | 0 | 0 | 0 | 0 | 0 | 0 | 0 | 0 | 0 | 0 | 0 | 0 | 0 | 0
F4_Industrial_Paper and Printing_New_Process_Natural Gas_Gas Boiler - Insulate Steam Lines/Condensate Tank_A_Achievable Economic RVT Potential | F4 | Industrial | Paper and Printing | New | Process | Natural Gas | Gas Boiler - Insulate Steam Lines/Condensate Tank | A | Incremental Energy Savings (MWh or mTherms) | Achievable Economic RVT Potential | 0 | 0 | 0.0042917 | 0.0074839 | 0.010663 | 0.014224 | 0.016357 | 0.018835 | 0.02128 | 0.024032 | 0.026075 | 0.028428 | 0.030751 | 0.033451 | 0.035279 | 0.037506 | 0.039732 | 0.042329 | 0.044042 | 0.046159 | 0.048217 | 0.050268 | 0
F5_Industrial_Paper and Printing_New_Process_Natural Gas_Gas Boiler - Insulate Steam Lines/Condensate Tank_A_Achievable Economic RVT Potential | F5 | Industrial | Paper and Printing | New | Process | Natural Gas | Gas Boiler - Insulate Steam Lines/Condensate Tank | A | Incremental Summer Peak Savings (MW) | Achievable Economic RVT Potential | 0 | 0 | 0 | 0 | 0 | 0 | 0 | 0 | 0 | 0 | 0 | 0 | 0 | 0 | 0 | 0 | 0 | 0 | 0 | 0 | 0 | 0 | 0
F6_Industrial_Paper and Printing_New_Process_Natural Gas_Gas Boiler - Insulate Steam Lines/Condensate Tank_A_Achievable Economic RVT Potential | F6 | Industrial | Paper and Printing | New | Process | Natural Gas | Gas Boiler - Insulate Steam Lines/Condensate Tank | A | Incremental Winter Peak Savings (MW) | Achievable Economic RVT Potential | 0 | 0 | 0 | 0 | 0 | 0 | 0 | 0 | 0 | 0 | 0 | 0 | 0 | 0 | 0 | 0 | 0 | 0 | 0 | 0 | 0 | 0 | 0
F7_Industrial_Paper and Printing_New_Process_Natural Gas_Gas Boiler - Insulate Steam Lines/Condensate Tank_A_Achievable Economic RVT Potential | F7 | Industrial | Paper and Printing | New | Process | Natural Gas | Gas Boiler - Insulate Steam Lines/Condensate Tank | A | Cumulative Energy Savings (MWh or mTherms) | Achievable Economic RVT Potential | 0 | 0 | 0.0042917 | 0.011772 | 0.022427 | 0.036636 | 0.052957 | 0.071754 | 0.092988 | 0.11697 | 0.14298 | 0.17135 | 0.20205 | 0.23547 | 0.27069 | 0.30817 | 0.34788 | 0.39024 | 0.43428 | 0.48048 | 0.52873 | 0.57902 | 0
F8_Industrial_Paper and Printing_New_Process_Natural Gas_Gas Boiler - Insulate Steam Lines/Condensate Tank_A_Achievable Economic RVT Potential | F8 | Industrial | Paper and Printing | New | Process | Natural Gas | Gas Boiler - Insulate Steam Lines/Condensate Tank | A | Cumulative Summer Peak Savings (MW) | Achievable Economic RVT Potential | 0 | 0 | 0 | 0 | 0 | 0 | 0 | 0 | 0 | 0 | 0 | 0 | 0 | 0 | 0 | 0 | 0 | 0 | 0 | 0 | 0 | 0 | 0
F9_Industrial_Paper and Printing_New_Process_Natural Gas_Gas Boiler - Insulate Steam Lines/Condensate Tank_A_Achievable Economic RVT Potential | F9 | Industrial | Paper and Printing | New | Process | Natural Gas | Gas Boiler - Insulate Steam Lines/Condensate Tank | A | Cumulative Winter Peak Savings (MW) | Achievable Economic RVT Potential | 0 | 0 | 0 | 0 | 0 | 0 | 0 | 0 | 0 | 0 | 0 | 0 | 0 | 0 | 0 | 0 | 0 | 0 | 0 | 0 | 0 | 0 | 0
F10_Industrial_Paper and Printing_New_Process_Natural Gas_Gas Boiler - Insulate Steam Lines/Condensate Tank_A_Achievable Economic RVT Potential | F10 | Industrial | Paper and Printing | New | Process | Natural Gas | Gas Boiler - Insulate Steam Lines/Condensate Tank | A | Purchases (Incremental) | Achievable Economic RVT Potential | 0 | 0 | 0.0071114 | 0.012411 | 0.017697 | 0.023622 | 0.027191 | 0.031333 | 0.035423 | 0.040024 | 0.043451 | 0.047392 | 0.051281 | 0.055792 | 0.058854 | 0.062575 | 0.066293 | 0.070622 | 0.073481 | 0.077004 | 0.080432 | 0.083849 | 0
F11_Industrial_Paper and Printing_New_Process_Natural Gas_Gas Boiler - Insulate Steam Lines/Condensate Tank_A_Achievable Economic RVT Potential | F11 | Industrial | Paper and Printing | New | Process | Natural Gas | Gas Boiler - Insulate Steam Lines/Condensate Tank | A | Purchases (Cumulative) | Achievable Economic RVT Potential | 0 | 0 | 0.0071114 | 0.019522 | 0.037219 | 0.060842 | 0.088032 | 0.11937 | 0.15479 | 0.19481 | 0.23826 | 0.28566 | 0.33694 | 0.39273 | 0.45158 | 0.51416 | 0.58045 | 0.65107 | 0.72455 | 0.80156 | 0.88199 | 0.96584 | 0
F1_Industrial_Paper and Printing_New_Space Heating_Natural Gas_Gas Boiler - Insulate Hot Water Lines_A_Achievable Economic RVT Potential | F1 | Industrial | Paper and Printing | New | Space Heating | Natural Gas | Gas Boiler - Insulate Hot Water Lines | A | Integrated Unit Energy Savings (kWh or therms) | Achievable Economic RVT Potential | 0 | 0 | 1181.0174 | 1167.7327 | 1158.6808 | 1150.5057 | 1145.6322 | 1140.1677 | 1135.1284 | 1130.0619 | 1126.4516 | 1122.7276 | 1117.4197 | 1112.6693 | 1108.0634 | 1104.1989 | 1100.5669 | 1095.9575 | 1093.6076 | 1090.4746 | 1087.9546 | 1086.33 | 0
F2_Industrial_Paper and Printing_New_Space Heating_Natural Gas_Gas Boiler - Insulate Hot Water Lines_A_Achievable Economic RVT Potential | F2 | Industrial | Paper and Printing | New | Space Heating | Natural Gas | Gas Boiler - Insulate Hot Water Lines | A | Integrated Unit Summer Peak Savings (kW) | Achievable Economic RVT Potential | 0 | 0 | 0 | 0 | 0 | 0 | 0 | 0 | 0 | 0 | 0 | 0 | 0 | 0 | 0 | 0 | 0 | 0 | 0 | 0 | 0 | 0 | 0
F3_Industrial_Paper and Printing_New_Space Heating_Natural Gas_Gas Boiler - Insulate Hot Water Lines_A_Achievable Economic RVT Potential | F3 | Industrial | Paper and Printing | New | Space Heating | Natural Gas | Gas Boiler - Insulate Hot Water Lines | A | Integrated Unit Winter Peak Savings (kW) | Achievable Economic RVT Potential | 0 | 0 | 0 | 0 | 0 | 0 | 0 | 0 | 0 | 0 | 0 | 0 | 0 | 0 | 0 | 0 | 0 | 0 | 0 | 0 | 0 | 0 | 0
F4_Industrial_Paper and Printing_New_Space Heating_Natural Gas_Gas Boiler - Insulate Hot Water Lines_A_Achievable Economic RVT Potential | F4 | Industrial | Paper and Printing | New | Space Heating | Natural Gas | Gas Boiler - Insulate Hot Water Lines | A | Incremental Energy Savings (MWh or mTherms) | Achievable Economic RVT Potential | 0 | 0 | 0.00021048 | 0.00036319 | 0.00051388 | 0.00068109 | 0.00078066 | 0.0008953 | 0.0010077 | 0.0011335 | 0.0012266 | 0.0013334 | 0.001436 | 0.0015557 | 0.0016343 | 0.0017316 | 0.0018284 | 0.0019397 | 0.0020139 | 0.0021044 | 0.002193 | 0.0022827 | 0
F5_Industrial_Paper and Printing_New_Space Heating_Natural Gas_Gas Boiler - Insulate Hot Water Lines_A_Achievable Economic RVT Potential | F5 | Industrial | Paper and Printing | New | Space Heating | Natural Gas | Gas Boiler - Insulate Hot Water Lines | A | Incremental Summer Peak Savings (MW) | Achievable Economic RVT Potential | 0 | 0 | 0 | 0 | 0 | 0 | 0 | 0 | 0 | 0 | 0 | 0 | 0 | 0 | 0 | 0 | 0 | 0 | 0 | 0 | 0 | 0 | 0
F6_Industrial_Paper and Printing_New_Space Heating_Natural Gas_Gas Boiler - Insulate Hot Water Lines_A_Achievable Economic RVT Potential | F6 | Industrial | Paper and Printing | New | Space Heating | Natural Gas | Gas Boiler - Insulate Hot Water Lines | A | Incremental Winter Peak Savings (MW) | Achievable Economic RVT Potential | 0 | 0 | 0 | 0 | 0 | 0 | 0 | 0 | 0 | 0 | 0 | 0 | 0 | 0 | 0 | 0 | 0 | 0 | 0 | 0 | 0 | 0 | 0
F7_Industrial_Paper and Printing_New_Space Heating_Natural Gas_Gas Boiler - Insulate Hot Water Lines_A_Achievable Economic RVT Potential | F7 | Industrial | Paper and Printing | New | Space Heating | Natural Gas | Gas Boiler - Insulate Hot Water Lines | A | Cumulative Energy Savings (MWh or mTherms) | Achievable Economic RVT Potential | 0 | 0 | 0.00021048 | 0.0005713 | 0.0010808 | 0.0017542 | 0.0025274 | 0.0034107 | 0.0044033 | 0.0055172 | 0.0067261 | 0.0080373 | 0.0094354 | 0.010951 | 0.01254 | 0.014228 | 0.016009 | 0.017882 | 0.019858 | 0.021905 | 0.024047 | 0.026294 | 0
F8_Industrial_Paper and Printing_New_Space Heating_Natural Gas_Gas Boiler - Insulate Hot Water Lines_A_Achievable Economic RVT Potential | F8 | Industrial | Paper and Printing | New | Space Heating | Natural Gas | Gas Boiler - Insulate Hot Water Lines | A | Cumulative Summer Peak Savings (MW) | Achievable Economic RVT Potential | 0 | 0 | 0 | 0 | 0 | 0 | 0 | 0 | 0 | 0 | 0 | 0 | 0 | 0 | 0 | 0 | 0 | 0 | 0 | 0 | 0 | 0 | 0
F9_Industrial_Paper and Printing_New_Space Heating_Natural Gas_Gas Boiler - Insulate Hot Water Lines_A_Achievable Economic RVT Potential | F9 | Industrial | Paper and Printing | New | Space Heating | Natural Gas | Gas Boiler - Insulate Hot Water Lines | A | Cumulative Winter Peak Savings (MW) | Achievable Economic RVT Potential | 0 | 0 | 0 | 0 | 0 | 0 | 0 | 0 | 0 | 0 | 0 | 0 | 0 | 0 | 0 | 0 | 0 | 0 | 0 | 0 | 0 | 0 | 0
F10_Industrial_Paper and Printing_New_Space Heating_Natural Gas_Gas Boiler - Insulate Hot Water Lines_A_Achievable Economic RVT Potential | F10 | Industrial | Paper and Printing | New | Space Heating | Natural Gas | Gas Boiler - Insulate Hot Water Lines | A | Purchases (Incremental) | Achievable Economic RVT Potential | 0 | 0 | 0.00017822 | 0.00031102 | 0.0004435 | 0.00059199 | 0.00068142 | 0.00078523 | 0.00088774 | 0.001003 | 0.0010889 | 0.0011877 | 0.0012851 | 0.0013982 | 0.0014749 | 0.0015682 | 0.0016614 | 0.0017698 | 0.0018415 | 0.0019298 | 0.0020157 | 0.0021013 | 0
F11_Industrial_Paper and Printing_New_Space Heating_Natural Gas_Gas Boiler - Insulate Hot Water Lines_A_Achievable Economic RVT Potential | F11 | Industrial | Paper and Printing | New | Space Heating | Natural Gas | Gas Boiler - Insulate Hot Water Lines | A | Purchases (Cumulative) | Achievable Economic RVT Potential | 0 | 0 | 0.00017822 | 0.00048924 | 0.00093275 | 0.0015247 | 0.0022062 | 0.0029914 | 0.0038791 | 0.0048822 | 0.0059711 | 0.0071588 | 0.0084439 | 0.0098421 | 0.011317 | 0.012885 | 0.014547 | 0.016316 | 0.018158 | 0.020088 | 0.022103 | 0.024205 | 0
F1_Industrial_Paper and Printing_New_Process_Natural Gas_Gas Boiler - Insulate Hot Water Lines_A_Achievable Economic RVT Potential | F1 | Industrial | Paper and Printing | New | Process | Natural Gas | Gas Boiler - Insulate Hot Water Lines | A | Integrated Unit Energy Savings (kWh or therms) | Achievable Economic RVT Potential | 0 | 0 | 682.887 | 682.7726 | 682.6501 | 682.5426 | 682.3736 | 682.1871 | 681.9842 | 681.7976 | 681.6044 | 681.474 | 681.3998 | 681.4058 | 681.4175 | 681.4798 | 681.5539 | 681.6416 | 681.6973 | 681.7603 | 681.8163 | 681.8676 | 0
F2_Industrial_Paper and Printing_New_Process_Natural Gas_Gas Boiler - Insulate Hot Water Lines_A_Achievable Economic RVT Potential | F2 | Industrial | Paper and Printing | New | Process | Natural Gas | Gas Boiler - Insulate Hot Water Lines | A | Integrated Unit Summer Peak Savings (kW) | Achievable Economic RVT Potential | 0 | 0 | 0 | 0 | 0 | 0 | 0 | 0 | 0 | 0 | 0 | 0 | 0 | 0 | 0 | 0 | 0 | 0 | 0 | 0 | 0 | 0 | 0
F3_Industrial_Paper and Printing_New_Process_Natural Gas_Gas Boiler - Insulate Hot Water Lines_A_Achievable Economic RVT Potential | F3 | Industrial | Paper and Printing | New | Process | Natural Gas | Gas Boiler - Insulate Hot Water Lines | A | Integrated Unit Winter Peak Savings (kW) | Achievable Economic RVT Potential | 0 | 0 | 0 | 0 | 0 | 0 | 0 | 0 | 0 | 0 | 0 | 0 | 0 | 0 | 0 | 0 | 0 | 0 | 0 | 0 | 0 | 0 | 0
F4_Industrial_Paper and Printing_New_Process_Natural Gas_Gas Boiler - Insulate Hot Water Lines_A_Achievable Economic RVT Potential | F4 | Industrial | Paper and Printing | New | Process | Natural Gas | Gas Boiler - Insulate Hot Water Lines | A | Incremental Energy Savings (MWh or mTherms) | Achievable Economic RVT Potential | 0 | 0 | 0.0048563 | 0.0084737 | 0.012081 | 0.016123 | 0.018554 | 0.021375 | 0.024158 | 0.027288 | 0.029616 | 0.032296 | 0.034943 | 0.038017 | 0.040104 | 0.042644 | 0.045182 | 0.048139 | 0.050092 | 0.052499 | 0.05484 | 0.057174 | 0
F5_Industrial_Paper and Printing_New_Process_Natural Gas_Gas Boiler - Insulate Hot Water Lines_A_Achievable Economic RVT Potential | F5 | Industrial | Paper and Printing | New | Process | Natural Gas | Gas Boiler - Insulate Hot Water Lines | A | Incremental Summer Peak Savings (MW) | Achievable Economic RVT Potential | 0 | 0 | 0 | 0 | 0 | 0 | 0 | 0 | 0 | 0 | 0 | 0 | 0 | 0 | 0 | 0 | 0 | 0 | 0 | 0 | 0 | 0 | 0
F6_Industrial_Paper and Printing_New_Process_Natural Gas_Gas Boiler - Insulate Hot Water Lines_A_Achievable Economic RVT Potential | F6 | Industrial | Paper and Printing | New | Process | Natural Gas | Gas Boiler - Insulate Hot Water Lines | A | Incremental Winter Peak Savings (MW) | Achievable Economic RVT Potential | 0 | 0 | 0 | 0 | 0 | 0 | 0 | 0 | 0 | 0 | 0 | 0 | 0 | 0 | 0 | 0 | 0 | 0 | 0 | 0 | 0 | 0 | 0
F7_Industrial_Paper and Printing_New_Process_Natural Gas_Gas Boiler - Insulate Hot Water Lines_A_Achievable Economic RVT Potential | F7 | Industrial | Paper and Printing | New | Process | Natural Gas | Gas Boiler - Insulate Hot Water Lines | A | Cumulative Energy Savings (MWh or mTherms) | Achievable Economic RVT Potential | 0 | 0 | 0.0048563 | 0.013329 | 0.025408 | 0.041527 | 0.060071 | 0.081429 | 0.10556 | 0.13282 | 0.1624 | 0.19467 | 0.22959 | 0.26761 | 0.30772 | 0.35039 | 0.39561 | 0.4438 | 0.49393 | 0.54647 | 0.60135 | 0.65857 | 0
F8_Industrial_Paper and Printing_New_Process_Natural Gas_Gas Boiler - Insulate Hot Water Lines_A_Achievable Economic RVT Potential | F8 | Industrial | Paper and Printing | New | Process | Natural Gas | Gas Boiler - Insulate Hot Water Lines | A | Cumulative Summer Peak Savings (MW) | Achievable Economic RVT Potential | 0 | 0 | 0 | 0 | 0 | 0 | 0 | 0 | 0 | 0 | 0 | 0 | 0 | 0 | 0 | 0 | 0 | 0 | 0 | 0 | 0 | 0 | 0
F9_Industrial_Paper and Printing_New_Process_Natural Gas_Gas Boiler - Insulate Hot Water Lines_A_Achievable Economic RVT Potential | F9 | Industrial | Paper and Printing | New | Process | Natural Gas | Gas Boiler - Insulate Hot Water Lines | A | Cumulative Winter Peak Savings (MW) | Achievable Economic RVT Potential | 0 | 0 | 0 | 0 | 0 | 0 | 0 | 0 | 0 | 0 | 0 | 0 | 0 | 0 | 0 | 0 | 0 | 0 | 0 | 0 | 0 | 0 | 0
F10_Industrial_Paper and Printing_New_Process_Natural Gas_Gas Boiler - Insulate Hot Water Lines_A_Achievable Economic RVT Potential | F10 | Industrial | Paper and Printing | New | Process | Natural Gas | Gas Boiler - Insulate Hot Water Lines | A | Purchases (Incremental) | Achievable Economic RVT Potential | 0 | 0 | 0.0071114 | 0.012411 | 0.017697 | 0.023622 | 0.027191 | 0.031333 | 0.035423 | 0.040024 | 0.043451 | 0.047392 | 0.051281 | 0.055792 | 0.058854 | 0.062575 | 0.066293 | 0.070622 | 0.073481 | 0.077004 | 0.080432 | 0.083849 | 0
F11_Industrial_Paper and Printing_New_Process_Natural Gas_Gas Boiler - Insulate Hot Water Lines_A_Achievable Economic RVT Potential | F11 | Industrial | Paper and Printing | New | Process | Natural Gas | Gas Boiler - Insulate Hot Water Lines | A | Purchases (Cumulative) | Achievable Economic RVT Potential | 0 | 0 | 0.0071114 | 0.019522 | 0.037219 | 0.060842 | 0.088032 | 0.11937 | 0.15479 | 0.19481 | 0.23826 | 0.28566 | 0.33694 | 0.39273 | 0.45158 | 0.51416 | 0.58045 | 0.65107 | 0.72455 | 0.80156 | 0.88199 | 0.96584 | 0
F1_Industrial_Paper and Printing_New_Process_Natural Gas_Process - Insulate Heated Process Fluids_A_Achievable Economic RVT Potential | F1 | Industrial | Paper and Printing | New | Process | Natural Gas | Process - Insulate Heated Process Fluids | A | Integrated Unit Energy Savings (kWh or therms) | Achievable Economic RVT Potential | 0 | 0 | 558.3428 | 557.8207 | 557.3244 | 556.8836 | 556.2514 | 555.7767 | 555.3422 | 554.9929 | 554.5919 | 554.29 | 554.0406 | 553.9009 | 553.6838 | 553.5574 | 553.4457 | 553.4294 | 553.3352 | 553.315 | 553.2799 | 553.2351 | 0
F2_Industrial_Paper and Printing_New_Process_Natural Gas_Process - Insulate Heated Process Fluids_A_Achievable Economic RVT Potential | F2 | Industrial | Paper and Printing | New | Process | Natural Gas | Process - Insulate Heated Process Fluids | A | Integrated Unit Summer Peak Savings (kW) | Achievable Economic RVT Potential | 0 | 0 | 0 | 0 | 0 | 0 | 0 | 0 | 0 | 0 | 0 | 0 | 0 | 0 | 0 | 0 | 0 | 0 | 0 | 0 | 0 | 0 | 0
F3_Industrial_Paper and Printing_New_Process_Natural Gas_Process - Insulate Heated Process Fluids_A_Achievable Economic RVT Potential | F3 | Industrial | Paper and Printing | New | Process | Natural Gas | Process - Insulate Heated Process Fluids | A | Integrated Unit Winter Peak Savings (kW) | Achievable Economic RVT Potential | 0 | 0 | 0 | 0 | 0 | 0 | 0 | 0 | 0 | 0 | 0 | 0 | 0 | 0 | 0 | 0 | 0 | 0 | 0 | 0 | 0 | 0 | 0
F4_Industrial_Paper and Printing_New_Process_Natural Gas_Process - Insulate Heated Process Fluids_A_Achievable Economic RVT Potential | F4 | Industrial | Paper and Printing | New | Process | Natural Gas | Process - Insulate Heated Process Fluids | A | Incremental Energy Savings (MWh or mTherms) | Achievable Economic RVT Potential | 0 | 0 | 0 | 0 | 0 | 0 | 0 | 0 | 0 | 0 | 0 | 0 | 0 | 0 | 0 | 0 | 0 | 0 | 0 | 0 | 0 | 0 | 0
F5_Industrial_Paper and Printing_New_Process_Natural Gas_Process - Insulate Heated Process Fluids_A_Achievable Economic RVT Potential | F5 | Industrial | Paper and Printing | New | Process | Natural Gas | Process - Insulate Heated Process Fluids | A | Incremental Summer Peak Savings (MW) | Achievable Economic RVT Potential | 0 | 0 | 0 | 0 | 0 | 0 | 0 | 0 | 0 | 0 | 0 | 0 | 0 | 0 | 0 | 0 | 0 | 0 | 0 | 0 | 0 | 0 | 0
F6_Industrial_Paper and Printing_New_Process_Natural Gas_Process - Insulate Heated Process Fluids_A_Achievable Economic RVT Potential | F6 | Industrial | Paper and Printing | New | Process | Natural Gas | Process - Insulate Heated Process Fluids | A | Incremental Winter Peak Savings (MW) | Achievable Economic RVT Potential | 0 | 0 | 0 | 0 | 0 | 0 | 0 | 0 | 0 | 0 | 0 | 0 | 0 | 0 | 0 | 0 | 0 | 0 | 0 | 0 | 0 | 0 | 0
F7_Industrial_Paper and Printing_New_Process_Natural Gas_Process - Insulate Heated Process Fluids_A_Achievable Economic RVT Potential | F7 | Industrial | Paper and Printing | New | Process | Natural Gas | Process - Insulate Heated Process Fluids | A | Cumulative Energy Savings (MWh or mTherms) | Achievable Economic RVT Potential | 0 | 0 | 0 | 0 | 0 | 0 | 0 | 0 | 0 | 0 | 0 | 0 | 0 | 0 | 0 | 0 | 0 | 0 | 0 | 0 | 0 | 0 | 0
F8_Industrial_Paper and Printing_New_Process_Natural Gas_Process - Insulate Heated Process Fluids_A_Achievable Economic RVT Potential | F8 | Industrial | Paper and Printing | New | Process | Natural Gas | Process - Insulate Heated Process Fluids | A | Cumulative Summer Peak Savings (MW) | Achievable Economic RVT Potential | 0 | 0 | 0 | 0 | 0 | 0 | 0 | 0 | 0 | 0 | 0 | 0 | 0 | 0 | 0 | 0 | 0 | 0 | 0 | 0 | 0 | 0 | 0
F9_Industrial_Paper and Printing_New_Process_Natural Gas_Process - Insulate Heated Process Fluids_A_Achievable Economic RVT Potential | F9 | Industrial | Paper and Printing | New | Process | Natural Gas | Process - Insulate Heated Process Fluids | A | Cumulative Winter Peak Savings (MW) | Achievable Economic RVT Potential | 0 | 0 | 0 | 0 | 0 | 0 | 0 | 0 | 0 | 0 | 0 | 0 | 0 | 0 | 0 | 0 | 0 | 0 | 0 | 0 | 0 | 0 | 0
F10_Industrial_Paper and Printing_New_Process_Natural Gas_Process - Insulate Heated Process Fluids_A_Achievable Economic RVT Potential | F10 | Industrial | Paper and Printing | New | Process | Natural Gas | Process - Insulate Heated Process Fluids | A | Purchases (Incremental) | Achievable Economic RVT Potential | 0 | 0 | 0 | 0 | 0 | 0 | 0 | 0 | 0 | 0 | 0 | 0 | 0 | 0 | 0 | 0 | 0 | 0 | 0 | 0 | 0 | 0 | 0
F11_Industrial_Paper and Printing_New_Process_Natural Gas_Process - Insulate Heated Process Fluids_A_Achievable Economic RVT Potential | F11 | Industrial | Paper and Printing | New | Process | Natural Gas | Process - Insulate Heated Process Fluids | A | Purchases (Cumulative) | Achievable Economic RVT Potential | 0 | 0 | 0 | 0 | 0 | 0 | 0 | 0 | 0 | 0 | 0 | 0 | 0 | 0 | 0 | 0 | 0 | 0 | 0 | 0 | 0 | 0 | 0
F1_Industrial_Paper and Printing_New_Process_Natural Gas_Process Heat Recovery_A_Achievable Economic RVT Potential | F1 | Industrial | Paper and Printing | New | Process | Natural Gas | Process Heat Recovery | A | Integrated Unit Energy Savings (kWh or therms) | Achievable Economic RVT Potential | 0 | 0 | 73.2716 | 73.2031 | 73.138 | 73.0801 | 72.9972 | 72.9349 | 72.8779 | 72.832 | 72.7794 | 72.7398 | 72.7071 | 72.6887 | 72.6602 | 72.6436 | 72.629 | 72.6268 | 72.6145 | 72.6118 | 72.6072 | 72.6013 | 0
F2_Industrial_Paper and Printing_New_Process_Natural Gas_Process Heat Recovery_A_Achievable Economic RVT Potential | F2 | Industrial | Paper and Printing | New | Process | Natural Gas | Process Heat Recovery | A | Integrated Unit Summer Peak Savings (kW) | Achievable Economic RVT Potential | 0 | 0 | 0 | 0 | 0 | 0 | 0 | 0 | 0 | 0 | 0 | 0 | 0 | 0 | 0 | 0 | 0 | 0 | 0 | 0 | 0 | 0 | 0
F3_Industrial_Paper and Printing_New_Process_Natural Gas_Process Heat Recovery_A_Achievable Economic RVT Potential | F3 | Industrial | Paper and Printing | New | Process | Natural Gas | Process Heat Recovery | A | Integrated Unit Winter Peak Savings (kW) | Achievable Economic RVT Potential | 0 | 0 | 0 | 0 | 0 | 0 | 0 | 0 | 0 | 0 | 0 | 0 | 0 | 0 | 0 | 0 | 0 | 0 | 0 | 0 | 0 | 0 | 0
F4_Industrial_Paper and Printing_New_Process_Natural Gas_Process Heat Recovery_A_Achievable Economic RVT Potential | F4 | Industrial | Paper and Printing | New | Process | Natural Gas | Process Heat Recovery | A | Incremental Energy Savings (MWh or mTherms) | Achievable Economic RVT Potential | 0 | 0 | 0 | 0 | 0 | 0 | 0 | 0 | 0 | 0 | 0 | 0 | 0 | 0 | 0 | 0 | 0 | 0 | 0 | 0 | 0 | 0 | 0
F5_Industrial_Paper and Printing_New_Process_Natural Gas_Process Heat Recovery_A_Achievable Economic RVT Potential | F5 | Industrial | Paper and Printing | New | Process | Natural Gas | Process Heat Recovery | A | Incremental Summer Peak Savings (MW) | Achievable Economic RVT Potential | 0 | 0 | 0 | 0 | 0 | 0 | 0 | 0 | 0 | 0 | 0 | 0 | 0 | 0 | 0 | 0 | 0 | 0 | 0 | 0 | 0 | 0 | 0
F6_Industrial_Paper and Printing_New_Process_Natural Gas_Process Heat Recovery_A_Achievable Economic RVT Potential | F6 | Industrial | Paper and Printing | New | Process | Natural Gas | Process Heat Recovery | A | Incremental Winter Peak Savings (MW) | Achievable Economic RVT Potential | 0 | 0 | 0 | 0 | 0 | 0 | 0 | 0 | 0 | 0 | 0 | 0 | 0 | 0 | 0 | 0 | 0 | 0 | 0 | 0 | 0 | 0 | 0
F7_Industrial_Paper and Printing_New_Process_Natural Gas_Process Heat Recovery_A_Achievable Economic RVT Potential | F7 | Industrial | Paper and Printing | New | Process | Natural Gas | Process Heat Recovery | A | Cumulative Energy Savings (MWh or mTherms) | Achievable Economic RVT Potential | 0 | 0 | 0 | 0 | 0 | 0 | 0 | 0 | 0 | 0 | 0 | 0 | 0 | 0 | 0 | 0 | 0 | 0 | 0 | 0 | 0 | 0 | 0
F8_Industrial_Paper and Printing_New_Process_Natural Gas_Process Heat Recovery_A_Achievable Economic RVT Potential | F8 | Industrial | Paper and Printing | New | Process | Natural Gas | Process Heat Recovery | A | Cumulative Summer Peak Savings (MW) | Achievable Economic RVT Potential | 0 | 0 | 0 | 0 | 0 | 0 | 0 | 0 | 0 | 0 | 0 | 0 | 0 | 0 | 0 | 0 | 0 | 0 | 0 | 0 | 0 | 0 | 0
F9_Industrial_Paper and Printing_New_Process_Natural Gas_Process Heat Recovery_A_Achievable Economic RVT Potential | F9 | Industrial | Paper and Printing | New | Process | Natural Gas | Process Heat Recovery | A | Cumulative Winter Peak Savings (MW) | Achievable Economic RVT Potential | 0 | 0 | 0 | 0 | 0 | 0 | 0 | 0 | 0 | 0 | 0 | 0 | 0 | 0 | 0 | 0 | 0 | 0 | 0 | 0 | 0 | 0 | 0
F10_Industrial_Paper and Printing_New_Process_Natural Gas_Process Heat Recovery_A_Achievable Economic RVT Potential | F10 | Industrial | Paper and Printing | New | Process | Natural Gas | Process Heat Recovery | A | Purchases (Incremental) | Achievable Economic RVT Potential | 0 | 0 | 0 | 0 | 0 | 0 | 0 | 0 | 0 | 0 | 0 | 0 | 0 | 0 | 0 | 0 | 0 | 0 | 0 | 0 | 0 | 0 | 0
F11_Industrial_Paper and Printing_New_Process_Natural Gas_Process Heat Recovery_A_Achievable Economic RVT Potential | F11 | Industrial | Paper and Printing | New | Process | Natural Gas | Process Heat Recovery | A | Purchases (Cumulative) | Achievable Economic RVT Potential | 0 | 0 | 0 | 0 | 0 | 0 | 0 | 0 | 0 | 0 | 0 | 0 | 0 | 0 | 0 | 0 | 0 | 0 | 0 | 0 | 0 | 0 | 0
F1_Industrial_Paper and Printing_New_Space Heating_Natural Gas_Building Automation System_A_Achievable Economic RVT Potential | F1 | Industrial | Paper and Printing | New | Space Heating | Natural Gas | Building Automation System | A | Integrated Unit Energy Savings (kWh or therms) | Achievable Economic RVT Potential | 0 | 0 | 0.014835 | 0.014661 | 0.01454 | 0.014432 | 0.014362 | 0.014289 | 0.014223 | 0.014157 | 0.01411 | 0.014062 | 0.013994 | 0.013934 | 0.013875 | 0.013825 | 0.013779 | 0.013722 | 0.013693 | 0.013656 | 0.013626 | 0.013607 | 0
F2_Industrial_Paper and Printing_New_Space Heating_Natural Gas_Building Automation System_A_Achievable Economic RVT Potential | F2 | Industrial | Paper and Printing | New | Space Heating | Natural Gas | Building Automation System | A | Integrated Unit Summer Peak Savings (kW) | Achievable Economic RVT Potential | 0 | 0 | 0 | 0 | 0 | 0 | 0 | 0 | 0 | 0 | 0 | 0 | 0 | 0 | 0 | 0 | 0 | 0 | 0 | 0 | 0 | 0 | 0
F3_Industrial_Paper and Printing_New_Space Heating_Natural Gas_Building Automation System_A_Achievable Economic RVT Potential | F3 | Industrial | Paper and Printing | New | Space Heating | Natural Gas | Building Automation System | A | Integrated Unit Winter Peak Savings (kW) | Achievable Economic RVT Potential | 0 | 0 | 0 | 0 | 0 | 0 | 0 | 0 | 0 | 0 | 0 | 0 | 0 | 0 | 0 | 0 | 0 | 0 | 0 | 0 | 0 | 0 | 0
F4_Industrial_Paper and Printing_New_Space Heating_Natural Gas_Building Automation System_A_Achievable Economic RVT Potential | F4 | Industrial | Paper and Printing | New | Space Heating | Natural Gas | Building Automation System | A | Incremental Energy Savings (MWh or mTherms) | Achievable Economic RVT Potential | 0 | 0 | 0.00047276 | 0.0016299 | 0.0040926 | 0.0088198 | 0.015335 | 0.025181 | 0.038544 | 0.056198 | 0.075205 | 0.096399 | 0.11646 | 0.13422 | 0.14157 | 0.14138 | 0.13125 | 0.11515 | 0.091432 | 0.066152 | 0.044048 | 0.029906 | 0
F5_Industrial_Paper and Printing_New_Space Heating_Natural Gas_Building Automation System_A_Achievable Economic RVT Potential | F5 | Industrial | Paper and Printing | New | Space Heating | Natural Gas | Building Automation System | A | Incremental Summer Peak Savings (MW) | Achievable Economic RVT Potential | 0 | 0 | 0 | 0 | 0 | 0 | 0 | 0 | 0 | 0 | 0 | 0 | 0 | 0 | 0 | 0 | 0 | 0 | 0 | 0 | 0 | 0 | 0
F6_Industrial_Paper and Printing_New_Space Heating_Natural Gas_Building Automation System_A_Achievable Economic RVT Potential | F6 | Industrial | Paper and Printing | New | Space Heating | Natural Gas | Building Automation System | A | Incremental Winter Peak Savings (MW) | Achievable Economic RVT Potential | 0 | 0 | 0 | 0 | 0 | 0 | 0 | 0 | 0 | 0 | 0 | 0 | 0 | 0 | 0 | 0 | 0 | 0 | 0 | 0 | 0 | 0 | 0
F7_Industrial_Paper and Printing_New_Space Heating_Natural Gas_Building Automation System_A_Achievable Economic RVT Potential | F7 | Industrial | Paper and Printing | New | Space Heating | Natural Gas | Building Automation System | A | Cumulative Energy Savings (MWh or mTherms) | Achievable Economic RVT Potential | 0 | 0 | 0.00047276 | 0.0020971 | 0.0061725 | 0.014946 | 0.030209 | 0.055236 | 0.093524 | 0.14929 | 0.224 | 0.31963 | 0.43455 | 0.5669 | 0.70606 | 0.84493 | 0.97335 | 1.084 | 1.1717 | 1.2308 | 1.2638 | 1.2774 | 0
F8_Industrial_Paper and Printing_New_Space Heating_Natural Gas_Building Automation System_A_Achievable Economic RVT Potential | F8 | Industrial | Paper and Printing | New | Space Heating | Natural Gas | Building Automation System | A | Cumulative Summer Peak Savings (MW) | Achievable Economic RVT Potential | 0 | 0 | 0 | 0 | 0 | 0 | 0 | 0 | 0 | 0 | 0 | 0 | 0 | 0 | 0 | 0 | 0 | 0 | 0 | 0 | 0 | 0 | 0
F9_Industrial_Paper and Printing_New_Space Heating_Natural Gas_Building Automation System_A_Achievable Economic RVT Potential | F9 | Industrial | Paper and Printing | New | Space Heating | Natural Gas | Building Automation System | A | Cumulative Winter Peak Savings (MW) | Achievable Economic RVT Potential | 0 | 0 | 0 | 0 | 0 | 0 | 0 | 0 | 0 | 0 | 0 | 0 | 0 | 0 | 0 | 0 | 0 | 0 | 0 | 0 | 0 | 0 | 0
F10_Industrial_Paper and Printing_New_Space Heating_Natural Gas_Building Automation System_A_Achievable Economic RVT Potential | F10 | Industrial | Paper and Printing | New | Space Heating | Natural Gas | Building Automation System | A | Purchases (Incremental) | Achievable Economic RVT Potential | 0 | 0 | 31.8681 | 111.1726 | 281.4707 | 611.1433 | 1067.7577 | 1762.2344 | 2710.0418 | 3969.4934 | 5329.9151 | 6855.3314 | 8322.3631 | 9632.2703 | 10203.2942 | 10226.4659 | 9525.6371 | 8391.9688 | 6677.2027 | 4844.3234 | 3232.734 | 2197.8761 | 0
F11_Industrial_Paper and Printing_New_Space Heating_Natural Gas_Building Automation System_A_Achievable Economic RVT Potential | F11 | Industrial | Paper and Printing | New | Space Heating | Natural Gas | Building Automation System | A | Purchases (Cumulative) | Achievable Economic RVT Potential | 0 | 0 | 31.8681 | 143.0408 | 424.5115 | 1035.6548 | 2103.4125 | 3865.6469 | 6575.6886 | 10545.182 | 15875.0971 | 22730.4285 | 31052.7917 | 40685.0619 | 50888.3561 | 61114.822 | 70640.4591 | 79000.5598 | 85566.5898 | 90129.4426 | 92751.0332 | 93881.1516 | 0
F1_Industrial_Paper and Printing_New_Space Heating_Natural Gas_Steam System Efficiency Improvements_A_Achievable Economic RVT Potential | F1 | Industrial | Paper and Printing | New | Space Heating | Natural Gas | Steam System Efficiency Improvements | A | Integrated Unit Energy Savings (kWh or therms) | Achievable Economic RVT Potential | 0 | 0 | 0.13295 | 0.13135 | 0.13021 | 0.12915 | 0.12838 | 0.12754 | 0.12671 | 0.12583 | 0.12502 | 0.12416 | 0.12309 | 0.12211 | 0.12109 | 0.12025 | 0.11953 | 0.11884 | 0.11843 | 0.11808 | 0.11789 | 0.11784 | 0
F2_Industrial_Paper and Printing_New_Space Heating_Natural Gas_Steam System Efficiency Improvements_A_Achievable Economic RVT Potential | F2 | Industrial | Paper and Printing | New | Space Heating | Natural Gas | Steam System Efficiency Improvements | A | Integrated Unit Summer Peak Savings (kW) | Achievable Economic RVT Potential | 0 | 0 | 0 | 0 | 0 | 0 | 0 | 0 | 0 | 0 | 0 | 0 | 0 | 0 | 0 | 0 | 0 | 0 | 0 | 0 | 0 | 0 | 0
F3_Industrial_Paper and Printing_New_Space Heating_Natural Gas_Steam System Efficiency Improvements_A_Achievable Economic RVT Potential | F3 | Industrial | Paper and Printing | New | Space Heating | Natural Gas | Steam System Efficiency Improvements | A | Integrated Unit Winter Peak Savings (kW) | Achievable Economic RVT Potential | 0 | 0 | 0 | 0 | 0 | 0 | 0 | 0 | 0 | 0 | 0 | 0 | 0 | 0 | 0 | 0 | 0 | 0 | 0 | 0 | 0 | 0 | 0
F4_Industrial_Paper and Printing_New_Space Heating_Natural Gas_Steam System Efficiency Improvements_A_Achievable Economic RVT Potential | F4 | Industrial | Paper and Printing | New | Space Heating | Natural Gas | Steam System Efficiency Improvements | A | Incremental Energy Savings (MWh or mTherms) | Achievable Economic RVT Potential | 0 | 0 | 3.0028e-05 | 0.00010349 | 0.00025974 | 0.00055938 | 0.00097152 | 0.0015929 | 0.0024336 | 0.0035398 | 0.0047223 | 0.0060323 | 0.0072602 | 0.0083358 | 0.0087564 | 0.0087155 | 0.0080693 | 0.0070683 | 0.0081779 | 0.0087744 | 0.0090545 | 0.0088471 | 0
F5_Industrial_Paper and Printing_New_Space Heating_Natural Gas_Steam System Efficiency Improvements_A_Achievable Economic RVT Potential | F5 | Industrial | Paper and Printing | New | Space Heating | Natural Gas | Steam System Efficiency Improvements | A | Incremental Summer Peak Savings (MW) | Achievable Economic RVT Potential | 0 | 0 | 0 | 0 | 0 | 0 | 0 | 0 | 0 | 0 | 0 | 0 | 0 | 0 | 0 | 0 | 0 | 0 | 0 | 0 | 0 | 0 | 0
F6_Industrial_Paper and Printing_New_Space Heating_Natural Gas_Steam System Efficiency Improvements_A_Achievable Economic RVT Potential | F6 | Industrial | Paper and Printing | New | Space Heating | Natural Gas | Steam System Efficiency Improvements | A | Incremental Winter Peak Savings (MW) | Achievable Economic RVT Potential | 0 | 0 | 0 | 0 | 0 | 0 | 0 | 0 | 0 | 0 | 0 | 0 | 0 | 0 | 0 | 0 | 0 | 0 | 0 | 0 | 0 | 0 | 0
F7_Industrial_Paper and Printing_New_Space Heating_Natural Gas_Steam System Efficiency Improvements_A_Achievable Economic RVT Potential | F7 | Industrial | Paper and Printing | New | Space Heating | Natural Gas | Steam System Efficiency Improvements | A | Cumulative Energy Savings (MWh or mTherms) | Achievable Economic RVT Potential | 0 | 0 | 3.0028e-05 | 0.00013316 | 0.00039174 | 0.00094793 | 0.0019138 | 0.0034654 | 0.0057764 | 0.009025 | 0.013148 | 0.01815 | 0.023717 | 0.029518 | 0.034622 | 0.038556 | 0.040585 | 0.040385 | 0.040244 | 0.040126 | 0.040059 | 0.040044 | 0
F8_Industrial_Paper and Printing_New_Space Heating_Natural Gas_Steam System Efficiency Improvements_A_Achievable Economic RVT Potential | F8 | Industrial | Paper and Printing | New | Space Heating | Natural Gas | Steam System Efficiency Improvements | A | Cumulative Summer Peak Savings (MW) | Achievable Economic RVT Potential | 0 | 0 | 0 | 0 | 0 | 0 | 0 | 0 | 0 | 0 | 0 | 0 | 0 | 0 | 0 | 0 | 0 | 0 | 0 | 0 | 0 | 0 | 0
F9_Industrial_Paper and Printing_New_Space Heating_Natural Gas_Steam System Efficiency Improvements_A_Achievable Economic RVT Potential | F9 | Industrial | Paper and Printing | New | Space Heating | Natural Gas | Steam System Efficiency Improvements | A | Cumulative Winter Peak Savings (MW) | Achievable Economic RVT Potential | 0 | 0 | 0 | 0 | 0 | 0 | 0 | 0 | 0 | 0 | 0 | 0 | 0 | 0 | 0 | 0 | 0 | 0 | 0 | 0 | 0 | 0 | 0
F10_Industrial_Paper and Printing_New_Space Heating_Natural Gas_Steam System Efficiency Improvements_A_Achievable Economic RVT Potential | F10 | Industrial | Paper and Printing | New | Space Heating | Natural Gas | Steam System Efficiency Improvements | A | Purchases (Incremental) | Achievable Economic RVT Potential | 0 | 0 | 0.22585 | 0.78789 | 1.9948 | 4.3312 | 7.5673 | 12.4892 | 19.2064 | 28.1323 | 37.7738 | 48.5846 | 58.9816 | 68.2651 | 72.312 | 72.4762 | 67.5094 | 59.4749 | 69.053 | 74.3068 | 76.8075 | 75.0767 | 0
F11_Industrial_Paper and Printing_New_Space Heating_Natural Gas_Steam System Efficiency Improvements_A_Achievable Economic RVT Potential | F11 | Industrial | Paper and Printing | New | Space Heating | Natural Gas | Steam System Efficiency Improvements | A | Purchases (Cumulative) | Achievable Economic RVT Potential | 0 | 0 | 0.22585 | 1.0137 | 3.0086 | 7.3398 | 14.9071 | 27.1705 | 45.589 | 71.7264 | 105.1689 | 146.1862 | 192.6786 | 241.7373 | 285.917 | 320.6195 | 339.5442 | 339.8117 | 339.8117 | 339.8117 | 339.8117 | 339.8117 | 0
F1_Industrial_Paper and Printing_New_Process_Natural Gas_Steam System Efficiency Improvements_A_Achievable Economic RVT Potential | F1 | Industrial | Paper and Printing | New | Process | Natural Gas | Steam System Efficiency Improvements | A | Integrated Unit Energy Savings (kWh or therms) | Achievable Economic RVT Potential | 0 | 0 | 0.076808 | 0.076704 | 0.076603 | 0.076512 | 0.07638 | 0.076277 | 0.076187 | 0.076117 | 0.076036 | 0.075978 | 0.075931 | 0.075908 | 0.075871 | 0.075854 | 0.075843 | 0.075856 | 0.075852 | 0.075861 | 0.075868 | 0.075873 | 0
F2_Industrial_Paper and Printing_New_Process_Natural Gas_Steam System Efficiency Improvements_A_Achievable Economic RVT Potential | F2 | Industrial | Paper and Printing | New | Process | Natural Gas | Steam System Efficiency Improvements | A | Integrated Unit Summer Peak Savings (kW) | Achievable Economic RVT Potential | 0 | 0 | 0 | 0 | 0 | 0 | 0 | 0 | 0 | 0 | 0 | 0 | 0 | 0 | 0 | 0 | 0 | 0 | 0 | 0 | 0 | 0 | 0
F3_Industrial_Paper and Printing_New_Process_Natural Gas_Steam System Efficiency Improvements_A_Achievable Economic RVT Potential | F3 | Industrial | Paper and Printing | New | Process | Natural Gas | Steam System Efficiency Improvements | A | Integrated Unit Winter Peak Savings (kW) | Achievable Economic RVT Potential | 0 | 0 | 0 | 0 | 0 | 0 | 0 | 0 | 0 | 0 | 0 | 0 | 0 | 0 | 0 | 0 | 0 | 0 | 0 | 0 | 0 | 0 | 0
F4_Industrial_Paper and Printing_New_Process_Natural Gas_Steam System Efficiency Improvements_A_Achievable Economic RVT Potential | F4 | Industrial | Paper and Printing | New | Process | Natural Gas | Steam System Efficiency Improvements | A | Incremental Energy Savings (MWh or mTherms) | Achievable Economic RVT Potential | 0 | 0 | 0 | 0 | 0 | 0 | 0 | 0 | 0 | 0 | 0 | 0 | 0 | 0 | 0 | 0 | 0 | 0 | 0 | 0 | 0 | 0 | 0
F5_Industrial_Paper and Printing_New_Process_Natural Gas_Steam System Efficiency Improvements_A_Achievable Economic RVT Potential | F5 | Industrial | Paper and Printing | New | Process | Natural Gas | Steam System Efficiency Improvements | A | Incremental Summer Peak Savings (MW) | Achievable Economic RVT Potential | 0 | 0 | 0 | 0 | 0 | 0 | 0 | 0 | 0 | 0 | 0 | 0 | 0 | 0 | 0 | 0 | 0 | 0 | 0 | 0 | 0 | 0 | 0
F6_Industrial_Paper and Printing_New_Process_Natural Gas_Steam System Efficiency Improvements_A_Achievable Economic RVT Potential | F6 | Industrial | Paper and Printing | New | Process | Natural Gas | Steam System Efficiency Improvements | A | Incremental Winter Peak Savings (MW) | Achievable Economic RVT Potential | 0 | 0 | 0 | 0 | 0 | 0 | 0 | 0 | 0 | 0 | 0 | 0 | 0 | 0 | 0 | 0 | 0 | 0 | 0 | 0 | 0 | 0 | 0
F7_Industrial_Paper and Printing_New_Process_Natural Gas_Steam System Efficiency Improvements_A_Achievable Economic RVT Potential | F7 | Industrial | Paper and Printing | New | Process | Natural Gas | Steam System Efficiency Improvements | A | Cumulative Energy Savings (MWh or mTherms) | Achievable Economic RVT Potential | 0 | 0 | 0 | 0 | 0 | 0 | 0 | 0 | 0 | 0 | 0 | 0 | 0 | 0 | 0 | 0 | 0 | 0 | 0 | 0 | 0 | 0 | 0
F8_Industrial_Paper and Printing_New_Process_Natural Gas_Steam System Efficiency Improvements_A_Achievable Economic RVT Potential | F8 | Industrial | Paper and Printing | New | Process | Natural Gas | Steam System Efficiency Improvements | A | Cumulative Summer Peak Savings (MW) | Achievable Economic RVT Potential | 0 | 0 | 0 | 0 | 0 | 0 | 0 | 0 | 0 | 0 | 0 | 0 | 0 | 0 | 0 | 0 | 0 | 0 | 0 | 0 | 0 | 0 | 0
F9_Industrial_Paper and Printing_New_Process_Natural Gas_Steam System Efficiency Improvements_A_Achievable Economic RVT Potential | F9 | Industrial | Paper and Printing | New | Process | Natural Gas | Steam System Efficiency Improvements | A | Cumulative Winter Peak Savings (MW) | Achievable Economic RVT Potential | 0 | 0 | 0 | 0 | 0 | 0 | 0 | 0 | 0 | 0 | 0 | 0 | 0 | 0 | 0 | 0 | 0 | 0 | 0 | 0 | 0 | 0 | 0
F10_Industrial_Paper and Printing_New_Process_Natural Gas_Steam System Efficiency Improvements_A_Achievable Economic RVT Potential | F10 | Industrial | Paper and Printing | New | Process | Natural Gas | Steam System Efficiency Improvements | A | Purchases (Incremental) | Achievable Economic RVT Potential | 0 | 0 | 0 | 0 | 0 | 0 | 0 | 0 | 0 | 0 | 0 | 0 | 0 | 0 | 0 | 0 | 0 | 0 | 0 | 0 | 0 | 0 | 0
F11_Industrial_Paper and Printing_New_Process_Natural Gas_Steam System Efficiency Improvements_A_Achievable Economic RVT Potential | F11 | Industrial | Paper and Printing | New | Process | Natural Gas | Steam System Efficiency Improvements | A | Purchases (Cumulative) | Achievable Economic RVT Potential | 0 | 0 | 0 | 0 | 0 | 0 | 0 | 0 | 0 | 0 | 0 | 0 | 0 | 0 | 0 | 0 | 0 | 0 | 0 | 0 | 0 | 0 | 0
F1_Industrial_Paper and Printing_New_Space Heating_Natural Gas_Strategic Energy Management_A_Achievable Economic RVT Potential | F1 | Industrial | Paper and Printing | New | Space Heating | Natural Gas | Strategic Energy Management | A | Integrated Unit Energy Savings (kWh or therms) | Achievable Economic RVT Potential | 0 | 0 | 53.8985 | 53.2904 | 52.8757 | 52.5012 | 52.2768 | 52.0257 | 51.7941 | 51.5614 | 51.3948 | 51.2233 | 50.9795 | 50.7614 | 50.5494 | 50.3715 | 50.2043 | 49.9927 | 49.8836 | 49.7391 | 49.6226 | 49.5469 | 0
F2_Industrial_Paper and Printing_New_Space Heating_Natural Gas_Strategic Energy Management_A_Achievable Economic RVT Potential | F2 | Industrial | Paper and Printing | New | Space Heating | Natural Gas | Strategic Energy Management | A | Integrated Unit Summer Peak Savings (kW) | Achievable Economic RVT Potential | 0 | 0 | 0 | 0 | 0 | 0 | 0 | 0 | 0 | 0 | 0 | 0 | 0 | 0 | 0 | 0 | 0 | 0 | 0 | 0 | 0 | 0 | 0
F3_Industrial_Paper and Printing_New_Space Heating_Natural Gas_Strategic Energy Management_A_Achievable Economic RVT Potential | F3 | Industrial | Paper and Printing | New | Space Heating | Natural Gas | Strategic Energy Management | A | Integrated Unit Winter Peak Savings (kW) | Achievable Economic RVT Potential | 0 | 0 | 0 | 0 | 0 | 0 | 0 | 0 | 0 | 0 | 0 | 0 | 0 | 0 | 0 | 0 | 0 | 0 | 0 | 0 | 0 | 0 | 0
F4_Industrial_Paper and Printing_New_Space Heating_Natural Gas_Strategic Energy Management_A_Achievable Economic RVT Potential | F4 | Industrial | Paper and Printing | New | Space Heating | Natural Gas | Strategic Energy Management | A | Incremental Energy Savings (MWh or mTherms) | Achievable Economic RVT Potential | 0 | 0 | 0.0029752 | 0.0051337 | 0.0072634 | 0.0096266 | 0.011033 | 0.012653 | 0.014241 | 0.016019 | 0.017334 | 0.018843 | 0.020292 | 0.021983 | 0.023093 | 0.024466 | 0.025834 | 0.027405 | 0.028452 | 0.02973 | 0.033201 | 0.035953 | 0
F5_Industrial_Paper and Printing_New_Space Heating_Natural Gas_Strategic Energy Management_A_Achievable Economic RVT Potential | F5 | Industrial | Paper and Printing | New | Space Heating | Natural Gas | Strategic Energy Management | A | Incremental Summer Peak Savings (MW) | Achievable Economic RVT Potential | 0 | 0 | 0 | 0 | 0 | 0 | 0 | 0 | 0 | 0 | 0 | 0 | 0 | 0 | 0 | 0 | 0 | 0 | 0 | 0 | 0 | 0 | 0
F6_Industrial_Paper and Printing_New_Space Heating_Natural Gas_Strategic Energy Management_A_Achievable Economic RVT Potential | F6 | Industrial | Paper and Printing | New | Space Heating | Natural Gas | Strategic Energy Management | A | Incremental Winter Peak Savings (MW) | Achievable Economic RVT Potential | 0 | 0 | 0 | 0 | 0 | 0 | 0 | 0 | 0 | 0 | 0 | 0 | 0 | 0 | 0 | 0 | 0 | 0 | 0 | 0 | 0 | 0 | 0
F7_Industrial_Paper and Printing_New_Space Heating_Natural Gas_Strategic Energy Management_A_Achievable Economic RVT Potential | F7 | Industrial | Paper and Printing | New | Space Heating | Natural Gas | Strategic Energy Management | A | Cumulative Energy Savings (MWh or mTherms) | Achievable Economic RVT Potential | 0 | 0 | 0.0029752 | 0.0080753 | 0.015276 | 0.024794 | 0.035722 | 0.045332 | 0.054381 | 0.063073 | 0.07078 | 0.078575 | 0.086095 | 0.093752 | 0.10075 | 0.10787 | 0.11488 | 0.11914 | 0.12092 | 0.12075 | 0.12047 | 0.12028 | 0
F8_Industrial_Paper and Printing_New_Space Heating_Natural Gas_Strategic Energy Management_A_Achievable Economic RVT Potential | F8 | Industrial | Paper and Printing | New | Space Heating | Natural Gas | Strategic Energy Management | A | Cumulative Summer Peak Savings (MW) | Achievable Economic RVT Potential | 0 | 0 | 0 | 0 | 0 | 0 | 0 | 0 | 0 | 0 | 0 | 0 | 0 | 0 | 0 | 0 | 0 | 0 | 0 | 0 | 0 | 0 | 0
F9_Industrial_Paper and Printing_New_Space Heating_Natural Gas_Strategic Energy Management_A_Achievable Economic RVT Potential | F9 | Industrial | Paper and Printing | New | Space Heating | Natural Gas | Strategic Energy Management | A | Cumulative Winter Peak Savings (MW) | Achievable Economic RVT Potential | 0 | 0 | 0 | 0 | 0 | 0 | 0 | 0 | 0 | 0 | 0 | 0 | 0 | 0 | 0 | 0 | 0 | 0 | 0 | 0 | 0 | 0 | 0
F10_Industrial_Paper and Printing_New_Space Heating_Natural Gas_Strategic Energy Management_A_Achievable Economic RVT Potential | F10 | Industrial | Paper and Printing | New | Space Heating | Natural Gas | Strategic Energy Management | A | Purchases (Incremental) | Achievable Economic RVT Potential | 0 | 0 | 0.0552 | 0.096334 | 0.13737 | 0.18336 | 0.21106 | 0.24321 | 0.27496 | 0.31067 | 0.33727 | 0.36786 | 0.39805 | 0.43307 | 0.45683 | 0.48572 | 0.51458 | 0.54818 | 0.57037 | 0.59772 | 0.66907 | 0.72563 | 0
F11_Industrial_Paper and Printing_New_Space Heating_Natural Gas_Strategic Energy Management_A_Achievable Economic RVT Potential | F11 | Industrial | Paper and Printing | New | Space Heating | Natural Gas | Strategic Energy Management | A | Purchases (Cumulative) | Achievable Economic RVT Potential | 0 | 0 | 0.0552 | 0.15153 | 0.2889 | 0.47226 | 0.68332 | 0.87133 | 1.05 | 1.2233 | 1.3772 | 1.534 | 1.6888 | 1.8469 | 1.9931 | 2.1415 | 2.2882 | 2.3832 | 2.4241 | 2.4277 | 2.4277 | 2.4277 | 0
F1_Industrial_Paper and Printing_New_Process_Natural Gas_Strategic Energy Management_A_Achievable Economic RVT Potential | F1 | Industrial | Paper and Printing | New | Process | Natural Gas | Strategic Energy Management | A | Integrated Unit Energy Savings (kWh or therms) | Achievable Economic RVT Potential | 0 | 0 | 56.8565 | 56.8381 | 56.8196 | 56.8033 | 56.7789 | 56.7545 | 56.7289 | 56.7056 | 56.6799 | 56.6606 | 56.646 | 56.6392 | 56.6303 | 56.627 | 56.6248 | 56.6248 | 56.6195 | 56.6162 | 56.6122 | 56.6078 | 0
F2_Industrial_Paper and Printing_New_Process_Natural Gas_Strategic Energy Management_A_Achievable Economic RVT Potential | F2 | Industrial | Paper and Printing | New | Process | Natural Gas | Strategic Energy Management | A | Integrated Unit Summer Peak Savings (kW) | Achievable Economic RVT Potential | 0 | 0 | 0 | 0 | 0 | 0 | 0 | 0 | 0 | 0 | 0 | 0 | 0 | 0 | 0 | 0 | 0 | 0 | 0 | 0 | 0 | 0 | 0
F3_Industrial_Paper and Printing_New_Process_Natural Gas_Strategic Energy Management_A_Achievable Economic RVT Potential | F3 | Industrial | Paper and Printing | New | Process | Natural Gas | Strategic Energy Management | A | Integrated Unit Winter Peak Savings (kW) | Achievable Economic RVT Potential | 0 | 0 | 0 | 0 | 0 | 0 | 0 | 0 | 0 | 0 | 0 | 0 | 0 | 0 | 0 | 0 | 0 | 0 | 0 | 0 | 0 | 0 | 0
F4_Industrial_Paper and Printing_New_Process_Natural Gas_Strategic Energy Management_A_Achievable Economic RVT Potential | F4 | Industrial | Paper and Printing | New | Process | Natural Gas | Strategic Energy Management | A | Incremental Energy Savings (MWh or mTherms) | Achievable Economic RVT Potential | 0 | 0 | 0.014556 | 0.025395 | 0.0362 | 0.048306 | 0.055579 | 0.064018 | 0.072343 | 0.081705 | 0.08866 | 0.096669 | 0.10457 | 0.11376 | 0.11998 | 0.12756 | 0.13514 | 0.14396 | 0.14978 | 0.15695 | 0.17567 | 0.19051 | 0
F5_Industrial_Paper and Printing_New_Process_Natural Gas_Strategic Energy Management_A_Achievable Economic RVT Potential | F5 | Industrial | Paper and Printing | New | Process | Natural Gas | Strategic Energy Management | A | Incremental Summer Peak Savings (MW) | Achievable Economic RVT Potential | 0 | 0 | 0 | 0 | 0 | 0 | 0 | 0 | 0 | 0 | 0 | 0 | 0 | 0 | 0 | 0 | 0 | 0 | 0 | 0 | 0 | 0 | 0
F6_Industrial_Paper and Printing_New_Process_Natural Gas_Strategic Energy Management_A_Achievable Economic RVT Potential | F6 | Industrial | Paper and Printing | New | Process | Natural Gas | Strategic Energy Management | A | Incremental Winter Peak Savings (MW) | Achievable Economic RVT Potential | 0 | 0 | 0 | 0 | 0 | 0 | 0 | 0 | 0 | 0 | 0 | 0 | 0 | 0 | 0 | 0 | 0 | 0 | 0 | 0 | 0 | 0 | 0
F7_Industrial_Paper and Printing_New_Process_Natural Gas_Strategic Energy Management_A_Achievable Economic RVT Potential | F7 | Industrial | Paper and Printing | New | Process | Natural Gas | Strategic Energy Management | A | Cumulative Energy Savings (MWh or mTherms) | Achievable Economic RVT Potential | 0 | 0 | 0.014556 | 0.039946 | 0.076132 | 0.12442 | 0.17994 | 0.22935 | 0.27625 | 0.32171 | 0.36203 | 0.40311 | 0.44368 | 0.48516 | 0.52347 | 0.56243 | 0.60094 | 0.62587 | 0.63657 | 0.63745 | 0.63741 | 0.63736 | 0
F8_Industrial_Paper and Printing_New_Process_Natural Gas_Strategic Energy Management_A_Achievable Economic RVT Potential | F8 | Industrial | Paper and Printing | New | Process | Natural Gas | Strategic Energy Management | A | Cumulative Summer Peak Savings (MW) | Achievable Economic RVT Potential | 0 | 0 | 0 | 0 | 0 | 0 | 0 | 0 | 0 | 0 | 0 | 0 | 0 | 0 | 0 | 0 | 0 | 0 | 0 | 0 | 0 | 0 | 0
F9_Industrial_Paper and Printing_New_Process_Natural Gas_Strategic Energy Management_A_Achievable Economic RVT Potential | F9 | Industrial | Paper and Printing | New | Process | Natural Gas | Strategic Energy Management | A | Cumulative Winter Peak Savings (MW) | Achievable Economic RVT Potential | 0 | 0 | 0 | 0 | 0 | 0 | 0 | 0 | 0 | 0 | 0 | 0 | 0 | 0 | 0 | 0 | 0 | 0 | 0 | 0 | 0 | 0 | 0
F10_Industrial_Paper and Printing_New_Process_Natural Gas_Strategic Energy Management_A_Achievable Economic RVT Potential | F10 | Industrial | Paper and Printing | New | Process | Natural Gas | Strategic Energy Management | A | Purchases (Incremental) | Achievable Economic RVT Potential | 0 | 0 | 0.25601 | 0.44679 | 0.6371 | 0.8504 | 0.97886 | 1.128 | 1.2752 | 1.4409 | 1.5642 | 1.7061 | 1.8461 | 2.0085 | 2.1187 | 2.2527 | 2.3866 | 2.5424 | 2.6453 | 2.7722 | 3.1031 | 3.3654 | 0
F11_Industrial_Paper and Printing_New_Process_Natural Gas_Strategic Energy Management_A_Achievable Economic RVT Potential | F11 | Industrial | Paper and Printing | New | Process | Natural Gas | Strategic Energy Management | A | Purchases (Cumulative) | Achievable Economic RVT Potential | 0 | 0 | 0.25601 | 0.7028 | 1.3399 | 2.1903 | 3.1692 | 4.0411 | 4.8696 | 5.6734 | 6.3872 | 7.1144 | 7.8326 | 8.5658 | 9.2437 | 9.9322 | 10.6126 | 11.0529 | 11.2429 | 11.2592 | 11.2592 | 11.2592 | 0
F1_Industrial_Paper and Printing_New_Miscellaneous_Natural Gas_Strategic Energy Management_A_Achievable Economic RVT Potential | F1 | Industrial | Paper and Printing | New | Miscellaneous | Natural Gas | Strategic Energy Management | A | Integrated Unit Energy Savings (kWh or therms) | Achievable Economic RVT Potential | 0 | 0 | 18.0192 | 18.0192 | 18.0192 | 18.0192 | 18.0192 | 18.0192 | 18.0192 | 18.0192 | 18.0192 | 18.0192 | 18.0192 | 18.0192 | 18.0192 | 18.0192 | 18.0192 | 18.0192 | 18.0192 | 18.0192 | 18.0192 | 18.0192 | 0
F2_Industrial_Paper and Printing_New_Miscellaneous_Natural Gas_Strategic Energy Management_A_Achievable Economic RVT Potential | F2 | Industrial | Paper and Printing | New | Miscellaneous | Natural Gas | Strategic Energy Management | A | Integrated Unit Summer Peak Savings (kW) | Achievable Economic RVT Potential | 0 | 0 | 0 | 0 | 0 | 0 | 0 | 0 | 0 | 0 | 0 | 0 | 0 | 0 | 0 | 0 | 0 | 0 | 0 | 0 | 0 | 0 | 0
F3_Industrial_Paper and Printing_New_Miscellaneous_Natural Gas_Strategic Energy Management_A_Achievable Economic RVT Potential | F3 | Industrial | Paper and Printing | New | Miscellaneous | Natural Gas | Strategic Energy Management | A | Integrated Unit Winter Peak Savings (kW) | Achievable Economic RVT Potential | 0 | 0 | 0 | 0 | 0 | 0 | 0 | 0 | 0 | 0 | 0 | 0 | 0 | 0 | 0 | 0 | 0 | 0 | 0 | 0 | 0 | 0 | 0
F4_Industrial_Paper and Printing_New_Miscellaneous_Natural Gas_Strategic Energy Management_A_Achievable Economic RVT Potential | F4 | Industrial | Paper and Printing | New | Miscellaneous | Natural Gas | Strategic Energy Management | A | Incremental Energy Savings (MWh or mTherms) | Achievable Economic RVT Potential | 0 | 0 | 0.0011533 | 0.0020127 | 0.00287 | 0.0038309 | 0.0044096 | 0.0050814 | 0.0057447 | 0.0064908 | 0.0070465 | 0.0076857 | 0.0083164 | 0.0090479 | 0.0095445 | 0.010148 | 0.010751 | 0.011453 | 0.011917 | 0.012488 | 0.013979 | 0.015161 | 0
F5_Industrial_Paper and Printing_New_Miscellaneous_Natural Gas_Strategic Energy Management_A_Achievable Economic RVT Potential | F5 | Industrial | Paper and Printing | New | Miscellaneous | Natural Gas | Strategic Energy Management | A | Incremental Summer Peak Savings (MW) | Achievable Economic RVT Potential | 0 | 0 | 0 | 0 | 0 | 0 | 0 | 0 | 0 | 0 | 0 | 0 | 0 | 0 | 0 | 0 | 0 | 0 | 0 | 0 | 0 | 0 | 0
F6_Industrial_Paper and Printing_New_Miscellaneous_Natural Gas_Strategic Energy Management_A_Achievable Economic RVT Potential | F6 | Industrial | Paper and Printing | New | Miscellaneous | Natural Gas | Strategic Energy Management | A | Incremental Winter Peak Savings (MW) | Achievable Economic RVT Potential | 0 | 0 | 0 | 0 | 0 | 0 | 0 | 0 | 0 | 0 | 0 | 0 | 0 | 0 | 0 | 0 | 0 | 0 | 0 | 0 | 0 | 0 | 0
F7_Industrial_Paper and Printing_New_Miscellaneous_Natural Gas_Strategic Energy Management_A_Achievable Economic RVT Potential | F7 | Industrial | Paper and Printing | New | Miscellaneous | Natural Gas | Strategic Energy Management | A | Cumulative Energy Savings (MWh or mTherms) | Achievable Economic RVT Potential | 0 | 0 | 0.0011533 | 0.003166 | 0.006036 | 0.0098668 | 0.014276 | 0.018205 | 0.021937 | 0.025557 | 0.028773 | 0.032049 | 0.035284 | 0.038587 | 0.041641 | 0.044742 | 0.047808 | 0.049791 | 0.050647 | 0.050721 | 0.050721 | 0.050721 | 0
F8_Industrial_Paper and Printing_New_Miscellaneous_Natural Gas_Strategic Energy Management_A_Achievable Economic RVT Potential | F8 | Industrial | Paper and Printing | New | Miscellaneous | Natural Gas | Strategic Energy Management | A | Cumulative Summer Peak Savings (MW) | Achievable Economic RVT Potential | 0 | 0 | 0 | 0 | 0 | 0 | 0 | 0 | 0 | 0 | 0 | 0 | 0 | 0 | 0 | 0 | 0 | 0 | 0 | 0 | 0 | 0 | 0
F9_Industrial_Paper and Printing_New_Miscellaneous_Natural Gas_Strategic Energy Management_A_Achievable Economic RVT Potential | F9 | Industrial | Paper and Printing | New | Miscellaneous | Natural Gas | Strategic Energy Management | A | Cumulative Winter Peak Savings (MW) | Achievable Economic RVT Potential | 0 | 0 | 0 | 0 | 0 | 0 | 0 | 0 | 0 | 0 | 0 | 0 | 0 | 0 | 0 | 0 | 0 | 0 | 0 | 0 | 0 | 0 | 0
F10_Industrial_Paper and Printing_New_Miscellaneous_Natural Gas_Strategic Energy Management_A_Achievable Economic RVT Potential | F10 | Industrial | Paper and Printing | New | Miscellaneous | Natural Gas | Strategic Energy Management | A | Purchases (Incremental) | Achievable Economic RVT Potential | 0 | 0 | 0.064003 | 0.1117 | 0.15927 | 0.2126 | 0.24472 | 0.282 | 0.31881 | 0.36022 | 0.39106 | 0.42653 | 0.46153 | 0.50213 | 0.52968 | 0.56317 | 0.59664 | 0.6356 | 0.66133 | 0.69304 | 0.77578 | 0.84136 | 0
F11_Industrial_Paper and Printing_New_Miscellaneous_Natural Gas_Strategic Energy Management_A_Achievable Economic RVT Potential | F11 | Industrial | Paper and Printing | New | Miscellaneous | Natural Gas | Strategic Energy Management | A | Purchases (Cumulative) | Achievable Economic RVT Potential | 0 | 0 | 0.064003 | 0.1757 | 0.33497 | 0.54757 | 0.79229 | 1.0103 | 1.2174 | 1.4183 | 1.5968 | 1.7786 | 1.9581 | 2.1415 | 2.3109 | 2.483 | 2.6532 | 2.7632 | 2.8107 | 2.8148 | 2.8148 | 2.8148 | 0
F1_Industrial_Paper and Printing_New_Space Heating_Natural Gas_Commissioning_A_Achievable Economic RVT Potential | F1 | Industrial | Paper and Printing | New | Space Heating | Natural Gas | Commissioning | A | Integrated Unit Energy Savings (kWh or therms) | Achievable Economic RVT Potential | 0 | 0 | 64.8988 | 64.1875 | 63.708 | 63.275 | 63.0303 | 62.7513 | 62.4958 | 62.2365 | 62.0604 | 61.8736 | 61.5973 | 61.3467 | 61.1077 | 60.9054 | 60.7153 | 60.4665 | 60.3462 | 60.1789 | 60.0445 | 59.9591 | 0
F2_Industrial_Paper and Printing_New_Space Heating_Natural Gas_Commissioning_A_Achievable Economic RVT Potential | F2 | Industrial | Paper and Printing | New | Space Heating | Natural Gas | Commissioning | A | Integrated Unit Summer Peak Savings (kW) | Achievable Economic RVT Potential | 0 | 0 | 0 | 0 | 0 | 0 | 0 | 0 | 0 | 0 | 0 | 0 | 0 | 0 | 0 | 0 | 0 | 0 | 0 | 0 | 0 | 0 | 0
F3_Industrial_Paper and Printing_New_Space Heating_Natural Gas_Commissioning_A_Achievable Economic RVT Potential | F3 | Industrial | Paper and Printing | New | Space Heating | Natural Gas | Commissioning | A | Integrated Unit Winter Peak Savings (kW) | Achievable Economic RVT Potential | 0 | 0 | 0 | 0 | 0 | 0 | 0 | 0 | 0 | 0 | 0 | 0 | 0 | 0 | 0 | 0 | 0 | 0 | 0 | 0 | 0 | 0 | 0
F4_Industrial_Paper and Printing_New_Space Heating_Natural Gas_Commissioning_A_Achievable Economic RVT Potential | F4 | Industrial | Paper and Printing | New | Space Heating | Natural Gas | Commissioning | A | Incremental Energy Savings (MWh or mTherms) | Achievable Economic RVT Potential | 0 | 0 | 0 | 0 | 0 | 0 | 0 | 0 | 0 | 0 | 0 | 0 | 0 | 0 | 0 | 0 | 0 | 0 | 0 | 0 | 0 | 0 | 0
F5_Industrial_Paper and Printing_New_Space Heating_Natural Gas_Commissioning_A_Achievable Economic RVT Potential | F5 | Industrial | Paper and Printing | New | Space Heating | Natural Gas | Commissioning | A | Incremental Summer Peak Savings (MW) | Achievable Economic RVT Potential | 0 | 0 | 0 | 0 | 0 | 0 | 0 | 0 | 0 | 0 | 0 | 0 | 0 | 0 | 0 | 0 | 0 | 0 | 0 | 0 | 0 | 0 | 0
F6_Industrial_Paper and Printing_New_Space Heating_Natural Gas_Commissioning_A_Achievable Economic RVT Potential | F6 | Industrial | Paper and Printing | New | Space Heating | Natural Gas | Commissioning | A | Incremental Winter Peak Savings (MW) | Achievable Economic RVT Potential | 0 | 0 | 0 | 0 | 0 | 0 | 0 | 0 | 0 | 0 | 0 | 0 | 0 | 0 | 0 | 0 | 0 | 0 | 0 | 0 | 0 | 0 | 0
F7_Industrial_Paper and Printing_New_Space Heating_Natural Gas_Commissioning_A_Achievable Economic RVT Potential | F7 | Industrial | Paper and Printing | New | Space Heating | Natural Gas | Commissioning | A | Cumulative Energy Savings (MWh or mTherms) | Achievable Economic RVT Potential | 0 | 0 | 0 | 0 | 0 | 0 | 0 | 0 | 0 | 0 | 0 | 0 | 0 | 0 | 0 | 0 | 0 | 0 | 0 | 0 | 0 | 0 | 0
F8_Industrial_Paper and Printing_New_Space Heating_Natural Gas_Commissioning_A_Achievable Economic RVT Potential | F8 | Industrial | Paper and Printing | New | Space Heating | Natural Gas | Commissioning | A | Cumulative Summer Peak Savings (MW) | Achievable Economic RVT Potential | 0 | 0 | 0 | 0 | 0 | 0 | 0 | 0 | 0 | 0 | 0 | 0 | 0 | 0 | 0 | 0 | 0 | 0 | 0 | 0 | 0 | 0 | 0
F9_Industrial_Paper and Printing_New_Space Heating_Natural Gas_Commissioning_A_Achievable Economic RVT Potential | F9 | Industrial | Paper and Printing | New | Space Heating | Natural Gas | Commissioning | A | Cumulative Winter Peak Savings (MW) | Achievable Economic RVT Potential | 0 | 0 | 0 | 0 | 0 | 0 | 0 | 0 | 0 | 0 | 0 | 0 | 0 | 0 | 0 | 0 | 0 | 0 | 0 | 0 | 0 | 0 | 0
F10_Industrial_Paper and Printing_New_Space Heating_Natural Gas_Commissioning_A_Achievable Economic RVT Potential | F10 | Industrial | Paper and Printing | New | Space Heating | Natural Gas | Commissioning | A | Purchases (Incremental) | Achievable Economic RVT Potential | 0 | 0 | 0 | 0 | 0 | 0 | 0 | 0 | 0 | 0 | 0 | 0 | 0 | 0 | 0 | 0 | 0 | 0 | 0 | 0 | 0 | 0 | 0
F11_Industrial_Paper and Printing_New_Space Heating_Natural Gas_Commissioning_A_Achievable Economic RVT Potential | F11 | Industrial | Paper and Printing | New | Space Heating | Natural Gas | Commissioning | A | Purchases (Cumulative) | Achievable Economic RVT Potential | 0 | 0 | 0 | 0 | 0 | 0 | 0 | 0 | 0 | 0 | 0 | 0 | 0 | 0 | 0 | 0 | 0 | 0 | 0 | 0 | 0 | 0 | 0
F1_Industrial_Paper and Printing_New_Process_Natural Gas_Commissioning_A_Achievable Economic RVT Potential | F1 | Industrial | Paper and Printing | New | Process | Natural Gas | Commissioning | A | Integrated Unit Energy Savings (kWh or therms) | Achievable Economic RVT Potential | 0 | 0 | 317.5129 | 317.5129 | 317.5129 | 317.5129 | 317.5129 | 317.5129 | 317.5129 | 317.5129 | 317.5129 | 317.5129 | 317.5129 | 317.5129 | 317.5129 | 317.5129 | 317.5129 | 317.5129 | 317.5129 | 317.5129 | 317.5129 | 317.5129 | 0
F2_Industrial_Paper and Printing_New_Process_Natural Gas_Commissioning_A_Achievable Economic RVT Potential | F2 | Industrial | Paper and Printing | New | Process | Natural Gas | Commissioning | A | Integrated Unit Summer Peak Savings (kW) | Achievable Economic RVT Potential | 0 | 0 | 0 | 0 | 0 | 0 | 0 | 0 | 0 | 0 | 0 | 0 | 0 | 0 | 0 | 0 | 0 | 0 | 0 | 0 | 0 | 0 | 0
F3_Industrial_Paper and Printing_New_Process_Natural Gas_Commissioning_A_Achievable Economic RVT Potential | F3 | Industrial | Paper and Printing | New | Process | Natural Gas | Commissioning | A | Integrated Unit Winter Peak Savings (kW) | Achievable Economic RVT Potential | 0 | 0 | 0 | 0 | 0 | 0 | 0 | 0 | 0 | 0 | 0 | 0 | 0 | 0 | 0 | 0 | 0 | 0 | 0 | 0 | 0 | 0 | 0
F4_Industrial_Paper and Printing_New_Process_Natural Gas_Commissioning_A_Achievable Economic RVT Potential | F4 | Industrial | Paper and Printing | New | Process | Natural Gas | Commissioning | A | Incremental Energy Savings (MWh or mTherms) | Achievable Economic RVT Potential | 0 | 0 | 0 | 0 | 0 | 0 | 0 | 0 | 0 | 0 | 0 | 0 | 0 | 0 | 0 | 0 | 0 | 0 | 0 | 0 | 0 | 0 | 0
F5_Industrial_Paper and Printing_New_Process_Natural Gas_Commissioning_A_Achievable Economic RVT Potential | F5 | Industrial | Paper and Printing | New | Process | Natural Gas | Commissioning | A | Incremental Summer Peak Savings (MW) | Achievable Economic RVT Potential | 0 | 0 | 0 | 0 | 0 | 0 | 0 | 0 | 0 | 0 | 0 | 0 | 0 | 0 | 0 | 0 | 0 | 0 | 0 | 0 | 0 | 0 | 0
F6_Industrial_Paper and Printing_New_Process_Natural Gas_Commissioning_A_Achievable Economic RVT Potential | F6 | Industrial | Paper and Printing | New | Process | Natural Gas | Commissioning | A | Incremental Winter Peak Savings (MW) | Achievable Economic RVT Potential | 0 | 0 | 0 | 0 | 0 | 0 | 0 | 0 | 0 | 0 | 0 | 0 | 0 | 0 | 0 | 0 | 0 | 0 | 0 | 0 | 0 | 0 | 0
F7_Industrial_Paper and Printing_New_Process_Natural Gas_Commissioning_A_Achievable Economic RVT Potential | F7 | Industrial | Paper and Printing | New | Process | Natural Gas | Commissioning | A | Cumulative Energy Savings (MWh or mTherms) | Achievable Economic RVT Potential | 0 | 0 | 0 | 0 | 0 | 0 | 0 | 0 | 0 | 0 | 0 | 0 | 0 | 0 | 0 | 0 | 0 | 0 | 0 | 0 | 0 | 0 | 0
F8_Industrial_Paper and Printing_New_Process_Natural Gas_Commissioning_A_Achievable Economic RVT Potential | F8 | Industrial | Paper and Printing | New | Process | Natural Gas | Commissioning | A | Cumulative Summer Peak Savings (MW) | Achievable Economic RVT Potential | 0 | 0 | 0 | 0 | 0 | 0 | 0 | 0 | 0 | 0 | 0 | 0 | 0 | 0 | 0 | 0 | 0 | 0 | 0 | 0 | 0 | 0 | 0
F9_Industrial_Paper and Printing_New_Process_Natural Gas_Commissioning_A_Achievable Economic RVT Potential | F9 | Industrial | Paper and Printing | New | Process | Natural Gas | Commissioning | A | Cumulative Winter Peak Savings (MW) | Achievable Economic RVT Potential | 0 | 0 | 0 | 0 | 0 | 0 | 0 | 0 | 0 | 0 | 0 | 0 | 0 | 0 | 0 | 0 | 0 | 0 | 0 | 0 | 0 | 0 | 0
F10_Industrial_Paper and Printing_New_Process_Natural Gas_Commissioning_A_Achievable Economic RVT Potential | F10 | Industrial | Paper and Printing | New | Process | Natural Gas | Commissioning | A | Purchases (Incremental) | Achievable Economic RVT Potential | 0 | 0 | 0 | 0 | 0 | 0 | 0 | 0 | 0 | 0 | 0 | 0 | 0 | 0 | 0 | 0 | 0 | 0 | 0 | 0 | 0 | 0 | 0
F11_Industrial_Paper and Printing_New_Process_Natural Gas_Commissioning_A_Achievable Economic RVT Potential | F11 | Industrial | Paper and Printing | New | Process | Natural Gas | Commissioning | A | Purchases (Cumulative) | Achievable Economic RVT Potential | 0 | 0 | 0 | 0 | 0 | 0 | 0 | 0 | 0 | 0 | 0 | 0 | 0 | 0 | 0 | 0 | 0 | 0 | 0 | 0 | 0 | 0 | 0
F1_Industrial_Paper and Printing_New_Space Heating_Natural Gas_Retrocommissioning_A_Achievable Economic RVT Potential | F1 | Industrial | Paper and Printing | New | Space Heating | Natural Gas | Retrocommissioning | A | Integrated Unit Energy Savings (kWh or therms) | Achievable Economic RVT Potential | 0 | 0 | 0 | 0 | 0 | 0 | 0 | 0 | 0 | 0 | 0 | 0 | 0 | 0 | 0 | 0 | 0 | 0 | 0 | 0 | 0 | 0 | 0
F2_Industrial_Paper and Printing_New_Space Heating_Natural Gas_Retrocommissioning_A_Achievable Economic RVT Potential | F2 | Industrial | Paper and Printing | New | Space Heating | Natural Gas | Retrocommissioning | A | Integrated Unit Summer Peak Savings (kW) | Achievable Economic RVT Potential | 0 | 0 | 0 | 0 | 0 | 0 | 0 | 0 | 0 | 0 | 0 | 0 | 0 | 0 | 0 | 0 | 0 | 0 | 0 | 0 | 0 | 0 | 0
F3_Industrial_Paper and Printing_New_Space Heating_Natural Gas_Retrocommissioning_A_Achievable Economic RVT Potential | F3 | Industrial | Paper and Printing | New | Space Heating | Natural Gas | Retrocommissioning | A | Integrated Unit Winter Peak Savings (kW) | Achievable Economic RVT Potential | 0 | 0 | 0 | 0 | 0 | 0 | 0 | 0 | 0 | 0 | 0 | 0 | 0 | 0 | 0 | 0 | 0 | 0 | 0 | 0 | 0 | 0 | 0
F4_Industrial_Paper and Printing_New_Space Heating_Natural Gas_Retrocommissioning_A_Achievable Economic RVT Potential | F4 | Industrial | Paper and Printing | New | Space Heating | Natural Gas | Retrocommissioning | A | Incremental Energy Savings (MWh or mTherms) | Achievable Economic RVT Potential | 0 | 0 | 0 | 0 | 0 | 0 | 0 | 0 | 0 | 0 | 0 | 0 | 0 | 0 | 0 | 0 | 0 | 0 | 0 | 0 | 0 | 0 | 0
F5_Industrial_Paper and Printing_New_Space Heating_Natural Gas_Retrocommissioning_A_Achievable Economic RVT Potential | F5 | Industrial | Paper and Printing | New | Space Heating | Natural Gas | Retrocommissioning | A | Incremental Summer Peak Savings (MW) | Achievable Economic RVT Potential | 0 | 0 | 0 | 0 | 0 | 0 | 0 | 0 | 0 | 0 | 0 | 0 | 0 | 0 | 0 | 0 | 0 | 0 | 0 | 0 | 0 | 0 | 0
F6_Industrial_Paper and Printing_New_Space Heating_Natural Gas_Retrocommissioning_A_Achievable Economic RVT Potential | F6 | Industrial | Paper and Printing | New | Space Heating | Natural Gas | Retrocommissioning | A | Incremental Winter Peak Savings (MW) | Achievable Economic RVT Potential | 0 | 0 | 0 | 0 | 0 | 0 | 0 | 0 | 0 | 0 | 0 | 0 | 0 | 0 | 0 | 0 | 0 | 0 | 0 | 0 | 0 | 0 | 0
F7_Industrial_Paper and Printing_New_Space Heating_Natural Gas_Retrocommissioning_A_Achievable Economic RVT Potential | F7 | Industrial | Paper and Printing | New | Space Heating | Natural Gas | Retrocommissioning | A | Cumulative Energy Savings (MWh or mTherms) | Achievable Economic RVT Potential | 0 | 0 | 0 | 0 | 0 | 0 | 0 | 0 | 0 | 0 | 0 | 0 | 0 | 0 | 0 | 0 | 0 | 0 | 0 | 0 | 0 | 0 | 0
F8_Industrial_Paper and Printing_New_Space Heating_Natural Gas_Retrocommissioning_A_Achievable Economic RVT Potential | F8 | Industrial | Paper and Printing | New | Space Heating | Natural Gas | Retrocommissioning | A | Cumulative Summer Peak Savings (MW) | Achievable Economic RVT Potential | 0 | 0 | 0 | 0 | 0 | 0 | 0 | 0 | 0 | 0 | 0 | 0 | 0 | 0 | 0 | 0 | 0 | 0 | 0 | 0 | 0 | 0 | 0
F9_Industrial_Paper and Printing_New_Space Heating_Natural Gas_Retrocommissioning_A_Achievable Economic RVT Potential | F9 | Industrial | Paper and Printing | New | Space Heating | Natural Gas | Retrocommissioning | A | Cumulative Winter Peak Savings (MW) | Achievable Economic RVT Potential | 0 | 0 | 0 | 0 | 0 | 0 | 0 | 0 | 0 | 0 | 0 | 0 | 0 | 0 | 0 | 0 | 0 | 0 | 0 | 0 | 0 | 0 | 0
F10_Industrial_Paper and Printing_New_Space Heating_Natural Gas_Retrocommissioning_A_Achievable Economic RVT Potential | F10 | Industrial | Paper and Printing | New | Space Heating | Natural Gas | Retrocommissioning | A | Purchases (Incremental) | Achievable Economic RVT Potential | 0 | 0 | 0 | 0 | 0 | 0 | 0 | 0 | 0 | 0 | 0 | 0 | 0 | 0 | 0 | 0 | 0 | 0 | 0 | 0 | 0 | 0 | 0
F11_Industrial_Paper and Printing_New_Space Heating_Natural Gas_Retrocommissioning_A_Achievable Economic RVT Potential | F11 | Industrial | Paper and Printing | New | Space Heating | Natural Gas | Retrocommissioning | A | Purchases (Cumulative) | Achievable Economic RVT Potential | 0 | 0 | 0 | 0 | 0 | 0 | 0 | 0 | 0 | 0 | 0 | 0 | 0 | 0 | 0 | 0 | 0 | 0 | 0 | 0 | 0 | 0 | 0
F1_Industrial_Paper and Printing_New_Process_Natural Gas_Retrocommissioning_A_Achievable Economic RVT Potential | F1 | Industrial | Paper and Printing | New | Process | Natural Gas | Retrocommissioning | A | Integrated Unit Energy Savings (kWh or therms) | Achievable Economic RVT Potential | 0 | 0 | 0 | 0 | 0 | 0 | 0 | 0 | 0 | 0 | 0 | 0 | 0 | 0 | 0 | 0 | 0 | 0 | 0 | 0 | 0 | 0 | 0
F2_Industrial_Paper and Printing_New_Process_Natural Gas_Retrocommissioning_A_Achievable Economic RVT Potential | F2 | Industrial | Paper and Printing | New | Process | Natural Gas | Retrocommissioning | A | Integrated Unit Summer Peak Savings (kW) | Achievable Economic RVT Potential | 0 | 0 | 0 | 0 | 0 | 0 | 0 | 0 | 0 | 0 | 0 | 0 | 0 | 0 | 0 | 0 | 0 | 0 | 0 | 0 | 0 | 0 | 0
F3_Industrial_Paper and Printing_New_Process_Natural Gas_Retrocommissioning_A_Achievable Economic RVT Potential | F3 | Industrial | Paper and Printing | New | Process | Natural Gas | Retrocommissioning | A | Integrated Unit Winter Peak Savings (kW) | Achievable Economic RVT Potential | 0 | 0 | 0 | 0 | 0 | 0 | 0 | 0 | 0 | 0 | 0 | 0 | 0 | 0 | 0 | 0 | 0 | 0 | 0 | 0 | 0 | 0 | 0
F4_Industrial_Paper and Printing_New_Process_Natural Gas_Retrocommissioning_A_Achievable Economic RVT Potential | F4 | Industrial | Paper and Printing | New | Process | Natural Gas | Retrocommissioning | A | Incremental Energy Savings (MWh or mTherms) | Achievable Economic RVT Potential | 0 | 0 | 0 | 0 | 0 | 0 | 0 | 0 | 0 | 0 | 0 | 0 | 0 | 0 | 0 | 0 | 0 | 0 | 0 | 0 | 0 | 0 | 0
F5_Industrial_Paper and Printing_New_Process_Natural Gas_Retrocommissioning_A_Achievable Economic RVT Potential | F5 | Industrial | Paper and Printing | New | Process | Natural Gas | Retrocommissioning | A | Incremental Summer Peak Savings (MW) | Achievable Economic RVT Potential | 0 | 0 | 0 | 0 | 0 | 0 | 0 | 0 | 0 | 0 | 0 | 0 | 0 | 0 | 0 | 0 | 0 | 0 | 0 | 0 | 0 | 0 | 0
F6_Industrial_Paper and Printing_New_Process_Natural Gas_Retrocommissioning_A_Achievable Economic RVT Potential | F6 | Industrial | Paper and Printing | New | Process | Natural Gas | Retrocommissioning | A | Incremental Winter Peak Savings (MW) | Achievable Economic RVT Potential | 0 | 0 | 0 | 0 | 0 | 0 | 0 | 0 | 0 | 0 | 0 | 0 | 0 | 0 | 0 | 0 | 0 | 0 | 0 | 0 | 0 | 0 | 0
F7_Industrial_Paper and Printing_New_Process_Natural Gas_Retrocommissioning_A_Achievable Economic RVT Potential | F7 | Industrial | Paper and Printing | New | Process | Natural Gas | Retrocommissioning | A | Cumulative Energy Savings (MWh or mTherms) | Achievable Economic RVT Potential | 0 | 0 | 0 | 0 | 0 | 0 | 0 | 0 | 0 | 0 | 0 | 0 | 0 | 0 | 0 | 0 | 0 | 0 | 0 | 0 | 0 | 0 | 0
F8_Industrial_Paper and Printing_New_Process_Natural Gas_Retrocommissioning_A_Achievable Economic RVT Potential | F8 | Industrial | Paper and Printing | New | Process | Natural Gas | Retrocommissioning | A | Cumulative Summer Peak Savings (MW) | Achievable Economic RVT Potential | 0 | 0 | 0 | 0 | 0 | 0 | 0 | 0 | 0 | 0 | 0 | 0 | 0 | 0 | 0 | 0 | 0 | 0 | 0 | 0 | 0 | 0 | 0
F9_Industrial_Paper and Printing_New_Process_Natural Gas_Retrocommissioning_A_Achievable Economic RVT Potential | F9 | Industrial | Paper and Printing | New | Process | Natural Gas | Retrocommissioning | A | Cumulative Winter Peak Savings (MW) | Achievable Economic RVT Potential | 0 | 0 | 0 | 0 | 0 | 0 | 0 | 0 | 0 | 0 | 0 | 0 | 0 | 0 | 0 | 0 | 0 | 0 | 0 | 0 | 0 | 0 | 0
F10_Industrial_Paper and Printing_New_Process_Natural Gas_Retrocommissioning_A_Achievable Economic RVT Potential | F10 | Industrial | Paper and Printing | New | Process | Natural Gas | Retrocommissioning | A | Purchases (Incremental) | Achievable Economic RVT Potential | 0 | 0 | 0 | 0 | 0 | 0 | 0 | 0 | 0 | 0 | 0 | 0 | 0 | 0 | 0 | 0 | 0 | 0 | 0 | 0 | 0 | 0 | 0
F11_Industrial_Paper and Printing_New_Process_Natural Gas_Retrocommissioning_A_Achievable Economic RVT Potential | F11 | Industrial | Paper and Printing | New | Process | Natural Gas | Retrocommissioning | A | Purchases (Cumulative) | Achievable Economic RVT Potential | 0 | 0 | 0 | 0 | 0 | 0 | 0 | 0 | 0 | 0 | 0 | 0 | 0 | 0 | 0 | 0 | 0 | 0 | 0 | 0 | 0 | 0 | 0
F1_Industrial_Instruments_Existing_Space Heating_Natural Gas_Insulation - Roof/Ceiling_A_Achievable Economic RVT Potential | F1 | Industrial | Instruments | Existing | Space Heating | Natural Gas | Insulation - Roof/Ceiling | A | Integrated Unit Energy Savings (kWh or therms) | Achievable Economic RVT Potential | 0 | 0 | 0.08286 | 0.082461 | 0.082029 | 0.081553 | 0.081023 | 0.080427 | 0.079756 | 0.079004 | 0.078171 | 0.077266 | 0.0763 | 0.075291 | 0.074262 | 0.073237 | 0.072241 | 0.071326 | 0.0705 | 0.069765 | 0.069106 | 0.068506 | 0
F2_Industrial_Instruments_Existing_Space Heating_Natural Gas_Insulation - Roof/Ceiling_A_Achievable Economic RVT Potential | F2 | Industrial | Instruments | Existing | Space Heating | Natural Gas | Insulation - Roof/Ceiling | A | Integrated Unit Summer Peak Savings (kW) | Achievable Economic RVT Potential | 0 | 0 | 0 | 0 | 0 | 0 | 0 | 0 | 0 | 0 | 0 | 0 | 0 | 0 | 0 | 0 | 0 | 0 | 0 | 0 | 0 | 0 | 0
F3_Industrial_Instruments_Existing_Space Heating_Natural Gas_Insulation - Roof/Ceiling_A_Achievable Economic RVT Potential | F3 | Industrial | Instruments | Existing | Space Heating | Natural Gas | Insulation - Roof/Ceiling | A | Integrated Unit Winter Peak Savings (kW) | Achievable Economic RVT Potential | 0 | 0 | 0 | 0 | 0 | 0 | 0 | 0 | 0 | 0 | 0 | 0 | 0 | 0 | 0 | 0 | 0 | 0 | 0 | 0 | 0 | 0 | 0
F4_Industrial_Instruments_Existing_Space Heating_Natural Gas_Insulation - Roof/Ceiling_A_Achievable Economic RVT Potential | F4 | Industrial | Instruments | Existing | Space Heating | Natural Gas | Insulation - Roof/Ceiling | A | Incremental Energy Savings (MWh or mTherms) | Achievable Economic RVT Potential | 0 | 0 | 1.3813 | 2.3642 | 3.5953 | 4.918 | 6.1113 | 6.9554 | 7.2999 | 7.1063 | 6.4496 | 5.4818 | 4.3812 | 3.3045 | 2.3602 | 1.6013 | 1.0348 | 0.63898 | 0.37782 | 0.24878 | 0 | 0 | 0
F5_Industrial_Instruments_Existing_Space Heating_Natural Gas_Insulation - Roof/Ceiling_A_Achievable Economic RVT Potential | F5 | Industrial | Instruments | Existing | Space Heating | Natural Gas | Insulation - Roof/Ceiling | A | Incremental Summer Peak Savings (MW) | Achievable Economic RVT Potential | 0 | 0 | 0 | 0 | 0 | 0 | 0 | 0 | 0 | 0 | 0 | 0 | 0 | 0 | 0 | 0 | 0 | 0 | 0 | 0 | 0 | 0 | 0
F6_Industrial_Instruments_Existing_Space Heating_Natural Gas_Insulation - Roof/Ceiling_A_Achievable Economic RVT Potential | F6 | Industrial | Instruments | Existing | Space Heating | Natural Gas | Insulation - Roof/Ceiling | A | Incremental Winter Peak Savings (MW) | Achievable Economic RVT Potential | 0 | 0 | 0 | 0 | 0 | 0 | 0 | 0 | 0 | 0 | 0 | 0 | 0 | 0 | 0 | 0 | 0 | 0 | 0 | 0 | 0 | 0 | 0
F7_Industrial_Instruments_Existing_Space Heating_Natural Gas_Insulation - Roof/Ceiling_A_Achievable Economic RVT Potential | F7 | Industrial | Instruments | Existing | Space Heating | Natural Gas | Insulation - Roof/Ceiling | A | Cumulative Energy Savings (MWh or mTherms) | Achievable Economic RVT Potential | 0 | 0 | 1.3813 | 3.7389 | 7.3146 | 12.1902 | 18.2223 | 25.0436 | 32.1346 | 38.9378 | 44.977 | 49.938 | 53.695 | 56.2895 | 57.8801 | 58.6827 | 58.9197 | 58.8119 | 58.5093 | 58.1473 | 57.5984 | 57.0986 | 0
F8_Industrial_Instruments_Existing_Space Heating_Natural Gas_Insulation - Roof/Ceiling_A_Achievable Economic RVT Potential | F8 | Industrial | Instruments | Existing | Space Heating | Natural Gas | Insulation - Roof/Ceiling | A | Cumulative Summer Peak Savings (MW) | Achievable Economic RVT Potential | 0 | 0 | 0 | 0 | 0 | 0 | 0 | 0 | 0 | 0 | 0 | 0 | 0 | 0 | 0 | 0 | 0 | 0 | 0 | 0 | 0 | 0 | 0
F9_Industrial_Instruments_Existing_Space Heating_Natural Gas_Insulation - Roof/Ceiling_A_Achievable Economic RVT Potential | F9 | Industrial | Instruments | Existing | Space Heating | Natural Gas | Insulation - Roof/Ceiling | A | Cumulative Winter Peak Savings (MW) | Achievable Economic RVT Potential | 0 | 0 | 0 | 0 | 0 | 0 | 0 | 0 | 0 | 0 | 0 | 0 | 0 | 0 | 0 | 0 | 0 | 0 | 0 | 0 | 0 | 0 | 0
F10_Industrial_Instruments_Existing_Space Heating_Natural Gas_Insulation - Roof/Ceiling_A_Achievable Economic RVT Potential | F10 | Industrial | Instruments | Existing | Space Heating | Natural Gas | Insulation - Roof/Ceiling | A | Purchases (Incremental) | Achievable Economic RVT Potential | 0 | 0 | 16670.6724 | 28670.6823 | 43829.8937 | 60303.8882 | 75427.1204 | 86481.0949 | 91527.7371 | 89949.6726 | 82505.5618 | 70947.6706 | 57420.1228 | 43890.0939 | 31782.4818 | 21864.1556 | 14324.7916 | 8958.6079 | 5359.0473 | 3565.9628 | 0 | 0 | 0
F11_Industrial_Instruments_Existing_Space Heating_Natural Gas_Insulation - Roof/Ceiling_A_Achievable Economic RVT Potential | F11 | Industrial | Instruments | Existing | Space Heating | Natural Gas | Insulation - Roof/Ceiling | A | Purchases (Cumulative) | Achievable Economic RVT Potential | 0 | 0 | 16670.6724 | 45341.3548 | 89171.2485 | 149475.1367 | 224902.2571 | 311383.352 | 402911.089 | 492860.7617 | 575366.3234 | 646313.994 | 703734.1169 | 747624.2108 | 779406.6926 | 801270.8481 | 815595.6397 | 824554.2476 | 829913.2949 | 833479.2578 | 833479.2578 | 833479.2578 | 0
F1_Industrial_Instruments_Existing_Space Heating_Natural Gas_Insulation - Wall Cavity_A_Achievable Economic RVT Potential | F1 | Industrial | Instruments | Existing | Space Heating | Natural Gas | Insulation - Wall Cavity | A | Integrated Unit Energy Savings (kWh or therms) | Achievable Economic RVT Potential | 0 | 0 | 0.018126 | 0.018038 | 0.017942 | 0.017837 | 0.01772 | 0.017588 | 0.01744 | 0.017274 | 0.01709 | 0.016891 | 0.016678 | 0.016457 | 0.01623 | 0.016006 | 0.015787 | 0.015587 | 0.015406 | 0.015244 | 0.0151 | 0.014969 | 0
F2_Industrial_Instruments_Existing_Space Heating_Natural Gas_Insulation - Wall Cavity_A_Achievable Economic RVT Potential | F2 | Industrial | Instruments | Existing | Space Heating | Natural Gas | Insulation - Wall Cavity | A | Integrated Unit Summer Peak Savings (kW) | Achievable Economic RVT Potential | 0 | 0 | 0 | 0 | 0 | 0 | 0 | 0 | 0 | 0 | 0 | 0 | 0 | 0 | 0 | 0 | 0 | 0 | 0 | 0 | 0 | 0 | 0
F3_Industrial_Instruments_Existing_Space Heating_Natural Gas_Insulation - Wall Cavity_A_Achievable Economic RVT Potential | F3 | Industrial | Instruments | Existing | Space Heating | Natural Gas | Insulation - Wall Cavity | A | Integrated Unit Winter Peak Savings (kW) | Achievable Economic RVT Potential | 0 | 0 | 0 | 0 | 0 | 0 | 0 | 0 | 0 | 0 | 0 | 0 | 0 | 0 | 0 | 0 | 0 | 0 | 0 | 0 | 0 | 0 | 0
F4_Industrial_Instruments_Existing_Space Heating_Natural Gas_Insulation - Wall Cavity_A_Achievable Economic RVT Potential | F4 | Industrial | Instruments | Existing | Space Heating | Natural Gas | Insulation - Wall Cavity | A | Incremental Energy Savings (MWh or mTherms) | Achievable Economic RVT Potential | 0 | 0 | 0.30218 | 0.51716 | 0.78642 | 1.0757 | 1.3366 | 1.5211 | 1.5962 | 1.5538 | 1.41 | 1.1984 | 0.95767 | 0.72228 | 0.51584 | 0.34995 | 0.22615 | 0.13963 | 0.08256 | 0.054361 | 0 | 0 | 0
F5_Industrial_Instruments_Existing_Space Heating_Natural Gas_Insulation - Wall Cavity_A_Achievable Economic RVT Potential | F5 | Industrial | Instruments | Existing | Space Heating | Natural Gas | Insulation - Wall Cavity | A | Incremental Summer Peak Savings (MW) | Achievable Economic RVT Potential | 0 | 0 | 0 | 0 | 0 | 0 | 0 | 0 | 0 | 0 | 0 | 0 | 0 | 0 | 0 | 0 | 0 | 0 | 0 | 0 | 0 | 0 | 0
F6_Industrial_Instruments_Existing_Space Heating_Natural Gas_Insulation - Wall Cavity_A_Achievable Economic RVT Potential | F6 | Industrial | Instruments | Existing | Space Heating | Natural Gas | Insulation - Wall Cavity | A | Incremental Winter Peak Savings (MW) | Achievable Economic RVT Potential | 0 | 0 | 0 | 0 | 0 | 0 | 0 | 0 | 0 | 0 | 0 | 0 | 0 | 0 | 0 | 0 | 0 | 0 | 0 | 0 | 0 | 0 | 0
F7_Industrial_Instruments_Existing_Space Heating_Natural Gas_Insulation - Wall Cavity_A_Achievable Economic RVT Potential | F7 | Industrial | Instruments | Existing | Space Heating | Natural Gas | Insulation - Wall Cavity | A | Cumulative Energy Savings (MWh or mTherms) | Achievable Economic RVT Potential | 0 | 0 | 0.30218 | 0.81787 | 1.6 | 2.6662 | 3.9853 | 5.4767 | 7.0268 | 8.5136 | 9.8332 | 10.9168 | 11.7371 | 12.3033 | 12.6501 | 12.8248 | 12.876 | 12.8519 | 12.7854 | 12.706 | 12.5857 | 12.4762 | 0
F8_Industrial_Instruments_Existing_Space Heating_Natural Gas_Insulation - Wall Cavity_A_Achievable Economic RVT Potential | F8 | Industrial | Instruments | Existing | Space Heating | Natural Gas | Insulation - Wall Cavity | A | Cumulative Summer Peak Savings (MW) | Achievable Economic RVT Potential | 0 | 0 | 0 | 0 | 0 | 0 | 0 | 0 | 0 | 0 | 0 | 0 | 0 | 0 | 0 | 0 | 0 | 0 | 0 | 0 | 0 | 0 | 0
F9_Industrial_Instruments_Existing_Space Heating_Natural Gas_Insulation - Wall Cavity_A_Achievable Economic RVT Potential | F9 | Industrial | Instruments | Existing | Space Heating | Natural Gas | Insulation - Wall Cavity | A | Cumulative Winter Peak Savings (MW) | Achievable Economic RVT Potential | 0 | 0 | 0 | 0 | 0 | 0 | 0 | 0 | 0 | 0 | 0 | 0 | 0 | 0 | 0 | 0 | 0 | 0 | 0 | 0 | 0 | 0 | 0
F10_Industrial_Instruments_Existing_Space Heating_Natural Gas_Insulation - Wall Cavity_A_Achievable Economic RVT Potential | F10 | Industrial | Instruments | Existing | Space Heating | Natural Gas | Insulation - Wall Cavity | A | Purchases (Incremental) | Achievable Economic RVT Potential | 0 | 0 | 16670.6724 | 28670.6823 | 43829.8937 | 60303.8882 | 75427.1204 | 86481.0949 | 91527.7371 | 89949.6726 | 82505.5618 | 70947.6706 | 57420.1228 | 43890.0939 | 31782.4818 | 21864.1556 | 14324.7916 | 8958.6079 | 5359.0473 | 3565.9628 | 0 | 0 | 0
F11_Industrial_Instruments_Existing_Space Heating_Natural Gas_Insulation - Wall Cavity_A_Achievable Economic RVT Potential | F11 | Industrial | Instruments | Existing | Space Heating | Natural Gas | Insulation - Wall Cavity | A | Purchases (Cumulative) | Achievable Economic RVT Potential | 0 | 0 | 16670.6724 | 45341.3548 | 89171.2485 | 149475.1367 | 224902.2571 | 311383.352 | 402911.089 | 492860.7617 | 575366.3234 | 646313.994 | 703734.1169 | 747624.2108 | 779406.6926 | 801270.8481 | 815595.6397 | 824554.2476 | 829913.2949 | 833479.2578 | 833479.2578 | 833479.2578 | 0
F1_Industrial_Instruments_Existing_Space Heating_Natural Gas_Insulation - Ducting_A_Achievable Economic RVT Potential | F1 | Industrial | Instruments | Existing | Space Heating | Natural Gas | Insulation - Ducting | A | Integrated Unit Energy Savings (kWh or therms) | Achievable Economic RVT Potential | 0 | 0 | 0.0014367 | 0.0014252 | 0.0014131 | 0.0014003 | 0.0013866 | 0.0013719 | 0.001356 | 0.0013389 | 0.0013207 | 0.0013014 | 0.0012815 | 0.001261 | 0.0012405 | 0.0012203 | 0.0012009 | 0.001183 | 0.001167 | 0.0011526 | 0.0011397 | 0.0011279 | 0
F2_Industrial_Instruments_Existing_Space Heating_Natural Gas_Insulation - Ducting_A_Achievable Economic RVT Potential | F2 | Industrial | Instruments | Existing | Space Heating | Natural Gas | Insulation - Ducting | A | Integrated Unit Summer Peak Savings (kW) | Achievable Economic RVT Potential | 0 | 0 | 0 | 0 | 0 | 0 | 0 | 0 | 0 | 0 | 0 | 0 | 0 | 0 | 0 | 0 | 0 | 0 | 0 | 0 | 0 | 0 | 0
F3_Industrial_Instruments_Existing_Space Heating_Natural Gas_Insulation - Ducting_A_Achievable Economic RVT Potential | F3 | Industrial | Instruments | Existing | Space Heating | Natural Gas | Insulation - Ducting | A | Integrated Unit Winter Peak Savings (kW) | Achievable Economic RVT Potential | 0 | 0 | 0 | 0 | 0 | 0 | 0 | 0 | 0 | 0 | 0 | 0 | 0 | 0 | 0 | 0 | 0 | 0 | 0 | 0 | 0 | 0 | 0
F4_Industrial_Instruments_Existing_Space Heating_Natural Gas_Insulation - Ducting_A_Achievable Economic RVT Potential | F4 | Industrial | Instruments | Existing | Space Heating | Natural Gas | Insulation - Ducting | A | Incremental Energy Savings (MWh or mTherms) | Achievable Economic RVT Potential | 0 | 0 | 0 | 0 | 0 | 0 | 0 | 0 | 0 | 0 | 0 | 0 | 0 | 0 | 0 | 0 | 0 | 0 | 0 | 0 | 0 | 0 | 0
F5_Industrial_Instruments_Existing_Space Heating_Natural Gas_Insulation - Ducting_A_Achievable Economic RVT Potential | F5 | Industrial | Instruments | Existing | Space Heating | Natural Gas | Insulation - Ducting | A | Incremental Summer Peak Savings (MW) | Achievable Economic RVT Potential | 0 | 0 | 0 | 0 | 0 | 0 | 0 | 0 | 0 | 0 | 0 | 0 | 0 | 0 | 0 | 0 | 0 | 0 | 0 | 0 | 0 | 0 | 0
F6_Industrial_Instruments_Existing_Space Heating_Natural Gas_Insulation - Ducting_A_Achievable Economic RVT Potential | F6 | Industrial | Instruments | Existing | Space Heating | Natural Gas | Insulation - Ducting | A | Incremental Winter Peak Savings (MW) | Achievable Economic RVT Potential | 0 | 0 | 0 | 0 | 0 | 0 | 0 | 0 | 0 | 0 | 0 | 0 | 0 | 0 | 0 | 0 | 0 | 0 | 0 | 0 | 0 | 0 | 0
F7_Industrial_Instruments_Existing_Space Heating_Natural Gas_Insulation - Ducting_A_Achievable Economic RVT Potential | F7 | Industrial | Instruments | Existing | Space Heating | Natural Gas | Insulation - Ducting | A | Cumulative Energy Savings (MWh or mTherms) | Achievable Economic RVT Potential | 0 | 0 | 0 | 0 | 0 | 0 | 0 | 0 | 0 | 0 | 0 | 0 | 0 | 0 | 0 | 0 | 0 | 0 | 0 | 0 | 0 | 0 | 0
F8_Industrial_Instruments_Existing_Space Heating_Natural Gas_Insulation - Ducting_A_Achievable Economic RVT Potential | F8 | Industrial | Instruments | Existing | Space Heating | Natural Gas | Insulation - Ducting | A | Cumulative Summer Peak Savings (MW) | Achievable Economic RVT Potential | 0 | 0 | 0 | 0 | 0 | 0 | 0 | 0 | 0 | 0 | 0 | 0 | 0 | 0 | 0 | 0 | 0 | 0 | 0 | 0 | 0 | 0 | 0
F9_Industrial_Instruments_Existing_Space Heating_Natural Gas_Insulation - Ducting_A_Achievable Economic RVT Potential | F9 | Industrial | Instruments | Existing | Space Heating | Natural Gas | Insulation - Ducting | A | Cumulative Winter Peak Savings (MW) | Achievable Economic RVT Potential | 0 | 0 | 0 | 0 | 0 | 0 | 0 | 0 | 0 | 0 | 0 | 0 | 0 | 0 | 0 | 0 | 0 | 0 | 0 | 0 | 0 | 0 | 0
F10_Industrial_Instruments_Existing_Space Heating_Natural Gas_Insulation - Ducting_A_Achievable Economic RVT Potential | F10 | Industrial | Instruments | Existing | Space Heating | Natural Gas | Insulation - Ducting | A | Purchases (Incremental) | Achievable Economic RVT Potential | 0 | 0 | 0 | 0 | 0 | 0 | 0 | 0 | 0 | 0 | 0 | 0 | 0 | 0 | 0 | 0 | 0 | 0 | 0 | 0 | 0 | 0 | 0
F11_Industrial_Instruments_Existing_Space Heating_Natural Gas_Insulation - Ducting_A_Achievable Economic RVT Potential | F11 | Industrial | Instruments | Existing | Space Heating | Natural Gas | Insulation - Ducting | A | Purchases (Cumulative) | Achievable Economic RVT Potential | 0 | 0 | 0 | 0 | 0 | 0 | 0 | 0 | 0 | 0 | 0 | 0 | 0 | 0 | 0 | 0 | 0 | 0 | 0 | 0 | 0 | 0 | 0
F1_Industrial_Instruments_Existing_Space Heating_Natural Gas_HVAC - Duct Repair and Sealing_A_Achievable Economic RVT Potential | F1 | Industrial | Instruments | Existing | Space Heating | Natural Gas | HVAC - Duct Repair and Sealing | A | Integrated Unit Energy Savings (kWh or therms) | Achievable Economic RVT Potential | 0 | 0 | 0.0040635 | 0.004031 | 0.0039969 | 0.0039609 | 0.0039226 | 0.0038815 | 0.0038374 | 0.00379 | 0.0037395 | 0.0036864 | 0.0036312 | 0.0035746 | 0.0035178 | 0.0034619 | 0.003408 | 0.0033584 | 0.0033136 | 0.0032734 | 0.0032373 | 0.0032043 | 0
F2_Industrial_Instruments_Existing_Space Heating_Natural Gas_HVAC - Duct Repair and Sealing_A_Achievable Economic RVT Potential | F2 | Industrial | Instruments | Existing | Space Heating | Natural Gas | HVAC - Duct Repair and Sealing | A | Integrated Unit Summer Peak Savings (kW) | Achievable Economic RVT Potential | 0 | 0 | 0 | 0 | 0 | 0 | 0 | 0 | 0 | 0 | 0 | 0 | 0 | 0 | 0 | 0 | 0 | 0 | 0 | 0 | 0 | 0 | 0
F3_Industrial_Instruments_Existing_Space Heating_Natural Gas_HVAC - Duct Repair and Sealing_A_Achievable Economic RVT Potential | F3 | Industrial | Instruments | Existing | Space Heating | Natural Gas | HVAC - Duct Repair and Sealing | A | Integrated Unit Winter Peak Savings (kW) | Achievable Economic RVT Potential | 0 | 0 | 0 | 0 | 0 | 0 | 0 | 0 | 0 | 0 | 0 | 0 | 0 | 0 | 0 | 0 | 0 | 0 | 0 | 0 | 0 | 0 | 0
F4_Industrial_Instruments_Existing_Space Heating_Natural Gas_HVAC - Duct Repair and Sealing_A_Achievable Economic RVT Potential | F4 | Industrial | Instruments | Existing | Space Heating | Natural Gas | HVAC - Duct Repair and Sealing | A | Incremental Energy Savings (MWh or mTherms) | Achievable Economic RVT Potential | 0 | 0 | 0 | 0 | 0 | 0 | 0 | 0 | 0 | 0 | 0 | 0 | 0 | 0 | 0 | 0 | 0 | 0 | 0 | 0 | 0 | 0 | 0
F5_Industrial_Instruments_Existing_Space Heating_Natural Gas_HVAC - Duct Repair and Sealing_A_Achievable Economic RVT Potential | F5 | Industrial | Instruments | Existing | Space Heating | Natural Gas | HVAC - Duct Repair and Sealing | A | Incremental Summer Peak Savings (MW) | Achievable Economic RVT Potential | 0 | 0 | 0 | 0 | 0 | 0 | 0 | 0 | 0 | 0 | 0 | 0 | 0 | 0 | 0 | 0 | 0 | 0 | 0 | 0 | 0 | 0 | 0
F6_Industrial_Instruments_Existing_Space Heating_Natural Gas_HVAC - Duct Repair and Sealing_A_Achievable Economic RVT Potential | F6 | Industrial | Instruments | Existing | Space Heating | Natural Gas | HVAC - Duct Repair and Sealing | A | Incremental Winter Peak Savings (MW) | Achievable Economic RVT Potential | 0 | 0 | 0 | 0 | 0 | 0 | 0 | 0 | 0 | 0 | 0 | 0 | 0 | 0 | 0 | 0 | 0 | 0 | 0 | 0 | 0 | 0 | 0
F7_Industrial_Instruments_Existing_Space Heating_Natural Gas_HVAC - Duct Repair and Sealing_A_Achievable Economic RVT Potential | F7 | Industrial | Instruments | Existing | Space Heating | Natural Gas | HVAC - Duct Repair and Sealing | A | Cumulative Energy Savings (MWh or mTherms) | Achievable Economic RVT Potential | 0 | 0 | 0 | 0 | 0 | 0 | 0 | 0 | 0 | 0 | 0 | 0 | 0 | 0 | 0 | 0 | 0 | 0 | 0 | 0 | 0 | 0 | 0
F8_Industrial_Instruments_Existing_Space Heating_Natural Gas_HVAC - Duct Repair and Sealing_A_Achievable Economic RVT Potential | F8 | Industrial | Instruments | Existing | Space Heating | Natural Gas | HVAC - Duct Repair and Sealing | A | Cumulative Summer Peak Savings (MW) | Achievable Economic RVT Potential | 0 | 0 | 0 | 0 | 0 | 0 | 0 | 0 | 0 | 0 | 0 | 0 | 0 | 0 | 0 | 0 | 0 | 0 | 0 | 0 | 0 | 0 | 0
F9_Industrial_Instruments_Existing_Space Heating_Natural Gas_HVAC - Duct Repair and Sealing_A_Achievable Economic RVT Potential | F9 | Industrial | Instruments | Existing | Space Heating | Natural Gas | HVAC - Duct Repair and Sealing | A | Cumulative Winter Peak Savings (MW) | Achievable Economic RVT Potential | 0 | 0 | 0 | 0 | 0 | 0 | 0 | 0 | 0 | 0 | 0 | 0 | 0 | 0 | 0 | 0 | 0 | 0 | 0 | 0 | 0 | 0 | 0
F10_Industrial_Instruments_Existing_Space Heating_Natural Gas_HVAC - Duct Repair and Sealing_A_Achievable Economic RVT Potential | F10 | Industrial | Instruments | Existing | Space Heating | Natural Gas | HVAC - Duct Repair and Sealing | A | Purchases (Incremental) | Achievable Economic RVT Potential | 0 | 0 | 0 | 0 | 0 | 0 | 0 | 0 | 0 | 0 | 0 | 0 | 0 | 0 | 0 | 0 | 0 | 0 | 0 | 0 | 0 | 0 | 0
F11_Industrial_Instruments_Existing_Space Heating_Natural Gas_HVAC - Duct Repair and Sealing_A_Achievable Economic RVT Potential | F11 | Industrial | Instruments | Existing | Space Heating | Natural Gas | HVAC - Duct Repair and Sealing | A | Purchases (Cumulative) | Achievable Economic RVT Potential | 0 | 0 | 0 | 0 | 0 | 0 | 0 | 0 | 0 | 0 | 0 | 0 | 0 | 0 | 0 | 0 | 0 | 0 | 0 | 0 | 0 | 0 | 0
F1_Industrial_Instruments_Existing_Space Heating_Natural Gas_Windows - High Efficiency_A_Achievable Economic RVT Potential | F1 | Industrial | Instruments | Existing | Space Heating | Natural Gas | Windows - High Efficiency | A | Integrated Unit Energy Savings (kWh or therms) | Achievable Economic RVT Potential | 0 | 0 | 0.0077507 | 0.0077129 | 0.0076718 | 0.0076265 | 0.0075758 | 0.0075186 | 0.0074541 | 0.0073817 | 0.0073015 | 0.0072143 | 0.0071212 | 0.0070241 | 0.0069252 | 0.0068269 | 0.0067317 | 0.0066443 | 0.0065658 | 0.006496 | 0.0064336 | 0.0063769 | 0
F2_Industrial_Instruments_Existing_Space Heating_Natural Gas_Windows - High Efficiency_A_Achievable Economic RVT Potential | F2 | Industrial | Instruments | Existing | Space Heating | Natural Gas | Windows - High Efficiency | A | Integrated Unit Summer Peak Savings (kW) | Achievable Economic RVT Potential | 0 | 0 | 0 | 0 | 0 | 0 | 0 | 0 | 0 | 0 | 0 | 0 | 0 | 0 | 0 | 0 | 0 | 0 | 0 | 0 | 0 | 0 | 0
F3_Industrial_Instruments_Existing_Space Heating_Natural Gas_Windows - High Efficiency_A_Achievable Economic RVT Potential | F3 | Industrial | Instruments | Existing | Space Heating | Natural Gas | Windows - High Efficiency | A | Integrated Unit Winter Peak Savings (kW) | Achievable Economic RVT Potential | 0 | 0 | 0 | 0 | 0 | 0 | 0 | 0 | 0 | 0 | 0 | 0 | 0 | 0 | 0 | 0 | 0 | 0 | 0 | 0 | 0 | 0 | 0
F4_Industrial_Instruments_Existing_Space Heating_Natural Gas_Windows - High Efficiency_A_Achievable Economic RVT Potential | F4 | Industrial | Instruments | Existing | Space Heating | Natural Gas | Windows - High Efficiency | A | Incremental Energy Savings (MWh or mTherms) | Achievable Economic RVT Potential | 0 | 0 | 0 | 0 | 0 | 0 | 0 | 0 | 0 | 0 | 0 | 0 | 0 | 0 | 0 | 0 | 0 | 0 | 0 | 0 | 0 | 0 | 0
F5_Industrial_Instruments_Existing_Space Heating_Natural Gas_Windows - High Efficiency_A_Achievable Economic RVT Potential | F5 | Industrial | Instruments | Existing | Space Heating | Natural Gas | Windows - High Efficiency | A | Incremental Summer Peak Savings (MW) | Achievable Economic RVT Potential | 0 | 0 | 0 | 0 | 0 | 0 | 0 | 0 | 0 | 0 | 0 | 0 | 0 | 0 | 0 | 0 | 0 | 0 | 0 | 0 | 0 | 0 | 0
F6_Industrial_Instruments_Existing_Space Heating_Natural Gas_Windows - High Efficiency_A_Achievable Economic RVT Potential | F6 | Industrial | Instruments | Existing | Space Heating | Natural Gas | Windows - High Efficiency | A | Incremental Winter Peak Savings (MW) | Achievable Economic RVT Potential | 0 | 0 | 0 | 0 | 0 | 0 | 0 | 0 | 0 | 0 | 0 | 0 | 0 | 0 | 0 | 0 | 0 | 0 | 0 | 0 | 0 | 0 | 0
F7_Industrial_Instruments_Existing_Space Heating_Natural Gas_Windows - High Efficiency_A_Achievable Economic RVT Potential | F7 | Industrial | Instruments | Existing | Space Heating | Natural Gas | Windows - High Efficiency | A | Cumulative Energy Savings (MWh or mTherms) | Achievable Economic RVT Potential | 0 | 0 | 0 | 0 | 0 | 0 | 0 | 0 | 0 | 0 | 0 | 0 | 0 | 0 | 0 | 0 | 0 | 0 | 0 | 0 | 0 | 0 | 0
F8_Industrial_Instruments_Existing_Space Heating_Natural Gas_Windows - High Efficiency_A_Achievable Economic RVT Potential | F8 | Industrial | Instruments | Existing | Space Heating | Natural Gas | Windows - High Efficiency | A | Cumulative Summer Peak Savings (MW) | Achievable Economic RVT Potential | 0 | 0 | 0 | 0 | 0 | 0 | 0 | 0 | 0 | 0 | 0 | 0 | 0 | 0 | 0 | 0 | 0 | 0 | 0 | 0 | 0 | 0 | 0
F9_Industrial_Instruments_Existing_Space Heating_Natural Gas_Windows - High Efficiency_A_Achievable Economic RVT Potential | F9 | Industrial | Instruments | Existing | Space Heating | Natural Gas | Windows - High Efficiency | A | Cumulative Winter Peak Savings (MW) | Achievable Economic RVT Potential | 0 | 0 | 0 | 0 | 0 | 0 | 0 | 0 | 0 | 0 | 0 | 0 | 0 | 0 | 0 | 0 | 0 | 0 | 0 | 0 | 0 | 0 | 0
F10_Industrial_Instruments_Existing_Space Heating_Natural Gas_Windows - High Efficiency_A_Achievable Economic RVT Potential | F10 | Industrial | Instruments | Existing | Space Heating | Natural Gas | Windows - High Efficiency | A | Purchases (Incremental) | Achievable Economic RVT Potential | 0 | 0 | 0 | 0 | 0 | 0 | 0 | 0 | 0 | 0 | 0 | 0 | 0 | 0 | 0 | 0 | 0 | 0 | 0 | 0 | 0 | 0 | 0
F11_Industrial_Instruments_Existing_Space Heating_Natural Gas_Windows - High Efficiency_A_Achievable Economic RVT Potential | F11 | Industrial | Instruments | Existing | Space Heating | Natural Gas | Windows - High Efficiency | A | Purchases (Cumulative) | Achievable Economic RVT Potential | 0 | 0 | 0 | 0 | 0 | 0 | 0 | 0 | 0 | 0 | 0 | 0 | 0 | 0 | 0 | 0 | 0 | 0 | 0 | 0 | 0 | 0 | 0
F1_Industrial_Instruments_Existing_Space Heating_Natural Gas_Gas Boiler - Maintenance_A_Achievable Economic RVT Potential | F1 | Industrial | Instruments | Existing | Space Heating | Natural Gas | Gas Boiler - Maintenance | A | Integrated Unit Energy Savings (kWh or therms) | Achievable Economic RVT Potential | 0 | 0 | 4.1316 | 4.1196 | 4.107 | 4.0938 | 4.0796 | 4.0643 | 4.0477 | 4.0297 | 4.0103 | 3.9896 | 3.9676 | 3.9445 | 3.9203 | 3.8951 | 3.8692 | 3.8447 | 3.8218 | 3.8008 | 3.7814 | 3.7639 | 0
F2_Industrial_Instruments_Existing_Space Heating_Natural Gas_Gas Boiler - Maintenance_A_Achievable Economic RVT Potential | F2 | Industrial | Instruments | Existing | Space Heating | Natural Gas | Gas Boiler - Maintenance | A | Integrated Unit Summer Peak Savings (kW) | Achievable Economic RVT Potential | 0 | 0 | 0 | 0 | 0 | 0 | 0 | 0 | 0 | 0 | 0 | 0 | 0 | 0 | 0 | 0 | 0 | 0 | 0 | 0 | 0 | 0 | 0
F3_Industrial_Instruments_Existing_Space Heating_Natural Gas_Gas Boiler - Maintenance_A_Achievable Economic RVT Potential | F3 | Industrial | Instruments | Existing | Space Heating | Natural Gas | Gas Boiler - Maintenance | A | Integrated Unit Winter Peak Savings (kW) | Achievable Economic RVT Potential | 0 | 0 | 0 | 0 | 0 | 0 | 0 | 0 | 0 | 0 | 0 | 0 | 0 | 0 | 0 | 0 | 0 | 0 | 0 | 0 | 0 | 0 | 0
F4_Industrial_Instruments_Existing_Space Heating_Natural Gas_Gas Boiler - Maintenance_A_Achievable Economic RVT Potential | F4 | Industrial | Instruments | Existing | Space Heating | Natural Gas | Gas Boiler - Maintenance | A | Incremental Energy Savings (MWh or mTherms) | Achievable Economic RVT Potential | 0 | 0 | 0.018446 | 0.012669 | 0.0085931 | 0.0065557 | 0.0056252 | 0.0047658 | 0.003996 | 0.0033216 | 0.0027409 | 0.0022475 | 0.0018329 | 0.0013947 | 0.0010609 | 0.00080677 | 0.00061336 | 0.00054998 | 0.00042049 | 0.00035388 | 0.0002902 | 0.00022929 | 0
F5_Industrial_Instruments_Existing_Space Heating_Natural Gas_Gas Boiler - Maintenance_A_Achievable Economic RVT Potential | F5 | Industrial | Instruments | Existing | Space Heating | Natural Gas | Gas Boiler - Maintenance | A | Incremental Summer Peak Savings (MW) | Achievable Economic RVT Potential | 0 | 0 | 0 | 0 | 0 | 0 | 0 | 0 | 0 | 0 | 0 | 0 | 0 | 0 | 0 | 0 | 0 | 0 | 0 | 0 | 0 | 0 | 0
F6_Industrial_Instruments_Existing_Space Heating_Natural Gas_Gas Boiler - Maintenance_A_Achievable Economic RVT Potential | F6 | Industrial | Instruments | Existing | Space Heating | Natural Gas | Gas Boiler - Maintenance | A | Incremental Winter Peak Savings (MW) | Achievable Economic RVT Potential | 0 | 0 | 0 | 0 | 0 | 0 | 0 | 0 | 0 | 0 | 0 | 0 | 0 | 0 | 0 | 0 | 0 | 0 | 0 | 0 | 0 | 0 | 0
F7_Industrial_Instruments_Existing_Space Heating_Natural Gas_Gas Boiler - Maintenance_A_Achievable Economic RVT Potential | F7 | Industrial | Instruments | Existing | Space Heating | Natural Gas | Gas Boiler - Maintenance | A | Cumulative Energy Savings (MWh or mTherms) | Achievable Economic RVT Potential | 0 | 0 | 0.018446 | 0.031062 | 0.03956 | 0.045988 | 0.051454 | 0.056027 | 0.059794 | 0.06285 | 0.065288 | 0.067198 | 0.068661 | 0.069656 | 0.070289 | 0.070645 | 0.070787 | 0.070889 | 0.070889 | 0.070852 | 0.070782 | 0.070683 | 0
F8_Industrial_Instruments_Existing_Space Heating_Natural Gas_Gas Boiler - Maintenance_A_Achievable Economic RVT Potential | F8 | Industrial | Instruments | Existing | Space Heating | Natural Gas | Gas Boiler - Maintenance | A | Cumulative Summer Peak Savings (MW) | Achievable Economic RVT Potential | 0 | 0 | 0 | 0 | 0 | 0 | 0 | 0 | 0 | 0 | 0 | 0 | 0 | 0 | 0 | 0 | 0 | 0 | 0 | 0 | 0 | 0 | 0
F9_Industrial_Instruments_Existing_Space Heating_Natural Gas_Gas Boiler - Maintenance_A_Achievable Economic RVT Potential | F9 | Industrial | Instruments | Existing | Space Heating | Natural Gas | Gas Boiler - Maintenance | A | Cumulative Winter Peak Savings (MW) | Achievable Economic RVT Potential | 0 | 0 | 0 | 0 | 0 | 0 | 0 | 0 | 0 | 0 | 0 | 0 | 0 | 0 | 0 | 0 | 0 | 0 | 0 | 0 | 0 | 0 | 0
F10_Industrial_Instruments_Existing_Space Heating_Natural Gas_Gas Boiler - Maintenance_A_Achievable Economic RVT Potential | F10 | Industrial | Instruments | Existing | Space Heating | Natural Gas | Gas Boiler - Maintenance | A | Purchases (Incremental) | Achievable Economic RVT Potential | 0 | 0 | 4.4646 | 3.0754 | 2.0923 | 1.6014 | 1.3789 | 1.1726 | 0.98723 | 0.82429 | 0.68346 | 0.56334 | 0.46196 | 0.35358 | 0.27062 | 0.20712 | 0.15853 | 0.14305 | 0.11002 | 0.093109 | 0.076745 | 0.060917 | 0
F11_Industrial_Instruments_Existing_Space Heating_Natural Gas_Gas Boiler - Maintenance_A_Achievable Economic RVT Potential | F11 | Industrial | Instruments | Existing | Space Heating | Natural Gas | Gas Boiler - Maintenance | A | Purchases (Cumulative) | Achievable Economic RVT Potential | 0 | 0 | 4.4646 | 7.54 | 9.6323 | 11.2337 | 12.6125 | 13.7851 | 14.7724 | 15.5967 | 16.2801 | 16.8435 | 17.3054 | 17.659 | 17.9296 | 18.1367 | 18.2953 | 18.4383 | 18.5483 | 18.6415 | 18.7182 | 18.7791 | 0
F1_Industrial_Instruments_Existing_Process_Natural Gas_Gas Boiler - Maintenance_A_Achievable Economic RVT Potential | F1 | Industrial | Instruments | Existing | Process | Natural Gas | Gas Boiler - Maintenance | A | Integrated Unit Energy Savings (kWh or therms) | Achievable Economic RVT Potential | 0 | 0 | 2.58 | 2.58 | 2.58 | 2.58 | 2.58 | 2.58 | 2.58 | 2.58 | 2.58 | 2.58 | 2.58 | 2.58 | 2.58 | 2.58 | 2.58 | 2.58 | 2.58 | 2.58 | 2.58 | 2.58 | 0
F2_Industrial_Instruments_Existing_Process_Natural Gas_Gas Boiler - Maintenance_A_Achievable Economic RVT Potential | F2 | Industrial | Instruments | Existing | Process | Natural Gas | Gas Boiler - Maintenance | A | Integrated Unit Summer Peak Savings (kW) | Achievable Economic RVT Potential | 0 | 0 | 0 | 0 | 0 | 0 | 0 | 0 | 0 | 0 | 0 | 0 | 0 | 0 | 0 | 0 | 0 | 0 | 0 | 0 | 0 | 0 | 0
F3_Industrial_Instruments_Existing_Process_Natural Gas_Gas Boiler - Maintenance_A_Achievable Economic RVT Potential | F3 | Industrial | Instruments | Existing | Process | Natural Gas | Gas Boiler - Maintenance | A | Integrated Unit Winter Peak Savings (kW) | Achievable Economic RVT Potential | 0 | 0 | 0 | 0 | 0 | 0 | 0 | 0 | 0 | 0 | 0 | 0 | 0 | 0 | 0 | 0 | 0 | 0 | 0 | 0 | 0 | 0 | 0
F4_Industrial_Instruments_Existing_Process_Natural Gas_Gas Boiler - Maintenance_A_Achievable Economic RVT Potential | F4 | Industrial | Instruments | Existing | Process | Natural Gas | Gas Boiler - Maintenance | A | Incremental Energy Savings (MWh or mTherms) | Achievable Economic RVT Potential | 0 | 0 | 0.34942 | 0.24069 | 0.16375 | 0.12533 | 0.10792 | 0.091773 | 0.077265 | 0.064512 | 0.053491 | 0.04409 | 0.036155 | 0.027672 | 0.02118 | 0.01621 | 0.012407 | 0.011196 | 0.0086109 | 0.0072871 | 0.0060064 | 0.0047676 | 0
F5_Industrial_Instruments_Existing_Process_Natural Gas_Gas Boiler - Maintenance_A_Achievable Economic RVT Potential | F5 | Industrial | Instruments | Existing | Process | Natural Gas | Gas Boiler - Maintenance | A | Incremental Summer Peak Savings (MW) | Achievable Economic RVT Potential | 0 | 0 | 0 | 0 | 0 | 0 | 0 | 0 | 0 | 0 | 0 | 0 | 0 | 0 | 0 | 0 | 0 | 0 | 0 | 0 | 0 | 0 | 0
F6_Industrial_Instruments_Existing_Process_Natural Gas_Gas Boiler - Maintenance_A_Achievable Economic RVT Potential | F6 | Industrial | Instruments | Existing | Process | Natural Gas | Gas Boiler - Maintenance | A | Incremental Winter Peak Savings (MW) | Achievable Economic RVT Potential | 0 | 0 | 0 | 0 | 0 | 0 | 0 | 0 | 0 | 0 | 0 | 0 | 0 | 0 | 0 | 0 | 0 | 0 | 0 | 0 | 0 | 0 | 0
F7_Industrial_Instruments_Existing_Process_Natural Gas_Gas Boiler - Maintenance_A_Achievable Economic RVT Potential | F7 | Industrial | Instruments | Existing | Process | Natural Gas | Gas Boiler - Maintenance | A | Cumulative Energy Savings (MWh or mTherms) | Achievable Economic RVT Potential | 0 | 0 | 0.34942 | 0.59011 | 0.75387 | 0.8792 | 0.98711 | 1.0789 | 1.1561 | 1.2207 | 1.2742 | 1.3182 | 1.3544 | 1.3821 | 1.4032 | 1.4195 | 1.4319 | 1.4431 | 1.4517 | 1.459 | 1.465 | 1.4697 | 0
F8_Industrial_Instruments_Existing_Process_Natural Gas_Gas Boiler - Maintenance_A_Achievable Economic RVT Potential | F8 | Industrial | Instruments | Existing | Process | Natural Gas | Gas Boiler - Maintenance | A | Cumulative Summer Peak Savings (MW) | Achievable Economic RVT Potential | 0 | 0 | 0 | 0 | 0 | 0 | 0 | 0 | 0 | 0 | 0 | 0 | 0 | 0 | 0 | 0 | 0 | 0 | 0 | 0 | 0 | 0 | 0
F9_Industrial_Instruments_Existing_Process_Natural Gas_Gas Boiler - Maintenance_A_Achievable Economic RVT Potential | F9 | Industrial | Instruments | Existing | Process | Natural Gas | Gas Boiler - Maintenance | A | Cumulative Winter Peak Savings (MW) | Achievable Economic RVT Potential | 0 | 0 | 0 | 0 | 0 | 0 | 0 | 0 | 0 | 0 | 0 | 0 | 0 | 0 | 0 | 0 | 0 | 0 | 0 | 0 | 0 | 0 | 0
F10_Industrial_Instruments_Existing_Process_Natural Gas_Gas Boiler - Maintenance_A_Achievable Economic RVT Potential | F10 | Industrial | Instruments | Existing | Process | Natural Gas | Gas Boiler - Maintenance | A | Purchases (Incremental) | Achievable Economic RVT Potential | 0 | 0 | 135.4334 | 93.2914 | 63.4691 | 48.5775 | 41.8274 | 35.5707 | 29.9473 | 25.0046 | 20.7327 | 17.0889 | 14.0136 | 10.7256 | 8.2091 | 6.283 | 4.8089 | 4.3394 | 3.3375 | 2.8244 | 2.328 | 1.8479 | 0
F11_Industrial_Instruments_Existing_Process_Natural Gas_Gas Boiler - Maintenance_A_Achievable Economic RVT Potential | F11 | Industrial | Instruments | Existing | Process | Natural Gas | Gas Boiler - Maintenance | A | Purchases (Cumulative) | Achievable Economic RVT Potential | 0 | 0 | 135.4334 | 228.7248 | 292.1939 | 340.7715 | 382.5989 | 418.1696 | 448.1169 | 473.1215 | 493.8542 | 510.943 | 524.9566 | 535.6822 | 543.8913 | 550.1744 | 554.9832 | 559.3227 | 562.6602 | 565.4846 | 567.8127 | 569.6606 | 0
F1_Industrial_Instruments_Existing_Space Heating_Natural Gas_Gas Furnace - Maintenance_A_Achievable Economic RVT Potential | F1 | Industrial | Instruments | Existing | Space Heating | Natural Gas | Gas Furnace - Maintenance | A | Integrated Unit Energy Savings (kWh or therms) | Achievable Economic RVT Potential | 0 | 0 | 0.0093938 | 0.0093367 | 0.0092781 | 0.0092179 | 0.0091561 | 0.0090924 | 0.0090269 | 0.0089596 | 0.0088909 | 0.0088211 | 0.0087504 | 0.0086788 | 0.0086061 | 0.0085326 | 0.0084586 | 0.0083888 | 0.0083235 | 0.0082628 | 0.0082065 | 0.0081548 | 0
F2_Industrial_Instruments_Existing_Space Heating_Natural Gas_Gas Furnace - Maintenance_A_Achievable Economic RVT Potential | F2 | Industrial | Instruments | Existing | Space Heating | Natural Gas | Gas Furnace - Maintenance | A | Integrated Unit Summer Peak Savings (kW) | Achievable Economic RVT Potential | 0 | 0 | 0 | 0 | 0 | 0 | 0 | 0 | 0 | 0 | 0 | 0 | 0 | 0 | 0 | 0 | 0 | 0 | 0 | 0 | 0 | 0 | 0
F3_Industrial_Instruments_Existing_Space Heating_Natural Gas_Gas Furnace - Maintenance_A_Achievable Economic RVT Potential | F3 | Industrial | Instruments | Existing | Space Heating | Natural Gas | Gas Furnace - Maintenance | A | Integrated Unit Winter Peak Savings (kW) | Achievable Economic RVT Potential | 0 | 0 | 0 | 0 | 0 | 0 | 0 | 0 | 0 | 0 | 0 | 0 | 0 | 0 | 0 | 0 | 0 | 0 | 0 | 0 | 0 | 0 | 0
F4_Industrial_Instruments_Existing_Space Heating_Natural Gas_Gas Furnace - Maintenance_A_Achievable Economic RVT Potential | F4 | Industrial | Instruments | Existing | Space Heating | Natural Gas | Gas Furnace - Maintenance | A | Incremental Energy Savings (MWh or mTherms) | Achievable Economic RVT Potential | 0 | 0 | 0.00050552 | 0.0003461 | 0.00023399 | 0.00017792 | 0.00015217 | 0.00012851 | 0.00010742 | 8.9018e-05 | 7.3243e-05 | 5.9897e-05 | 4.8724e-05 | 3.6987e-05 | 2.8072e-05 | 2.1302e-05 | 1.6163e-05 | 1.4464e-05 | 1.1038e-05 | 9.2731e-06 | 7.5913e-06 | 5.9877e-06 | 0
F5_Industrial_Instruments_Existing_Space Heating_Natural Gas_Gas Furnace - Maintenance_A_Achievable Economic RVT Potential | F5 | Industrial | Instruments | Existing | Space Heating | Natural Gas | Gas Furnace - Maintenance | A | Incremental Summer Peak Savings (MW) | Achievable Economic RVT Potential | 0 | 0 | 0 | 0 | 0 | 0 | 0 | 0 | 0 | 0 | 0 | 0 | 0 | 0 | 0 | 0 | 0 | 0 | 0 | 0 | 0 | 0 | 0
F6_Industrial_Instruments_Existing_Space Heating_Natural Gas_Gas Furnace - Maintenance_A_Achievable Economic RVT Potential | F6 | Industrial | Instruments | Existing | Space Heating | Natural Gas | Gas Furnace - Maintenance | A | Incremental Winter Peak Savings (MW) | Achievable Economic RVT Potential | 0 | 0 | 0 | 0 | 0 | 0 | 0 | 0 | 0 | 0 | 0 | 0 | 0 | 0 | 0 | 0 | 0 | 0 | 0 | 0 | 0 | 0 | 0
F7_Industrial_Instruments_Existing_Space Heating_Natural Gas_Gas Furnace - Maintenance_A_Achievable Economic RVT Potential | F7 | Industrial | Instruments | Existing | Space Heating | Natural Gas | Gas Furnace - Maintenance | A | Cumulative Energy Savings (MWh or mTherms) | Achievable Economic RVT Potential | 0 | 0 | 0.00050552 | 0.00084855 | 0.0010772 | 0.0012481 | 0.0013919 | 0.0015108 | 0.0016073 | 0.0016843 | 0.0017447 | 0.0017909 | 0.0018252 | 0.0018473 | 0.0018599 | 0.0018653 | 0.0018653 | 0.0018644 | 0.0018609 | 0.0018566 | 0.0018515 | 0.0018458 | 0
F8_Industrial_Instruments_Existing_Space Heating_Natural Gas_Gas Furnace - Maintenance_A_Achievable Economic RVT Potential | F8 | Industrial | Instruments | Existing | Space Heating | Natural Gas | Gas Furnace - Maintenance | A | Cumulative Summer Peak Savings (MW) | Achievable Economic RVT Potential | 0 | 0 | 0 | 0 | 0 | 0 | 0 | 0 | 0 | 0 | 0 | 0 | 0 | 0 | 0 | 0 | 0 | 0 | 0 | 0 | 0 | 0 | 0
F9_Industrial_Instruments_Existing_Space Heating_Natural Gas_Gas Furnace - Maintenance_A_Achievable Economic RVT Potential | F9 | Industrial | Instruments | Existing | Space Heating | Natural Gas | Gas Furnace - Maintenance | A | Cumulative Winter Peak Savings (MW) | Achievable Economic RVT Potential | 0 | 0 | 0 | 0 | 0 | 0 | 0 | 0 | 0 | 0 | 0 | 0 | 0 | 0 | 0 | 0 | 0 | 0 | 0 | 0 | 0 | 0 | 0
F10_Industrial_Instruments_Existing_Space Heating_Natural Gas_Gas Furnace - Maintenance_A_Achievable Economic RVT Potential | F10 | Industrial | Instruments | Existing | Space Heating | Natural Gas | Gas Furnace - Maintenance | A | Purchases (Incremental) | Achievable Economic RVT Potential | 0 | 0 | 53.8138 | 37.0689 | 25.2191 | 19.302 | 16.6199 | 14.1338 | 11.8994 | 9.9354 | 8.238 | 6.7902 | 5.5682 | 4.2618 | 3.2618 | 2.4965 | 1.9108 | 1.7243 | 1.3261 | 1.1223 | 0.92503 | 0.73426 | 0
F11_Industrial_Instruments_Existing_Space Heating_Natural Gas_Gas Furnace - Maintenance_A_Achievable Economic RVT Potential | F11 | Industrial | Instruments | Existing | Space Heating | Natural Gas | Gas Furnace - Maintenance | A | Purchases (Cumulative) | Achievable Economic RVT Potential | 0 | 0 | 53.8138 | 90.8826 | 116.1017 | 135.4038 | 152.0237 | 166.1575 | 178.0569 | 187.9924 | 196.2304 | 203.0206 | 208.5888 | 212.8506 | 216.1124 | 218.6089 | 220.5197 | 222.244 | 223.5701 | 224.6924 | 225.6174 | 226.3517 | 0
F1_Industrial_Instruments_Existing_Space Heating_Natural Gas_Gas Boiler - Hot Water Reset_A_Achievable Economic RVT Potential | F1 | Industrial | Instruments | Existing | Space Heating | Natural Gas | Gas Boiler - Hot Water Reset | A | Integrated Unit Energy Savings (kWh or therms) | Achievable Economic RVT Potential | 0 | 0 | 15.0147 | 14.9621 | 14.9076 | 14.8505 | 14.7901 | 14.7255 | 14.6563 | 14.5818 | 14.5023 | 14.418 | 14.3293 | 14.2363 | 14.1394 | 14.039 | 13.9357 | 13.8377 | 13.7457 | 13.6599 | 13.5803 | 13.5072 | 0
F2_Industrial_Instruments_Existing_Space Heating_Natural Gas_Gas Boiler - Hot Water Reset_A_Achievable Economic RVT Potential | F2 | Industrial | Instruments | Existing | Space Heating | Natural Gas | Gas Boiler - Hot Water Reset | A | Integrated Unit Summer Peak Savings (kW) | Achievable Economic RVT Potential | 0 | 0 | 0 | 0 | 0 | 0 | 0 | 0 | 0 | 0 | 0 | 0 | 0 | 0 | 0 | 0 | 0 | 0 | 0 | 0 | 0 | 0 | 0
F3_Industrial_Instruments_Existing_Space Heating_Natural Gas_Gas Boiler - Hot Water Reset_A_Achievable Economic RVT Potential | F3 | Industrial | Instruments | Existing | Space Heating | Natural Gas | Gas Boiler - Hot Water Reset | A | Integrated Unit Winter Peak Savings (kW) | Achievable Economic RVT Potential | 0 | 0 | 0 | 0 | 0 | 0 | 0 | 0 | 0 | 0 | 0 | 0 | 0 | 0 | 0 | 0 | 0 | 0 | 0 | 0 | 0 | 0 | 0
F4_Industrial_Instruments_Existing_Space Heating_Natural Gas_Gas Boiler - Hot Water Reset_A_Achievable Economic RVT Potential | F4 | Industrial | Instruments | Existing | Space Heating | Natural Gas | Gas Boiler - Hot Water Reset | A | Incremental Energy Savings (MWh or mTherms) | Achievable Economic RVT Potential | 0 | 0 | 0.032578 | 0.039173 | 0.046939 | 0.053344 | 0.059553 | 0.068126 | 0.073101 | 0.073017 | 0.067255 | 0.056484 | 0.042692 | 0.027587 | 0.015635 | 0.0073456 | 0.0030317 | 0.0010758 | 0.00032805 | 6.9828e-05 | 1.1214e-05 | 1.3158e-06 | 0
F5_Industrial_Instruments_Existing_Space Heating_Natural Gas_Gas Boiler - Hot Water Reset_A_Achievable Economic RVT Potential | F5 | Industrial | Instruments | Existing | Space Heating | Natural Gas | Gas Boiler - Hot Water Reset | A | Incremental Summer Peak Savings (MW) | Achievable Economic RVT Potential | 0 | 0 | 0 | 0 | 0 | 0 | 0 | 0 | 0 | 0 | 0 | 0 | 0 | 0 | 0 | 0 | 0 | 0 | 0 | 0 | 0 | 0 | 0
F6_Industrial_Instruments_Existing_Space Heating_Natural Gas_Gas Boiler - Hot Water Reset_A_Achievable Economic RVT Potential | F6 | Industrial | Instruments | Existing | Space Heating | Natural Gas | Gas Boiler - Hot Water Reset | A | Incremental Winter Peak Savings (MW) | Achievable Economic RVT Potential | 0 | 0 | 0 | 0 | 0 | 0 | 0 | 0 | 0 | 0 | 0 | 0 | 0 | 0 | 0 | 0 | 0 | 0 | 0 | 0 | 0 | 0 | 0
F7_Industrial_Instruments_Existing_Space Heating_Natural Gas_Gas Boiler - Hot Water Reset_A_Achievable Economic RVT Potential | F7 | Industrial | Instruments | Existing | Space Heating | Natural Gas | Gas Boiler - Hot Water Reset | A | Cumulative Energy Savings (MWh or mTherms) | Achievable Economic RVT Potential | 0 | 0 | 0.032578 | 0.071637 | 0.11831 | 0.17121 | 0.23006 | 0.29718 | 0.36889 | 0.44003 | 0.50488 | 0.55843 | 0.59769 | 0.6214 | 0.6328 | 0.63566 | 0.63401 | 0.63063 | 0.62676 | 0.62292 | 0.6193 | 0.61597 | 0
F8_Industrial_Instruments_Existing_Space Heating_Natural Gas_Gas Boiler - Hot Water Reset_A_Achievable Economic RVT Potential | F8 | Industrial | Instruments | Existing | Space Heating | Natural Gas | Gas Boiler - Hot Water Reset | A | Cumulative Summer Peak Savings (MW) | Achievable Economic RVT Potential | 0 | 0 | 0 | 0 | 0 | 0 | 0 | 0 | 0 | 0 | 0 | 0 | 0 | 0 | 0 | 0 | 0 | 0 | 0 | 0 | 0 | 0 | 0
F9_Industrial_Instruments_Existing_Space Heating_Natural Gas_Gas Boiler - Hot Water Reset_A_Achievable Economic RVT Potential | F9 | Industrial | Instruments | Existing | Space Heating | Natural Gas | Gas Boiler - Hot Water Reset | A | Cumulative Winter Peak Savings (MW) | Achievable Economic RVT Potential | 0 | 0 | 0 | 0 | 0 | 0 | 0 | 0 | 0 | 0 | 0 | 0 | 0 | 0 | 0 | 0 | 0 | 0 | 0 | 0 | 0 | 0 | 0
F10_Industrial_Instruments_Existing_Space Heating_Natural Gas_Gas Boiler - Hot Water Reset_A_Achievable Economic RVT Potential | F10 | Industrial | Instruments | Existing | Space Heating | Natural Gas | Gas Boiler - Hot Water Reset | A | Purchases (Incremental) | Achievable Economic RVT Potential | 0 | 0 | 2.1698 | 2.6182 | 3.1486 | 3.5921 | 4.0266 | 4.6264 | 4.9877 | 5.0074 | 4.6375 | 3.9176 | 2.9794 | 1.9378 | 1.1058 | 0.52323 | 0.21755 | 0.077745 | 0.023865 | 0.0051119 | 0.00082577 | 9.7411e-05 | 0
F11_Industrial_Instruments_Existing_Space Heating_Natural Gas_Gas Boiler - Hot Water Reset_A_Achievable Economic RVT Potential | F11 | Industrial | Instruments | Existing | Space Heating | Natural Gas | Gas Boiler - Hot Water Reset | A | Purchases (Cumulative) | Achievable Economic RVT Potential | 0 | 0 | 2.1698 | 4.7879 | 7.9366 | 11.5286 | 15.5552 | 20.1815 | 25.1692 | 30.1766 | 34.8142 | 38.7318 | 41.7112 | 43.649 | 44.7547 | 45.278 | 45.4955 | 45.5733 | 45.5971 | 45.6022 | 45.6031 | 45.6032 | 0
F1_Industrial_Instruments_Existing_Process_Natural Gas_Gas Boiler - Hot Water Reset_A_Achievable Economic RVT Potential | F1 | Industrial | Instruments | Existing | Process | Natural Gas | Gas Boiler - Hot Water Reset | A | Integrated Unit Energy Savings (kWh or therms) | Achievable Economic RVT Potential | 0 | 0 | 4.689 | 4.6875 | 4.6862 | 4.6851 | 4.684 | 4.6829 | 4.682 | 4.681 | 4.6801 | 4.6792 | 4.6783 | 4.6774 | 4.6766 | 4.6757 | 4.6749 | 4.6741 | 4.6732 | 4.6724 | 4.6715 | 4.6706 | 0
F2_Industrial_Instruments_Existing_Process_Natural Gas_Gas Boiler - Hot Water Reset_A_Achievable Economic RVT Potential | F2 | Industrial | Instruments | Existing | Process | Natural Gas | Gas Boiler - Hot Water Reset | A | Integrated Unit Summer Peak Savings (kW) | Achievable Economic RVT Potential | 0 | 0 | 0 | 0 | 0 | 0 | 0 | 0 | 0 | 0 | 0 | 0 | 0 | 0 | 0 | 0 | 0 | 0 | 0 | 0 | 0 | 0 | 0
F3_Industrial_Instruments_Existing_Process_Natural Gas_Gas Boiler - Hot Water Reset_A_Achievable Economic RVT Potential | F3 | Industrial | Instruments | Existing | Process | Natural Gas | Gas Boiler - Hot Water Reset | A | Integrated Unit Winter Peak Savings (kW) | Achievable Economic RVT Potential | 0 | 0 | 0 | 0 | 0 | 0 | 0 | 0 | 0 | 0 | 0 | 0 | 0 | 0 | 0 | 0 | 0 | 0 | 0 | 0 | 0 | 0 | 0
F4_Industrial_Instruments_Existing_Process_Natural Gas_Gas Boiler - Hot Water Reset_A_Achievable Economic RVT Potential | F4 | Industrial | Instruments | Existing | Process | Natural Gas | Gas Boiler - Hot Water Reset | A | Incremental Energy Savings (MWh or mTherms) | Achievable Economic RVT Potential | 0 | 0 | 0.30862 | 0.37229 | 0.44759 | 0.5105 | 0.57212 | 0.6572 | 0.70838 | 0.71104 | 0.65839 | 0.55607 | 0.42281 | 0.27495 | 0.15687 | 0.074214 | 0.030851 | 0.011023 | 0.0033832 | 0.00072454 | 0.00011702 | 1.3801e-05 | 0
F5_Industrial_Instruments_Existing_Process_Natural Gas_Gas Boiler - Hot Water Reset_A_Achievable Economic RVT Potential | F5 | Industrial | Instruments | Existing | Process | Natural Gas | Gas Boiler - Hot Water Reset | A | Incremental Summer Peak Savings (MW) | Achievable Economic RVT Potential | 0 | 0 | 0 | 0 | 0 | 0 | 0 | 0 | 0 | 0 | 0 | 0 | 0 | 0 | 0 | 0 | 0 | 0 | 0 | 0 | 0 | 0 | 0
F6_Industrial_Instruments_Existing_Process_Natural Gas_Gas Boiler - Hot Water Reset_A_Achievable Economic RVT Potential | F6 | Industrial | Instruments | Existing | Process | Natural Gas | Gas Boiler - Hot Water Reset | A | Incremental Winter Peak Savings (MW) | Achievable Economic RVT Potential | 0 | 0 | 0 | 0 | 0 | 0 | 0 | 0 | 0 | 0 | 0 | 0 | 0 | 0 | 0 | 0 | 0 | 0 | 0 | 0 | 0 | 0 | 0
F7_Industrial_Instruments_Existing_Process_Natural Gas_Gas Boiler - Hot Water Reset_A_Achievable Economic RVT Potential | F7 | Industrial | Instruments | Existing | Process | Natural Gas | Gas Boiler - Hot Water Reset | A | Cumulative Energy Savings (MWh or mTherms) | Achievable Economic RVT Potential | 0 | 0 | 0.30862 | 0.68081 | 1.1282 | 1.6385 | 2.2102 | 2.8669 | 3.5747 | 4.285 | 4.9425 | 5.4976 | 5.9194 | 6.1933 | 6.349 | 6.4221 | 6.4518 | 6.4617 | 6.4639 | 6.4634 | 6.4624 | 6.4612 | 0
F8_Industrial_Instruments_Existing_Process_Natural Gas_Gas Boiler - Hot Water Reset_A_Achievable Economic RVT Potential | F8 | Industrial | Instruments | Existing | Process | Natural Gas | Gas Boiler - Hot Water Reset | A | Cumulative Summer Peak Savings (MW) | Achievable Economic RVT Potential | 0 | 0 | 0 | 0 | 0 | 0 | 0 | 0 | 0 | 0 | 0 | 0 | 0 | 0 | 0 | 0 | 0 | 0 | 0 | 0 | 0 | 0 | 0
F9_Industrial_Instruments_Existing_Process_Natural Gas_Gas Boiler - Hot Water Reset_A_Achievable Economic RVT Potential | F9 | Industrial | Instruments | Existing | Process | Natural Gas | Gas Boiler - Hot Water Reset | A | Cumulative Winter Peak Savings (MW) | Achievable Economic RVT Potential | 0 | 0 | 0 | 0 | 0 | 0 | 0 | 0 | 0 | 0 | 0 | 0 | 0 | 0 | 0 | 0 | 0 | 0 | 0 | 0 | 0 | 0 | 0
F10_Industrial_Instruments_Existing_Process_Natural Gas_Gas Boiler - Hot Water Reset_A_Achievable Economic RVT Potential | F10 | Industrial | Instruments | Existing | Process | Natural Gas | Gas Boiler - Hot Water Reset | A | Purchases (Incremental) | Achievable Economic RVT Potential | 0 | 0 | 65.8189 | 79.4218 | 95.5133 | 108.9643 | 122.1447 | 140.3397 | 151.3004 | 151.8992 | 140.6787 | 118.8403 | 90.3781 | 58.7829 | 33.5435 | 15.8721 | 6.5993 | 2.3584 | 0.72395 | 0.15507 | 0.025049 | 0.0029549 | 0
F11_Industrial_Instruments_Existing_Process_Natural Gas_Gas Boiler - Hot Water Reset_A_Achievable Economic RVT Potential | F11 | Industrial | Instruments | Existing | Process | Natural Gas | Gas Boiler - Hot Water Reset | A | Purchases (Cumulative) | Achievable Economic RVT Potential | 0 | 0 | 65.8189 | 145.2407 | 240.754 | 349.7183 | 471.8629 | 612.2026 | 763.5031 | 915.4022 | 1056.0809 | 1174.9213 | 1265.2994 | 1324.0822 | 1357.6257 | 1373.4978 | 1380.0972 | 1382.4556 | 1383.1795 | 1383.3346 | 1383.3597 | 1383.3626 | 0
F1_Industrial_Instruments_Existing_Space Heating_Natural Gas_Steam Trap Maintenance_A_Achievable Economic RVT Potential | F1 | Industrial | Instruments | Existing | Space Heating | Natural Gas | Steam Trap Maintenance | A | Integrated Unit Energy Savings (kWh or therms) | Achievable Economic RVT Potential | 0 | 0 | 5.3067 | 5.2905 | 5.2736 | 5.2558 | 5.2368 | 5.2164 | 5.1943 | 5.1704 | 5.1447 | 5.1173 | 5.0884 | 5.058 | 5.0261 | 4.993 | 4.9589 | 4.9267 | 4.8966 | 4.8688 | 4.8432 | 4.8199 | 0
F2_Industrial_Instruments_Existing_Space Heating_Natural Gas_Steam Trap Maintenance_A_Achievable Economic RVT Potential | F2 | Industrial | Instruments | Existing | Space Heating | Natural Gas | Steam Trap Maintenance | A | Integrated Unit Summer Peak Savings (kW) | Achievable Economic RVT Potential | 0 | 0 | 0 | 0 | 0 | 0 | 0 | 0 | 0 | 0 | 0 | 0 | 0 | 0 | 0 | 0 | 0 | 0 | 0 | 0 | 0 | 0 | 0
F3_Industrial_Instruments_Existing_Space Heating_Natural Gas_Steam Trap Maintenance_A_Achievable Economic RVT Potential | F3 | Industrial | Instruments | Existing | Space Heating | Natural Gas | Steam Trap Maintenance | A | Integrated Unit Winter Peak Savings (kW) | Achievable Economic RVT Potential | 0 | 0 | 0 | 0 | 0 | 0 | 0 | 0 | 0 | 0 | 0 | 0 | 0 | 0 | 0 | 0 | 0 | 0 | 0 | 0 | 0 | 0 | 0
F4_Industrial_Instruments_Existing_Space Heating_Natural Gas_Steam Trap Maintenance_A_Achievable Economic RVT Potential | F4 | Industrial | Instruments | Existing | Space Heating | Natural Gas | Steam Trap Maintenance | A | Incremental Energy Savings (MWh or mTherms) | Achievable Economic RVT Potential | 0 | 0 | 0.0064266 | 0.0062964 | 0.0061681 | 0.0060413 | 0.0059157 | 0.0057911 | 0.0056671 | 0.0055438 | 0.0054211 | 0.0052993 | 0.0051785 | 0.0050588 | 0.0049402 | 0.0048231 | 0.0047076 | 0.0045963 | 0.0044895 | 0.004387 | 0.0042887 | 0.0041945 | 0
F5_Industrial_Instruments_Existing_Space Heating_Natural Gas_Steam Trap Maintenance_A_Achievable Economic RVT Potential | F5 | Industrial | Instruments | Existing | Space Heating | Natural Gas | Steam Trap Maintenance | A | Incremental Summer Peak Savings (MW) | Achievable Economic RVT Potential | 0 | 0 | 0 | 0 | 0 | 0 | 0 | 0 | 0 | 0 | 0 | 0 | 0 | 0 | 0 | 0 | 0 | 0 | 0 | 0 | 0 | 0 | 0
F6_Industrial_Instruments_Existing_Space Heating_Natural Gas_Steam Trap Maintenance_A_Achievable Economic RVT Potential | F6 | Industrial | Instruments | Existing | Space Heating | Natural Gas | Steam Trap Maintenance | A | Incremental Winter Peak Savings (MW) | Achievable Economic RVT Potential | 0 | 0 | 0 | 0 | 0 | 0 | 0 | 0 | 0 | 0 | 0 | 0 | 0 | 0 | 0 | 0 | 0 | 0 | 0 | 0 | 0 | 0 | 0
F7_Industrial_Instruments_Existing_Space Heating_Natural Gas_Steam Trap Maintenance_A_Achievable Economic RVT Potential | F7 | Industrial | Instruments | Existing | Space Heating | Natural Gas | Steam Trap Maintenance | A | Cumulative Energy Savings (MWh or mTherms) | Achievable Economic RVT Potential | 0 | 0 | 0.0064266 | 0.012703 | 0.018831 | 0.024809 | 0.030635 | 0.036306 | 0.04182 | 0.047171 | 0.052358 | 0.057378 | 0.062233 | 0.066919 | 0.071438 | 0.075791 | 0.079981 | 0.084057 | 0.088034 | 0.09192 | 0.095726 | 0.09946 | 0
F8_Industrial_Instruments_Existing_Space Heating_Natural Gas_Steam Trap Maintenance_A_Achievable Economic RVT Potential | F8 | Industrial | Instruments | Existing | Space Heating | Natural Gas | Steam Trap Maintenance | A | Cumulative Summer Peak Savings (MW) | Achievable Economic RVT Potential | 0 | 0 | 0 | 0 | 0 | 0 | 0 | 0 | 0 | 0 | 0 | 0 | 0 | 0 | 0 | 0 | 0 | 0 | 0 | 0 | 0 | 0 | 0
F9_Industrial_Instruments_Existing_Space Heating_Natural Gas_Steam Trap Maintenance_A_Achievable Economic RVT Potential | F9 | Industrial | Instruments | Existing | Space Heating | Natural Gas | Steam Trap Maintenance | A | Cumulative Winter Peak Savings (MW) | Achievable Economic RVT Potential | 0 | 0 | 0 | 0 | 0 | 0 | 0 | 0 | 0 | 0 | 0 | 0 | 0 | 0 | 0 | 0 | 0 | 0 | 0 | 0 | 0 | 0 | 0
F10_Industrial_Instruments_Existing_Space Heating_Natural Gas_Steam Trap Maintenance_A_Achievable Economic RVT Potential | F10 | Industrial | Instruments | Existing | Space Heating | Natural Gas | Steam Trap Maintenance | A | Purchases (Incremental) | Achievable Economic RVT Potential | 0 | 0 | 1.211 | 1.1901 | 1.1696 | 1.1495 | 1.1296 | 1.1102 | 1.091 | 1.0722 | 1.0537 | 1.0356 | 1.0177 | 1.0002 | 0.98291 | 0.96597 | 0.94931 | 0.93294 | 0.91686 | 0.90105 | 0.88552 | 0.87025 | 0
F11_Industrial_Instruments_Existing_Space Heating_Natural Gas_Steam Trap Maintenance_A_Achievable Economic RVT Potential | F11 | Industrial | Instruments | Existing | Space Heating | Natural Gas | Steam Trap Maintenance | A | Purchases (Cumulative) | Achievable Economic RVT Potential | 0 | 0 | 1.211 | 2.4012 | 3.5708 | 4.7202 | 5.8499 | 6.9601 | 8.0511 | 9.1233 | 10.177 | 11.2126 | 12.2303 | 13.2304 | 14.2133 | 15.1793 | 16.1286 | 17.0616 | 17.9784 | 18.8795 | 19.765 | 20.6352 | 0
F1_Industrial_Instruments_Existing_Process_Natural Gas_Steam Trap Maintenance_A_Achievable Economic RVT Potential | F1 | Industrial | Instruments | Existing | Process | Natural Gas | Steam Trap Maintenance | A | Integrated Unit Energy Savings (kWh or therms) | Achievable Economic RVT Potential | 0 | 0 | 3.3134 | 3.3127 | 3.3121 | 3.3117 | 3.3113 | 3.311 | 3.3107 | 3.3104 | 3.3102 | 3.3099 | 3.3097 | 3.3095 | 3.3094 | 3.3092 | 3.3091 | 3.309 | 3.3088 | 3.3087 | 3.3086 | 3.3085 | 0
F2_Industrial_Instruments_Existing_Process_Natural Gas_Steam Trap Maintenance_A_Achievable Economic RVT Potential | F2 | Industrial | Instruments | Existing | Process | Natural Gas | Steam Trap Maintenance | A | Integrated Unit Summer Peak Savings (kW) | Achievable Economic RVT Potential | 0 | 0 | 0 | 0 | 0 | 0 | 0 | 0 | 0 | 0 | 0 | 0 | 0 | 0 | 0 | 0 | 0 | 0 | 0 | 0 | 0 | 0 | 0
F3_Industrial_Instruments_Existing_Process_Natural Gas_Steam Trap Maintenance_A_Achievable Economic RVT Potential | F3 | Industrial | Instruments | Existing | Process | Natural Gas | Steam Trap Maintenance | A | Integrated Unit Winter Peak Savings (kW) | Achievable Economic RVT Potential | 0 | 0 | 0 | 0 | 0 | 0 | 0 | 0 | 0 | 0 | 0 | 0 | 0 | 0 | 0 | 0 | 0 | 0 | 0 | 0 | 0 | 0 | 0
F4_Industrial_Instruments_Existing_Process_Natural Gas_Steam Trap Maintenance_A_Achievable Economic RVT Potential | F4 | Industrial | Instruments | Existing | Process | Natural Gas | Steam Trap Maintenance | A | Incremental Energy Savings (MWh or mTherms) | Achievable Economic RVT Potential | 0 | 0 | 0.12172 | 0.1196 | 0.11752 | 0.11548 | 0.11347 | 0.1115 | 0.10957 | 0.10767 | 0.10581 | 0.10398 | 0.10218 | 0.10041 | 0.098674 | 0.096969 | 0.095293 | 0.093646 | 0.092028 | 0.090438 | 0.088875 | 0.087339 | 0
F5_Industrial_Instruments_Existing_Process_Natural Gas_Steam Trap Maintenance_A_Achievable Economic RVT Potential | F5 | Industrial | Instruments | Existing | Process | Natural Gas | Steam Trap Maintenance | A | Incremental Summer Peak Savings (MW) | Achievable Economic RVT Potential | 0 | 0 | 0 | 0 | 0 | 0 | 0 | 0 | 0 | 0 | 0 | 0 | 0 | 0 | 0 | 0 | 0 | 0 | 0 | 0 | 0 | 0 | 0
F6_Industrial_Instruments_Existing_Process_Natural Gas_Steam Trap Maintenance_A_Achievable Economic RVT Potential | F6 | Industrial | Instruments | Existing | Process | Natural Gas | Steam Trap Maintenance | A | Incremental Winter Peak Savings (MW) | Achievable Economic RVT Potential | 0 | 0 | 0 | 0 | 0 | 0 | 0 | 0 | 0 | 0 | 0 | 0 | 0 | 0 | 0 | 0 | 0 | 0 | 0 | 0 | 0 | 0 | 0
F7_Industrial_Instruments_Existing_Process_Natural Gas_Steam Trap Maintenance_A_Achievable Economic RVT Potential | F7 | Industrial | Instruments | Existing | Process | Natural Gas | Steam Trap Maintenance | A | Cumulative Energy Savings (MWh or mTherms) | Achievable Economic RVT Potential | 0 | 0 | 0.12172 | 0.24129 | 0.35877 | 0.4742 | 0.58761 | 0.69906 | 0.80856 | 0.91616 | 1.0219 | 1.1258 | 1.2279 | 1.3283 | 1.4269 | 1.5238 | 1.619 | 1.7126 | 1.8045 | 1.8949 | 1.9837 | 2.071 | 0
F8_Industrial_Instruments_Existing_Process_Natural Gas_Steam Trap Maintenance_A_Achievable Economic RVT Potential | F8 | Industrial | Instruments | Existing | Process | Natural Gas | Steam Trap Maintenance | A | Cumulative Summer Peak Savings (MW) | Achievable Economic RVT Potential | 0 | 0 | 0 | 0 | 0 | 0 | 0 | 0 | 0 | 0 | 0 | 0 | 0 | 0 | 0 | 0 | 0 | 0 | 0 | 0 | 0 | 0 | 0
F9_Industrial_Instruments_Existing_Process_Natural Gas_Steam Trap Maintenance_A_Achievable Economic RVT Potential | F9 | Industrial | Instruments | Existing | Process | Natural Gas | Steam Trap Maintenance | A | Cumulative Winter Peak Savings (MW) | Achievable Economic RVT Potential | 0 | 0 | 0 | 0 | 0 | 0 | 0 | 0 | 0 | 0 | 0 | 0 | 0 | 0 | 0 | 0 | 0 | 0 | 0 | 0 | 0 | 0 | 0
F10_Industrial_Instruments_Existing_Process_Natural Gas_Steam Trap Maintenance_A_Achievable Economic RVT Potential | F10 | Industrial | Instruments | Existing | Process | Natural Gas | Steam Trap Maintenance | A | Purchases (Incremental) | Achievable Economic RVT Potential | 0 | 0 | 36.7361 | 36.1028 | 35.4803 | 34.8686 | 34.2674 | 33.6766 | 33.0959 | 32.5253 | 31.9645 | 31.4134 | 30.8718 | 30.3395 | 29.8164 | 29.3024 | 28.7972 | 28.3007 | 27.8127 | 27.3332 | 26.8619 | 26.3988 | 0
F11_Industrial_Instruments_Existing_Process_Natural Gas_Steam Trap Maintenance_A_Achievable Economic RVT Potential | F11 | Industrial | Instruments | Existing | Process | Natural Gas | Steam Trap Maintenance | A | Purchases (Cumulative) | Achievable Economic RVT Potential | 0 | 0 | 36.7361 | 72.8389 | 108.3192 | 143.1878 | 177.4551 | 211.1317 | 244.2277 | 276.753 | 308.7175 | 340.1309 | 371.0027 | 401.3423 | 431.1587 | 460.4611 | 489.2583 | 517.5589 | 545.3716 | 572.7048 | 599.5667 | 625.9655 | 0
F1_Industrial_Instruments_Existing_Space Heating_Natural Gas_Gas Boiler - High Turndown_A_Achievable Economic RVT Potential | F1 | Industrial | Instruments | Existing | Space Heating | Natural Gas | Gas Boiler - High Turndown | A | Integrated Unit Energy Savings (kWh or therms) | Achievable Economic RVT Potential | 0 | 0 | 5.6233 | 5.5955 | 5.5657 | 5.5331 | 5.4969 | 5.4563 | 5.4106 | 5.3593 | 5.3024 | 5.2405 | 5.1744 | 5.1053 | 5.0347 | 4.9645 | 4.8964 | 4.8337 | 4.7773 | 4.7271 | 4.6823 | 4.6416 | 0
F2_Industrial_Instruments_Existing_Space Heating_Natural Gas_Gas Boiler - High Turndown_A_Achievable Economic RVT Potential | F2 | Industrial | Instruments | Existing | Space Heating | Natural Gas | Gas Boiler - High Turndown | A | Integrated Unit Summer Peak Savings (kW) | Achievable Economic RVT Potential | 0 | 0 | 0 | 0 | 0 | 0 | 0 | 0 | 0 | 0 | 0 | 0 | 0 | 0 | 0 | 0 | 0 | 0 | 0 | 0 | 0 | 0 | 0
F3_Industrial_Instruments_Existing_Space Heating_Natural Gas_Gas Boiler - High Turndown_A_Achievable Economic RVT Potential | F3 | Industrial | Instruments | Existing | Space Heating | Natural Gas | Gas Boiler - High Turndown | A | Integrated Unit Winter Peak Savings (kW) | Achievable Economic RVT Potential | 0 | 0 | 0 | 0 | 0 | 0 | 0 | 0 | 0 | 0 | 0 | 0 | 0 | 0 | 0 | 0 | 0 | 0 | 0 | 0 | 0 | 0 | 0
F4_Industrial_Instruments_Existing_Space Heating_Natural Gas_Gas Boiler - High Turndown_A_Achievable Economic RVT Potential | F4 | Industrial | Instruments | Existing | Space Heating | Natural Gas | Gas Boiler - High Turndown | A | Incremental Energy Savings (MWh or mTherms) | Achievable Economic RVT Potential | 0 | 0 | 0 | 0 | 0 | 0 | 0 | 0 | 0 | 0 | 0 | 0 | 0 | 0 | 0 | 0 | 0 | 0 | 0 | 0 | 0 | 0 | 0
F5_Industrial_Instruments_Existing_Space Heating_Natural Gas_Gas Boiler - High Turndown_A_Achievable Economic RVT Potential | F5 | Industrial | Instruments | Existing | Space Heating | Natural Gas | Gas Boiler - High Turndown | A | Incremental Summer Peak Savings (MW) | Achievable Economic RVT Potential | 0 | 0 | 0 | 0 | 0 | 0 | 0 | 0 | 0 | 0 | 0 | 0 | 0 | 0 | 0 | 0 | 0 | 0 | 0 | 0 | 0 | 0 | 0
F6_Industrial_Instruments_Existing_Space Heating_Natural Gas_Gas Boiler - High Turndown_A_Achievable Economic RVT Potential | F6 | Industrial | Instruments | Existing | Space Heating | Natural Gas | Gas Boiler - High Turndown | A | Incremental Winter Peak Savings (MW) | Achievable Economic RVT Potential | 0 | 0 | 0 | 0 | 0 | 0 | 0 | 0 | 0 | 0 | 0 | 0 | 0 | 0 | 0 | 0 | 0 | 0 | 0 | 0 | 0 | 0 | 0
F7_Industrial_Instruments_Existing_Space Heating_Natural Gas_Gas Boiler - High Turndown_A_Achievable Economic RVT Potential | F7 | Industrial | Instruments | Existing | Space Heating | Natural Gas | Gas Boiler - High Turndown | A | Cumulative Energy Savings (MWh or mTherms) | Achievable Economic RVT Potential | 0 | 0 | 0 | 0 | 0 | 0 | 0 | 0 | 0 | 0 | 0 | 0 | 0 | 0 | 0 | 0 | 0 | 0 | 0 | 0 | 0 | 0 | 0
F8_Industrial_Instruments_Existing_Space Heating_Natural Gas_Gas Boiler - High Turndown_A_Achievable Economic RVT Potential | F8 | Industrial | Instruments | Existing | Space Heating | Natural Gas | Gas Boiler - High Turndown | A | Cumulative Summer Peak Savings (MW) | Achievable Economic RVT Potential | 0 | 0 | 0 | 0 | 0 | 0 | 0 | 0 | 0 | 0 | 0 | 0 | 0 | 0 | 0 | 0 | 0 | 0 | 0 | 0 | 0 | 0 | 0
F9_Industrial_Instruments_Existing_Space Heating_Natural Gas_Gas Boiler - High Turndown_A_Achievable Economic RVT Potential | F9 | Industrial | Instruments | Existing | Space Heating | Natural Gas | Gas Boiler - High Turndown | A | Cumulative Winter Peak Savings (MW) | Achievable Economic RVT Potential | 0 | 0 | 0 | 0 | 0 | 0 | 0 | 0 | 0 | 0 | 0 | 0 | 0 | 0 | 0 | 0 | 0 | 0 | 0 | 0 | 0 | 0 | 0
F10_Industrial_Instruments_Existing_Space Heating_Natural Gas_Gas Boiler - High Turndown_A_Achievable Economic RVT Potential | F10 | Industrial | Instruments | Existing | Space Heating | Natural Gas | Gas Boiler - High Turndown | A | Purchases (Incremental) | Achievable Economic RVT Potential | 0 | 0 | 0 | 0 | 0 | 0 | 0 | 0 | 0 | 0 | 0 | 0 | 0 | 0 | 0 | 0 | 0 | 0 | 0 | 0 | 0 | 0 | 0
F11_Industrial_Instruments_Existing_Space Heating_Natural Gas_Gas Boiler - High Turndown_A_Achievable Economic RVT Potential | F11 | Industrial | Instruments | Existing | Space Heating | Natural Gas | Gas Boiler - High Turndown | A | Purchases (Cumulative) | Achievable Economic RVT Potential | 0 | 0 | 0 | 0 | 0 | 0 | 0 | 0 | 0 | 0 | 0 | 0 | 0 | 0 | 0 | 0 | 0 | 0 | 0 | 0 | 0 | 0 | 0
F1_Industrial_Instruments_Existing_Process_Natural Gas_Gas Boiler - High Turndown_A_Achievable Economic RVT Potential | F1 | Industrial | Instruments | Existing | Process | Natural Gas | Gas Boiler - High Turndown | A | Integrated Unit Energy Savings (kWh or therms) | Achievable Economic RVT Potential | 0 | 0 | 3.5058 | 3.4933 | 3.4807 | 3.4677 | 3.4544 | 3.4408 | 3.4274 | 3.4142 | 3.4013 | 3.3888 | 3.3768 | 3.3653 | 3.3542 | 3.3434 | 3.3326 | 3.3218 | 3.3112 | 3.3004 | 3.2894 | 3.2783 | 0
F2_Industrial_Instruments_Existing_Process_Natural Gas_Gas Boiler - High Turndown_A_Achievable Economic RVT Potential | F2 | Industrial | Instruments | Existing | Process | Natural Gas | Gas Boiler - High Turndown | A | Integrated Unit Summer Peak Savings (kW) | Achievable Economic RVT Potential | 0 | 0 | 0 | 0 | 0 | 0 | 0 | 0 | 0 | 0 | 0 | 0 | 0 | 0 | 0 | 0 | 0 | 0 | 0 | 0 | 0 | 0 | 0
F3_Industrial_Instruments_Existing_Process_Natural Gas_Gas Boiler - High Turndown_A_Achievable Economic RVT Potential | F3 | Industrial | Instruments | Existing | Process | Natural Gas | Gas Boiler - High Turndown | A | Integrated Unit Winter Peak Savings (kW) | Achievable Economic RVT Potential | 0 | 0 | 0 | 0 | 0 | 0 | 0 | 0 | 0 | 0 | 0 | 0 | 0 | 0 | 0 | 0 | 0 | 0 | 0 | 0 | 0 | 0 | 0
F4_Industrial_Instruments_Existing_Process_Natural Gas_Gas Boiler - High Turndown_A_Achievable Economic RVT Potential | F4 | Industrial | Instruments | Existing | Process | Natural Gas | Gas Boiler - High Turndown | A | Incremental Energy Savings (MWh or mTherms) | Achievable Economic RVT Potential | 0 | 0 | 0 | 0 | 0 | 0 | 0 | 0 | 0 | 0 | 0 | 0 | 0 | 0 | 0 | 0 | 0 | 0 | 0 | 0 | 0 | 0 | 0
F5_Industrial_Instruments_Existing_Process_Natural Gas_Gas Boiler - High Turndown_A_Achievable Economic RVT Potential | F5 | Industrial | Instruments | Existing | Process | Natural Gas | Gas Boiler - High Turndown | A | Incremental Summer Peak Savings (MW) | Achievable Economic RVT Potential | 0 | 0 | 0 | 0 | 0 | 0 | 0 | 0 | 0 | 0 | 0 | 0 | 0 | 0 | 0 | 0 | 0 | 0 | 0 | 0 | 0 | 0 | 0
F6_Industrial_Instruments_Existing_Process_Natural Gas_Gas Boiler - High Turndown_A_Achievable Economic RVT Potential | F6 | Industrial | Instruments | Existing | Process | Natural Gas | Gas Boiler - High Turndown | A | Incremental Winter Peak Savings (MW) | Achievable Economic RVT Potential | 0 | 0 | 0 | 0 | 0 | 0 | 0 | 0 | 0 | 0 | 0 | 0 | 0 | 0 | 0 | 0 | 0 | 0 | 0 | 0 | 0 | 0 | 0
F7_Industrial_Instruments_Existing_Process_Natural Gas_Gas Boiler - High Turndown_A_Achievable Economic RVT Potential | F7 | Industrial | Instruments | Existing | Process | Natural Gas | Gas Boiler - High Turndown | A | Cumulative Energy Savings (MWh or mTherms) | Achievable Economic RVT Potential | 0 | 0 | 0 | 0 | 0 | 0 | 0 | 0 | 0 | 0 | 0 | 0 | 0 | 0 | 0 | 0 | 0 | 0 | 0 | 0 | 0 | 0 | 0
F8_Industrial_Instruments_Existing_Process_Natural Gas_Gas Boiler - High Turndown_A_Achievable Economic RVT Potential | F8 | Industrial | Instruments | Existing | Process | Natural Gas | Gas Boiler - High Turndown | A | Cumulative Summer Peak Savings (MW) | Achievable Economic RVT Potential | 0 | 0 | 0 | 0 | 0 | 0 | 0 | 0 | 0 | 0 | 0 | 0 | 0 | 0 | 0 | 0 | 0 | 0 | 0 | 0 | 0 | 0 | 0
F9_Industrial_Instruments_Existing_Process_Natural Gas_Gas Boiler - High Turndown_A_Achievable Economic RVT Potential | F9 | Industrial | Instruments | Existing | Process | Natural Gas | Gas Boiler - High Turndown | A | Cumulative Winter Peak Savings (MW) | Achievable Economic RVT Potential | 0 | 0 | 0 | 0 | 0 | 0 | 0 | 0 | 0 | 0 | 0 | 0 | 0 | 0 | 0 | 0 | 0 | 0 | 0 | 0 | 0 | 0 | 0
F10_Industrial_Instruments_Existing_Process_Natural Gas_Gas Boiler - High Turndown_A_Achievable Economic RVT Potential | F10 | Industrial | Instruments | Existing | Process | Natural Gas | Gas Boiler - High Turndown | A | Purchases (Incremental) | Achievable Economic RVT Potential | 0 | 0 | 0 | 0 | 0 | 0 | 0 | 0 | 0 | 0 | 0 | 0 | 0 | 0 | 0 | 0 | 0 | 0 | 0 | 0 | 0 | 0 | 0
F11_Industrial_Instruments_Existing_Process_Natural Gas_Gas Boiler - High Turndown_A_Achievable Economic RVT Potential | F11 | Industrial | Instruments | Existing | Process | Natural Gas | Gas Boiler - High Turndown | A | Purchases (Cumulative) | Achievable Economic RVT Potential | 0 | 0 | 0 | 0 | 0 | 0 | 0 | 0 | 0 | 0 | 0 | 0 | 0 | 0 | 0 | 0 | 0 | 0 | 0 | 0 | 0 | 0 | 0
F1_Industrial_Instruments_Existing_Space Heating_Natural Gas_Gas Boiler - Burner Control Optimization_A_Achievable Economic RVT Potential | F1 | Industrial | Instruments | Existing | Space Heating | Natural Gas | Gas Boiler - Burner Control Optimization | A | Integrated Unit Energy Savings (kWh or therms) | Achievable Economic RVT Potential | 0 | 0 | 1.6307 | 1.6226 | 1.6138 | 1.6043 | 1.5937 | 1.5819 | 1.5686 | 1.5537 | 1.5372 | 1.5192 | 1.5 | 1.4799 | 1.4595 | 1.4391 | 1.4193 | 1.4011 | 1.3848 | 1.3702 | 1.3572 | 1.3454 | 0
F2_Industrial_Instruments_Existing_Space Heating_Natural Gas_Gas Boiler - Burner Control Optimization_A_Achievable Economic RVT Potential | F2 | Industrial | Instruments | Existing | Space Heating | Natural Gas | Gas Boiler - Burner Control Optimization | A | Integrated Unit Summer Peak Savings (kW) | Achievable Economic RVT Potential | 0 | 0 | 0 | 0 | 0 | 0 | 0 | 0 | 0 | 0 | 0 | 0 | 0 | 0 | 0 | 0 | 0 | 0 | 0 | 0 | 0 | 0 | 0
F3_Industrial_Instruments_Existing_Space Heating_Natural Gas_Gas Boiler - Burner Control Optimization_A_Achievable Economic RVT Potential | F3 | Industrial | Instruments | Existing | Space Heating | Natural Gas | Gas Boiler - Burner Control Optimization | A | Integrated Unit Winter Peak Savings (kW) | Achievable Economic RVT Potential | 0 | 0 | 0 | 0 | 0 | 0 | 0 | 0 | 0 | 0 | 0 | 0 | 0 | 0 | 0 | 0 | 0 | 0 | 0 | 0 | 0 | 0 | 0
F4_Industrial_Instruments_Existing_Space Heating_Natural Gas_Gas Boiler - Burner Control Optimization_A_Achievable Economic RVT Potential | F4 | Industrial | Instruments | Existing | Space Heating | Natural Gas | Gas Boiler - Burner Control Optimization | A | Incremental Energy Savings (MWh or mTherms) | Achievable Economic RVT Potential | 0 | 0 | 0 | 0 | 0 | 0 | 0 | 0 | 0 | 0 | 0 | 0 | 0 | 0 | 0 | 0 | 0 | 0 | 0 | 0 | 0 | 0 | 0
F5_Industrial_Instruments_Existing_Space Heating_Natural Gas_Gas Boiler - Burner Control Optimization_A_Achievable Economic RVT Potential | F5 | Industrial | Instruments | Existing | Space Heating | Natural Gas | Gas Boiler - Burner Control Optimization | A | Incremental Summer Peak Savings (MW) | Achievable Economic RVT Potential | 0 | 0 | 0 | 0 | 0 | 0 | 0 | 0 | 0 | 0 | 0 | 0 | 0 | 0 | 0 | 0 | 0 | 0 | 0 | 0 | 0 | 0 | 0
F6_Industrial_Instruments_Existing_Space Heating_Natural Gas_Gas Boiler - Burner Control Optimization_A_Achievable Economic RVT Potential | F6 | Industrial | Instruments | Existing | Space Heating | Natural Gas | Gas Boiler - Burner Control Optimization | A | Incremental Winter Peak Savings (MW) | Achievable Economic RVT Potential | 0 | 0 | 0 | 0 | 0 | 0 | 0 | 0 | 0 | 0 | 0 | 0 | 0 | 0 | 0 | 0 | 0 | 0 | 0 | 0 | 0 | 0 | 0
F7_Industrial_Instruments_Existing_Space Heating_Natural Gas_Gas Boiler - Burner Control Optimization_A_Achievable Economic RVT Potential | F7 | Industrial | Instruments | Existing | Space Heating | Natural Gas | Gas Boiler - Burner Control Optimization | A | Cumulative Energy Savings (MWh or mTherms) | Achievable Economic RVT Potential | 0 | 0 | 0 | 0 | 0 | 0 | 0 | 0 | 0 | 0 | 0 | 0 | 0 | 0 | 0 | 0 | 0 | 0 | 0 | 0 | 0 | 0 | 0
F8_Industrial_Instruments_Existing_Space Heating_Natural Gas_Gas Boiler - Burner Control Optimization_A_Achievable Economic RVT Potential | F8 | Industrial | Instruments | Existing | Space Heating | Natural Gas | Gas Boiler - Burner Control Optimization | A | Cumulative Summer Peak Savings (MW) | Achievable Economic RVT Potential | 0 | 0 | 0 | 0 | 0 | 0 | 0 | 0 | 0 | 0 | 0 | 0 | 0 | 0 | 0 | 0 | 0 | 0 | 0 | 0 | 0 | 0 | 0
F9_Industrial_Instruments_Existing_Space Heating_Natural Gas_Gas Boiler - Burner Control Optimization_A_Achievable Economic RVT Potential | F9 | Industrial | Instruments | Existing | Space Heating | Natural Gas | Gas Boiler - Burner Control Optimization | A | Cumulative Winter Peak Savings (MW) | Achievable Economic RVT Potential | 0 | 0 | 0 | 0 | 0 | 0 | 0 | 0 | 0 | 0 | 0 | 0 | 0 | 0 | 0 | 0 | 0 | 0 | 0 | 0 | 0 | 0 | 0
F10_Industrial_Instruments_Existing_Space Heating_Natural Gas_Gas Boiler - Burner Control Optimization_A_Achievable Economic RVT Potential | F10 | Industrial | Instruments | Existing | Space Heating | Natural Gas | Gas Boiler - Burner Control Optimization | A | Purchases (Incremental) | Achievable Economic RVT Potential | 0 | 0 | 0 | 0 | 0 | 0 | 0 | 0 | 0 | 0 | 0 | 0 | 0 | 0 | 0 | 0 | 0 | 0 | 0 | 0 | 0 | 0 | 0
F11_Industrial_Instruments_Existing_Space Heating_Natural Gas_Gas Boiler - Burner Control Optimization_A_Achievable Economic RVT Potential | F11 | Industrial | Instruments | Existing | Space Heating | Natural Gas | Gas Boiler - Burner Control Optimization | A | Purchases (Cumulative) | Achievable Economic RVT Potential | 0 | 0 | 0 | 0 | 0 | 0 | 0 | 0 | 0 | 0 | 0 | 0 | 0 | 0 | 0 | 0 | 0 | 0 | 0 | 0 | 0 | 0 | 0
F1_Industrial_Instruments_Existing_Process_Natural Gas_Gas Boiler - Burner Control Optimization_A_Achievable Economic RVT Potential | F1 | Industrial | Instruments | Existing | Process | Natural Gas | Gas Boiler - Burner Control Optimization | A | Integrated Unit Energy Savings (kWh or therms) | Achievable Economic RVT Potential | 0 | 0 | 1.0164 | 1.0124 | 1.0084 | 1.0044 | 1.0002 | 0.99593 | 0.9918 | 0.98776 | 0.98385 | 0.98007 | 0.97646 | 0.97302 | 0.9697 | 0.96646 | 0.96326 | 0.96006 | 0.95693 | 0.95375 | 0.95052 | 0.94725 | 0
F2_Industrial_Instruments_Existing_Process_Natural Gas_Gas Boiler - Burner Control Optimization_A_Achievable Economic RVT Potential | F2 | Industrial | Instruments | Existing | Process | Natural Gas | Gas Boiler - Burner Control Optimization | A | Integrated Unit Summer Peak Savings (kW) | Achievable Economic RVT Potential | 0 | 0 | 0 | 0 | 0 | 0 | 0 | 0 | 0 | 0 | 0 | 0 | 0 | 0 | 0 | 0 | 0 | 0 | 0 | 0 | 0 | 0 | 0
F3_Industrial_Instruments_Existing_Process_Natural Gas_Gas Boiler - Burner Control Optimization_A_Achievable Economic RVT Potential | F3 | Industrial | Instruments | Existing | Process | Natural Gas | Gas Boiler - Burner Control Optimization | A | Integrated Unit Winter Peak Savings (kW) | Achievable Economic RVT Potential | 0 | 0 | 0 | 0 | 0 | 0 | 0 | 0 | 0 | 0 | 0 | 0 | 0 | 0 | 0 | 0 | 0 | 0 | 0 | 0 | 0 | 0 | 0
F4_Industrial_Instruments_Existing_Process_Natural Gas_Gas Boiler - Burner Control Optimization_A_Achievable Economic RVT Potential | F4 | Industrial | Instruments | Existing | Process | Natural Gas | Gas Boiler - Burner Control Optimization | A | Incremental Energy Savings (MWh or mTherms) | Achievable Economic RVT Potential | 0 | 0 | 0 | 0 | 0 | 0 | 0 | 0 | 0 | 0 | 0 | 0 | 0 | 0 | 0 | 0 | 0 | 0 | 0 | 0 | 0 | 0 | 0
F5_Industrial_Instruments_Existing_Process_Natural Gas_Gas Boiler - Burner Control Optimization_A_Achievable Economic RVT Potential | F5 | Industrial | Instruments | Existing | Process | Natural Gas | Gas Boiler - Burner Control Optimization | A | Incremental Summer Peak Savings (MW) | Achievable Economic RVT Potential | 0 | 0 | 0 | 0 | 0 | 0 | 0 | 0 | 0 | 0 | 0 | 0 | 0 | 0 | 0 | 0 | 0 | 0 | 0 | 0 | 0 | 0 | 0
F6_Industrial_Instruments_Existing_Process_Natural Gas_Gas Boiler - Burner Control Optimization_A_Achievable Economic RVT Potential | F6 | Industrial | Instruments | Existing | Process | Natural Gas | Gas Boiler - Burner Control Optimization | A | Incremental Winter Peak Savings (MW) | Achievable Economic RVT Potential | 0 | 0 | 0 | 0 | 0 | 0 | 0 | 0 | 0 | 0 | 0 | 0 | 0 | 0 | 0 | 0 | 0 | 0 | 0 | 0 | 0 | 0 | 0
F7_Industrial_Instruments_Existing_Process_Natural Gas_Gas Boiler - Burner Control Optimization_A_Achievable Economic RVT Potential | F7 | Industrial | Instruments | Existing | Process | Natural Gas | Gas Boiler - Burner Control Optimization | A | Cumulative Energy Savings (MWh or mTherms) | Achievable Economic RVT Potential | 0 | 0 | 0 | 0 | 0 | 0 | 0 | 0 | 0 | 0 | 0 | 0 | 0 | 0 | 0 | 0 | 0 | 0 | 0 | 0 | 0 | 0 | 0
F8_Industrial_Instruments_Existing_Process_Natural Gas_Gas Boiler - Burner Control Optimization_A_Achievable Economic RVT Potential | F8 | Industrial | Instruments | Existing | Process | Natural Gas | Gas Boiler - Burner Control Optimization | A | Cumulative Summer Peak Savings (MW) | Achievable Economic RVT Potential | 0 | 0 | 0 | 0 | 0 | 0 | 0 | 0 | 0 | 0 | 0 | 0 | 0 | 0 | 0 | 0 | 0 | 0 | 0 | 0 | 0 | 0 | 0
F9_Industrial_Instruments_Existing_Process_Natural Gas_Gas Boiler - Burner Control Optimization_A_Achievable Economic RVT Potential | F9 | Industrial | Instruments | Existing | Process | Natural Gas | Gas Boiler - Burner Control Optimization | A | Cumulative Winter Peak Savings (MW) | Achievable Economic RVT Potential | 0 | 0 | 0 | 0 | 0 | 0 | 0 | 0 | 0 | 0 | 0 | 0 | 0 | 0 | 0 | 0 | 0 | 0 | 0 | 0 | 0 | 0 | 0
F10_Industrial_Instruments_Existing_Process_Natural Gas_Gas Boiler - Burner Control Optimization_A_Achievable Economic RVT Potential | F10 | Industrial | Instruments | Existing | Process | Natural Gas | Gas Boiler - Burner Control Optimization | A | Purchases (Incremental) | Achievable Economic RVT Potential | 0 | 0 | 0 | 0 | 0 | 0 | 0 | 0 | 0 | 0 | 0 | 0 | 0 | 0 | 0 | 0 | 0 | 0 | 0 | 0 | 0 | 0 | 0
F11_Industrial_Instruments_Existing_Process_Natural Gas_Gas Boiler - Burner Control Optimization_A_Achievable Economic RVT Potential | F11 | Industrial | Instruments | Existing | Process | Natural Gas | Gas Boiler - Burner Control Optimization | A | Purchases (Cumulative) | Achievable Economic RVT Potential | 0 | 0 | 0 | 0 | 0 | 0 | 0 | 0 | 0 | 0 | 0 | 0 | 0 | 0 | 0 | 0 | 0 | 0 | 0 | 0 | 0 | 0 | 0
F1_Industrial_Instruments_Existing_Space Heating_Natural Gas_HVAC - Demand Controlled Ventilation_A_Achievable Economic RVT Potential | F1 | Industrial | Instruments | Existing | Space Heating | Natural Gas | HVAC - Demand Controlled Ventilation | A | Integrated Unit Energy Savings (kWh or therms) | Achievable Economic RVT Potential | 0 | 0 | 0.0766 | 0.076133 | 0.075654 | 0.075162 | 0.074657 | 0.074136 | 0.073601 | 0.073051 | 0.072489 | 0.071919 | 0.071342 | 0.070756 | 0.070163 | 0.069562 | 0.068958 | 0.068387 | 0.067854 | 0.067357 | 0.066897 | 0.066474 | 0
F2_Industrial_Instruments_Existing_Space Heating_Natural Gas_HVAC - Demand Controlled Ventilation_A_Achievable Economic RVT Potential | F2 | Industrial | Instruments | Existing | Space Heating | Natural Gas | HVAC - Demand Controlled Ventilation | A | Integrated Unit Summer Peak Savings (kW) | Achievable Economic RVT Potential | 0 | 0 | 0 | 0 | 0 | 0 | 0 | 0 | 0 | 0 | 0 | 0 | 0 | 0 | 0 | 0 | 0 | 0 | 0 | 0 | 0 | 0 | 0
F3_Industrial_Instruments_Existing_Space Heating_Natural Gas_HVAC - Demand Controlled Ventilation_A_Achievable Economic RVT Potential | F3 | Industrial | Instruments | Existing | Space Heating | Natural Gas | HVAC - Demand Controlled Ventilation | A | Integrated Unit Winter Peak Savings (kW) | Achievable Economic RVT Potential | 0 | 0 | 0 | 0 | 0 | 0 | 0 | 0 | 0 | 0 | 0 | 0 | 0 | 0 | 0 | 0 | 0 | 0 | 0 | 0 | 0 | 0 | 0
F4_Industrial_Instruments_Existing_Space Heating_Natural Gas_HVAC - Demand Controlled Ventilation_A_Achievable Economic RVT Potential | F4 | Industrial | Instruments | Existing | Space Heating | Natural Gas | HVAC - Demand Controlled Ventilation | A | Incremental Energy Savings (MWh or mTherms) | Achievable Economic RVT Potential | 0 | 0 | 0.18748 | 0.18313 | 0.17884 | 0.17461 | 0.17044 | 0.16634 | 0.16229 | 0.1583 | 0.15437 | 0.15052 | 0.14674 | 0.14302 | 0.13938 | 0.1358 | 0.1323 | 0.12894 | 0.12573 | 0.12266 | 0.11972 | 0.11691 | 0
F5_Industrial_Instruments_Existing_Space Heating_Natural Gas_HVAC - Demand Controlled Ventilation_A_Achievable Economic RVT Potential | F5 | Industrial | Instruments | Existing | Space Heating | Natural Gas | HVAC - Demand Controlled Ventilation | A | Incremental Summer Peak Savings (MW) | Achievable Economic RVT Potential | 0 | 0 | 0 | 0 | 0 | 0 | 0 | 0 | 0 | 0 | 0 | 0 | 0 | 0 | 0 | 0 | 0 | 0 | 0 | 0 | 0 | 0 | 0
F6_Industrial_Instruments_Existing_Space Heating_Natural Gas_HVAC - Demand Controlled Ventilation_A_Achievable Economic RVT Potential | F6 | Industrial | Instruments | Existing | Space Heating | Natural Gas | HVAC - Demand Controlled Ventilation | A | Incremental Winter Peak Savings (MW) | Achievable Economic RVT Potential | 0 | 0 | 0 | 0 | 0 | 0 | 0 | 0 | 0 | 0 | 0 | 0 | 0 | 0 | 0 | 0 | 0 | 0 | 0 | 0 | 0 | 0 | 0
F7_Industrial_Instruments_Existing_Space Heating_Natural Gas_HVAC - Demand Controlled Ventilation_A_Achievable Economic RVT Potential | F7 | Industrial | Instruments | Existing | Space Heating | Natural Gas | HVAC - Demand Controlled Ventilation | A | Cumulative Energy Savings (MWh or mTherms) | Achievable Economic RVT Potential | 0 | 0 | 0.18748 | 0.36946 | 0.54597 | 0.71703 | 0.88265 | 1.0428 | 1.1976 | 1.347 | 1.491 | 1.6298 | 1.7634 | 1.892 | 2.0155 | 2.134 | 2.2478 | 2.3581 | 2.4655 | 2.5701 | 2.6723 | 2.7723 | 0
F8_Industrial_Instruments_Existing_Space Heating_Natural Gas_HVAC - Demand Controlled Ventilation_A_Achievable Economic RVT Potential | F8 | Industrial | Instruments | Existing | Space Heating | Natural Gas | HVAC - Demand Controlled Ventilation | A | Cumulative Summer Peak Savings (MW) | Achievable Economic RVT Potential | 0 | 0 | 0 | 0 | 0 | 0 | 0 | 0 | 0 | 0 | 0 | 0 | 0 | 0 | 0 | 0 | 0 | 0 | 0 | 0 | 0 | 0 | 0
F9_Industrial_Instruments_Existing_Space Heating_Natural Gas_HVAC - Demand Controlled Ventilation_A_Achievable Economic RVT Potential | F9 | Industrial | Instruments | Existing | Space Heating | Natural Gas | HVAC - Demand Controlled Ventilation | A | Cumulative Winter Peak Savings (MW) | Achievable Economic RVT Potential | 0 | 0 | 0 | 0 | 0 | 0 | 0 | 0 | 0 | 0 | 0 | 0 | 0 | 0 | 0 | 0 | 0 | 0 | 0 | 0 | 0 | 0 | 0
F10_Industrial_Instruments_Existing_Space Heating_Natural Gas_HVAC - Demand Controlled Ventilation_A_Achievable Economic RVT Potential | F10 | Industrial | Instruments | Existing | Space Heating | Natural Gas | HVAC - Demand Controlled Ventilation | A | Purchases (Incremental) | Achievable Economic RVT Potential | 0 | 0 | 2447.5258 | 2405.327 | 2363.8559 | 2323.0997 | 2283.0463 | 2243.6834 | 2204.9992 | 2166.982 | 2129.6202 | 2092.9027 | 2056.8181 | 2021.3557 | 1986.5048 | 1952.2547 | 1918.5951 | 1885.5159 | 1853.007 | 1821.0586 | 1789.6611 | 1758.8048 | 0
F11_Industrial_Instruments_Existing_Space Heating_Natural Gas_HVAC - Demand Controlled Ventilation_A_Achievable Economic RVT Potential | F11 | Industrial | Instruments | Existing | Space Heating | Natural Gas | HVAC - Demand Controlled Ventilation | A | Purchases (Cumulative) | Achievable Economic RVT Potential | 0 | 0 | 2447.5258 | 4852.8528 | 7216.7087 | 9539.8084 | 11822.8547 | 14066.5381 | 16271.5373 | 18438.5194 | 20568.1396 | 22661.0422 | 24717.8604 | 26739.2161 | 28725.7209 | 30677.9756 | 32596.5707 | 34482.0866 | 36335.0937 | 38156.1523 | 39945.8133 | 41704.6182 | 0
F1_Industrial_Instruments_Existing_Space Heating_Natural Gas_Gas Boiler - Stack Economizer_A_Achievable Economic RVT Potential | F1 | Industrial | Instruments | Existing | Space Heating | Natural Gas | Gas Boiler - Stack Economizer | A | Integrated Unit Energy Savings (kWh or therms) | Achievable Economic RVT Potential | 0 | 0 | 4.1054 | 4.0854 | 4.064 | 4.0405 | 4.0144 | 3.9851 | 3.952 | 3.9147 | 3.8734 | 3.8283 | 3.7802 | 3.7298 | 3.6784 | 3.6272 | 3.5775 | 3.5318 | 3.4907 | 3.454 | 3.4213 | 3.3917 | 0
F2_Industrial_Instruments_Existing_Space Heating_Natural Gas_Gas Boiler - Stack Economizer_A_Achievable Economic RVT Potential | F2 | Industrial | Instruments | Existing | Space Heating | Natural Gas | Gas Boiler - Stack Economizer | A | Integrated Unit Summer Peak Savings (kW) | Achievable Economic RVT Potential | 0 | 0 | 0 | 0 | 0 | 0 | 0 | 0 | 0 | 0 | 0 | 0 | 0 | 0 | 0 | 0 | 0 | 0 | 0 | 0 | 0 | 0 | 0
F3_Industrial_Instruments_Existing_Space Heating_Natural Gas_Gas Boiler - Stack Economizer_A_Achievable Economic RVT Potential | F3 | Industrial | Instruments | Existing | Space Heating | Natural Gas | Gas Boiler - Stack Economizer | A | Integrated Unit Winter Peak Savings (kW) | Achievable Economic RVT Potential | 0 | 0 | 0 | 0 | 0 | 0 | 0 | 0 | 0 | 0 | 0 | 0 | 0 | 0 | 0 | 0 | 0 | 0 | 0 | 0 | 0 | 0 | 0
F4_Industrial_Instruments_Existing_Space Heating_Natural Gas_Gas Boiler - Stack Economizer_A_Achievable Economic RVT Potential | F4 | Industrial | Instruments | Existing | Space Heating | Natural Gas | Gas Boiler - Stack Economizer | A | Incremental Energy Savings (MWh or mTherms) | Achievable Economic RVT Potential | 0 | 0 | 0.036252 | 0.035454 | 0.034659 | 0.033865 | 0.033067 | 0.029033 | 0.022636 | 0.017629 | 0.013714 | 0.010656 | 0.0082728 | 0.0064174 | 0.0049759 | 0.0038576 | 0.0029913 | 0.0023218 | 1.5382e-05 | 5.3422e-06 | 1.7728e-06 | 5.6321e-07 | 0
F5_Industrial_Instruments_Existing_Space Heating_Natural Gas_Gas Boiler - Stack Economizer_A_Achievable Economic RVT Potential | F5 | Industrial | Instruments | Existing | Space Heating | Natural Gas | Gas Boiler - Stack Economizer | A | Incremental Summer Peak Savings (MW) | Achievable Economic RVT Potential | 0 | 0 | 0 | 0 | 0 | 0 | 0 | 0 | 0 | 0 | 0 | 0 | 0 | 0 | 0 | 0 | 0 | 0 | 0 | 0 | 0 | 0 | 0
F6_Industrial_Instruments_Existing_Space Heating_Natural Gas_Gas Boiler - Stack Economizer_A_Achievable Economic RVT Potential | F6 | Industrial | Instruments | Existing | Space Heating | Natural Gas | Gas Boiler - Stack Economizer | A | Incremental Winter Peak Savings (MW) | Achievable Economic RVT Potential | 0 | 0 | 0 | 0 | 0 | 0 | 0 | 0 | 0 | 0 | 0 | 0 | 0 | 0 | 0 | 0 | 0 | 0 | 0 | 0 | 0 | 0 | 0
F7_Industrial_Instruments_Existing_Space Heating_Natural Gas_Gas Boiler - Stack Economizer_A_Achievable Economic RVT Potential | F7 | Industrial | Instruments | Existing | Space Heating | Natural Gas | Gas Boiler - Stack Economizer | A | Cumulative Energy Savings (MWh or mTherms) | Achievable Economic RVT Potential | 0 | 0 | 0.036252 | 0.071529 | 0.10581 | 0.13907 | 0.17124 | 0.19902 | 0.22 | 0.23556 | 0.24678 | 0.25457 | 0.25964 | 0.2626 | 0.26395 | 0.26414 | 0.26351 | 0.26247 | 0.25942 | 0.2567 | 0.25428 | 0.25207 | 0
F8_Industrial_Instruments_Existing_Space Heating_Natural Gas_Gas Boiler - Stack Economizer_A_Achievable Economic RVT Potential | F8 | Industrial | Instruments | Existing | Space Heating | Natural Gas | Gas Boiler - Stack Economizer | A | Cumulative Summer Peak Savings (MW) | Achievable Economic RVT Potential | 0 | 0 | 0 | 0 | 0 | 0 | 0 | 0 | 0 | 0 | 0 | 0 | 0 | 0 | 0 | 0 | 0 | 0 | 0 | 0 | 0 | 0 | 0
F9_Industrial_Instruments_Existing_Space Heating_Natural Gas_Gas Boiler - Stack Economizer_A_Achievable Economic RVT Potential | F9 | Industrial | Instruments | Existing | Space Heating | Natural Gas | Gas Boiler - Stack Economizer | A | Cumulative Winter Peak Savings (MW) | Achievable Economic RVT Potential | 0 | 0 | 0 | 0 | 0 | 0 | 0 | 0 | 0 | 0 | 0 | 0 | 0 | 0 | 0 | 0 | 0 | 0 | 0 | 0 | 0 | 0 | 0
F10_Industrial_Instruments_Existing_Space Heating_Natural Gas_Gas Boiler - Stack Economizer_A_Achievable Economic RVT Potential | F10 | Industrial | Instruments | Existing | Space Heating | Natural Gas | Gas Boiler - Stack Economizer | A | Purchases (Incremental) | Achievable Economic RVT Potential | 0 | 0 | 8.8303 | 8.6781 | 8.5285 | 8.3814 | 8.2369 | 7.2854 | 5.7278 | 4.5033 | 3.5405 | 2.7836 | 2.1885 | 1.7206 | 1.3527 | 1.0635 | 0.83615 | 0.65739 | 0.0044066 | 0.0015466 | 0.00051818 | 0.00016606 | 0
F11_Industrial_Instruments_Existing_Space Heating_Natural Gas_Gas Boiler - Stack Economizer_A_Achievable Economic RVT Potential | F11 | Industrial | Instruments | Existing | Space Heating | Natural Gas | Gas Boiler - Stack Economizer | A | Purchases (Cumulative) | Achievable Economic RVT Potential | 0 | 0 | 8.8303 | 17.5084 | 26.0369 | 34.4184 | 42.6553 | 49.9407 | 55.6685 | 60.1718 | 63.7123 | 66.4959 | 68.6844 | 70.4049 | 71.7577 | 72.8212 | 73.6574 | 74.3147 | 74.3191 | 74.3207 | 74.3212 | 74.3214 | 0
F1_Industrial_Instruments_Existing_Process_Natural Gas_Gas Boiler - Stack Economizer_A_Achievable Economic RVT Potential | F1 | Industrial | Instruments | Existing | Process | Natural Gas | Gas Boiler - Stack Economizer | A | Integrated Unit Energy Savings (kWh or therms) | Achievable Economic RVT Potential | 0 | 0 | 3.3683 | 3.359 | 3.3496 | 3.3399 | 3.3299 | 3.3195 | 3.3087 | 3.2978 | 3.2869 | 3.2762 | 3.2658 | 3.2557 | 3.2459 | 3.2362 | 3.2266 | 3.2169 | 3.207 | 3.1971 | 3.187 | 3.1767 | 0
F2_Industrial_Instruments_Existing_Process_Natural Gas_Gas Boiler - Stack Economizer_A_Achievable Economic RVT Potential | F2 | Industrial | Instruments | Existing | Process | Natural Gas | Gas Boiler - Stack Economizer | A | Integrated Unit Summer Peak Savings (kW) | Achievable Economic RVT Potential | 0 | 0 | 0 | 0 | 0 | 0 | 0 | 0 | 0 | 0 | 0 | 0 | 0 | 0 | 0 | 0 | 0 | 0 | 0 | 0 | 0 | 0 | 0
F3_Industrial_Instruments_Existing_Process_Natural Gas_Gas Boiler - Stack Economizer_A_Achievable Economic RVT Potential | F3 | Industrial | Instruments | Existing | Process | Natural Gas | Gas Boiler - Stack Economizer | A | Integrated Unit Winter Peak Savings (kW) | Achievable Economic RVT Potential | 0 | 0 | 0 | 0 | 0 | 0 | 0 | 0 | 0 | 0 | 0 | 0 | 0 | 0 | 0 | 0 | 0 | 0 | 0 | 0 | 0 | 0 | 0
F4_Industrial_Instruments_Existing_Process_Natural Gas_Gas Boiler - Stack Economizer_A_Achievable Economic RVT Potential | F4 | Industrial | Instruments | Existing | Process | Natural Gas | Gas Boiler - Stack Economizer | A | Incremental Energy Savings (MWh or mTherms) | Achievable Economic RVT Potential | 0 | 0 | 0.90224 | 0.88425 | 0.86657 | 0.84916 | 0.83202 | 0.73361 | 0.5749 | 0.4505 | 0.35302 | 0.27664 | 0.2168 | 0.16993 | 0.13319 | 0.10441 | 0.081841 | 0.06415 | 0.0004287 | 0.00015 | 5.0095e-05 | 1.6002e-05 | 0
F5_Industrial_Instruments_Existing_Process_Natural Gas_Gas Boiler - Stack Economizer_A_Achievable Economic RVT Potential | F5 | Industrial | Instruments | Existing | Process | Natural Gas | Gas Boiler - Stack Economizer | A | Incremental Summer Peak Savings (MW) | Achievable Economic RVT Potential | 0 | 0 | 0 | 0 | 0 | 0 | 0 | 0 | 0 | 0 | 0 | 0 | 0 | 0 | 0 | 0 | 0 | 0 | 0 | 0 | 0 | 0 | 0
F6_Industrial_Instruments_Existing_Process_Natural Gas_Gas Boiler - Stack Economizer_A_Achievable Economic RVT Potential | F6 | Industrial | Instruments | Existing | Process | Natural Gas | Gas Boiler - Stack Economizer | A | Incremental Winter Peak Savings (MW) | Achievable Economic RVT Potential | 0 | 0 | 0 | 0 | 0 | 0 | 0 | 0 | 0 | 0 | 0 | 0 | 0 | 0 | 0 | 0 | 0 | 0 | 0 | 0 | 0 | 0 | 0
F7_Industrial_Instruments_Existing_Process_Natural Gas_Gas Boiler - Stack Economizer_A_Achievable Economic RVT Potential | F7 | Industrial | Instruments | Existing | Process | Natural Gas | Gas Boiler - Stack Economizer | A | Cumulative Energy Savings (MWh or mTherms) | Achievable Economic RVT Potential | 0 | 0 | 0.90224 | 1.784 | 2.6456 | 3.4871 | 4.3087 | 5.0288 | 5.5874 | 6.0195 | 6.3526 | 6.6085 | 6.8043 | 6.9532 | 7.0655 | 7.1488 | 7.2094 | 7.2519 | 7.2301 | 7.2078 | 7.1851 | 7.162 | 0
F8_Industrial_Instruments_Existing_Process_Natural Gas_Gas Boiler - Stack Economizer_A_Achievable Economic RVT Potential | F8 | Industrial | Instruments | Existing | Process | Natural Gas | Gas Boiler - Stack Economizer | A | Cumulative Summer Peak Savings (MW) | Achievable Economic RVT Potential | 0 | 0 | 0 | 0 | 0 | 0 | 0 | 0 | 0 | 0 | 0 | 0 | 0 | 0 | 0 | 0 | 0 | 0 | 0 | 0 | 0 | 0 | 0
F9_Industrial_Instruments_Existing_Process_Natural Gas_Gas Boiler - Stack Economizer_A_Achievable Economic RVT Potential | F9 | Industrial | Instruments | Existing | Process | Natural Gas | Gas Boiler - Stack Economizer | A | Cumulative Winter Peak Savings (MW) | Achievable Economic RVT Potential | 0 | 0 | 0 | 0 | 0 | 0 | 0 | 0 | 0 | 0 | 0 | 0 | 0 | 0 | 0 | 0 | 0 | 0 | 0 | 0 | 0 | 0 | 0
F10_Industrial_Instruments_Existing_Process_Natural Gas_Gas Boiler - Stack Economizer_A_Achievable Economic RVT Potential | F10 | Industrial | Instruments | Existing | Process | Natural Gas | Gas Boiler - Stack Economizer | A | Purchases (Incremental) | Achievable Economic RVT Potential | 0 | 0 | 267.8667 | 263.2483 | 258.7095 | 254.249 | 249.8654 | 221.0017 | 173.753 | 136.6058 | 107.4004 | 84.439 | 66.3865 | 52.1935 | 41.0349 | 32.2619 | 25.3646 | 19.9418 | 0.13367 | 0.046917 | 0.015719 | 0.0050373 | 0
F11_Industrial_Instruments_Existing_Process_Natural Gas_Gas Boiler - Stack Economizer_A_Achievable Economic RVT Potential | F11 | Industrial | Instruments | Existing | Process | Natural Gas | Gas Boiler - Stack Economizer | A | Purchases (Cumulative) | Achievable Economic RVT Potential | 0 | 0 | 267.8667 | 531.115 | 789.8245 | 1044.0736 | 1293.939 | 1514.9406 | 1688.6937 | 1825.2995 | 1932.6999 | 2017.1389 | 2083.5254 | 2135.7189 | 2176.7538 | 2209.0158 | 2234.3803 | 2254.3221 | 2254.4558 | 2254.5027 | 2254.5184 | 2254.5234 | 0
F1_Industrial_Instruments_Existing_Space Heating_Natural Gas_Gas Furnace Tube Inserts_A_Achievable Economic RVT Potential | F1 | Industrial | Instruments | Existing | Space Heating | Natural Gas | Gas Furnace Tube Inserts | A | Integrated Unit Energy Savings (kWh or therms) | Achievable Economic RVT Potential | 0 | 0 | 0.088078 | 0.087554 | 0.087015 | 0.086462 | 0.085893 | 0.085308 | 0.084705 | 0.084085 | 0.083452 | 0.082809 | 0.082158 | 0.081497 | 0.080827 | 0.080149 | 0.079467 | 0.078823 | 0.078223 | 0.077665 | 0.07715 | 0.076676 | 0
F2_Industrial_Instruments_Existing_Space Heating_Natural Gas_Gas Furnace Tube Inserts_A_Achievable Economic RVT Potential | F2 | Industrial | Instruments | Existing | Space Heating | Natural Gas | Gas Furnace Tube Inserts | A | Integrated Unit Summer Peak Savings (kW) | Achievable Economic RVT Potential | 0 | 0 | 0 | 0 | 0 | 0 | 0 | 0 | 0 | 0 | 0 | 0 | 0 | 0 | 0 | 0 | 0 | 0 | 0 | 0 | 0 | 0 | 0
F3_Industrial_Instruments_Existing_Space Heating_Natural Gas_Gas Furnace Tube Inserts_A_Achievable Economic RVT Potential | F3 | Industrial | Instruments | Existing | Space Heating | Natural Gas | Gas Furnace Tube Inserts | A | Integrated Unit Winter Peak Savings (kW) | Achievable Economic RVT Potential | 0 | 0 | 0 | 0 | 0 | 0 | 0 | 0 | 0 | 0 | 0 | 0 | 0 | 0 | 0 | 0 | 0 | 0 | 0 | 0 | 0 | 0 | 0
F4_Industrial_Instruments_Existing_Space Heating_Natural Gas_Gas Furnace Tube Inserts_A_Achievable Economic RVT Potential | F4 | Industrial | Instruments | Existing | Space Heating | Natural Gas | Gas Furnace Tube Inserts | A | Incremental Energy Savings (MWh or mTherms) | Achievable Economic RVT Potential | 0 | 0 | 0 | 0 | 0 | 0 | 0 | 0 | 0 | 0 | 0 | 0 | 0 | 0 | 0 | 0 | 0 | 0 | 0 | 0 | 0 | 0 | 0
F5_Industrial_Instruments_Existing_Space Heating_Natural Gas_Gas Furnace Tube Inserts_A_Achievable Economic RVT Potential | F5 | Industrial | Instruments | Existing | Space Heating | Natural Gas | Gas Furnace Tube Inserts | A | Incremental Summer Peak Savings (MW) | Achievable Economic RVT Potential | 0 | 0 | 0 | 0 | 0 | 0 | 0 | 0 | 0 | 0 | 0 | 0 | 0 | 0 | 0 | 0 | 0 | 0 | 0 | 0 | 0 | 0 | 0
F6_Industrial_Instruments_Existing_Space Heating_Natural Gas_Gas Furnace Tube Inserts_A_Achievable Economic RVT Potential | F6 | Industrial | Instruments | Existing | Space Heating | Natural Gas | Gas Furnace Tube Inserts | A | Incremental Winter Peak Savings (MW) | Achievable Economic RVT Potential | 0 | 0 | 0 | 0 | 0 | 0 | 0 | 0 | 0 | 0 | 0 | 0 | 0 | 0 | 0 | 0 | 0 | 0 | 0 | 0 | 0 | 0 | 0
F7_Industrial_Instruments_Existing_Space Heating_Natural Gas_Gas Furnace Tube Inserts_A_Achievable Economic RVT Potential | F7 | Industrial | Instruments | Existing | Space Heating | Natural Gas | Gas Furnace Tube Inserts | A | Cumulative Energy Savings (MWh or mTherms) | Achievable Economic RVT Potential | 0 | 0 | 0 | 0 | 0 | 0 | 0 | 0 | 0 | 0 | 0 | 0 | 0 | 0 | 0 | 0 | 0 | 0 | 0 | 0 | 0 | 0 | 0
F8_Industrial_Instruments_Existing_Space Heating_Natural Gas_Gas Furnace Tube Inserts_A_Achievable Economic RVT Potential | F8 | Industrial | Instruments | Existing | Space Heating | Natural Gas | Gas Furnace Tube Inserts | A | Cumulative Summer Peak Savings (MW) | Achievable Economic RVT Potential | 0 | 0 | 0 | 0 | 0 | 0 | 0 | 0 | 0 | 0 | 0 | 0 | 0 | 0 | 0 | 0 | 0 | 0 | 0 | 0 | 0 | 0 | 0
F9_Industrial_Instruments_Existing_Space Heating_Natural Gas_Gas Furnace Tube Inserts_A_Achievable Economic RVT Potential | F9 | Industrial | Instruments | Existing | Space Heating | Natural Gas | Gas Furnace Tube Inserts | A | Cumulative Winter Peak Savings (MW) | Achievable Economic RVT Potential | 0 | 0 | 0 | 0 | 0 | 0 | 0 | 0 | 0 | 0 | 0 | 0 | 0 | 0 | 0 | 0 | 0 | 0 | 0 | 0 | 0 | 0 | 0
F10_Industrial_Instruments_Existing_Space Heating_Natural Gas_Gas Furnace Tube Inserts_A_Achievable Economic RVT Potential | F10 | Industrial | Instruments | Existing | Space Heating | Natural Gas | Gas Furnace Tube Inserts | A | Purchases (Incremental) | Achievable Economic RVT Potential | 0 | 0 | 0 | 0 | 0 | 0 | 0 | 0 | 0 | 0 | 0 | 0 | 0 | 0 | 0 | 0 | 0 | 0 | 0 | 0 | 0 | 0 | 0
F11_Industrial_Instruments_Existing_Space Heating_Natural Gas_Gas Furnace Tube Inserts_A_Achievable Economic RVT Potential | F11 | Industrial | Instruments | Existing | Space Heating | Natural Gas | Gas Furnace Tube Inserts | A | Purchases (Cumulative) | Achievable Economic RVT Potential | 0 | 0 | 0 | 0 | 0 | 0 | 0 | 0 | 0 | 0 | 0 | 0 | 0 | 0 | 0 | 0 | 0 | 0 | 0 | 0 | 0 | 0 | 0
F1_Industrial_Instruments_Existing_Space Heating_Natural Gas_Space Heating - Heat Recovery Ventilator_A_Achievable Economic RVT Potential | F1 | Industrial | Instruments | Existing | Space Heating | Natural Gas | Space Heating - Heat Recovery Ventilator | A | Integrated Unit Energy Savings (kWh or therms) | Achievable Economic RVT Potential | 0 | 0 | 0.013332 | 0.013267 | 0.013197 | 0.013119 | 0.013033 | 0.012936 | 0.012827 | 0.012705 | 0.01257 | 0.012423 | 0.012267 | 0.012104 | 0.011937 | 0.011772 | 0.011611 | 0.011464 | 0.011331 | 0.011212 | 0.011106 | 0.011009 | 0
F2_Industrial_Instruments_Existing_Space Heating_Natural Gas_Space Heating - Heat Recovery Ventilator_A_Achievable Economic RVT Potential | F2 | Industrial | Instruments | Existing | Space Heating | Natural Gas | Space Heating - Heat Recovery Ventilator | A | Integrated Unit Summer Peak Savings (kW) | Achievable Economic RVT Potential | 0 | 0 | 0 | 0 | 0 | 0 | 0 | 0 | 0 | 0 | 0 | 0 | 0 | 0 | 0 | 0 | 0 | 0 | 0 | 0 | 0 | 0 | 0
F3_Industrial_Instruments_Existing_Space Heating_Natural Gas_Space Heating - Heat Recovery Ventilator_A_Achievable Economic RVT Potential | F3 | Industrial | Instruments | Existing | Space Heating | Natural Gas | Space Heating - Heat Recovery Ventilator | A | Integrated Unit Winter Peak Savings (kW) | Achievable Economic RVT Potential | 0 | 0 | 0 | 0 | 0 | 0 | 0 | 0 | 0 | 0 | 0 | 0 | 0 | 0 | 0 | 0 | 0 | 0 | 0 | 0 | 0 | 0 | 0
F4_Industrial_Instruments_Existing_Space Heating_Natural Gas_Space Heating - Heat Recovery Ventilator_A_Achievable Economic RVT Potential | F4 | Industrial | Instruments | Existing | Space Heating | Natural Gas | Space Heating - Heat Recovery Ventilator | A | Incremental Energy Savings (MWh or mTherms) | Achievable Economic RVT Potential | 0 | 0 | 0 | 0 | 0 | 0 | 0 | 0 | 0 | 0 | 0 | 0 | 0 | 0 | 0 | 0 | 0 | 0 | 0 | 0 | 0 | 0 | 0
F5_Industrial_Instruments_Existing_Space Heating_Natural Gas_Space Heating - Heat Recovery Ventilator_A_Achievable Economic RVT Potential | F5 | Industrial | Instruments | Existing | Space Heating | Natural Gas | Space Heating - Heat Recovery Ventilator | A | Incremental Summer Peak Savings (MW) | Achievable Economic RVT Potential | 0 | 0 | 0 | 0 | 0 | 0 | 0 | 0 | 0 | 0 | 0 | 0 | 0 | 0 | 0 | 0 | 0 | 0 | 0 | 0 | 0 | 0 | 0
F6_Industrial_Instruments_Existing_Space Heating_Natural Gas_Space Heating - Heat Recovery Ventilator_A_Achievable Economic RVT Potential | F6 | Industrial | Instruments | Existing | Space Heating | Natural Gas | Space Heating - Heat Recovery Ventilator | A | Incremental Winter Peak Savings (MW) | Achievable Economic RVT Potential | 0 | 0 | 0 | 0 | 0 | 0 | 0 | 0 | 0 | 0 | 0 | 0 | 0 | 0 | 0 | 0 | 0 | 0 | 0 | 0 | 0 | 0 | 0
F7_Industrial_Instruments_Existing_Space Heating_Natural Gas_Space Heating - Heat Recovery Ventilator_A_Achievable Economic RVT Potential | F7 | Industrial | Instruments | Existing | Space Heating | Natural Gas | Space Heating - Heat Recovery Ventilator | A | Cumulative Energy Savings (MWh or mTherms) | Achievable Economic RVT Potential | 0 | 0 | 0 | 0 | 0 | 0 | 0 | 0 | 0 | 0 | 0 | 0 | 0 | 0 | 0 | 0 | 0 | 0 | 0 | 0 | 0 | 0 | 0
F8_Industrial_Instruments_Existing_Space Heating_Natural Gas_Space Heating - Heat Recovery Ventilator_A_Achievable Economic RVT Potential | F8 | Industrial | Instruments | Existing | Space Heating | Natural Gas | Space Heating - Heat Recovery Ventilator | A | Cumulative Summer Peak Savings (MW) | Achievable Economic RVT Potential | 0 | 0 | 0 | 0 | 0 | 0 | 0 | 0 | 0 | 0 | 0 | 0 | 0 | 0 | 0 | 0 | 0 | 0 | 0 | 0 | 0 | 0 | 0
F9_Industrial_Instruments_Existing_Space Heating_Natural Gas_Space Heating - Heat Recovery Ventilator_A_Achievable Economic RVT Potential | F9 | Industrial | Instruments | Existing | Space Heating | Natural Gas | Space Heating - Heat Recovery Ventilator | A | Cumulative Winter Peak Savings (MW) | Achievable Economic RVT Potential | 0 | 0 | 0 | 0 | 0 | 0 | 0 | 0 | 0 | 0 | 0 | 0 | 0 | 0 | 0 | 0 | 0 | 0 | 0 | 0 | 0 | 0 | 0
F10_Industrial_Instruments_Existing_Space Heating_Natural Gas_Space Heating - Heat Recovery Ventilator_A_Achievable Economic RVT Potential | F10 | Industrial | Instruments | Existing | Space Heating | Natural Gas | Space Heating - Heat Recovery Ventilator | A | Purchases (Incremental) | Achievable Economic RVT Potential | 0 | 0 | 0 | 0 | 0 | 0 | 0 | 0 | 0 | 0 | 0 | 0 | 0 | 0 | 0 | 0 | 0 | 0 | 0 | 0 | 0 | 0 | 0
F11_Industrial_Instruments_Existing_Space Heating_Natural Gas_Space Heating - Heat Recovery Ventilator_A_Achievable Economic RVT Potential | F11 | Industrial | Instruments | Existing | Space Heating | Natural Gas | Space Heating - Heat Recovery Ventilator | A | Purchases (Cumulative) | Achievable Economic RVT Potential | 0 | 0 | 0 | 0 | 0 | 0 | 0 | 0 | 0 | 0 | 0 | 0 | 0 | 0 | 0 | 0 | 0 | 0 | 0 | 0 | 0 | 0 | 0
F1_Industrial_Instruments_Existing_Space Heating_Natural Gas_Thermostat - Programmable_A_Achievable Economic RVT Potential | F1 | Industrial | Instruments | Existing | Space Heating | Natural Gas | Thermostat - Programmable | A | Integrated Unit Energy Savings (kWh or therms) | Achievable Economic RVT Potential | 0 | 0 | 0.0064494 | 0.0064179 | 0.0063837 | 0.006346 | 0.0063038 | 0.0062563 | 0.0062026 | 0.0061424 | 0.0060756 | 0.006003 | 0.0059256 | 0.0058448 | 0.0057625 | 0.0056807 | 0.0056015 | 0.0055288 | 0.0054634 | 0.0054053 | 0.0053534 | 0.0053063 | 0
F2_Industrial_Instruments_Existing_Space Heating_Natural Gas_Thermostat - Programmable_A_Achievable Economic RVT Potential | F2 | Industrial | Instruments | Existing | Space Heating | Natural Gas | Thermostat - Programmable | A | Integrated Unit Summer Peak Savings (kW) | Achievable Economic RVT Potential | 0 | 0 | 0 | 0 | 0 | 0 | 0 | 0 | 0 | 0 | 0 | 0 | 0 | 0 | 0 | 0 | 0 | 0 | 0 | 0 | 0 | 0 | 0
F3_Industrial_Instruments_Existing_Space Heating_Natural Gas_Thermostat - Programmable_A_Achievable Economic RVT Potential | F3 | Industrial | Instruments | Existing | Space Heating | Natural Gas | Thermostat - Programmable | A | Integrated Unit Winter Peak Savings (kW) | Achievable Economic RVT Potential | 0 | 0 | 0 | 0 | 0 | 0 | 0 | 0 | 0 | 0 | 0 | 0 | 0 | 0 | 0 | 0 | 0 | 0 | 0 | 0 | 0 | 0 | 0
F4_Industrial_Instruments_Existing_Space Heating_Natural Gas_Thermostat - Programmable_A_Achievable Economic RVT Potential | F4 | Industrial | Instruments | Existing | Space Heating | Natural Gas | Thermostat - Programmable | A | Incremental Energy Savings (MWh or mTherms) | Achievable Economic RVT Potential | 0 | 0 | 0 | 0 | 0 | 0 | 0 | 0 | 0 | 0 | 0 | 0 | 0 | 0 | 0 | 0 | 0 | 0 | 0 | 0 | 0 | 0 | 0
F5_Industrial_Instruments_Existing_Space Heating_Natural Gas_Thermostat - Programmable_A_Achievable Economic RVT Potential | F5 | Industrial | Instruments | Existing | Space Heating | Natural Gas | Thermostat - Programmable | A | Incremental Summer Peak Savings (MW) | Achievable Economic RVT Potential | 0 | 0 | 0 | 0 | 0 | 0 | 0 | 0 | 0 | 0 | 0 | 0 | 0 | 0 | 0 | 0 | 0 | 0 | 0 | 0 | 0 | 0 | 0
F6_Industrial_Instruments_Existing_Space Heating_Natural Gas_Thermostat - Programmable_A_Achievable Economic RVT Potential | F6 | Industrial | Instruments | Existing | Space Heating | Natural Gas | Thermostat - Programmable | A | Incremental Winter Peak Savings (MW) | Achievable Economic RVT Potential | 0 | 0 | 0 | 0 | 0 | 0 | 0 | 0 | 0 | 0 | 0 | 0 | 0 | 0 | 0 | 0 | 0 | 0 | 0 | 0 | 0 | 0 | 0
F7_Industrial_Instruments_Existing_Space Heating_Natural Gas_Thermostat - Programmable_A_Achievable Economic RVT Potential | F7 | Industrial | Instruments | Existing | Space Heating | Natural Gas | Thermostat - Programmable | A | Cumulative Energy Savings (MWh or mTherms) | Achievable Economic RVT Potential | 0 | 0 | 0 | 0 | 0 | 0 | 0 | 0 | 0 | 0 | 0 | 0 | 0 | 0 | 0 | 0 | 0 | 0 | 0 | 0 | 0 | 0 | 0
F8_Industrial_Instruments_Existing_Space Heating_Natural Gas_Thermostat - Programmable_A_Achievable Economic RVT Potential | F8 | Industrial | Instruments | Existing | Space Heating | Natural Gas | Thermostat - Programmable | A | Cumulative Summer Peak Savings (MW) | Achievable Economic RVT Potential | 0 | 0 | 0 | 0 | 0 | 0 | 0 | 0 | 0 | 0 | 0 | 0 | 0 | 0 | 0 | 0 | 0 | 0 | 0 | 0 | 0 | 0 | 0
F9_Industrial_Instruments_Existing_Space Heating_Natural Gas_Thermostat - Programmable_A_Achievable Economic RVT Potential | F9 | Industrial | Instruments | Existing | Space Heating | Natural Gas | Thermostat - Programmable | A | Cumulative Winter Peak Savings (MW) | Achievable Economic RVT Potential | 0 | 0 | 0 | 0 | 0 | 0 | 0 | 0 | 0 | 0 | 0 | 0 | 0 | 0 | 0 | 0 | 0 | 0 | 0 | 0 | 0 | 0 | 0
F10_Industrial_Instruments_Existing_Space Heating_Natural Gas_Thermostat - Programmable_A_Achievable Economic RVT Potential | F10 | Industrial | Instruments | Existing | Space Heating | Natural Gas | Thermostat - Programmable | A | Purchases (Incremental) | Achievable Economic RVT Potential | 0 | 0 | 0 | 0 | 0 | 0 | 0 | 0 | 0 | 0 | 0 | 0 | 0 | 0 | 0 | 0 | 0 | 0 | 0 | 0 | 0 | 0 | 0
F11_Industrial_Instruments_Existing_Space Heating_Natural Gas_Thermostat - Programmable_A_Achievable Economic RVT Potential | F11 | Industrial | Instruments | Existing | Space Heating | Natural Gas | Thermostat - Programmable | A | Purchases (Cumulative) | Achievable Economic RVT Potential | 0 | 0 | 0 | 0 | 0 | 0 | 0 | 0 | 0 | 0 | 0 | 0 | 0 | 0 | 0 | 0 | 0 | 0 | 0 | 0 | 0 | 0 | 0
F1_Industrial_Instruments_Existing_Space Heating_Natural Gas_ENERGY STAR Connected Thermostat_A_Achievable Economic RVT Potential | F1 | Industrial | Instruments | Existing | Space Heating | Natural Gas | ENERGY STAR Connected Thermostat | A | Integrated Unit Energy Savings (kWh or therms) | Achievable Economic RVT Potential | 0 | 0 | 0.01559 | 0.015514 | 0.015432 | 0.015341 | 0.015239 | 0.015124 | 0.014994 | 0.014848 | 0.014687 | 0.014511 | 0.014324 | 0.014129 | 0.01393 | 0.013732 | 0.013541 | 0.013365 | 0.013207 | 0.013067 | 0.012941 | 0.012827 | 0
F2_Industrial_Instruments_Existing_Space Heating_Natural Gas_ENERGY STAR Connected Thermostat_A_Achievable Economic RVT Potential | F2 | Industrial | Instruments | Existing | Space Heating | Natural Gas | ENERGY STAR Connected Thermostat | A | Integrated Unit Summer Peak Savings (kW) | Achievable Economic RVT Potential | 0 | 0 | 0 | 0 | 0 | 0 | 0 | 0 | 0 | 0 | 0 | 0 | 0 | 0 | 0 | 0 | 0 | 0 | 0 | 0 | 0 | 0 | 0
F3_Industrial_Instruments_Existing_Space Heating_Natural Gas_ENERGY STAR Connected Thermostat_A_Achievable Economic RVT Potential | F3 | Industrial | Instruments | Existing | Space Heating | Natural Gas | ENERGY STAR Connected Thermostat | A | Integrated Unit Winter Peak Savings (kW) | Achievable Economic RVT Potential | 0 | 0 | 0 | 0 | 0 | 0 | 0 | 0 | 0 | 0 | 0 | 0 | 0 | 0 | 0 | 0 | 0 | 0 | 0 | 0 | 0 | 0 | 0
F4_Industrial_Instruments_Existing_Space Heating_Natural Gas_ENERGY STAR Connected Thermostat_A_Achievable Economic RVT Potential | F4 | Industrial | Instruments | Existing | Space Heating | Natural Gas | ENERGY STAR Connected Thermostat | A | Incremental Energy Savings (MWh or mTherms) | Achievable Economic RVT Potential | 0 | 0 | 0 | 0 | 0 | 0 | 0 | 0 | 0 | 0 | 0 | 0 | 0 | 0 | 0 | 0 | 0 | 0 | 0 | 0 | 0 | 0 | 0
F5_Industrial_Instruments_Existing_Space Heating_Natural Gas_ENERGY STAR Connected Thermostat_A_Achievable Economic RVT Potential | F5 | Industrial | Instruments | Existing | Space Heating | Natural Gas | ENERGY STAR Connected Thermostat | A | Incremental Summer Peak Savings (MW) | Achievable Economic RVT Potential | 0 | 0 | 0 | 0 | 0 | 0 | 0 | 0 | 0 | 0 | 0 | 0 | 0 | 0 | 0 | 0 | 0 | 0 | 0 | 0 | 0 | 0 | 0
F6_Industrial_Instruments_Existing_Space Heating_Natural Gas_ENERGY STAR Connected Thermostat_A_Achievable Economic RVT Potential | F6 | Industrial | Instruments | Existing | Space Heating | Natural Gas | ENERGY STAR Connected Thermostat | A | Incremental Winter Peak Savings (MW) | Achievable Economic RVT Potential | 0 | 0 | 0 | 0 | 0 | 0 | 0 | 0 | 0 | 0 | 0 | 0 | 0 | 0 | 0 | 0 | 0 | 0 | 0 | 0 | 0 | 0 | 0
F7_Industrial_Instruments_Existing_Space Heating_Natural Gas_ENERGY STAR Connected Thermostat_A_Achievable Economic RVT Potential | F7 | Industrial | Instruments | Existing | Space Heating | Natural Gas | ENERGY STAR Connected Thermostat | A | Cumulative Energy Savings (MWh or mTherms) | Achievable Economic RVT Potential | 0 | 0 | 0 | 0 | 0 | 0 | 0 | 0 | 0 | 0 | 0 | 0 | 0 | 0 | 0 | 0 | 0 | 0 | 0 | 0 | 0 | 0 | 0
F8_Industrial_Instruments_Existing_Space Heating_Natural Gas_ENERGY STAR Connected Thermostat_A_Achievable Economic RVT Potential | F8 | Industrial | Instruments | Existing | Space Heating | Natural Gas | ENERGY STAR Connected Thermostat | A | Cumulative Summer Peak Savings (MW) | Achievable Economic RVT Potential | 0 | 0 | 0 | 0 | 0 | 0 | 0 | 0 | 0 | 0 | 0 | 0 | 0 | 0 | 0 | 0 | 0 | 0 | 0 | 0 | 0 | 0 | 0
F9_Industrial_Instruments_Existing_Space Heating_Natural Gas_ENERGY STAR Connected Thermostat_A_Achievable Economic RVT Potential | F9 | Industrial | Instruments | Existing | Space Heating | Natural Gas | ENERGY STAR Connected Thermostat | A | Cumulative Winter Peak Savings (MW) | Achievable Economic RVT Potential | 0 | 0 | 0 | 0 | 0 | 0 | 0 | 0 | 0 | 0 | 0 | 0 | 0 | 0 | 0 | 0 | 0 | 0 | 0 | 0 | 0 | 0 | 0
F10_Industrial_Instruments_Existing_Space Heating_Natural Gas_ENERGY STAR Connected Thermostat_A_Achievable Economic RVT Potential | F10 | Industrial | Instruments | Existing | Space Heating | Natural Gas | ENERGY STAR Connected Thermostat | A | Purchases (Incremental) | Achievable Economic RVT Potential | 0 | 0 | 0 | 0 | 0 | 0 | 0 | 0 | 0 | 0 | 0 | 0 | 0 | 0 | 0 | 0 | 0 | 0 | 0 | 0 | 0 | 0 | 0
F11_Industrial_Instruments_Existing_Space Heating_Natural Gas_ENERGY STAR Connected Thermostat_A_Achievable Economic RVT Potential | F11 | Industrial | Instruments | Existing | Space Heating | Natural Gas | ENERGY STAR Connected Thermostat | A | Purchases (Cumulative) | Achievable Economic RVT Potential | 0 | 0 | 0 | 0 | 0 | 0 | 0 | 0 | 0 | 0 | 0 | 0 | 0 | 0 | 0 | 0 | 0 | 0 | 0 | 0 | 0 | 0 | 0
F1_Industrial_Instruments_Existing_Space Heating_Natural Gas_Destratification Fans (HVLS)_A_Achievable Economic RVT Potential | F1 | Industrial | Instruments | Existing | Space Heating | Natural Gas | Destratification Fans (HVLS) | A | Integrated Unit Energy Savings (kWh or therms) | Achievable Economic RVT Potential | 0 | 0 | 0.01559 | 0.015514 | 0.015432 | 0.015341 | 0.015239 | 0.015124 | 0.014994 | 0.014848 | 0.014687 | 0.014511 | 0.014324 | 0.014129 | 0.01393 | 0.013732 | 0.013541 | 0.013365 | 0.013207 | 0.013067 | 0.012941 | 0.012827 | 0
F2_Industrial_Instruments_Existing_Space Heating_Natural Gas_Destratification Fans (HVLS)_A_Achievable Economic RVT Potential | F2 | Industrial | Instruments | Existing | Space Heating | Natural Gas | Destratification Fans (HVLS) | A | Integrated Unit Summer Peak Savings (kW) | Achievable Economic RVT Potential | 0 | 0 | 0 | 0 | 0 | 0 | 0 | 0 | 0 | 0 | 0 | 0 | 0 | 0 | 0 | 0 | 0 | 0 | 0 | 0 | 0 | 0 | 0
F3_Industrial_Instruments_Existing_Space Heating_Natural Gas_Destratification Fans (HVLS)_A_Achievable Economic RVT Potential | F3 | Industrial | Instruments | Existing | Space Heating | Natural Gas | Destratification Fans (HVLS) | A | Integrated Unit Winter Peak Savings (kW) | Achievable Economic RVT Potential | 0 | 0 | 0 | 0 | 0 | 0 | 0 | 0 | 0 | 0 | 0 | 0 | 0 | 0 | 0 | 0 | 0 | 0 | 0 | 0 | 0 | 0 | 0
F4_Industrial_Instruments_Existing_Space Heating_Natural Gas_Destratification Fans (HVLS)_A_Achievable Economic RVT Potential | F4 | Industrial | Instruments | Existing | Space Heating | Natural Gas | Destratification Fans (HVLS) | A | Incremental Energy Savings (MWh or mTherms) | Achievable Economic RVT Potential | 0 | 0 | 0 | 0 | 0 | 0 | 0 | 0 | 0 | 0 | 0 | 0 | 0 | 0 | 0 | 0 | 0 | 0 | 0 | 0 | 0 | 0 | 0
F5_Industrial_Instruments_Existing_Space Heating_Natural Gas_Destratification Fans (HVLS)_A_Achievable Economic RVT Potential | F5 | Industrial | Instruments | Existing | Space Heating | Natural Gas | Destratification Fans (HVLS) | A | Incremental Summer Peak Savings (MW) | Achievable Economic RVT Potential | 0 | 0 | 0 | 0 | 0 | 0 | 0 | 0 | 0 | 0 | 0 | 0 | 0 | 0 | 0 | 0 | 0 | 0 | 0 | 0 | 0 | 0 | 0
F6_Industrial_Instruments_Existing_Space Heating_Natural Gas_Destratification Fans (HVLS)_A_Achievable Economic RVT Potential | F6 | Industrial | Instruments | Existing | Space Heating | Natural Gas | Destratification Fans (HVLS) | A | Incremental Winter Peak Savings (MW) | Achievable Economic RVT Potential | 0 | 0 | 0 | 0 | 0 | 0 | 0 | 0 | 0 | 0 | 0 | 0 | 0 | 0 | 0 | 0 | 0 | 0 | 0 | 0 | 0 | 0 | 0
F7_Industrial_Instruments_Existing_Space Heating_Natural Gas_Destratification Fans (HVLS)_A_Achievable Economic RVT Potential | F7 | Industrial | Instruments | Existing | Space Heating | Natural Gas | Destratification Fans (HVLS) | A | Cumulative Energy Savings (MWh or mTherms) | Achievable Economic RVT Potential | 0 | 0 | 0 | 0 | 0 | 0 | 0 | 0 | 0 | 0 | 0 | 0 | 0 | 0 | 0 | 0 | 0 | 0 | 0 | 0 | 0 | 0 | 0
F8_Industrial_Instruments_Existing_Space Heating_Natural Gas_Destratification Fans (HVLS)_A_Achievable Economic RVT Potential | F8 | Industrial | Instruments | Existing | Space Heating | Natural Gas | Destratification Fans (HVLS) | A | Cumulative Summer Peak Savings (MW) | Achievable Economic RVT Potential | 0 | 0 | 0 | 0 | 0 | 0 | 0 | 0 | 0 | 0 | 0 | 0 | 0 | 0 | 0 | 0 | 0 | 0 | 0 | 0 | 0 | 0 | 0
F9_Industrial_Instruments_Existing_Space Heating_Natural Gas_Destratification Fans (HVLS)_A_Achievable Economic RVT Potential | F9 | Industrial | Instruments | Existing | Space Heating | Natural Gas | Destratification Fans (HVLS) | A | Cumulative Winter Peak Savings (MW) | Achievable Economic RVT Potential | 0 | 0 | 0 | 0 | 0 | 0 | 0 | 0 | 0 | 0 | 0 | 0 | 0 | 0 | 0 | 0 | 0 | 0 | 0 | 0 | 0 | 0 | 0
F10_Industrial_Instruments_Existing_Space Heating_Natural Gas_Destratification Fans (HVLS)_A_Achievable Economic RVT Potential | F10 | Industrial | Instruments | Existing | Space Heating | Natural Gas | Destratification Fans (HVLS) | A | Purchases (Incremental) | Achievable Economic RVT Potential | 0 | 0 | 0 | 0 | 0 | 0 | 0 | 0 | 0 | 0 | 0 | 0 | 0 | 0 | 0 | 0 | 0 | 0 | 0 | 0 | 0 | 0 | 0
F11_Industrial_Instruments_Existing_Space Heating_Natural Gas_Destratification Fans (HVLS)_A_Achievable Economic RVT Potential | F11 | Industrial | Instruments | Existing | Space Heating | Natural Gas | Destratification Fans (HVLS) | A | Purchases (Cumulative) | Achievable Economic RVT Potential | 0 | 0 | 0 | 0 | 0 | 0 | 0 | 0 | 0 | 0 | 0 | 0 | 0 | 0 | 0 | 0 | 0 | 0 | 0 | 0 | 0 | 0 | 0
F1_Industrial_Instruments_Existing_Space Heating_Natural Gas_Gas Boiler - Insulate Steam Lines/Condensate Tank_A_Achievable Economic RVT Potential | F1 | Industrial | Instruments | Existing | Space Heating | Natural Gas | Gas Boiler - Insulate Steam Lines/Condensate Tank | A | Integrated Unit Energy Savings (kWh or therms) | Achievable Economic RVT Potential | 0 | 0 | 44.6659 | 44.4511 | 44.22 | 43.9673 | 43.686 | 43.3691 | 43.0111 | 42.6083 | 42.161 | 41.6728 | 41.151 | 40.6052 | 40.0479 | 39.4933 | 38.9546 | 38.4597 | 38.0141 | 37.6176 | 37.2641 | 36.9438 | 0
F2_Industrial_Instruments_Existing_Space Heating_Natural Gas_Gas Boiler - Insulate Steam Lines/Condensate Tank_A_Achievable Economic RVT Potential | F2 | Industrial | Instruments | Existing | Space Heating | Natural Gas | Gas Boiler - Insulate Steam Lines/Condensate Tank | A | Integrated Unit Summer Peak Savings (kW) | Achievable Economic RVT Potential | 0 | 0 | 0 | 0 | 0 | 0 | 0 | 0 | 0 | 0 | 0 | 0 | 0 | 0 | 0 | 0 | 0 | 0 | 0 | 0 | 0 | 0 | 0
F3_Industrial_Instruments_Existing_Space Heating_Natural Gas_Gas Boiler - Insulate Steam Lines/Condensate Tank_A_Achievable Economic RVT Potential | F3 | Industrial | Instruments | Existing | Space Heating | Natural Gas | Gas Boiler - Insulate Steam Lines/Condensate Tank | A | Integrated Unit Winter Peak Savings (kW) | Achievable Economic RVT Potential | 0 | 0 | 0 | 0 | 0 | 0 | 0 | 0 | 0 | 0 | 0 | 0 | 0 | 0 | 0 | 0 | 0 | 0 | 0 | 0 | 0 | 0 | 0
F4_Industrial_Instruments_Existing_Space Heating_Natural Gas_Gas Boiler - Insulate Steam Lines/Condensate Tank_A_Achievable Economic RVT Potential | F4 | Industrial | Instruments | Existing | Space Heating | Natural Gas | Gas Boiler - Insulate Steam Lines/Condensate Tank | A | Incremental Energy Savings (MWh or mTherms) | Achievable Economic RVT Potential | 0 | 0 | 0.022538 | 0.022043 | 0.02155 | 0.021058 | 0.020562 | 0.020061 | 0.019553 | 0.019035 | 0.018511 | 0.017981 | 0.01745 | 0.016921 | 0.016401 | 0.015895 | 0.015408 | 0.01495 | 0.014522 | 0.014123 | 0.013749 | 0.013396 | 0
F5_Industrial_Instruments_Existing_Space Heating_Natural Gas_Gas Boiler - Insulate Steam Lines/Condensate Tank_A_Achievable Economic RVT Potential | F5 | Industrial | Instruments | Existing | Space Heating | Natural Gas | Gas Boiler - Insulate Steam Lines/Condensate Tank | A | Incremental Summer Peak Savings (MW) | Achievable Economic RVT Potential | 0 | 0 | 0 | 0 | 0 | 0 | 0 | 0 | 0 | 0 | 0 | 0 | 0 | 0 | 0 | 0 | 0 | 0 | 0 | 0 | 0 | 0 | 0
F6_Industrial_Instruments_Existing_Space Heating_Natural Gas_Gas Boiler - Insulate Steam Lines/Condensate Tank_A_Achievable Economic RVT Potential | F6 | Industrial | Instruments | Existing | Space Heating | Natural Gas | Gas Boiler - Insulate Steam Lines/Condensate Tank | A | Incremental Winter Peak Savings (MW) | Achievable Economic RVT Potential | 0 | 0 | 0 | 0 | 0 | 0 | 0 | 0 | 0 | 0 | 0 | 0 | 0 | 0 | 0 | 0 | 0 | 0 | 0 | 0 | 0 | 0 | 0
F7_Industrial_Instruments_Existing_Space Heating_Natural Gas_Gas Boiler - Insulate Steam Lines/Condensate Tank_A_Achievable Economic RVT Potential | F7 | Industrial | Instruments | Existing | Space Heating | Natural Gas | Gas Boiler - Insulate Steam Lines/Condensate Tank | A | Cumulative Energy Savings (MWh or mTherms) | Achievable Economic RVT Potential | 0 | 0 | 0.022538 | 0.044473 | 0.065792 | 0.086474 | 0.10648 | 0.12577 | 0.14429 | 0.16197 | 0.17878 | 0.19469 | 0.2097 | 0.22384 | 0.23717 | 0.24978 | 0.26178 | 0.27341 | 0.28476 | 0.29592 | 0.30689 | 0.31764 | 0
F8_Industrial_Instruments_Existing_Space Heating_Natural Gas_Gas Boiler - Insulate Steam Lines/Condensate Tank_A_Achievable Economic RVT Potential | F8 | Industrial | Instruments | Existing | Space Heating | Natural Gas | Gas Boiler - Insulate Steam Lines/Condensate Tank | A | Cumulative Summer Peak Savings (MW) | Achievable Economic RVT Potential | 0 | 0 | 0 | 0 | 0 | 0 | 0 | 0 | 0 | 0 | 0 | 0 | 0 | 0 | 0 | 0 | 0 | 0 | 0 | 0 | 0 | 0 | 0
F9_Industrial_Instruments_Existing_Space Heating_Natural Gas_Gas Boiler - Insulate Steam Lines/Condensate Tank_A_Achievable Economic RVT Potential | F9 | Industrial | Instruments | Existing | Space Heating | Natural Gas | Gas Boiler - Insulate Steam Lines/Condensate Tank | A | Cumulative Winter Peak Savings (MW) | Achievable Economic RVT Potential | 0 | 0 | 0 | 0 | 0 | 0 | 0 | 0 | 0 | 0 | 0 | 0 | 0 | 0 | 0 | 0 | 0 | 0 | 0 | 0 | 0 | 0 | 0
F10_Industrial_Instruments_Existing_Space Heating_Natural Gas_Gas Boiler - Insulate Steam Lines/Condensate Tank_A_Achievable Economic RVT Potential | F10 | Industrial | Instruments | Existing | Space Heating | Natural Gas | Gas Boiler - Insulate Steam Lines/Condensate Tank | A | Purchases (Incremental) | Achievable Economic RVT Potential | 0 | 0 | 0.50459 | 0.49589 | 0.48734 | 0.47894 | 0.47068 | 0.46257 | 0.45459 | 0.44675 | 0.43905 | 0.43148 | 0.42404 | 0.41673 | 0.40955 | 0.40249 | 0.39555 | 0.38873 | 0.38202 | 0.37544 | 0.36896 | 0.3626 | 0
F11_Industrial_Instruments_Existing_Space Heating_Natural Gas_Gas Boiler - Insulate Steam Lines/Condensate Tank_A_Achievable Economic RVT Potential | F11 | Industrial | Instruments | Existing | Space Heating | Natural Gas | Gas Boiler - Insulate Steam Lines/Condensate Tank | A | Purchases (Cumulative) | Achievable Economic RVT Potential | 0 | 0 | 0.50459 | 1.0005 | 1.4878 | 1.9668 | 2.4375 | 2.9 | 3.3546 | 3.8014 | 4.2404 | 4.6719 | 5.0959 | 5.5127 | 5.9222 | 6.3247 | 6.7203 | 7.109 | 7.491 | 7.8664 | 8.2354 | 8.598 | 0
F1_Industrial_Instruments_Existing_Process_Natural Gas_Gas Boiler - Insulate Steam Lines/Condensate Tank_A_Achievable Economic RVT Potential | F1 | Industrial | Instruments | Existing | Process | Natural Gas | Gas Boiler - Insulate Steam Lines/Condensate Tank | A | Integrated Unit Energy Savings (kWh or therms) | Achievable Economic RVT Potential | 0 | 0 | 27.8754 | 27.8094 | 27.7422 | 27.6729 | 27.6012 | 27.5261 | 27.4486 | 27.3698 | 27.2911 | 27.214 | 27.1395 | 27.0681 | 26.9991 | 26.9315 | 26.8643 | 26.7966 | 26.7281 | 26.6587 | 26.5882 | 26.5166 | 0
F2_Industrial_Instruments_Existing_Process_Natural Gas_Gas Boiler - Insulate Steam Lines/Condensate Tank_A_Achievable Economic RVT Potential | F2 | Industrial | Instruments | Existing | Process | Natural Gas | Gas Boiler - Insulate Steam Lines/Condensate Tank | A | Integrated Unit Summer Peak Savings (kW) | Achievable Economic RVT Potential | 0 | 0 | 0 | 0 | 0 | 0 | 0 | 0 | 0 | 0 | 0 | 0 | 0 | 0 | 0 | 0 | 0 | 0 | 0 | 0 | 0 | 0 | 0
F3_Industrial_Instruments_Existing_Process_Natural Gas_Gas Boiler - Insulate Steam Lines/Condensate Tank_A_Achievable Economic RVT Potential | F3 | Industrial | Instruments | Existing | Process | Natural Gas | Gas Boiler - Insulate Steam Lines/Condensate Tank | A | Integrated Unit Winter Peak Savings (kW) | Achievable Economic RVT Potential | 0 | 0 | 0 | 0 | 0 | 0 | 0 | 0 | 0 | 0 | 0 | 0 | 0 | 0 | 0 | 0 | 0 | 0 | 0 | 0 | 0 | 0 | 0
F4_Industrial_Instruments_Existing_Process_Natural Gas_Gas Boiler - Insulate Steam Lines/Condensate Tank_A_Achievable Economic RVT Potential | F4 | Industrial | Instruments | Existing | Process | Natural Gas | Gas Boiler - Insulate Steam Lines/Condensate Tank | A | Incremental Energy Savings (MWh or mTherms) | Achievable Economic RVT Potential | 0 | 0 | 0.42668 | 0.41833 | 0.41013 | 0.40205 | 0.39409 | 0.38624 | 0.37852 | 0.37092 | 0.36348 | 0.3562 | 0.3491 | 0.34218 | 0.33542 | 0.32882 | 0.32234 | 0.31598 | 0.30974 | 0.30361 | 0.29759 | 0.29167 | 0
F5_Industrial_Instruments_Existing_Process_Natural Gas_Gas Boiler - Insulate Steam Lines/Condensate Tank_A_Achievable Economic RVT Potential | F5 | Industrial | Instruments | Existing | Process | Natural Gas | Gas Boiler - Insulate Steam Lines/Condensate Tank | A | Incremental Summer Peak Savings (MW) | Achievable Economic RVT Potential | 0 | 0 | 0 | 0 | 0 | 0 | 0 | 0 | 0 | 0 | 0 | 0 | 0 | 0 | 0 | 0 | 0 | 0 | 0 | 0 | 0 | 0 | 0
F6_Industrial_Instruments_Existing_Process_Natural Gas_Gas Boiler - Insulate Steam Lines/Condensate Tank_A_Achievable Economic RVT Potential | F6 | Industrial | Instruments | Existing | Process | Natural Gas | Gas Boiler - Insulate Steam Lines/Condensate Tank | A | Incremental Winter Peak Savings (MW) | Achievable Economic RVT Potential | 0 | 0 | 0 | 0 | 0 | 0 | 0 | 0 | 0 | 0 | 0 | 0 | 0 | 0 | 0 | 0 | 0 | 0 | 0 | 0 | 0 | 0 | 0
F7_Industrial_Instruments_Existing_Process_Natural Gas_Gas Boiler - Insulate Steam Lines/Condensate Tank_A_Achievable Economic RVT Potential | F7 | Industrial | Instruments | Existing | Process | Natural Gas | Gas Boiler - Insulate Steam Lines/Condensate Tank | A | Cumulative Energy Savings (MWh or mTherms) | Achievable Economic RVT Potential | 0 | 0 | 0.42668 | 0.844 | 1.2521 | 1.651 | 2.0408 | 2.4215 | 2.7932 | 3.1561 | 3.5105 | 3.8568 | 4.1953 | 4.5265 | 4.8504 | 5.1671 | 5.4765 | 5.7787 | 6.0737 | 6.3615 | 6.6422 | 6.916 | 0
F8_Industrial_Instruments_Existing_Process_Natural Gas_Gas Boiler - Insulate Steam Lines/Condensate Tank_A_Achievable Economic RVT Potential | F8 | Industrial | Instruments | Existing | Process | Natural Gas | Gas Boiler - Insulate Steam Lines/Condensate Tank | A | Cumulative Summer Peak Savings (MW) | Achievable Economic RVT Potential | 0 | 0 | 0 | 0 | 0 | 0 | 0 | 0 | 0 | 0 | 0 | 0 | 0 | 0 | 0 | 0 | 0 | 0 | 0 | 0 | 0 | 0 | 0
F9_Industrial_Instruments_Existing_Process_Natural Gas_Gas Boiler - Insulate Steam Lines/Condensate Tank_A_Achievable Economic RVT Potential | F9 | Industrial | Instruments | Existing | Process | Natural Gas | Gas Boiler - Insulate Steam Lines/Condensate Tank | A | Cumulative Winter Peak Savings (MW) | Achievable Economic RVT Potential | 0 | 0 | 0 | 0 | 0 | 0 | 0 | 0 | 0 | 0 | 0 | 0 | 0 | 0 | 0 | 0 | 0 | 0 | 0 | 0 | 0 | 0 | 0
F10_Industrial_Instruments_Existing_Process_Natural Gas_Gas Boiler - Insulate Steam Lines/Condensate Tank_A_Achievable Economic RVT Potential | F10 | Industrial | Instruments | Existing | Process | Natural Gas | Gas Boiler - Insulate Steam Lines/Condensate Tank | A | Purchases (Incremental) | Achievable Economic RVT Potential | 0 | 0 | 15.3067 | 15.0428 | 14.7835 | 14.5286 | 14.2781 | 14.0319 | 13.79 | 13.5522 | 13.3186 | 13.0889 | 12.8633 | 12.6415 | 12.4235 | 12.2093 | 11.9988 | 11.7919 | 11.5886 | 11.3888 | 11.1925 | 10.9995 | 0
F11_Industrial_Instruments_Existing_Process_Natural Gas_Gas Boiler - Insulate Steam Lines/Condensate Tank_A_Achievable Economic RVT Potential | F11 | Industrial | Instruments | Existing | Process | Natural Gas | Gas Boiler - Insulate Steam Lines/Condensate Tank | A | Purchases (Cumulative) | Achievable Economic RVT Potential | 0 | 0 | 15.3067 | 30.3495 | 45.133 | 59.6616 | 73.9396 | 87.9715 | 101.7615 | 115.3137 | 128.6323 | 141.7212 | 154.5845 | 167.226 | 179.6495 | 191.8588 | 203.8576 | 215.6495 | 227.2382 | 238.627 | 249.8195 | 260.819 | 0
F1_Industrial_Instruments_Existing_Space Heating_Natural Gas_Gas Boiler - Insulate Hot Water Lines_A_Achievable Economic RVT Potential | F1 | Industrial | Instruments | Existing | Space Heating | Natural Gas | Gas Boiler - Insulate Hot Water Lines | A | Integrated Unit Energy Savings (kWh or therms) | Achievable Economic RVT Potential | 0 | 0 | 50.5406 | 50.3588 | 50.1695 | 49.9708 | 49.7597 | 49.5335 | 49.2906 | 49.0298 | 48.7526 | 48.4605 | 48.1553 | 47.8377 | 47.5082 | 47.1681 | 46.8193 | 46.4881 | 46.1773 | 45.8874 | 45.6185 | 45.3713 | 0
F2_Industrial_Instruments_Existing_Space Heating_Natural Gas_Gas Boiler - Insulate Hot Water Lines_A_Achievable Economic RVT Potential | F2 | Industrial | Instruments | Existing | Space Heating | Natural Gas | Gas Boiler - Insulate Hot Water Lines | A | Integrated Unit Summer Peak Savings (kW) | Achievable Economic RVT Potential | 0 | 0 | 0 | 0 | 0 | 0 | 0 | 0 | 0 | 0 | 0 | 0 | 0 | 0 | 0 | 0 | 0 | 0 | 0 | 0 | 0 | 0 | 0
F3_Industrial_Instruments_Existing_Space Heating_Natural Gas_Gas Boiler - Insulate Hot Water Lines_A_Achievable Economic RVT Potential | F3 | Industrial | Instruments | Existing | Space Heating | Natural Gas | Gas Boiler - Insulate Hot Water Lines | A | Integrated Unit Winter Peak Savings (kW) | Achievable Economic RVT Potential | 0 | 0 | 0 | 0 | 0 | 0 | 0 | 0 | 0 | 0 | 0 | 0 | 0 | 0 | 0 | 0 | 0 | 0 | 0 | 0 | 0 | 0 | 0
F4_Industrial_Instruments_Existing_Space Heating_Natural Gas_Gas Boiler - Insulate Hot Water Lines_A_Achievable Economic RVT Potential | F4 | Industrial | Instruments | Existing | Space Heating | Natural Gas | Gas Boiler - Insulate Hot Water Lines | A | Incremental Energy Savings (MWh or mTherms) | Achievable Economic RVT Potential | 0 | 0 | 0.051005 | 0.049945 | 0.0489 | 0.047866 | 0.046842 | 0.045825 | 0.044814 | 0.043809 | 0.04281 | 0.04182 | 0.04084 | 0.039871 | 0.038914 | 0.037969 | 0.037038 | 0.036142 | 0.035282 | 0.034456 | 0.033663 | 0.032904 | 0
F5_Industrial_Instruments_Existing_Space Heating_Natural Gas_Gas Boiler - Insulate Hot Water Lines_A_Achievable Economic RVT Potential | F5 | Industrial | Instruments | Existing | Space Heating | Natural Gas | Gas Boiler - Insulate Hot Water Lines | A | Incremental Summer Peak Savings (MW) | Achievable Economic RVT Potential | 0 | 0 | 0 | 0 | 0 | 0 | 0 | 0 | 0 | 0 | 0 | 0 | 0 | 0 | 0 | 0 | 0 | 0 | 0 | 0 | 0 | 0 | 0
F6_Industrial_Instruments_Existing_Space Heating_Natural Gas_Gas Boiler - Insulate Hot Water Lines_A_Achievable Economic RVT Potential | F6 | Industrial | Instruments | Existing | Space Heating | Natural Gas | Gas Boiler - Insulate Hot Water Lines | A | Incremental Winter Peak Savings (MW) | Achievable Economic RVT Potential | 0 | 0 | 0 | 0 | 0 | 0 | 0 | 0 | 0 | 0 | 0 | 0 | 0 | 0 | 0 | 0 | 0 | 0 | 0 | 0 | 0 | 0 | 0
F7_Industrial_Instruments_Existing_Space Heating_Natural Gas_Gas Boiler - Insulate Hot Water Lines_A_Achievable Economic RVT Potential | F7 | Industrial | Instruments | Existing | Space Heating | Natural Gas | Gas Boiler - Insulate Hot Water Lines | A | Cumulative Energy Savings (MWh or mTherms) | Achievable Economic RVT Potential | 0 | 0 | 0.051005 | 0.10077 | 0.14929 | 0.19656 | 0.24257 | 0.2873 | 0.3307 | 0.37276 | 0.41346 | 0.45281 | 0.49079 | 0.52743 | 0.56271 | 0.59665 | 0.62928 | 0.66097 | 0.69183 | 0.72194 | 0.75137 | 0.78021 | 0
F8_Industrial_Instruments_Existing_Space Heating_Natural Gas_Gas Boiler - Insulate Hot Water Lines_A_Achievable Economic RVT Potential | F8 | Industrial | Instruments | Existing | Space Heating | Natural Gas | Gas Boiler - Insulate Hot Water Lines | A | Cumulative Summer Peak Savings (MW) | Achievable Economic RVT Potential | 0 | 0 | 0 | 0 | 0 | 0 | 0 | 0 | 0 | 0 | 0 | 0 | 0 | 0 | 0 | 0 | 0 | 0 | 0 | 0 | 0 | 0 | 0
F9_Industrial_Instruments_Existing_Space Heating_Natural Gas_Gas Boiler - Insulate Hot Water Lines_A_Achievable Economic RVT Potential | F9 | Industrial | Instruments | Existing | Space Heating | Natural Gas | Gas Boiler - Insulate Hot Water Lines | A | Cumulative Winter Peak Savings (MW) | Achievable Economic RVT Potential | 0 | 0 | 0 | 0 | 0 | 0 | 0 | 0 | 0 | 0 | 0 | 0 | 0 | 0 | 0 | 0 | 0 | 0 | 0 | 0 | 0 | 0 | 0
F10_Industrial_Instruments_Existing_Space Heating_Natural Gas_Gas Boiler - Insulate Hot Water Lines_A_Achievable Economic RVT Potential | F10 | Industrial | Instruments | Existing | Space Heating | Natural Gas | Gas Boiler - Insulate Hot Water Lines | A | Purchases (Incremental) | Achievable Economic RVT Potential | 0 | 0 | 1.0092 | 0.99179 | 0.97469 | 0.95788 | 0.94137 | 0.92514 | 0.90919 | 0.89351 | 0.8781 | 0.86296 | 0.84809 | 0.83346 | 0.81909 | 0.80497 | 0.79109 | 0.77745 | 0.76405 | 0.75088 | 0.73793 | 0.72521 | 0
F11_Industrial_Instruments_Existing_Space Heating_Natural Gas_Gas Boiler - Insulate Hot Water Lines_A_Achievable Economic RVT Potential | F11 | Industrial | Instruments | Existing | Space Heating | Natural Gas | Gas Boiler - Insulate Hot Water Lines | A | Purchases (Cumulative) | Achievable Economic RVT Potential | 0 | 0 | 1.0092 | 2.001 | 2.9757 | 3.9335 | 4.8749 | 5.8 | 6.7092 | 7.6027 | 8.4808 | 9.3438 | 10.1919 | 11.0254 | 11.8445 | 12.6494 | 13.4405 | 14.218 | 14.982 | 15.7329 | 16.4708 | 17.196 | 0
F1_Industrial_Instruments_Existing_Process_Natural Gas_Gas Boiler - Insulate Hot Water Lines_A_Achievable Economic RVT Potential | F1 | Industrial | Instruments | Existing | Process | Natural Gas | Gas Boiler - Insulate Hot Water Lines | A | Integrated Unit Energy Savings (kWh or therms) | Achievable Economic RVT Potential | 0 | 0 | 31.5607 | 31.5397 | 31.518 | 31.4949 | 31.4698 | 31.4418 | 31.4118 | 31.3812 | 31.3516 | 31.3248 | 31.3018 | 31.2833 | 31.2687 | 31.2567 | 31.2461 | 31.2361 | 31.2263 | 31.2164 | 31.2064 | 31.1963 | 0
F2_Industrial_Instruments_Existing_Process_Natural Gas_Gas Boiler - Insulate Hot Water Lines_A_Achievable Economic RVT Potential | F2 | Industrial | Instruments | Existing | Process | Natural Gas | Gas Boiler - Insulate Hot Water Lines | A | Integrated Unit Summer Peak Savings (kW) | Achievable Economic RVT Potential | 0 | 0 | 0 | 0 | 0 | 0 | 0 | 0 | 0 | 0 | 0 | 0 | 0 | 0 | 0 | 0 | 0 | 0 | 0 | 0 | 0 | 0 | 0
F3_Industrial_Instruments_Existing_Process_Natural Gas_Gas Boiler - Insulate Hot Water Lines_A_Achievable Economic RVT Potential | F3 | Industrial | Instruments | Existing | Process | Natural Gas | Gas Boiler - Insulate Hot Water Lines | A | Integrated Unit Winter Peak Savings (kW) | Achievable Economic RVT Potential | 0 | 0 | 0 | 0 | 0 | 0 | 0 | 0 | 0 | 0 | 0 | 0 | 0 | 0 | 0 | 0 | 0 | 0 | 0 | 0 | 0 | 0 | 0
F4_Industrial_Instruments_Existing_Process_Natural Gas_Gas Boiler - Insulate Hot Water Lines_A_Achievable Economic RVT Potential | F4 | Industrial | Instruments | Existing | Process | Natural Gas | Gas Boiler - Insulate Hot Water Lines | A | Incremental Energy Savings (MWh or mTherms) | Achievable Economic RVT Potential | 0 | 0 | 0.96618 | 0.94889 | 0.93189 | 0.91515 | 0.89866 | 0.88238 | 0.86634 | 0.85057 | 0.83512 | 0.82001 | 0.80528 | 0.79093 | 0.77693 | 0.76325 | 0.74983 | 0.73667 | 0.72374 | 0.71104 | 0.69855 | 0.68629 | 0
F5_Industrial_Instruments_Existing_Process_Natural Gas_Gas Boiler - Insulate Hot Water Lines_A_Achievable Economic RVT Potential | F5 | Industrial | Instruments | Existing | Process | Natural Gas | Gas Boiler - Insulate Hot Water Lines | A | Incremental Summer Peak Savings (MW) | Achievable Economic RVT Potential | 0 | 0 | 0 | 0 | 0 | 0 | 0 | 0 | 0 | 0 | 0 | 0 | 0 | 0 | 0 | 0 | 0 | 0 | 0 | 0 | 0 | 0 | 0
F6_Industrial_Instruments_Existing_Process_Natural Gas_Gas Boiler - Insulate Hot Water Lines_A_Achievable Economic RVT Potential | F6 | Industrial | Instruments | Existing | Process | Natural Gas | Gas Boiler - Insulate Hot Water Lines | A | Incremental Winter Peak Savings (MW) | Achievable Economic RVT Potential | 0 | 0 | 0 | 0 | 0 | 0 | 0 | 0 | 0 | 0 | 0 | 0 | 0 | 0 | 0 | 0 | 0 | 0 | 0 | 0 | 0 | 0 | 0
F7_Industrial_Instruments_Existing_Process_Natural Gas_Gas Boiler - Insulate Hot Water Lines_A_Achievable Economic RVT Potential | F7 | Industrial | Instruments | Existing | Process | Natural Gas | Gas Boiler - Insulate Hot Water Lines | A | Cumulative Energy Savings (MWh or mTherms) | Achievable Economic RVT Potential | 0 | 0 | 0.96618 | 1.9144 | 2.845 | 3.7581 | 4.6537 | 5.532 | 6.393 | 7.2374 | 8.0657 | 8.8788 | 9.6775 | 10.4628 | 11.2348 | 11.9937 | 12.7395 | 13.4721 | 14.1916 | 14.8981 | 15.5919 | 16.2732 | 0
F8_Industrial_Instruments_Existing_Process_Natural Gas_Gas Boiler - Insulate Hot Water Lines_A_Achievable Economic RVT Potential | F8 | Industrial | Instruments | Existing | Process | Natural Gas | Gas Boiler - Insulate Hot Water Lines | A | Cumulative Summer Peak Savings (MW) | Achievable Economic RVT Potential | 0 | 0 | 0 | 0 | 0 | 0 | 0 | 0 | 0 | 0 | 0 | 0 | 0 | 0 | 0 | 0 | 0 | 0 | 0 | 0 | 0 | 0 | 0
F9_Industrial_Instruments_Existing_Process_Natural Gas_Gas Boiler - Insulate Hot Water Lines_A_Achievable Economic RVT Potential | F9 | Industrial | Instruments | Existing | Process | Natural Gas | Gas Boiler - Insulate Hot Water Lines | A | Cumulative Winter Peak Savings (MW) | Achievable Economic RVT Potential | 0 | 0 | 0 | 0 | 0 | 0 | 0 | 0 | 0 | 0 | 0 | 0 | 0 | 0 | 0 | 0 | 0 | 0 | 0 | 0 | 0 | 0 | 0
F10_Industrial_Instruments_Existing_Process_Natural Gas_Gas Boiler - Insulate Hot Water Lines_A_Achievable Economic RVT Potential | F10 | Industrial | Instruments | Existing | Process | Natural Gas | Gas Boiler - Insulate Hot Water Lines | A | Purchases (Incremental) | Achievable Economic RVT Potential | 0 | 0 | 30.6134 | 30.0856 | 29.5669 | 29.0571 | 28.5562 | 28.0638 | 27.5799 | 27.1044 | 26.6371 | 26.1779 | 25.7265 | 25.283 | 24.847 | 24.4186 | 23.9976 | 23.5839 | 23.1773 | 22.7777 | 22.3849 | 21.999 | 0
F11_Industrial_Instruments_Existing_Process_Natural Gas_Gas Boiler - Insulate Hot Water Lines_A_Achievable Economic RVT Potential | F11 | Industrial | Instruments | Existing | Process | Natural Gas | Gas Boiler - Insulate Hot Water Lines | A | Purchases (Cumulative) | Achievable Economic RVT Potential | 0 | 0 | 30.6134 | 60.6991 | 90.266 | 119.3231 | 147.8793 | 175.9431 | 203.523 | 230.6275 | 257.2646 | 283.4424 | 309.169 | 334.4519 | 359.2989 | 383.7176 | 407.7152 | 431.2991 | 454.4763 | 477.254 | 499.6389 | 521.6379 | 0
F1_Industrial_Instruments_Existing_Process_Natural Gas_Process - Insulate Heated Process Fluids_A_Achievable Economic RVT Potential | F1 | Industrial | Instruments | Existing | Process | Natural Gas | Process - Insulate Heated Process Fluids | A | Integrated Unit Energy Savings (kWh or therms) | Achievable Economic RVT Potential | 0 | 0 | 9.1959 | 9.16 | 9.1231 | 9.0849 | 9.045 | 9.0041 | 8.9633 | 8.9228 | 8.883 | 8.8445 | 8.8077 | 8.7728 | 8.7396 | 8.7077 | 8.6766 | 8.646 | 8.6163 | 8.5865 | 8.5565 | 8.526 | 0
F2_Industrial_Instruments_Existing_Process_Natural Gas_Process - Insulate Heated Process Fluids_A_Achievable Economic RVT Potential | F2 | Industrial | Instruments | Existing | Process | Natural Gas | Process - Insulate Heated Process Fluids | A | Integrated Unit Summer Peak Savings (kW) | Achievable Economic RVT Potential | 0 | 0 | 0 | 0 | 0 | 0 | 0 | 0 | 0 | 0 | 0 | 0 | 0 | 0 | 0 | 0 | 0 | 0 | 0 | 0 | 0 | 0 | 0
F3_Industrial_Instruments_Existing_Process_Natural Gas_Process - Insulate Heated Process Fluids_A_Achievable Economic RVT Potential | F3 | Industrial | Instruments | Existing | Process | Natural Gas | Process - Insulate Heated Process Fluids | A | Integrated Unit Winter Peak Savings (kW) | Achievable Economic RVT Potential | 0 | 0 | 0 | 0 | 0 | 0 | 0 | 0 | 0 | 0 | 0 | 0 | 0 | 0 | 0 | 0 | 0 | 0 | 0 | 0 | 0 | 0 | 0
F4_Industrial_Instruments_Existing_Process_Natural Gas_Process - Insulate Heated Process Fluids_A_Achievable Economic RVT Potential | F4 | Industrial | Instruments | Existing | Process | Natural Gas | Process - Insulate Heated Process Fluids | A | Incremental Energy Savings (MWh or mTherms) | Achievable Economic RVT Potential | 0 | 0 | 0 | 0 | 0 | 0 | 0 | 0 | 0 | 0 | 0 | 0 | 0 | 0 | 0 | 0 | 0 | 0 | 0 | 0 | 0 | 0 | 0
F5_Industrial_Instruments_Existing_Process_Natural Gas_Process - Insulate Heated Process Fluids_A_Achievable Economic RVT Potential | F5 | Industrial | Instruments | Existing | Process | Natural Gas | Process - Insulate Heated Process Fluids | A | Incremental Summer Peak Savings (MW) | Achievable Economic RVT Potential | 0 | 0 | 0 | 0 | 0 | 0 | 0 | 0 | 0 | 0 | 0 | 0 | 0 | 0 | 0 | 0 | 0 | 0 | 0 | 0 | 0 | 0 | 0
F6_Industrial_Instruments_Existing_Process_Natural Gas_Process - Insulate Heated Process Fluids_A_Achievable Economic RVT Potential | F6 | Industrial | Instruments | Existing | Process | Natural Gas | Process - Insulate Heated Process Fluids | A | Incremental Winter Peak Savings (MW) | Achievable Economic RVT Potential | 0 | 0 | 0 | 0 | 0 | 0 | 0 | 0 | 0 | 0 | 0 | 0 | 0 | 0 | 0 | 0 | 0 | 0 | 0 | 0 | 0 | 0 | 0
F7_Industrial_Instruments_Existing_Process_Natural Gas_Process - Insulate Heated Process Fluids_A_Achievable Economic RVT Potential | F7 | Industrial | Instruments | Existing | Process | Natural Gas | Process - Insulate Heated Process Fluids | A | Cumulative Energy Savings (MWh or mTherms) | Achievable Economic RVT Potential | 0 | 0 | 0 | 0 | 0 | 0 | 0 | 0 | 0 | 0 | 0 | 0 | 0 | 0 | 0 | 0 | 0 | 0 | 0 | 0 | 0 | 0 | 0
F8_Industrial_Instruments_Existing_Process_Natural Gas_Process - Insulate Heated Process Fluids_A_Achievable Economic RVT Potential | F8 | Industrial | Instruments | Existing | Process | Natural Gas | Process - Insulate Heated Process Fluids | A | Cumulative Summer Peak Savings (MW) | Achievable Economic RVT Potential | 0 | 0 | 0 | 0 | 0 | 0 | 0 | 0 | 0 | 0 | 0 | 0 | 0 | 0 | 0 | 0 | 0 | 0 | 0 | 0 | 0 | 0 | 0
F9_Industrial_Instruments_Existing_Process_Natural Gas_Process - Insulate Heated Process Fluids_A_Achievable Economic RVT Potential | F9 | Industrial | Instruments | Existing | Process | Natural Gas | Process - Insulate Heated Process Fluids | A | Cumulative Winter Peak Savings (MW) | Achievable Economic RVT Potential | 0 | 0 | 0 | 0 | 0 | 0 | 0 | 0 | 0 | 0 | 0 | 0 | 0 | 0 | 0 | 0 | 0 | 0 | 0 | 0 | 0 | 0 | 0
F10_Industrial_Instruments_Existing_Process_Natural Gas_Process - Insulate Heated Process Fluids_A_Achievable Economic RVT Potential | F10 | Industrial | Instruments | Existing | Process | Natural Gas | Process - Insulate Heated Process Fluids | A | Purchases (Incremental) | Achievable Economic RVT Potential | 0 | 0 | 0 | 0 | 0 | 0 | 0 | 0 | 0 | 0 | 0 | 0 | 0 | 0 | 0 | 0 | 0 | 0 | 0 | 0 | 0 | 0 | 0
F11_Industrial_Instruments_Existing_Process_Natural Gas_Process - Insulate Heated Process Fluids_A_Achievable Economic RVT Potential | F11 | Industrial | Instruments | Existing | Process | Natural Gas | Process - Insulate Heated Process Fluids | A | Purchases (Cumulative) | Achievable Economic RVT Potential | 0 | 0 | 0 | 0 | 0 | 0 | 0 | 0 | 0 | 0 | 0 | 0 | 0 | 0 | 0 | 0 | 0 | 0 | 0 | 0 | 0 | 0 | 0
F1_Industrial_Instruments_Existing_Process_Natural Gas_Process Heat Recovery_A_Achievable Economic RVT Potential | F1 | Industrial | Instruments | Existing | Process | Natural Gas | Process Heat Recovery | A | Integrated Unit Energy Savings (kWh or therms) | Achievable Economic RVT Potential | 0 | 0 | 0.13962 | 0.13908 | 0.13852 | 0.13794 | 0.13733 | 0.13671 | 0.13609 | 0.13548 | 0.13487 | 0.13429 | 0.13373 | 0.1332 | 0.1327 | 0.13221 | 0.13174 | 0.13128 | 0.13082 | 0.13037 | 0.12992 | 0.12945 | 0
F2_Industrial_Instruments_Existing_Process_Natural Gas_Process Heat Recovery_A_Achievable Economic RVT Potential | F2 | Industrial | Instruments | Existing | Process | Natural Gas | Process Heat Recovery | A | Integrated Unit Summer Peak Savings (kW) | Achievable Economic RVT Potential | 0 | 0 | 0 | 0 | 0 | 0 | 0 | 0 | 0 | 0 | 0 | 0 | 0 | 0 | 0 | 0 | 0 | 0 | 0 | 0 | 0 | 0 | 0
F3_Industrial_Instruments_Existing_Process_Natural Gas_Process Heat Recovery_A_Achievable Economic RVT Potential | F3 | Industrial | Instruments | Existing | Process | Natural Gas | Process Heat Recovery | A | Integrated Unit Winter Peak Savings (kW) | Achievable Economic RVT Potential | 0 | 0 | 0 | 0 | 0 | 0 | 0 | 0 | 0 | 0 | 0 | 0 | 0 | 0 | 0 | 0 | 0 | 0 | 0 | 0 | 0 | 0 | 0
F4_Industrial_Instruments_Existing_Process_Natural Gas_Process Heat Recovery_A_Achievable Economic RVT Potential | F4 | Industrial | Instruments | Existing | Process | Natural Gas | Process Heat Recovery | A | Incremental Energy Savings (MWh or mTherms) | Achievable Economic RVT Potential | 0 | 0 | 0 | 0 | 0 | 0 | 0 | 0 | 0 | 0 | 0 | 0 | 0 | 0 | 0 | 0 | 0 | 0 | 0 | 0 | 0 | 0 | 0
F5_Industrial_Instruments_Existing_Process_Natural Gas_Process Heat Recovery_A_Achievable Economic RVT Potential | F5 | Industrial | Instruments | Existing | Process | Natural Gas | Process Heat Recovery | A | Incremental Summer Peak Savings (MW) | Achievable Economic RVT Potential | 0 | 0 | 0 | 0 | 0 | 0 | 0 | 0 | 0 | 0 | 0 | 0 | 0 | 0 | 0 | 0 | 0 | 0 | 0 | 0 | 0 | 0 | 0
F6_Industrial_Instruments_Existing_Process_Natural Gas_Process Heat Recovery_A_Achievable Economic RVT Potential | F6 | Industrial | Instruments | Existing | Process | Natural Gas | Process Heat Recovery | A | Incremental Winter Peak Savings (MW) | Achievable Economic RVT Potential | 0 | 0 | 0 | 0 | 0 | 0 | 0 | 0 | 0 | 0 | 0 | 0 | 0 | 0 | 0 | 0 | 0 | 0 | 0 | 0 | 0 | 0 | 0
F7_Industrial_Instruments_Existing_Process_Natural Gas_Process Heat Recovery_A_Achievable Economic RVT Potential | F7 | Industrial | Instruments | Existing | Process | Natural Gas | Process Heat Recovery | A | Cumulative Energy Savings (MWh or mTherms) | Achievable Economic RVT Potential | 0 | 0 | 0 | 0 | 0 | 0 | 0 | 0 | 0 | 0 | 0 | 0 | 0 | 0 | 0 | 0 | 0 | 0 | 0 | 0 | 0 | 0 | 0
F8_Industrial_Instruments_Existing_Process_Natural Gas_Process Heat Recovery_A_Achievable Economic RVT Potential | F8 | Industrial | Instruments | Existing | Process | Natural Gas | Process Heat Recovery | A | Cumulative Summer Peak Savings (MW) | Achievable Economic RVT Potential | 0 | 0 | 0 | 0 | 0 | 0 | 0 | 0 | 0 | 0 | 0 | 0 | 0 | 0 | 0 | 0 | 0 | 0 | 0 | 0 | 0 | 0 | 0
F9_Industrial_Instruments_Existing_Process_Natural Gas_Process Heat Recovery_A_Achievable Economic RVT Potential | F9 | Industrial | Instruments | Existing | Process | Natural Gas | Process Heat Recovery | A | Cumulative Winter Peak Savings (MW) | Achievable Economic RVT Potential | 0 | 0 | 0 | 0 | 0 | 0 | 0 | 0 | 0 | 0 | 0 | 0 | 0 | 0 | 0 | 0 | 0 | 0 | 0 | 0 | 0 | 0 | 0
F10_Industrial_Instruments_Existing_Process_Natural Gas_Process Heat Recovery_A_Achievable Economic RVT Potential | F10 | Industrial | Instruments | Existing | Process | Natural Gas | Process Heat Recovery | A | Purchases (Incremental) | Achievable Economic RVT Potential | 0 | 0 | 0 | 0 | 0 | 0 | 0 | 0 | 0 | 0 | 0 | 0 | 0 | 0 | 0 | 0 | 0 | 0 | 0 | 0 | 0 | 0 | 0
F11_Industrial_Instruments_Existing_Process_Natural Gas_Process Heat Recovery_A_Achievable Economic RVT Potential | F11 | Industrial | Instruments | Existing | Process | Natural Gas | Process Heat Recovery | A | Purchases (Cumulative) | Achievable Economic RVT Potential | 0 | 0 | 0 | 0 | 0 | 0 | 0 | 0 | 0 | 0 | 0 | 0 | 0 | 0 | 0 | 0 | 0 | 0 | 0 | 0 | 0 | 0 | 0
F1_Industrial_Instruments_Existing_Space Heating_Natural Gas_Building Automation System_A_Achievable Economic RVT Potential | F1 | Industrial | Instruments | Existing | Space Heating | Natural Gas | Building Automation System | A | Integrated Unit Energy Savings (kWh or therms) | Achievable Economic RVT Potential | 0 | 0 | 0.015595 | 0.015527 | 0.015455 | 0.015379 | 0.015299 | 0.015215 | 0.015125 | 0.015029 | 0.014929 | 0.014825 | 0.014717 | 0.014605 | 0.014489 | 0.014371 | 0.014249 | 0.014132 | 0.014022 | 0.013917 | 0.013818 | 0.013725 | 0
F2_Industrial_Instruments_Existing_Space Heating_Natural Gas_Building Automation System_A_Achievable Economic RVT Potential | F2 | Industrial | Instruments | Existing | Space Heating | Natural Gas | Building Automation System | A | Integrated Unit Summer Peak Savings (kW) | Achievable Economic RVT Potential | 0 | 0 | 0 | 0 | 0 | 0 | 0 | 0 | 0 | 0 | 0 | 0 | 0 | 0 | 0 | 0 | 0 | 0 | 0 | 0 | 0 | 0 | 0
F3_Industrial_Instruments_Existing_Space Heating_Natural Gas_Building Automation System_A_Achievable Economic RVT Potential | F3 | Industrial | Instruments | Existing | Space Heating | Natural Gas | Building Automation System | A | Integrated Unit Winter Peak Savings (kW) | Achievable Economic RVT Potential | 0 | 0 | 0 | 0 | 0 | 0 | 0 | 0 | 0 | 0 | 0 | 0 | 0 | 0 | 0 | 0 | 0 | 0 | 0 | 0 | 0 | 0 | 0
F4_Industrial_Instruments_Existing_Space Heating_Natural Gas_Building Automation System_A_Achievable Economic RVT Potential | F4 | Industrial | Instruments | Existing | Space Heating | Natural Gas | Building Automation System | A | Incremental Energy Savings (MWh or mTherms) | Achievable Economic RVT Potential | 0 | 0 | 0.057502 | 0.11246 | 0.19533 | 0.31073 | 0.4611 | 0.64542 | 0.85771 | 1.0858 | 1.311 | 1.5088 | 1.6514 | 1.7134 | 1.6775 | 1.5413 | 1.3205 | 1.0645 | 0.7937 | 0.53597 | 0.33413 | 0.21271 | 0
F5_Industrial_Instruments_Existing_Space Heating_Natural Gas_Building Automation System_A_Achievable Economic RVT Potential | F5 | Industrial | Instruments | Existing | Space Heating | Natural Gas | Building Automation System | A | Incremental Summer Peak Savings (MW) | Achievable Economic RVT Potential | 0 | 0 | 0 | 0 | 0 | 0 | 0 | 0 | 0 | 0 | 0 | 0 | 0 | 0 | 0 | 0 | 0 | 0 | 0 | 0 | 0 | 0 | 0
F6_Industrial_Instruments_Existing_Space Heating_Natural Gas_Building Automation System_A_Achievable Economic RVT Potential | F6 | Industrial | Instruments | Existing | Space Heating | Natural Gas | Building Automation System | A | Incremental Winter Peak Savings (MW) | Achievable Economic RVT Potential | 0 | 0 | 0 | 0 | 0 | 0 | 0 | 0 | 0 | 0 | 0 | 0 | 0 | 0 | 0 | 0 | 0 | 0 | 0 | 0 | 0 | 0 | 0
F7_Industrial_Instruments_Existing_Space Heating_Natural Gas_Building Automation System_A_Achievable Economic RVT Potential | F7 | Industrial | Instruments | Existing | Space Heating | Natural Gas | Building Automation System | A | Cumulative Energy Savings (MWh or mTherms) | Achievable Economic RVT Potential | 0 | 0 | 0.057502 | 0.16971 | 0.36425 | 0.6732 | 1.1308 | 1.77 | 2.6172 | 3.6865 | 4.973 | 6.447 | 8.0514 | 9.7036 | 11.3044 | 12.7531 | 13.9657 | 14.9159 | 15.5927 | 16.0122 | 16.2324 | 16.3359 | 0
F8_Industrial_Instruments_Existing_Space Heating_Natural Gas_Building Automation System_A_Achievable Economic RVT Potential | F8 | Industrial | Instruments | Existing | Space Heating | Natural Gas | Building Automation System | A | Cumulative Summer Peak Savings (MW) | Achievable Economic RVT Potential | 0 | 0 | 0 | 0 | 0 | 0 | 0 | 0 | 0 | 0 | 0 | 0 | 0 | 0 | 0 | 0 | 0 | 0 | 0 | 0 | 0 | 0 | 0
F9_Industrial_Instruments_Existing_Space Heating_Natural Gas_Building Automation System_A_Achievable Economic RVT Potential | F9 | Industrial | Instruments | Existing | Space Heating | Natural Gas | Building Automation System | A | Cumulative Winter Peak Savings (MW) | Achievable Economic RVT Potential | 0 | 0 | 0 | 0 | 0 | 0 | 0 | 0 | 0 | 0 | 0 | 0 | 0 | 0 | 0 | 0 | 0 | 0 | 0 | 0 | 0 | 0 | 0
F10_Industrial_Instruments_Existing_Space Heating_Natural Gas_Building Automation System_A_Achievable Economic RVT Potential | F10 | Industrial | Instruments | Existing | Space Heating | Natural Gas | Building Automation System | A | Purchases (Incremental) | Achievable Economic RVT Potential | 0 | 0 | 3687.115 | 7243.2269 | 12638.9415 | 20204.5057 | 30138.8656 | 42421.0663 | 56709.3982 | 72248.3472 | 87818.0855 | 101772.8947 | 112213.9088 | 117316.291 | 115774.9319 | 107255.7191 | 92675.873 | 75320.5105 | 56604.9678 | 38512.3985 | 24180.9169 | 15498.2638 | 0
F11_Industrial_Instruments_Existing_Space Heating_Natural Gas_Building Automation System_A_Achievable Economic RVT Potential | F11 | Industrial | Instruments | Existing | Space Heating | Natural Gas | Building Automation System | A | Purchases (Cumulative) | Achievable Economic RVT Potential | 0 | 0 | 3687.115 | 10930.3419 | 23569.2834 | 43773.7891 | 73912.6547 | 116333.7211 | 173043.1193 | 245291.4665 | 333109.552 | 434882.4468 | 547096.3556 | 664412.6466 | 780187.5785 | 887443.2976 | 980119.1706 | 1055439.6811 | 1112044.6489 | 1150557.0474 | 1174737.9643 | 1190236.2282 | 0
F1_Industrial_Instruments_Existing_Space Heating_Natural Gas_Steam System Efficiency Improvements_A_Achievable Economic RVT Potential | F1 | Industrial | Instruments | Existing | Space Heating | Natural Gas | Steam System Efficiency Improvements | A | Integrated Unit Energy Savings (kWh or therms) | Achievable Economic RVT Potential | 0 | 0 | 0.13922 | 0.13853 | 0.13778 | 0.13697 | 0.13606 | 0.13504 | 0.1339 | 0.13262 | 0.1312 | 0.12966 | 0.12801 | 0.12629 | 0.12454 | 0.12279 | 0.1211 | 0.11955 | 0.11815 | 0.11691 | 0.11579 | 0.11479 | 0
F2_Industrial_Instruments_Existing_Space Heating_Natural Gas_Steam System Efficiency Improvements_A_Achievable Economic RVT Potential | F2 | Industrial | Instruments | Existing | Space Heating | Natural Gas | Steam System Efficiency Improvements | A | Integrated Unit Summer Peak Savings (kW) | Achievable Economic RVT Potential | 0 | 0 | 0 | 0 | 0 | 0 | 0 | 0 | 0 | 0 | 0 | 0 | 0 | 0 | 0 | 0 | 0 | 0 | 0 | 0 | 0 | 0 | 0
F3_Industrial_Instruments_Existing_Space Heating_Natural Gas_Steam System Efficiency Improvements_A_Achievable Economic RVT Potential | F3 | Industrial | Instruments | Existing | Space Heating | Natural Gas | Steam System Efficiency Improvements | A | Integrated Unit Winter Peak Savings (kW) | Achievable Economic RVT Potential | 0 | 0 | 0 | 0 | 0 | 0 | 0 | 0 | 0 | 0 | 0 | 0 | 0 | 0 | 0 | 0 | 0 | 0 | 0 | 0 | 0 | 0 | 0
F4_Industrial_Instruments_Existing_Space Heating_Natural Gas_Steam System Efficiency Improvements_A_Achievable Economic RVT Potential | F4 | Industrial | Instruments | Existing | Space Heating | Natural Gas | Steam System Efficiency Improvements | A | Incremental Energy Savings (MWh or mTherms) | Achievable Economic RVT Potential | 0 | 0 | 0.0036381 | 0.0071112 | 0.012342 | 0.019613 | 0.029062 | 0.0406 | 0.053816 | 0.067906 | 0.081656 | 0.093518 | 0.1018 | 0.105 | 0.10218 | 0.09334 | 0.079541 | 0.063816 | 0.047398 | 0.031908 | 0.019844 | 0.012608 | 0
F5_Industrial_Instruments_Existing_Space Heating_Natural Gas_Steam System Efficiency Improvements_A_Achievable Economic RVT Potential | F5 | Industrial | Instruments | Existing | Space Heating | Natural Gas | Steam System Efficiency Improvements | A | Incremental Summer Peak Savings (MW) | Achievable Economic RVT Potential | 0 | 0 | 0 | 0 | 0 | 0 | 0 | 0 | 0 | 0 | 0 | 0 | 0 | 0 | 0 | 0 | 0 | 0 | 0 | 0 | 0 | 0 | 0
F6_Industrial_Instruments_Existing_Space Heating_Natural Gas_Steam System Efficiency Improvements_A_Achievable Economic RVT Potential | F6 | Industrial | Instruments | Existing | Space Heating | Natural Gas | Steam System Efficiency Improvements | A | Incremental Winter Peak Savings (MW) | Achievable Economic RVT Potential | 0 | 0 | 0 | 0 | 0 | 0 | 0 | 0 | 0 | 0 | 0 | 0 | 0 | 0 | 0 | 0 | 0 | 0 | 0 | 0 | 0 | 0 | 0
F7_Industrial_Instruments_Existing_Space Heating_Natural Gas_Steam System Efficiency Improvements_A_Achievable Economic RVT Potential | F7 | Industrial | Instruments | Existing | Space Heating | Natural Gas | Steam System Efficiency Improvements | A | Cumulative Energy Savings (MWh or mTherms) | Achievable Economic RVT Potential | 0 | 0 | 0.0036381 | 0.010731 | 0.023015 | 0.042491 | 0.071272 | 0.11134 | 0.16421 | 0.23055 | 0.30974 | 0.39961 | 0.49634 | 0.59467 | 0.6886 | 0.77231 | 0.84121 | 0.89423 | 0.93117 | 0.95326 | 0.96404 | 0.96825 | 0
F8_Industrial_Instruments_Existing_Space Heating_Natural Gas_Steam System Efficiency Improvements_A_Achievable Economic RVT Potential | F8 | Industrial | Instruments | Existing | Space Heating | Natural Gas | Steam System Efficiency Improvements | A | Cumulative Summer Peak Savings (MW) | Achievable Economic RVT Potential | 0 | 0 | 0 | 0 | 0 | 0 | 0 | 0 | 0 | 0 | 0 | 0 | 0 | 0 | 0 | 0 | 0 | 0 | 0 | 0 | 0 | 0 | 0
F9_Industrial_Instruments_Existing_Space Heating_Natural Gas_Steam System Efficiency Improvements_A_Achievable Economic RVT Potential | F9 | Industrial | Instruments | Existing | Space Heating | Natural Gas | Steam System Efficiency Improvements | A | Cumulative Winter Peak Savings (MW) | Achievable Economic RVT Potential | 0 | 0 | 0 | 0 | 0 | 0 | 0 | 0 | 0 | 0 | 0 | 0 | 0 | 0 | 0 | 0 | 0 | 0 | 0 | 0 | 0 | 0 | 0
F10_Industrial_Instruments_Existing_Space Heating_Natural Gas_Steam System Efficiency Improvements_A_Achievable Economic RVT Potential | F10 | Industrial | Instruments | Existing | Space Heating | Natural Gas | Steam System Efficiency Improvements | A | Purchases (Incremental) | Achievable Economic RVT Potential | 0 | 0 | 26.131 | 51.3336 | 89.5737 | 143.1918 | 213.5978 | 300.6433 | 401.9064 | 512.0329 | 622.3775 | 721.277 | 795.2737 | 831.4349 | 820.5111 | 760.1344 | 656.8052 | 533.8057 | 401.1663 | 272.9421 | 171.3731 | 109.8381 | 0
F11_Industrial_Instruments_Existing_Space Heating_Natural Gas_Steam System Efficiency Improvements_A_Achievable Economic RVT Potential | F11 | Industrial | Instruments | Existing | Space Heating | Natural Gas | Steam System Efficiency Improvements | A | Purchases (Cumulative) | Achievable Economic RVT Potential | 0 | 0 | 26.131 | 77.4647 | 167.0384 | 310.2302 | 523.828 | 824.4713 | 1226.3778 | 1738.4106 | 2360.7881 | 3082.0651 | 3877.3388 | 4708.7737 | 5529.2848 | 6289.4192 | 6946.2244 | 7480.0301 | 7881.1965 | 8154.1385 | 8325.5116 | 8435.3497 | 0
F1_Industrial_Instruments_Existing_Process_Natural Gas_Steam System Efficiency Improvements_A_Achievable Economic RVT Potential | F1 | Industrial | Instruments | Existing | Process | Natural Gas | Steam System Efficiency Improvements | A | Integrated Unit Energy Savings (kWh or therms) | Achievable Economic RVT Potential | 0 | 0 | 0.086773 | 0.086434 | 0.086086 | 0.085725 | 0.085349 | 0.084963 | 0.084578 | 0.084195 | 0.08382 | 0.083457 | 0.083109 | 0.08278 | 0.082467 | 0.082166 | 0.081873 | 0.081584 | 0.081304 | 0.081022 | 0.080739 | 0.080452 | 0
F2_Industrial_Instruments_Existing_Process_Natural Gas_Steam System Efficiency Improvements_A_Achievable Economic RVT Potential | F2 | Industrial | Instruments | Existing | Process | Natural Gas | Steam System Efficiency Improvements | A | Integrated Unit Summer Peak Savings (kW) | Achievable Economic RVT Potential | 0 | 0 | 0 | 0 | 0 | 0 | 0 | 0 | 0 | 0 | 0 | 0 | 0 | 0 | 0 | 0 | 0 | 0 | 0 | 0 | 0 | 0 | 0
F3_Industrial_Instruments_Existing_Process_Natural Gas_Steam System Efficiency Improvements_A_Achievable Economic RVT Potential | F3 | Industrial | Instruments | Existing | Process | Natural Gas | Steam System Efficiency Improvements | A | Integrated Unit Winter Peak Savings (kW) | Achievable Economic RVT Potential | 0 | 0 | 0 | 0 | 0 | 0 | 0 | 0 | 0 | 0 | 0 | 0 | 0 | 0 | 0 | 0 | 0 | 0 | 0 | 0 | 0 | 0 | 0
F4_Industrial_Instruments_Existing_Process_Natural Gas_Steam System Efficiency Improvements_A_Achievable Economic RVT Potential | F4 | Industrial | Instruments | Existing | Process | Natural Gas | Steam System Efficiency Improvements | A | Incremental Energy Savings (MWh or mTherms) | Achievable Economic RVT Potential | 0 | 0 | 0 | 0 | 0 | 0 | 0 | 0 | 0 | 0 | 0 | 0 | 0 | 0 | 0 | 0 | 0 | 0 | 0 | 0 | 0 | 0 | 0
F5_Industrial_Instruments_Existing_Process_Natural Gas_Steam System Efficiency Improvements_A_Achievable Economic RVT Potential | F5 | Industrial | Instruments | Existing | Process | Natural Gas | Steam System Efficiency Improvements | A | Incremental Summer Peak Savings (MW) | Achievable Economic RVT Potential | 0 | 0 | 0 | 0 | 0 | 0 | 0 | 0 | 0 | 0 | 0 | 0 | 0 | 0 | 0 | 0 | 0 | 0 | 0 | 0 | 0 | 0 | 0
F6_Industrial_Instruments_Existing_Process_Natural Gas_Steam System Efficiency Improvements_A_Achievable Economic RVT Potential | F6 | Industrial | Instruments | Existing | Process | Natural Gas | Steam System Efficiency Improvements | A | Incremental Winter Peak Savings (MW) | Achievable Economic RVT Potential | 0 | 0 | 0 | 0 | 0 | 0 | 0 | 0 | 0 | 0 | 0 | 0 | 0 | 0 | 0 | 0 | 0 | 0 | 0 | 0 | 0 | 0 | 0
F7_Industrial_Instruments_Existing_Process_Natural Gas_Steam System Efficiency Improvements_A_Achievable Economic RVT Potential | F7 | Industrial | Instruments | Existing | Process | Natural Gas | Steam System Efficiency Improvements | A | Cumulative Energy Savings (MWh or mTherms) | Achievable Economic RVT Potential | 0 | 0 | 0 | 0 | 0 | 0 | 0 | 0 | 0 | 0 | 0 | 0 | 0 | 0 | 0 | 0 | 0 | 0 | 0 | 0 | 0 | 0 | 0
F8_Industrial_Instruments_Existing_Process_Natural Gas_Steam System Efficiency Improvements_A_Achievable Economic RVT Potential | F8 | Industrial | Instruments | Existing | Process | Natural Gas | Steam System Efficiency Improvements | A | Cumulative Summer Peak Savings (MW) | Achievable Economic RVT Potential | 0 | 0 | 0 | 0 | 0 | 0 | 0 | 0 | 0 | 0 | 0 | 0 | 0 | 0 | 0 | 0 | 0 | 0 | 0 | 0 | 0 | 0 | 0
F9_Industrial_Instruments_Existing_Process_Natural Gas_Steam System Efficiency Improvements_A_Achievable Economic RVT Potential | F9 | Industrial | Instruments | Existing | Process | Natural Gas | Steam System Efficiency Improvements | A | Cumulative Winter Peak Savings (MW) | Achievable Economic RVT Potential | 0 | 0 | 0 | 0 | 0 | 0 | 0 | 0 | 0 | 0 | 0 | 0 | 0 | 0 | 0 | 0 | 0 | 0 | 0 | 0 | 0 | 0 | 0
F10_Industrial_Instruments_Existing_Process_Natural Gas_Steam System Efficiency Improvements_A_Achievable Economic RVT Potential | F10 | Industrial | Instruments | Existing | Process | Natural Gas | Steam System Efficiency Improvements | A | Purchases (Incremental) | Achievable Economic RVT Potential | 0 | 0 | 0 | 0 | 0 | 0 | 0 | 0 | 0 | 0 | 0 | 0 | 0 | 0 | 0 | 0 | 0 | 0 | 0 | 0 | 0 | 0 | 0
F11_Industrial_Instruments_Existing_Process_Natural Gas_Steam System Efficiency Improvements_A_Achievable Economic RVT Potential | F11 | Industrial | Instruments | Existing | Process | Natural Gas | Steam System Efficiency Improvements | A | Purchases (Cumulative) | Achievable Economic RVT Potential | 0 | 0 | 0 | 0 | 0 | 0 | 0 | 0 | 0 | 0 | 0 | 0 | 0 | 0 | 0 | 0 | 0 | 0 | 0 | 0 | 0 | 0 | 0
F1_Industrial_Instruments_Existing_Space Heating_Natural Gas_Strategic Energy Management_A_Achievable Economic RVT Potential | F1 | Industrial | Instruments | Existing | Space Heating | Natural Gas | Strategic Energy Management | A | Integrated Unit Energy Savings (kWh or therms) | Achievable Economic RVT Potential | 0 | 0 | 3.207 | 3.1955 | 3.1834 | 3.1706 | 3.1569 | 3.1423 | 3.1266 | 3.1098 | 3.092 | 3.0733 | 3.0539 | 3.0338 | 3.0129 | 2.9913 | 2.9692 | 2.9481 | 2.9282 | 2.9096 | 2.8922 | 2.8761 | 0
F2_Industrial_Instruments_Existing_Space Heating_Natural Gas_Strategic Energy Management_A_Achievable Economic RVT Potential | F2 | Industrial | Instruments | Existing | Space Heating | Natural Gas | Strategic Energy Management | A | Integrated Unit Summer Peak Savings (kW) | Achievable Economic RVT Potential | 0 | 0 | 0 | 0 | 0 | 0 | 0 | 0 | 0 | 0 | 0 | 0 | 0 | 0 | 0 | 0 | 0 | 0 | 0 | 0 | 0 | 0 | 0
F3_Industrial_Instruments_Existing_Space Heating_Natural Gas_Strategic Energy Management_A_Achievable Economic RVT Potential | F3 | Industrial | Instruments | Existing | Space Heating | Natural Gas | Strategic Energy Management | A | Integrated Unit Winter Peak Savings (kW) | Achievable Economic RVT Potential | 0 | 0 | 0 | 0 | 0 | 0 | 0 | 0 | 0 | 0 | 0 | 0 | 0 | 0 | 0 | 0 | 0 | 0 | 0 | 0 | 0 | 0 | 0
F4_Industrial_Instruments_Existing_Space Heating_Natural Gas_Strategic Energy Management_A_Achievable Economic RVT Potential | F4 | Industrial | Instruments | Existing | Space Heating | Natural Gas | Strategic Energy Management | A | Incremental Energy Savings (MWh or mTherms) | Achievable Economic RVT Potential | 0 | 0 | 0.36187 | 0.35436 | 0.34693 | 0.33958 | 0.33229 | 0.32504 | 0.31784 | 0.31068 | 0.30358 | 0.29655 | 0.28959 | 0.28272 | 0.27594 | 0.26924 | 0.26263 | 0.25627 | 0.25016 | 0.24428 | 0.23863 | 0.23321 | 0
F5_Industrial_Instruments_Existing_Space Heating_Natural Gas_Strategic Energy Management_A_Achievable Economic RVT Potential | F5 | Industrial | Instruments | Existing | Space Heating | Natural Gas | Strategic Energy Management | A | Incremental Summer Peak Savings (MW) | Achievable Economic RVT Potential | 0 | 0 | 0 | 0 | 0 | 0 | 0 | 0 | 0 | 0 | 0 | 0 | 0 | 0 | 0 | 0 | 0 | 0 | 0 | 0 | 0 | 0 | 0
F6_Industrial_Instruments_Existing_Space Heating_Natural Gas_Strategic Energy Management_A_Achievable Economic RVT Potential | F6 | Industrial | Instruments | Existing | Space Heating | Natural Gas | Strategic Energy Management | A | Incremental Winter Peak Savings (MW) | Achievable Economic RVT Potential | 0 | 0 | 0 | 0 | 0 | 0 | 0 | 0 | 0 | 0 | 0 | 0 | 0 | 0 | 0 | 0 | 0 | 0 | 0 | 0 | 0 | 0 | 0
F7_Industrial_Instruments_Existing_Space Heating_Natural Gas_Strategic Energy Management_A_Achievable Economic RVT Potential | F7 | Industrial | Instruments | Existing | Space Heating | Natural Gas | Strategic Energy Management | A | Cumulative Energy Savings (MWh or mTherms) | Achievable Economic RVT Potential | 0 | 0 | 0.36187 | 0.71494 | 1.0592 | 1.3945 | 1.7208 | 2.0378 | 2.3455 | 2.6435 | 2.932 | 3.2109 | 3.4802 | 3.74 | 3.9901 | 4.2308 | 4.4621 | 4.6867 | 4.9052 | 5.1183 | 5.3264 | 5.5299 | 0
F8_Industrial_Instruments_Existing_Space Heating_Natural Gas_Strategic Energy Management_A_Achievable Economic RVT Potential | F8 | Industrial | Instruments | Existing | Space Heating | Natural Gas | Strategic Energy Management | A | Cumulative Summer Peak Savings (MW) | Achievable Economic RVT Potential | 0 | 0 | 0 | 0 | 0 | 0 | 0 | 0 | 0 | 0 | 0 | 0 | 0 | 0 | 0 | 0 | 0 | 0 | 0 | 0 | 0 | 0 | 0
F9_Industrial_Instruments_Existing_Space Heating_Natural Gas_Strategic Energy Management_A_Achievable Economic RVT Potential | F9 | Industrial | Instruments | Existing | Space Heating | Natural Gas | Strategic Energy Management | A | Cumulative Winter Peak Savings (MW) | Achievable Economic RVT Potential | 0 | 0 | 0 | 0 | 0 | 0 | 0 | 0 | 0 | 0 | 0 | 0 | 0 | 0 | 0 | 0 | 0 | 0 | 0 | 0 | 0 | 0 | 0
F10_Industrial_Instruments_Existing_Space Heating_Natural Gas_Strategic Energy Management_A_Achievable Economic RVT Potential | F10 | Industrial | Instruments | Existing | Space Heating | Natural Gas | Strategic Energy Management | A | Purchases (Incremental) | Achievable Economic RVT Potential | 0 | 0 | 112.8396 | 110.8941 | 108.9821 | 107.1031 | 105.2565 | 103.4418 | 101.6583 | 99.9056 | 98.183 | 96.4902 | 94.8266 | 93.1917 | 91.5849 | 90.0059 | 88.454 | 86.929 | 85.4302 | 83.9573 | 82.5097 | 81.0871 | 0
F11_Industrial_Instruments_Existing_Space Heating_Natural Gas_Strategic Energy Management_A_Achievable Economic RVT Potential | F11 | Industrial | Instruments | Existing | Space Heating | Natural Gas | Strategic Energy Management | A | Purchases (Cumulative) | Achievable Economic RVT Potential | 0 | 0 | 112.8396 | 223.7337 | 332.7159 | 439.819 | 545.0755 | 648.5173 | 750.1756 | 850.0812 | 948.2642 | 1044.7544 | 1139.5811 | 1232.7727 | 1324.3576 | 1414.3635 | 1502.8176 | 1589.7465 | 1675.1767 | 1759.134 | 1841.6437 | 1922.7309 | 0
F1_Industrial_Instruments_Existing_Process_Natural Gas_Strategic Energy Management_A_Achievable Economic RVT Potential | F1 | Industrial | Instruments | Existing | Process | Natural Gas | Strategic Energy Management | A | Integrated Unit Energy Savings (kWh or therms) | Achievable Economic RVT Potential | 0 | 0 | 1.6968 | 1.6942 | 1.6915 | 1.6888 | 1.6859 | 1.6828 | 1.6796 | 1.6763 | 1.6731 | 1.67 | 1.6671 | 1.6644 | 1.6618 | 1.6594 | 1.657 | 1.6546 | 1.6522 | 1.6498 | 1.6473 | 1.6448 | 0
F2_Industrial_Instruments_Existing_Process_Natural Gas_Strategic Energy Management_A_Achievable Economic RVT Potential | F2 | Industrial | Instruments | Existing | Process | Natural Gas | Strategic Energy Management | A | Integrated Unit Summer Peak Savings (kW) | Achievable Economic RVT Potential | 0 | 0 | 0 | 0 | 0 | 0 | 0 | 0 | 0 | 0 | 0 | 0 | 0 | 0 | 0 | 0 | 0 | 0 | 0 | 0 | 0 | 0 | 0
F3_Industrial_Instruments_Existing_Process_Natural Gas_Strategic Energy Management_A_Achievable Economic RVT Potential | F3 | Industrial | Instruments | Existing | Process | Natural Gas | Strategic Energy Management | A | Integrated Unit Winter Peak Savings (kW) | Achievable Economic RVT Potential | 0 | 0 | 0 | 0 | 0 | 0 | 0 | 0 | 0 | 0 | 0 | 0 | 0 | 0 | 0 | 0 | 0 | 0 | 0 | 0 | 0 | 0 | 0
F4_Industrial_Instruments_Existing_Process_Natural Gas_Strategic Energy Management_A_Achievable Economic RVT Potential | F4 | Industrial | Instruments | Existing | Process | Natural Gas | Strategic Energy Management | A | Incremental Energy Savings (MWh or mTherms) | Achievable Economic RVT Potential | 0 | 0 | 0.93499 | 0.91746 | 0.90023 | 0.88327 | 0.86655 | 0.85006 | 0.83382 | 0.81786 | 0.80221 | 0.78691 | 0.77199 | 0.75745 | 0.74325 | 0.72937 | 0.71576 | 0.70241 | 0.6893 | 0.67641 | 0.66375 | 0.65131 | 0
F5_Industrial_Instruments_Existing_Process_Natural Gas_Strategic Energy Management_A_Achievable Economic RVT Potential | F5 | Industrial | Instruments | Existing | Process | Natural Gas | Strategic Energy Management | A | Incremental Summer Peak Savings (MW) | Achievable Economic RVT Potential | 0 | 0 | 0 | 0 | 0 | 0 | 0 | 0 | 0 | 0 | 0 | 0 | 0 | 0 | 0 | 0 | 0 | 0 | 0 | 0 | 0 | 0 | 0
F6_Industrial_Instruments_Existing_Process_Natural Gas_Strategic Energy Management_A_Achievable Economic RVT Potential | F6 | Industrial | Instruments | Existing | Process | Natural Gas | Strategic Energy Management | A | Incremental Winter Peak Savings (MW) | Achievable Economic RVT Potential | 0 | 0 | 0 | 0 | 0 | 0 | 0 | 0 | 0 | 0 | 0 | 0 | 0 | 0 | 0 | 0 | 0 | 0 | 0 | 0 | 0 | 0 | 0
F7_Industrial_Instruments_Existing_Process_Natural Gas_Strategic Energy Management_A_Achievable Economic RVT Potential | F7 | Industrial | Instruments | Existing | Process | Natural Gas | Strategic Energy Management | A | Cumulative Energy Savings (MWh or mTherms) | Achievable Economic RVT Potential | 0 | 0 | 0.93499 | 1.851 | 2.7483 | 3.6271 | 4.4875 | 5.3294 | 6.1531 | 6.959 | 7.7478 | 8.5203 | 9.2774 | 10.0198 | 10.7477 | 11.4614 | 12.1607 | 12.8456 | 13.5162 | 14.1727 | 14.8152 | 15.4438 | 0
F8_Industrial_Instruments_Existing_Process_Natural Gas_Strategic Energy Management_A_Achievable Economic RVT Potential | F8 | Industrial | Instruments | Existing | Process | Natural Gas | Strategic Energy Management | A | Cumulative Summer Peak Savings (MW) | Achievable Economic RVT Potential | 0 | 0 | 0 | 0 | 0 | 0 | 0 | 0 | 0 | 0 | 0 | 0 | 0 | 0 | 0 | 0 | 0 | 0 | 0 | 0 | 0 | 0 | 0
F9_Industrial_Instruments_Existing_Process_Natural Gas_Strategic Energy Management_A_Achievable Economic RVT Potential | F9 | Industrial | Instruments | Existing | Process | Natural Gas | Strategic Energy Management | A | Cumulative Winter Peak Savings (MW) | Achievable Economic RVT Potential | 0 | 0 | 0 | 0 | 0 | 0 | 0 | 0 | 0 | 0 | 0 | 0 | 0 | 0 | 0 | 0 | 0 | 0 | 0 | 0 | 0 | 0 | 0
F10_Industrial_Instruments_Existing_Process_Natural Gas_Strategic Energy Management_A_Achievable Economic RVT Potential | F10 | Industrial | Instruments | Existing | Process | Natural Gas | Strategic Energy Management | A | Purchases (Incremental) | Achievable Economic RVT Potential | 0 | 0 | 551.0421 | 541.5414 | 532.2044 | 523.0285 | 514.0108 | 505.1485 | 496.4391 | 487.8798 | 479.468 | 471.2014 | 463.0772 | 455.0931 | 447.2467 | 439.5355 | 431.9573 | 424.5098 | 417.1907 | 409.9977 | 402.9288 | 395.9817 | 0
F11_Industrial_Instruments_Existing_Process_Natural Gas_Strategic Energy Management_A_Achievable Economic RVT Potential | F11 | Industrial | Instruments | Existing | Process | Natural Gas | Strategic Energy Management | A | Purchases (Cumulative) | Achievable Economic RVT Potential | 0 | 0 | 551.0421 | 1092.5835 | 1624.7879 | 2147.8164 | 2661.8272 | 3166.9757 | 3663.4148 | 4151.2945 | 4630.7626 | 5101.9639 | 5565.0411 | 6020.1342 | 6467.3809 | 6906.9164 | 7338.8738 | 7763.3835 | 8180.5742 | 8590.5719 | 8993.5007 | 9389.4824 | 0
F1_Industrial_Instruments_Existing_Miscellaneous_Natural Gas_Strategic Energy Management_A_Achievable Economic RVT Potential | F1 | Industrial | Instruments | Existing | Miscellaneous | Natural Gas | Strategic Energy Management | A | Integrated Unit Energy Savings (kWh or therms) | Achievable Economic RVT Potential | 0 | 0 | 1.1153 | 1.1153 | 1.1153 | 1.1153 | 1.1153 | 1.1153 | 1.1153 | 1.1153 | 1.1153 | 1.1153 | 1.1153 | 1.1153 | 1.1153 | 1.1153 | 1.1153 | 1.1153 | 1.1153 | 1.1153 | 1.1153 | 1.1153 | 0
F2_Industrial_Instruments_Existing_Miscellaneous_Natural Gas_Strategic Energy Management_A_Achievable Economic RVT Potential | F2 | Industrial | Instruments | Existing | Miscellaneous | Natural Gas | Strategic Energy Management | A | Integrated Unit Summer Peak Savings (kW) | Achievable Economic RVT Potential | 0 | 0 | 0 | 0 | 0 | 0 | 0 | 0 | 0 | 0 | 0 | 0 | 0 | 0 | 0 | 0 | 0 | 0 | 0 | 0 | 0 | 0 | 0
F3_Industrial_Instruments_Existing_Miscellaneous_Natural Gas_Strategic Energy Management_A_Achievable Economic RVT Potential | F3 | Industrial | Instruments | Existing | Miscellaneous | Natural Gas | Strategic Energy Management | A | Integrated Unit Winter Peak Savings (kW) | Achievable Economic RVT Potential | 0 | 0 | 0 | 0 | 0 | 0 | 0 | 0 | 0 | 0 | 0 | 0 | 0 | 0 | 0 | 0 | 0 | 0 | 0 | 0 | 0 | 0 | 0
F4_Industrial_Instruments_Existing_Miscellaneous_Natural Gas_Strategic Energy Management_A_Achievable Economic RVT Potential | F4 | Industrial | Instruments | Existing | Miscellaneous | Natural Gas | Strategic Energy Management | A | Incremental Energy Savings (MWh or mTherms) | Achievable Economic RVT Potential | 0 | 0 | 0.15364 | 0.15099 | 0.14839 | 0.14583 | 0.14332 | 0.14084 | 0.13842 | 0.13603 | 0.13368 | 0.13138 | 0.12911 | 0.12689 | 0.1247 | 0.12255 | 0.12044 | 0.11836 | 0.11632 | 0.11432 | 0.11234 | 0.11041 | 0
F5_Industrial_Instruments_Existing_Miscellaneous_Natural Gas_Strategic Energy Management_A_Achievable Economic RVT Potential | F5 | Industrial | Instruments | Existing | Miscellaneous | Natural Gas | Strategic Energy Management | A | Incremental Summer Peak Savings (MW) | Achievable Economic RVT Potential | 0 | 0 | 0 | 0 | 0 | 0 | 0 | 0 | 0 | 0 | 0 | 0 | 0 | 0 | 0 | 0 | 0 | 0 | 0 | 0 | 0 | 0 | 0
F6_Industrial_Instruments_Existing_Miscellaneous_Natural Gas_Strategic Energy Management_A_Achievable Economic RVT Potential | F6 | Industrial | Instruments | Existing | Miscellaneous | Natural Gas | Strategic Energy Management | A | Incremental Winter Peak Savings (MW) | Achievable Economic RVT Potential | 0 | 0 | 0 | 0 | 0 | 0 | 0 | 0 | 0 | 0 | 0 | 0 | 0 | 0 | 0 | 0 | 0 | 0 | 0 | 0 | 0 | 0 | 0
F7_Industrial_Instruments_Existing_Miscellaneous_Natural Gas_Strategic Energy Management_A_Achievable Economic RVT Potential | F7 | Industrial | Instruments | Existing | Miscellaneous | Natural Gas | Strategic Energy Management | A | Cumulative Energy Savings (MWh or mTherms) | Achievable Economic RVT Potential | 0 | 0 | 0.15364 | 0.30463 | 0.45302 | 0.59885 | 0.74217 | 0.88301 | 1.0214 | 1.1575 | 1.2911 | 1.4225 | 1.5516 | 1.6785 | 1.8032 | 1.9258 | 2.0462 | 2.1646 | 2.2809 | 2.3952 | 2.5076 | 2.618 | 0
F8_Industrial_Instruments_Existing_Miscellaneous_Natural Gas_Strategic Energy Management_A_Achievable Economic RVT Potential | F8 | Industrial | Instruments | Existing | Miscellaneous | Natural Gas | Strategic Energy Management | A | Cumulative Summer Peak Savings (MW) | Achievable Economic RVT Potential | 0 | 0 | 0 | 0 | 0 | 0 | 0 | 0 | 0 | 0 | 0 | 0 | 0 | 0 | 0 | 0 | 0 | 0 | 0 | 0 | 0 | 0 | 0
F9_Industrial_Instruments_Existing_Miscellaneous_Natural Gas_Strategic Energy Management_A_Achievable Economic RVT Potential | F9 | Industrial | Instruments | Existing | Miscellaneous | Natural Gas | Strategic Energy Management | A | Cumulative Winter Peak Savings (MW) | Achievable Economic RVT Potential | 0 | 0 | 0 | 0 | 0 | 0 | 0 | 0 | 0 | 0 | 0 | 0 | 0 | 0 | 0 | 0 | 0 | 0 | 0 | 0 | 0 | 0 | 0
F10_Industrial_Instruments_Existing_Miscellaneous_Natural Gas_Strategic Energy Management_A_Achievable Economic RVT Potential | F10 | Industrial | Instruments | Existing | Miscellaneous | Natural Gas | Strategic Energy Management | A | Purchases (Incremental) | Achievable Economic RVT Potential | 0 | 0 | 137.7605 | 135.3853 | 133.0511 | 130.7571 | 128.5027 | 126.2871 | 124.1098 | 121.9699 | 119.867 | 117.8003 | 115.7693 | 113.7733 | 111.8117 | 109.8839 | 107.9893 | 106.1274 | 104.2977 | 102.4994 | 100.7322 | 98.9954 | 0
F11_Industrial_Instruments_Existing_Miscellaneous_Natural Gas_Strategic Energy Management_A_Achievable Economic RVT Potential | F11 | Industrial | Instruments | Existing | Miscellaneous | Natural Gas | Strategic Energy Management | A | Purchases (Cumulative) | Achievable Economic RVT Potential | 0 | 0 | 137.7605 | 273.1459 | 406.197 | 536.9541 | 665.4568 | 791.7439 | 915.8537 | 1037.8236 | 1157.6906 | 1275.491 | 1391.2603 | 1505.0336 | 1616.8452 | 1726.7291 | 1834.7184 | 1940.8459 | 2045.1435 | 2147.643 | 2248.3752 | 2347.3706 | 0
F1_Industrial_Instruments_Existing_Space Heating_Natural Gas_Commissioning_A_Achievable Economic RVT Potential | F1 | Industrial | Instruments | Existing | Space Heating | Natural Gas | Commissioning | A | Integrated Unit Energy Savings (kWh or therms) | Achievable Economic RVT Potential | 0 | 0 | 3.6681 | 3.6578 | 3.6469 | 3.6353 | 3.6228 | 3.6093 | 3.5947 | 3.5788 | 3.5618 | 3.5437 | 3.5246 | 3.5045 | 3.4835 | 3.4616 | 3.439 | 3.4176 | 3.3976 | 3.3791 | 3.362 | 3.3465 | 0
F2_Industrial_Instruments_Existing_Space Heating_Natural Gas_Commissioning_A_Achievable Economic RVT Potential | F2 | Industrial | Instruments | Existing | Space Heating | Natural Gas | Commissioning | A | Integrated Unit Summer Peak Savings (kW) | Achievable Economic RVT Potential | 0 | 0 | 0 | 0 | 0 | 0 | 0 | 0 | 0 | 0 | 0 | 0 | 0 | 0 | 0 | 0 | 0 | 0 | 0 | 0 | 0 | 0 | 0
F3_Industrial_Instruments_Existing_Space Heating_Natural Gas_Commissioning_A_Achievable Economic RVT Potential | F3 | Industrial | Instruments | Existing | Space Heating | Natural Gas | Commissioning | A | Integrated Unit Winter Peak Savings (kW) | Achievable Economic RVT Potential | 0 | 0 | 0 | 0 | 0 | 0 | 0 | 0 | 0 | 0 | 0 | 0 | 0 | 0 | 0 | 0 | 0 | 0 | 0 | 0 | 0 | 0 | 0
F4_Industrial_Instruments_Existing_Space Heating_Natural Gas_Commissioning_A_Achievable Economic RVT Potential | F4 | Industrial | Instruments | Existing | Space Heating | Natural Gas | Commissioning | A | Incremental Energy Savings (MWh or mTherms) | Achievable Economic RVT Potential | 0 | 0 | 0 | 0 | 0 | 0 | 0 | 0 | 0 | 0 | 0 | 0 | 0 | 0 | 0 | 0 | 0 | 0 | 0 | 0 | 0 | 0 | 0
F5_Industrial_Instruments_Existing_Space Heating_Natural Gas_Commissioning_A_Achievable Economic RVT Potential | F5 | Industrial | Instruments | Existing | Space Heating | Natural Gas | Commissioning | A | Incremental Summer Peak Savings (MW) | Achievable Economic RVT Potential | 0 | 0 | 0 | 0 | 0 | 0 | 0 | 0 | 0 | 0 | 0 | 0 | 0 | 0 | 0 | 0 | 0 | 0 | 0 | 0 | 0 | 0 | 0
F6_Industrial_Instruments_Existing_Space Heating_Natural Gas_Commissioning_A_Achievable Economic RVT Potential | F6 | Industrial | Instruments | Existing | Space Heating | Natural Gas | Commissioning | A | Incremental Winter Peak Savings (MW) | Achievable Economic RVT Potential | 0 | 0 | 0 | 0 | 0 | 0 | 0 | 0 | 0 | 0 | 0 | 0 | 0 | 0 | 0 | 0 | 0 | 0 | 0 | 0 | 0 | 0 | 0
F7_Industrial_Instruments_Existing_Space Heating_Natural Gas_Commissioning_A_Achievable Economic RVT Potential | F7 | Industrial | Instruments | Existing | Space Heating | Natural Gas | Commissioning | A | Cumulative Energy Savings (MWh or mTherms) | Achievable Economic RVT Potential | 0 | 0 | 0 | 0 | 0 | 0 | 0 | 0 | 0 | 0 | 0 | 0 | 0 | 0 | 0 | 0 | 0 | 0 | 0 | 0 | 0 | 0 | 0
F8_Industrial_Instruments_Existing_Space Heating_Natural Gas_Commissioning_A_Achievable Economic RVT Potential | F8 | Industrial | Instruments | Existing | Space Heating | Natural Gas | Commissioning | A | Cumulative Summer Peak Savings (MW) | Achievable Economic RVT Potential | 0 | 0 | 0 | 0 | 0 | 0 | 0 | 0 | 0 | 0 | 0 | 0 | 0 | 0 | 0 | 0 | 0 | 0 | 0 | 0 | 0 | 0 | 0
F9_Industrial_Instruments_Existing_Space Heating_Natural Gas_Commissioning_A_Achievable Economic RVT Potential | F9 | Industrial | Instruments | Existing | Space Heating | Natural Gas | Commissioning | A | Cumulative Winter Peak Savings (MW) | Achievable Economic RVT Potential | 0 | 0 | 0 | 0 | 0 | 0 | 0 | 0 | 0 | 0 | 0 | 0 | 0 | 0 | 0 | 0 | 0 | 0 | 0 | 0 | 0 | 0 | 0
F10_Industrial_Instruments_Existing_Space Heating_Natural Gas_Commissioning_A_Achievable Economic RVT Potential | F10 | Industrial | Instruments | Existing | Space Heating | Natural Gas | Commissioning | A | Purchases (Incremental) | Achievable Economic RVT Potential | 0 | 0 | 0 | 0 | 0 | 0 | 0 | 0 | 0 | 0 | 0 | 0 | 0 | 0 | 0 | 0 | 0 | 0 | 0 | 0 | 0 | 0 | 0
F11_Industrial_Instruments_Existing_Space Heating_Natural Gas_Commissioning_A_Achievable Economic RVT Potential | F11 | Industrial | Instruments | Existing | Space Heating | Natural Gas | Commissioning | A | Purchases (Cumulative) | Achievable Economic RVT Potential | 0 | 0 | 0 | 0 | 0 | 0 | 0 | 0 | 0 | 0 | 0 | 0 | 0 | 0 | 0 | 0 | 0 | 0 | 0 | 0 | 0 | 0 | 0
F1_Industrial_Instruments_Existing_Process_Natural Gas_Commissioning_A_Achievable Economic RVT Potential | F1 | Industrial | Instruments | Existing | Process | Natural Gas | Commissioning | A | Integrated Unit Energy Savings (kWh or therms) | Achievable Economic RVT Potential | 0 | 0 | 9.4819 | 9.4799 | 9.4784 | 9.4771 | 9.476 | 9.4751 | 9.4742 | 9.4734 | 9.4727 | 9.472 | 9.4714 | 9.4709 | 9.4705 | 9.47 | 9.4696 | 9.4693 | 9.4689 | 9.4685 | 9.4682 | 9.4678 | 0
F2_Industrial_Instruments_Existing_Process_Natural Gas_Commissioning_A_Achievable Economic RVT Potential | F2 | Industrial | Instruments | Existing | Process | Natural Gas | Commissioning | A | Integrated Unit Summer Peak Savings (kW) | Achievable Economic RVT Potential | 0 | 0 | 0 | 0 | 0 | 0 | 0 | 0 | 0 | 0 | 0 | 0 | 0 | 0 | 0 | 0 | 0 | 0 | 0 | 0 | 0 | 0 | 0
F3_Industrial_Instruments_Existing_Process_Natural Gas_Commissioning_A_Achievable Economic RVT Potential | F3 | Industrial | Instruments | Existing | Process | Natural Gas | Commissioning | A | Integrated Unit Winter Peak Savings (kW) | Achievable Economic RVT Potential | 0 | 0 | 0 | 0 | 0 | 0 | 0 | 0 | 0 | 0 | 0 | 0 | 0 | 0 | 0 | 0 | 0 | 0 | 0 | 0 | 0 | 0 | 0
F4_Industrial_Instruments_Existing_Process_Natural Gas_Commissioning_A_Achievable Economic RVT Potential | F4 | Industrial | Instruments | Existing | Process | Natural Gas | Commissioning | A | Incremental Energy Savings (MWh or mTherms) | Achievable Economic RVT Potential | 0 | 0 | 0 | 0 | 0 | 0 | 0 | 0 | 0 | 0 | 0 | 0 | 0 | 0 | 0 | 0 | 0 | 0 | 0 | 0 | 0 | 0 | 0
F5_Industrial_Instruments_Existing_Process_Natural Gas_Commissioning_A_Achievable Economic RVT Potential | F5 | Industrial | Instruments | Existing | Process | Natural Gas | Commissioning | A | Incremental Summer Peak Savings (MW) | Achievable Economic RVT Potential | 0 | 0 | 0 | 0 | 0 | 0 | 0 | 0 | 0 | 0 | 0 | 0 | 0 | 0 | 0 | 0 | 0 | 0 | 0 | 0 | 0 | 0 | 0
F6_Industrial_Instruments_Existing_Process_Natural Gas_Commissioning_A_Achievable Economic RVT Potential | F6 | Industrial | Instruments | Existing | Process | Natural Gas | Commissioning | A | Incremental Winter Peak Savings (MW) | Achievable Economic RVT Potential | 0 | 0 | 0 | 0 | 0 | 0 | 0 | 0 | 0 | 0 | 0 | 0 | 0 | 0 | 0 | 0 | 0 | 0 | 0 | 0 | 0 | 0 | 0
F7_Industrial_Instruments_Existing_Process_Natural Gas_Commissioning_A_Achievable Economic RVT Potential | F7 | Industrial | Instruments | Existing | Process | Natural Gas | Commissioning | A | Cumulative Energy Savings (MWh or mTherms) | Achievable Economic RVT Potential | 0 | 0 | 0 | 0 | 0 | 0 | 0 | 0 | 0 | 0 | 0 | 0 | 0 | 0 | 0 | 0 | 0 | 0 | 0 | 0 | 0 | 0 | 0
F8_Industrial_Instruments_Existing_Process_Natural Gas_Commissioning_A_Achievable Economic RVT Potential | F8 | Industrial | Instruments | Existing | Process | Natural Gas | Commissioning | A | Cumulative Summer Peak Savings (MW) | Achievable Economic RVT Potential | 0 | 0 | 0 | 0 | 0 | 0 | 0 | 0 | 0 | 0 | 0 | 0 | 0 | 0 | 0 | 0 | 0 | 0 | 0 | 0 | 0 | 0 | 0
F9_Industrial_Instruments_Existing_Process_Natural Gas_Commissioning_A_Achievable Economic RVT Potential | F9 | Industrial | Instruments | Existing | Process | Natural Gas | Commissioning | A | Cumulative Winter Peak Savings (MW) | Achievable Economic RVT Potential | 0 | 0 | 0 | 0 | 0 | 0 | 0 | 0 | 0 | 0 | 0 | 0 | 0 | 0 | 0 | 0 | 0 | 0 | 0 | 0 | 0 | 0 | 0
F10_Industrial_Instruments_Existing_Process_Natural Gas_Commissioning_A_Achievable Economic RVT Potential | F10 | Industrial | Instruments | Existing | Process | Natural Gas | Commissioning | A | Purchases (Incremental) | Achievable Economic RVT Potential | 0 | 0 | 0 | 0 | 0 | 0 | 0 | 0 | 0 | 0 | 0 | 0 | 0 | 0 | 0 | 0 | 0 | 0 | 0 | 0 | 0 | 0 | 0
F11_Industrial_Instruments_Existing_Process_Natural Gas_Commissioning_A_Achievable Economic RVT Potential | F11 | Industrial | Instruments | Existing | Process | Natural Gas | Commissioning | A | Purchases (Cumulative) | Achievable Economic RVT Potential | 0 | 0 | 0 | 0 | 0 | 0 | 0 | 0 | 0 | 0 | 0 | 0 | 0 | 0 | 0 | 0 | 0 | 0 | 0 | 0 | 0 | 0 | 0
F1_Industrial_Instruments_Existing_Space Heating_Natural Gas_Retrocommissioning_A_Achievable Economic RVT Potential | F1 | Industrial | Instruments | Existing | Space Heating | Natural Gas | Retrocommissioning | A | Integrated Unit Energy Savings (kWh or therms) | Achievable Economic RVT Potential | 0 | 0 | 0.50947 | 0.50805 | 0.50653 | 0.50492 | 0.50319 | 0.50131 | 0.49927 | 0.49707 | 0.4947 | 0.49219 | 0.48954 | 0.48675 | 0.48383 | 0.48079 | 0.47765 | 0.47468 | 0.4719 | 0.46933 | 0.46697 | 0.4648 | 0
F2_Industrial_Instruments_Existing_Space Heating_Natural Gas_Retrocommissioning_A_Achievable Economic RVT Potential | F2 | Industrial | Instruments | Existing | Space Heating | Natural Gas | Retrocommissioning | A | Integrated Unit Summer Peak Savings (kW) | Achievable Economic RVT Potential | 0 | 0 | 0 | 0 | 0 | 0 | 0 | 0 | 0 | 0 | 0 | 0 | 0 | 0 | 0 | 0 | 0 | 0 | 0 | 0 | 0 | 0 | 0
F3_Industrial_Instruments_Existing_Space Heating_Natural Gas_Retrocommissioning_A_Achievable Economic RVT Potential | F3 | Industrial | Instruments | Existing | Space Heating | Natural Gas | Retrocommissioning | A | Integrated Unit Winter Peak Savings (kW) | Achievable Economic RVT Potential | 0 | 0 | 0 | 0 | 0 | 0 | 0 | 0 | 0 | 0 | 0 | 0 | 0 | 0 | 0 | 0 | 0 | 0 | 0 | 0 | 0 | 0 | 0
F4_Industrial_Instruments_Existing_Space Heating_Natural Gas_Retrocommissioning_A_Achievable Economic RVT Potential | F4 | Industrial | Instruments | Existing | Space Heating | Natural Gas | Retrocommissioning | A | Incremental Energy Savings (MWh or mTherms) | Achievable Economic RVT Potential | 0 | 0 | 0.054589 | 0.053497 | 0.052418 | 0.051351 | 0.050292 | 0.04924 | 0.048195 | 0.047155 | 0.046121 | 0.045096 | 0.04408 | 0.043073 | 0.042076 | 0.041091 | 0.040118 | 0.039181 | 0.038281 | 0.037416 | 0.036585 | 0.035788 | 0
F5_Industrial_Instruments_Existing_Space Heating_Natural Gas_Retrocommissioning_A_Achievable Economic RVT Potential | F5 | Industrial | Instruments | Existing | Space Heating | Natural Gas | Retrocommissioning | A | Incremental Summer Peak Savings (MW) | Achievable Economic RVT Potential | 0 | 0 | 0 | 0 | 0 | 0 | 0 | 0 | 0 | 0 | 0 | 0 | 0 | 0 | 0 | 0 | 0 | 0 | 0 | 0 | 0 | 0 | 0
F6_Industrial_Instruments_Existing_Space Heating_Natural Gas_Retrocommissioning_A_Achievable Economic RVT Potential | F6 | Industrial | Instruments | Existing | Space Heating | Natural Gas | Retrocommissioning | A | Incremental Winter Peak Savings (MW) | Achievable Economic RVT Potential | 0 | 0 | 0 | 0 | 0 | 0 | 0 | 0 | 0 | 0 | 0 | 0 | 0 | 0 | 0 | 0 | 0 | 0 | 0 | 0 | 0 | 0 | 0
F7_Industrial_Instruments_Existing_Space Heating_Natural Gas_Retrocommissioning_A_Achievable Economic RVT Potential | F7 | Industrial | Instruments | Existing | Space Heating | Natural Gas | Retrocommissioning | A | Cumulative Energy Savings (MWh or mTherms) | Achievable Economic RVT Potential | 0 | 0 | 0.054589 | 0.10793 | 0.16003 | 0.21087 | 0.26044 | 0.30871 | 0.35565 | 0.40123 | 0.44544 | 0.48828 | 0.52973 | 0.56978 | 0.60844 | 0.6457 | 0.6816 | 0.71655 | 0.75064 | 0.78397 | 0.8166 | 0.84861 | 0
F8_Industrial_Instruments_Existing_Space Heating_Natural Gas_Retrocommissioning_A_Achievable Economic RVT Potential | F8 | Industrial | Instruments | Existing | Space Heating | Natural Gas | Retrocommissioning | A | Cumulative Summer Peak Savings (MW) | Achievable Economic RVT Potential | 0 | 0 | 0 | 0 | 0 | 0 | 0 | 0 | 0 | 0 | 0 | 0 | 0 | 0 | 0 | 0 | 0 | 0 | 0 | 0 | 0 | 0 | 0
F9_Industrial_Instruments_Existing_Space Heating_Natural Gas_Retrocommissioning_A_Achievable Economic RVT Potential | F9 | Industrial | Instruments | Existing | Space Heating | Natural Gas | Retrocommissioning | A | Cumulative Winter Peak Savings (MW) | Achievable Economic RVT Potential | 0 | 0 | 0 | 0 | 0 | 0 | 0 | 0 | 0 | 0 | 0 | 0 | 0 | 0 | 0 | 0 | 0 | 0 | 0 | 0 | 0 | 0 | 0
F10_Industrial_Instruments_Existing_Space Heating_Natural Gas_Retrocommissioning_A_Achievable Economic RVT Potential | F10 | Industrial | Instruments | Existing | Space Heating | Natural Gas | Retrocommissioning | A | Purchases (Incremental) | Achievable Economic RVT Potential | 0 | 0 | 107.1471 | 105.2997 | 103.4842 | 101.7 | 99.9465 | 98.2233 | 96.5298 | 94.8655 | 93.2299 | 91.6225 | 90.0428 | 88.4903 | 86.9646 | 85.4652 | 83.9917 | 82.5436 | 81.1204 | 79.7218 | 78.3473 | 76.9964 | 0
F11_Industrial_Instruments_Existing_Space Heating_Natural Gas_Retrocommissioning_A_Achievable Economic RVT Potential | F11 | Industrial | Instruments | Existing | Space Heating | Natural Gas | Retrocommissioning | A | Purchases (Cumulative) | Achievable Economic RVT Potential | 0 | 0 | 107.1471 | 212.4468 | 315.931 | 417.631 | 517.5775 | 615.8008 | 712.3306 | 807.1962 | 900.4261 | 992.0485 | 1082.0913 | 1170.5817 | 1257.5463 | 1343.0115 | 1427.0032 | 1509.5468 | 1590.6672 | 1670.389 | 1748.7362 | 1825.7327 | 0
F1_Industrial_Instruments_Existing_Process_Natural Gas_Retrocommissioning_A_Achievable Economic RVT Potential | F1 | Industrial | Instruments | Existing | Process | Natural Gas | Retrocommissioning | A | Integrated Unit Energy Savings (kWh or therms) | Achievable Economic RVT Potential | 0 | 0 | 0 | 0 | 0 | 0 | 0 | 0 | 0 | 0 | 0 | 0 | 0 | 0 | 0 | 0 | 0 | 0 | 0 | 0 | 0 | 0 | 0
F2_Industrial_Instruments_Existing_Process_Natural Gas_Retrocommissioning_A_Achievable Economic RVT Potential | F2 | Industrial | Instruments | Existing | Process | Natural Gas | Retrocommissioning | A | Integrated Unit Summer Peak Savings (kW) | Achievable Economic RVT Potential | 0 | 0 | 0 | 0 | 0 | 0 | 0 | 0 | 0 | 0 | 0 | 0 | 0 | 0 | 0 | 0 | 0 | 0 | 0 | 0 | 0 | 0 | 0
F3_Industrial_Instruments_Existing_Process_Natural Gas_Retrocommissioning_A_Achievable Economic RVT Potential | F3 | Industrial | Instruments | Existing | Process | Natural Gas | Retrocommissioning | A | Integrated Unit Winter Peak Savings (kW) | Achievable Economic RVT Potential | 0 | 0 | 0 | 0 | 0 | 0 | 0 | 0 | 0 | 0 | 0 | 0 | 0 | 0 | 0 | 0 | 0 | 0 | 0 | 0 | 0 | 0 | 0
F4_Industrial_Instruments_Existing_Process_Natural Gas_Retrocommissioning_A_Achievable Economic RVT Potential | F4 | Industrial | Instruments | Existing | Process | Natural Gas | Retrocommissioning | A | Incremental Energy Savings (MWh or mTherms) | Achievable Economic RVT Potential | 0 | 0 | 0 | 0 | 0 | 0 | 0 | 0 | 0 | 0 | 0 | 0 | 0 | 0 | 0 | 0 | 0 | 0 | 0 | 0 | 0 | 0 | 0
F5_Industrial_Instruments_Existing_Process_Natural Gas_Retrocommissioning_A_Achievable Economic RVT Potential | F5 | Industrial | Instruments | Existing | Process | Natural Gas | Retrocommissioning | A | Incremental Summer Peak Savings (MW) | Achievable Economic RVT Potential | 0 | 0 | 0 | 0 | 0 | 0 | 0 | 0 | 0 | 0 | 0 | 0 | 0 | 0 | 0 | 0 | 0 | 0 | 0 | 0 | 0 | 0 | 0
F6_Industrial_Instruments_Existing_Process_Natural Gas_Retrocommissioning_A_Achievable Economic RVT Potential | F6 | Industrial | Instruments | Existing | Process | Natural Gas | Retrocommissioning | A | Incremental Winter Peak Savings (MW) | Achievable Economic RVT Potential | 0 | 0 | 0 | 0 | 0 | 0 | 0 | 0 | 0 | 0 | 0 | 0 | 0 | 0 | 0 | 0 | 0 | 0 | 0 | 0 | 0 | 0 | 0
F7_Industrial_Instruments_Existing_Process_Natural Gas_Retrocommissioning_A_Achievable Economic RVT Potential | F7 | Industrial | Instruments | Existing | Process | Natural Gas | Retrocommissioning | A | Cumulative Energy Savings (MWh or mTherms) | Achievable Economic RVT Potential | 0 | 0 | 0 | 0 | 0 | 0 | 0 | 0 | 0 | 0 | 0 | 0 | 0 | 0 | 0 | 0 | 0 | 0 | 0 | 0 | 0 | 0 | 0
F8_Industrial_Instruments_Existing_Process_Natural Gas_Retrocommissioning_A_Achievable Economic RVT Potential | F8 | Industrial | Instruments | Existing | Process | Natural Gas | Retrocommissioning | A | Cumulative Summer Peak Savings (MW) | Achievable Economic RVT Potential | 0 | 0 | 0 | 0 | 0 | 0 | 0 | 0 | 0 | 0 | 0 | 0 | 0 | 0 | 0 | 0 | 0 | 0 | 0 | 0 | 0 | 0 | 0
F9_Industrial_Instruments_Existing_Process_Natural Gas_Retrocommissioning_A_Achievable Economic RVT Potential | F9 | Industrial | Instruments | Existing | Process | Natural Gas | Retrocommissioning | A | Cumulative Winter Peak Savings (MW) | Achievable Economic RVT Potential | 0 | 0 | 0 | 0 | 0 | 0 | 0 | 0 | 0 | 0 | 0 | 0 | 0 | 0 | 0 | 0 | 0 | 0 | 0 | 0 | 0 | 0 | 0
F10_Industrial_Instruments_Existing_Process_Natural Gas_Retrocommissioning_A_Achievable Economic RVT Potential | F10 | Industrial | Instruments | Existing | Process | Natural Gas | Retrocommissioning | A | Purchases (Incremental) | Achievable Economic RVT Potential | 0 | 0 | 107.1471 | 105.2997 | 103.4842 | 101.7 | 99.9465 | 98.2233 | 96.5298 | 94.8655 | 93.2299 | 91.6225 | 90.0428 | 88.4903 | 86.9646 | 85.4652 | 83.9917 | 82.5436 | 81.1204 | 79.7218 | 78.3473 | 76.9964 | 0
F11_Industrial_Instruments_Existing_Process_Natural Gas_Retrocommissioning_A_Achievable Economic RVT Potential | F11 | Industrial | Instruments | Existing | Process | Natural Gas | Retrocommissioning | A | Purchases (Cumulative) | Achievable Economic RVT Potential | 0 | 0 | 107.1471 | 212.4468 | 315.931 | 417.631 | 517.5775 | 615.8008 | 712.3306 | 807.1962 | 900.4261 | 992.0485 | 1082.0913 | 1170.5817 | 1257.5463 | 1343.0115 | 1427.0032 | 1509.5468 | 1590.6672 | 1670.389 | 1748.7362 | 1825.7327 | 0
F1_Industrial_Instruments_New_Space Heating_Natural Gas_Insulation - Roof/Ceiling_A_Achievable Economic RVT Potential | F1 | Industrial | Instruments | New | Space Heating | Natural Gas | Insulation - Roof/Ceiling | A | Integrated Unit Energy Savings (kWh or therms) | Achievable Economic RVT Potential | 0 | 0 | 0.078819 | 0.077871 | 0.077198 | 0.076572 | 0.076122 | 0.075628 | 0.075135 | 0.074617 | 0.074141 | 0.073637 | 0.073007 | 0.072425 | 0.071823 | 0.071326 | 0.070896 | 0.07049 | 0.070243 | 0.070037 | 0.069918 | 0.06989 | 0
F2_Industrial_Instruments_New_Space Heating_Natural Gas_Insulation - Roof/Ceiling_A_Achievable Economic RVT Potential | F2 | Industrial | Instruments | New | Space Heating | Natural Gas | Insulation - Roof/Ceiling | A | Integrated Unit Summer Peak Savings (kW) | Achievable Economic RVT Potential | 0 | 0 | 0 | 0 | 0 | 0 | 0 | 0 | 0 | 0 | 0 | 0 | 0 | 0 | 0 | 0 | 0 | 0 | 0 | 0 | 0 | 0 | 0
F3_Industrial_Instruments_New_Space Heating_Natural Gas_Insulation - Roof/Ceiling_A_Achievable Economic RVT Potential | F3 | Industrial | Instruments | New | Space Heating | Natural Gas | Insulation - Roof/Ceiling | A | Integrated Unit Winter Peak Savings (kW) | Achievable Economic RVT Potential | 0 | 0 | 0 | 0 | 0 | 0 | 0 | 0 | 0 | 0 | 0 | 0 | 0 | 0 | 0 | 0 | 0 | 0 | 0 | 0 | 0 | 0 | 0
F4_Industrial_Instruments_New_Space Heating_Natural Gas_Insulation - Roof/Ceiling_A_Achievable Economic RVT Potential | F4 | Industrial | Instruments | New | Space Heating | Natural Gas | Insulation - Roof/Ceiling | A | Incremental Energy Savings (MWh or mTherms) | Achievable Economic RVT Potential | 0 | 0 | 0 | 0 | 0 | 0 | 0 | 0 | 0 | 0 | 0 | 0 | 0 | 0 | 0 | 0 | 0 | 0 | 0 | 0 | 0 | 0 | 0
F5_Industrial_Instruments_New_Space Heating_Natural Gas_Insulation - Roof/Ceiling_A_Achievable Economic RVT Potential | F5 | Industrial | Instruments | New | Space Heating | Natural Gas | Insulation - Roof/Ceiling | A | Incremental Summer Peak Savings (MW) | Achievable Economic RVT Potential | 0 | 0 | 0 | 0 | 0 | 0 | 0 | 0 | 0 | 0 | 0 | 0 | 0 | 0 | 0 | 0 | 0 | 0 | 0 | 0 | 0 | 0 | 0
F6_Industrial_Instruments_New_Space Heating_Natural Gas_Insulation - Roof/Ceiling_A_Achievable Economic RVT Potential | F6 | Industrial | Instruments | New | Space Heating | Natural Gas | Insulation - Roof/Ceiling | A | Incremental Winter Peak Savings (MW) | Achievable Economic RVT Potential | 0 | 0 | 0 | 0 | 0 | 0 | 0 | 0 | 0 | 0 | 0 | 0 | 0 | 0 | 0 | 0 | 0 | 0 | 0 | 0 | 0 | 0 | 0
F7_Industrial_Instruments_New_Space Heating_Natural Gas_Insulation - Roof/Ceiling_A_Achievable Economic RVT Potential | F7 | Industrial | Instruments | New | Space Heating | Natural Gas | Insulation - Roof/Ceiling | A | Cumulative Energy Savings (MWh or mTherms) | Achievable Economic RVT Potential | 0 | 0 | 0 | 0 | 0 | 0 | 0 | 0 | 0 | 0 | 0 | 0 | 0 | 0 | 0 | 0 | 0 | 0 | 0 | 0 | 0 | 0 | 0
F8_Industrial_Instruments_New_Space Heating_Natural Gas_Insulation - Roof/Ceiling_A_Achievable Economic RVT Potential | F8 | Industrial | Instruments | New | Space Heating | Natural Gas | Insulation - Roof/Ceiling | A | Cumulative Summer Peak Savings (MW) | Achievable Economic RVT Potential | 0 | 0 | 0 | 0 | 0 | 0 | 0 | 0 | 0 | 0 | 0 | 0 | 0 | 0 | 0 | 0 | 0 | 0 | 0 | 0 | 0 | 0 | 0
F9_Industrial_Instruments_New_Space Heating_Natural Gas_Insulation - Roof/Ceiling_A_Achievable Economic RVT Potential | F9 | Industrial | Instruments | New | Space Heating | Natural Gas | Insulation - Roof/Ceiling | A | Cumulative Winter Peak Savings (MW) | Achievable Economic RVT Potential | 0 | 0 | 0 | 0 | 0 | 0 | 0 | 0 | 0 | 0 | 0 | 0 | 0 | 0 | 0 | 0 | 0 | 0 | 0 | 0 | 0 | 0 | 0
F10_Industrial_Instruments_New_Space Heating_Natural Gas_Insulation - Roof/Ceiling_A_Achievable Economic RVT Potential | F10 | Industrial | Instruments | New | Space Heating | Natural Gas | Insulation - Roof/Ceiling | A | Purchases (Incremental) | Achievable Economic RVT Potential | 0 | 0 | 0 | 0 | 0 | 0 | 0 | 0 | 0 | 0 | 0 | 0 | 0 | 0 | 0 | 0 | 0 | 0 | 0 | 0 | 0 | 0 | 0
F11_Industrial_Instruments_New_Space Heating_Natural Gas_Insulation - Roof/Ceiling_A_Achievable Economic RVT Potential | F11 | Industrial | Instruments | New | Space Heating | Natural Gas | Insulation - Roof/Ceiling | A | Purchases (Cumulative) | Achievable Economic RVT Potential | 0 | 0 | 0 | 0 | 0 | 0 | 0 | 0 | 0 | 0 | 0 | 0 | 0 | 0 | 0 | 0 | 0 | 0 | 0 | 0 | 0 | 0 | 0
F1_Industrial_Instruments_New_Space Heating_Natural Gas_Insulation - Wall Cavity_A_Achievable Economic RVT Potential | F1 | Industrial | Instruments | New | Space Heating | Natural Gas | Insulation - Wall Cavity | A | Integrated Unit Energy Savings (kWh or therms) | Achievable Economic RVT Potential | 0 | 0 | 0.017243 | 0.017036 | 0.016888 | 0.016751 | 0.016653 | 0.016545 | 0.016437 | 0.016324 | 0.01622 | 0.016109 | 0.015971 | 0.015844 | 0.015713 | 0.015604 | 0.01551 | 0.015421 | 0.015367 | 0.015322 | 0.015296 | 0.01529 | 0
F2_Industrial_Instruments_New_Space Heating_Natural Gas_Insulation - Wall Cavity_A_Achievable Economic RVT Potential | F2 | Industrial | Instruments | New | Space Heating | Natural Gas | Insulation - Wall Cavity | A | Integrated Unit Summer Peak Savings (kW) | Achievable Economic RVT Potential | 0 | 0 | 0 | 0 | 0 | 0 | 0 | 0 | 0 | 0 | 0 | 0 | 0 | 0 | 0 | 0 | 0 | 0 | 0 | 0 | 0 | 0 | 0
F3_Industrial_Instruments_New_Space Heating_Natural Gas_Insulation - Wall Cavity_A_Achievable Economic RVT Potential | F3 | Industrial | Instruments | New | Space Heating | Natural Gas | Insulation - Wall Cavity | A | Integrated Unit Winter Peak Savings (kW) | Achievable Economic RVT Potential | 0 | 0 | 0 | 0 | 0 | 0 | 0 | 0 | 0 | 0 | 0 | 0 | 0 | 0 | 0 | 0 | 0 | 0 | 0 | 0 | 0 | 0 | 0
F4_Industrial_Instruments_New_Space Heating_Natural Gas_Insulation - Wall Cavity_A_Achievable Economic RVT Potential | F4 | Industrial | Instruments | New | Space Heating | Natural Gas | Insulation - Wall Cavity | A | Incremental Energy Savings (MWh or mTherms) | Achievable Economic RVT Potential | 0 | 0 | 0 | 0 | 0 | 0 | 0 | 0 | 0 | 0 | 0 | 0 | 0 | 0 | 0 | 0 | 0 | 0 | 0 | 0 | 0 | 0 | 0
F5_Industrial_Instruments_New_Space Heating_Natural Gas_Insulation - Wall Cavity_A_Achievable Economic RVT Potential | F5 | Industrial | Instruments | New | Space Heating | Natural Gas | Insulation - Wall Cavity | A | Incremental Summer Peak Savings (MW) | Achievable Economic RVT Potential | 0 | 0 | 0 | 0 | 0 | 0 | 0 | 0 | 0 | 0 | 0 | 0 | 0 | 0 | 0 | 0 | 0 | 0 | 0 | 0 | 0 | 0 | 0
F6_Industrial_Instruments_New_Space Heating_Natural Gas_Insulation - Wall Cavity_A_Achievable Economic RVT Potential | F6 | Industrial | Instruments | New | Space Heating | Natural Gas | Insulation - Wall Cavity | A | Incremental Winter Peak Savings (MW) | Achievable Economic RVT Potential | 0 | 0 | 0 | 0 | 0 | 0 | 0 | 0 | 0 | 0 | 0 | 0 | 0 | 0 | 0 | 0 | 0 | 0 | 0 | 0 | 0 | 0 | 0
F7_Industrial_Instruments_New_Space Heating_Natural Gas_Insulation - Wall Cavity_A_Achievable Economic RVT Potential | F7 | Industrial | Instruments | New | Space Heating | Natural Gas | Insulation - Wall Cavity | A | Cumulative Energy Savings (MWh or mTherms) | Achievable Economic RVT Potential | 0 | 0 | 0 | 0 | 0 | 0 | 0 | 0 | 0 | 0 | 0 | 0 | 0 | 0 | 0 | 0 | 0 | 0 | 0 | 0 | 0 | 0 | 0
F8_Industrial_Instruments_New_Space Heating_Natural Gas_Insulation - Wall Cavity_A_Achievable Economic RVT Potential | F8 | Industrial | Instruments | New | Space Heating | Natural Gas | Insulation - Wall Cavity | A | Cumulative Summer Peak Savings (MW) | Achievable Economic RVT Potential | 0 | 0 | 0 | 0 | 0 | 0 | 0 | 0 | 0 | 0 | 0 | 0 | 0 | 0 | 0 | 0 | 0 | 0 | 0 | 0 | 0 | 0 | 0
F9_Industrial_Instruments_New_Space Heating_Natural Gas_Insulation - Wall Cavity_A_Achievable Economic RVT Potential | F9 | Industrial | Instruments | New | Space Heating | Natural Gas | Insulation - Wall Cavity | A | Cumulative Winter Peak Savings (MW) | Achievable Economic RVT Potential | 0 | 0 | 0 | 0 | 0 | 0 | 0 | 0 | 0 | 0 | 0 | 0 | 0 | 0 | 0 | 0 | 0 | 0 | 0 | 0 | 0 | 0 | 0
F10_Industrial_Instruments_New_Space Heating_Natural Gas_Insulation - Wall Cavity_A_Achievable Economic RVT Potential | F10 | Industrial | Instruments | New | Space Heating | Natural Gas | Insulation - Wall Cavity | A | Purchases (Incremental) | Achievable Economic RVT Potential | 0 | 0 | 0 | 0 | 0 | 0 | 0 | 0 | 0 | 0 | 0 | 0 | 0 | 0 | 0 | 0 | 0 | 0 | 0 | 0 | 0 | 0 | 0
F11_Industrial_Instruments_New_Space Heating_Natural Gas_Insulation - Wall Cavity_A_Achievable Economic RVT Potential | F11 | Industrial | Instruments | New | Space Heating | Natural Gas | Insulation - Wall Cavity | A | Purchases (Cumulative) | Achievable Economic RVT Potential | 0 | 0 | 0 | 0 | 0 | 0 | 0 | 0 | 0 | 0 | 0 | 0 | 0 | 0 | 0 | 0 | 0 | 0 | 0 | 0 | 0 | 0 | 0
F1_Industrial_Instruments_New_Space Heating_Natural Gas_Insulation - Ducting_A_Achievable Economic RVT Potential | F1 | Industrial | Instruments | New | Space Heating | Natural Gas | Insulation - Ducting | A | Integrated Unit Energy Savings (kWh or therms) | Achievable Economic RVT Potential | 0 | 0 | 0.0012711 | 0.0012558 | 0.0012449 | 0.0012347 | 0.0012274 | 0.0012194 | 0.0012114 | 0.0012029 | 0.0011952 | 0.001187 | 0.0011768 | 0.0011674 | 0.0011577 | 0.0011497 | 0.0011427 | 0.0011362 | 0.0011322 | 0.0011289 | 0.001127 | 0.0011266 | 0
F2_Industrial_Instruments_New_Space Heating_Natural Gas_Insulation - Ducting_A_Achievable Economic RVT Potential | F2 | Industrial | Instruments | New | Space Heating | Natural Gas | Insulation - Ducting | A | Integrated Unit Summer Peak Savings (kW) | Achievable Economic RVT Potential | 0 | 0 | 0 | 0 | 0 | 0 | 0 | 0 | 0 | 0 | 0 | 0 | 0 | 0 | 0 | 0 | 0 | 0 | 0 | 0 | 0 | 0 | 0
F3_Industrial_Instruments_New_Space Heating_Natural Gas_Insulation - Ducting_A_Achievable Economic RVT Potential | F3 | Industrial | Instruments | New | Space Heating | Natural Gas | Insulation - Ducting | A | Integrated Unit Winter Peak Savings (kW) | Achievable Economic RVT Potential | 0 | 0 | 0 | 0 | 0 | 0 | 0 | 0 | 0 | 0 | 0 | 0 | 0 | 0 | 0 | 0 | 0 | 0 | 0 | 0 | 0 | 0 | 0
F4_Industrial_Instruments_New_Space Heating_Natural Gas_Insulation - Ducting_A_Achievable Economic RVT Potential | F4 | Industrial | Instruments | New | Space Heating | Natural Gas | Insulation - Ducting | A | Incremental Energy Savings (MWh or mTherms) | Achievable Economic RVT Potential | 0 | 0 | 0 | 0 | 0 | 0 | 0 | 0 | 0 | 0 | 0 | 0 | 0 | 0 | 0 | 0 | 0 | 0 | 0 | 0 | 0 | 0 | 0
F5_Industrial_Instruments_New_Space Heating_Natural Gas_Insulation - Ducting_A_Achievable Economic RVT Potential | F5 | Industrial | Instruments | New | Space Heating | Natural Gas | Insulation - Ducting | A | Incremental Summer Peak Savings (MW) | Achievable Economic RVT Potential | 0 | 0 | 0 | 0 | 0 | 0 | 0 | 0 | 0 | 0 | 0 | 0 | 0 | 0 | 0 | 0 | 0 | 0 | 0 | 0 | 0 | 0 | 0
F6_Industrial_Instruments_New_Space Heating_Natural Gas_Insulation - Ducting_A_Achievable Economic RVT Potential | F6 | Industrial | Instruments | New | Space Heating | Natural Gas | Insulation - Ducting | A | Incremental Winter Peak Savings (MW) | Achievable Economic RVT Potential | 0 | 0 | 0 | 0 | 0 | 0 | 0 | 0 | 0 | 0 | 0 | 0 | 0 | 0 | 0 | 0 | 0 | 0 | 0 | 0 | 0 | 0 | 0
F7_Industrial_Instruments_New_Space Heating_Natural Gas_Insulation - Ducting_A_Achievable Economic RVT Potential | F7 | Industrial | Instruments | New | Space Heating | Natural Gas | Insulation - Ducting | A | Cumulative Energy Savings (MWh or mTherms) | Achievable Economic RVT Potential | 0 | 0 | 0 | 0 | 0 | 0 | 0 | 0 | 0 | 0 | 0 | 0 | 0 | 0 | 0 | 0 | 0 | 0 | 0 | 0 | 0 | 0 | 0
F8_Industrial_Instruments_New_Space Heating_Natural Gas_Insulation - Ducting_A_Achievable Economic RVT Potential | F8 | Industrial | Instruments | New | Space Heating | Natural Gas | Insulation - Ducting | A | Cumulative Summer Peak Savings (MW) | Achievable Economic RVT Potential | 0 | 0 | 0 | 0 | 0 | 0 | 0 | 0 | 0 | 0 | 0 | 0 | 0 | 0 | 0 | 0 | 0 | 0 | 0 | 0 | 0 | 0 | 0
F9_Industrial_Instruments_New_Space Heating_Natural Gas_Insulation - Ducting_A_Achievable Economic RVT Potential | F9 | Industrial | Instruments | New | Space Heating | Natural Gas | Insulation - Ducting | A | Cumulative Winter Peak Savings (MW) | Achievable Economic RVT Potential | 0 | 0 | 0 | 0 | 0 | 0 | 0 | 0 | 0 | 0 | 0 | 0 | 0 | 0 | 0 | 0 | 0 | 0 | 0 | 0 | 0 | 0 | 0
F10_Industrial_Instruments_New_Space Heating_Natural Gas_Insulation - Ducting_A_Achievable Economic RVT Potential | F10 | Industrial | Instruments | New | Space Heating | Natural Gas | Insulation - Ducting | A | Purchases (Incremental) | Achievable Economic RVT Potential | 0 | 0 | 0 | 0 | 0 | 0 | 0 | 0 | 0 | 0 | 0 | 0 | 0 | 0 | 0 | 0 | 0 | 0 | 0 | 0 | 0 | 0 | 0
F11_Industrial_Instruments_New_Space Heating_Natural Gas_Insulation - Ducting_A_Achievable Economic RVT Potential | F11 | Industrial | Instruments | New | Space Heating | Natural Gas | Insulation - Ducting | A | Purchases (Cumulative) | Achievable Economic RVT Potential | 0 | 0 | 0 | 0 | 0 | 0 | 0 | 0 | 0 | 0 | 0 | 0 | 0 | 0 | 0 | 0 | 0 | 0 | 0 | 0 | 0 | 0 | 0
F1_Industrial_Instruments_New_Space Heating_Natural Gas_HVAC - Duct Repair and Sealing_A_Achievable Economic RVT Potential | F1 | Industrial | Instruments | New | Space Heating | Natural Gas | HVAC - Duct Repair and Sealing | A | Integrated Unit Energy Savings (kWh or therms) | Achievable Economic RVT Potential | 0 | 0 | 0.003595 | 0.0035516 | 0.0035208 | 0.0034922 | 0.0034714 | 0.0034487 | 0.0034261 | 0.0034023 | 0.0033804 | 0.0033572 | 0.0033284 | 0.0033018 | 0.0032743 | 0.0032516 | 0.003232 | 0.0032135 | 0.0032023 | 0.0031929 | 0.0031876 | 0.0031864 | 0
F2_Industrial_Instruments_New_Space Heating_Natural Gas_HVAC - Duct Repair and Sealing_A_Achievable Economic RVT Potential | F2 | Industrial | Instruments | New | Space Heating | Natural Gas | HVAC - Duct Repair and Sealing | A | Integrated Unit Summer Peak Savings (kW) | Achievable Economic RVT Potential | 0 | 0 | 0 | 0 | 0 | 0 | 0 | 0 | 0 | 0 | 0 | 0 | 0 | 0 | 0 | 0 | 0 | 0 | 0 | 0 | 0 | 0 | 0
F3_Industrial_Instruments_New_Space Heating_Natural Gas_HVAC - Duct Repair and Sealing_A_Achievable Economic RVT Potential | F3 | Industrial | Instruments | New | Space Heating | Natural Gas | HVAC - Duct Repair and Sealing | A | Integrated Unit Winter Peak Savings (kW) | Achievable Economic RVT Potential | 0 | 0 | 0 | 0 | 0 | 0 | 0 | 0 | 0 | 0 | 0 | 0 | 0 | 0 | 0 | 0 | 0 | 0 | 0 | 0 | 0 | 0 | 0
F4_Industrial_Instruments_New_Space Heating_Natural Gas_HVAC - Duct Repair and Sealing_A_Achievable Economic RVT Potential | F4 | Industrial | Instruments | New | Space Heating | Natural Gas | HVAC - Duct Repair and Sealing | A | Incremental Energy Savings (MWh or mTherms) | Achievable Economic RVT Potential | 0 | 0 | 0 | 0 | 0 | 0 | 0 | 0 | 0 | 0 | 0 | 0 | 0 | 0 | 0 | 0 | 0 | 0 | 0 | 0 | 0 | 0 | 0
F5_Industrial_Instruments_New_Space Heating_Natural Gas_HVAC - Duct Repair and Sealing_A_Achievable Economic RVT Potential | F5 | Industrial | Instruments | New | Space Heating | Natural Gas | HVAC - Duct Repair and Sealing | A | Incremental Summer Peak Savings (MW) | Achievable Economic RVT Potential | 0 | 0 | 0 | 0 | 0 | 0 | 0 | 0 | 0 | 0 | 0 | 0 | 0 | 0 | 0 | 0 | 0 | 0 | 0 | 0 | 0 | 0 | 0
F6_Industrial_Instruments_New_Space Heating_Natural Gas_HVAC - Duct Repair and Sealing_A_Achievable Economic RVT Potential | F6 | Industrial | Instruments | New | Space Heating | Natural Gas | HVAC - Duct Repair and Sealing | A | Incremental Winter Peak Savings (MW) | Achievable Economic RVT Potential | 0 | 0 | 0 | 0 | 0 | 0 | 0 | 0 | 0 | 0 | 0 | 0 | 0 | 0 | 0 | 0 | 0 | 0 | 0 | 0 | 0 | 0 | 0
F7_Industrial_Instruments_New_Space Heating_Natural Gas_HVAC - Duct Repair and Sealing_A_Achievable Economic RVT Potential | F7 | Industrial | Instruments | New | Space Heating | Natural Gas | HVAC - Duct Repair and Sealing | A | Cumulative Energy Savings (MWh or mTherms) | Achievable Economic RVT Potential | 0 | 0 | 0 | 0 | 0 | 0 | 0 | 0 | 0 | 0 | 0 | 0 | 0 | 0 | 0 | 0 | 0 | 0 | 0 | 0 | 0 | 0 | 0
F8_Industrial_Instruments_New_Space Heating_Natural Gas_HVAC - Duct Repair and Sealing_A_Achievable Economic RVT Potential | F8 | Industrial | Instruments | New | Space Heating | Natural Gas | HVAC - Duct Repair and Sealing | A | Cumulative Summer Peak Savings (MW) | Achievable Economic RVT Potential | 0 | 0 | 0 | 0 | 0 | 0 | 0 | 0 | 0 | 0 | 0 | 0 | 0 | 0 | 0 | 0 | 0 | 0 | 0 | 0 | 0 | 0 | 0
F9_Industrial_Instruments_New_Space Heating_Natural Gas_HVAC - Duct Repair and Sealing_A_Achievable Economic RVT Potential | F9 | Industrial | Instruments | New | Space Heating | Natural Gas | HVAC - Duct Repair and Sealing | A | Cumulative Winter Peak Savings (MW) | Achievable Economic RVT Potential | 0 | 0 | 0 | 0 | 0 | 0 | 0 | 0 | 0 | 0 | 0 | 0 | 0 | 0 | 0 | 0 | 0 | 0 | 0 | 0 | 0 | 0 | 0
F10_Industrial_Instruments_New_Space Heating_Natural Gas_HVAC - Duct Repair and Sealing_A_Achievable Economic RVT Potential | F10 | Industrial | Instruments | New | Space Heating | Natural Gas | HVAC - Duct Repair and Sealing | A | Purchases (Incremental) | Achievable Economic RVT Potential | 0 | 0 | 0 | 0 | 0 | 0 | 0 | 0 | 0 | 0 | 0 | 0 | 0 | 0 | 0 | 0 | 0 | 0 | 0 | 0 | 0 | 0 | 0
F11_Industrial_Instruments_New_Space Heating_Natural Gas_HVAC - Duct Repair and Sealing_A_Achievable Economic RVT Potential | F11 | Industrial | Instruments | New | Space Heating | Natural Gas | HVAC - Duct Repair and Sealing | A | Purchases (Cumulative) | Achievable Economic RVT Potential | 0 | 0 | 0 | 0 | 0 | 0 | 0 | 0 | 0 | 0 | 0 | 0 | 0 | 0 | 0 | 0 | 0 | 0 | 0 | 0 | 0 | 0 | 0
F1_Industrial_Instruments_New_Space Heating_Natural Gas_Windows - High Efficiency_A_Achievable Economic RVT Potential | F1 | Industrial | Instruments | New | Space Heating | Natural Gas | Windows - High Efficiency | A | Integrated Unit Energy Savings (kWh or therms) | Achievable Economic RVT Potential | 0 | 0 | 0.0073728 | 0.0072839 | 0.0072207 | 0.0071619 | 0.0071194 | 0.0070728 | 0.0070264 | 0.0069776 | 0.0069327 | 0.0068852 | 0.0068261 | 0.0067715 | 0.0067151 | 0.0066686 | 0.0066284 | 0.0065905 | 0.0065675 | 0.0065483 | 0.0065373 | 0.0065348 | 0
F2_Industrial_Instruments_New_Space Heating_Natural Gas_Windows - High Efficiency_A_Achievable Economic RVT Potential | F2 | Industrial | Instruments | New | Space Heating | Natural Gas | Windows - High Efficiency | A | Integrated Unit Summer Peak Savings (kW) | Achievable Economic RVT Potential | 0 | 0 | 0 | 0 | 0 | 0 | 0 | 0 | 0 | 0 | 0 | 0 | 0 | 0 | 0 | 0 | 0 | 0 | 0 | 0 | 0 | 0 | 0
F3_Industrial_Instruments_New_Space Heating_Natural Gas_Windows - High Efficiency_A_Achievable Economic RVT Potential | F3 | Industrial | Instruments | New | Space Heating | Natural Gas | Windows - High Efficiency | A | Integrated Unit Winter Peak Savings (kW) | Achievable Economic RVT Potential | 0 | 0 | 0 | 0 | 0 | 0 | 0 | 0 | 0 | 0 | 0 | 0 | 0 | 0 | 0 | 0 | 0 | 0 | 0 | 0 | 0 | 0 | 0
F4_Industrial_Instruments_New_Space Heating_Natural Gas_Windows - High Efficiency_A_Achievable Economic RVT Potential | F4 | Industrial | Instruments | New | Space Heating | Natural Gas | Windows - High Efficiency | A | Incremental Energy Savings (MWh or mTherms) | Achievable Economic RVT Potential | 0 | 0 | 0 | 0 | 0 | 0 | 0 | 0 | 0 | 0 | 0 | 0 | 0 | 0 | 0 | 0 | 0 | 0 | 0 | 0 | 0 | 0 | 0
F5_Industrial_Instruments_New_Space Heating_Natural Gas_Windows - High Efficiency_A_Achievable Economic RVT Potential | F5 | Industrial | Instruments | New | Space Heating | Natural Gas | Windows - High Efficiency | A | Incremental Summer Peak Savings (MW) | Achievable Economic RVT Potential | 0 | 0 | 0 | 0 | 0 | 0 | 0 | 0 | 0 | 0 | 0 | 0 | 0 | 0 | 0 | 0 | 0 | 0 | 0 | 0 | 0 | 0 | 0
F6_Industrial_Instruments_New_Space Heating_Natural Gas_Windows - High Efficiency_A_Achievable Economic RVT Potential | F6 | Industrial | Instruments | New | Space Heating | Natural Gas | Windows - High Efficiency | A | Incremental Winter Peak Savings (MW) | Achievable Economic RVT Potential | 0 | 0 | 0 | 0 | 0 | 0 | 0 | 0 | 0 | 0 | 0 | 0 | 0 | 0 | 0 | 0 | 0 | 0 | 0 | 0 | 0 | 0 | 0
F7_Industrial_Instruments_New_Space Heating_Natural Gas_Windows - High Efficiency_A_Achievable Economic RVT Potential | F7 | Industrial | Instruments | New | Space Heating | Natural Gas | Windows - High Efficiency | A | Cumulative Energy Savings (MWh or mTherms) | Achievable Economic RVT Potential | 0 | 0 | 0 | 0 | 0 | 0 | 0 | 0 | 0 | 0 | 0 | 0 | 0 | 0 | 0 | 0 | 0 | 0 | 0 | 0 | 0 | 0 | 0
F8_Industrial_Instruments_New_Space Heating_Natural Gas_Windows - High Efficiency_A_Achievable Economic RVT Potential | F8 | Industrial | Instruments | New | Space Heating | Natural Gas | Windows - High Efficiency | A | Cumulative Summer Peak Savings (MW) | Achievable Economic RVT Potential | 0 | 0 | 0 | 0 | 0 | 0 | 0 | 0 | 0 | 0 | 0 | 0 | 0 | 0 | 0 | 0 | 0 | 0 | 0 | 0 | 0 | 0 | 0
F9_Industrial_Instruments_New_Space Heating_Natural Gas_Windows - High Efficiency_A_Achievable Economic RVT Potential | F9 | Industrial | Instruments | New | Space Heating | Natural Gas | Windows - High Efficiency | A | Cumulative Winter Peak Savings (MW) | Achievable Economic RVT Potential | 0 | 0 | 0 | 0 | 0 | 0 | 0 | 0 | 0 | 0 | 0 | 0 | 0 | 0 | 0 | 0 | 0 | 0 | 0 | 0 | 0 | 0 | 0
F10_Industrial_Instruments_New_Space Heating_Natural Gas_Windows - High Efficiency_A_Achievable Economic RVT Potential | F10 | Industrial | Instruments | New | Space Heating | Natural Gas | Windows - High Efficiency | A | Purchases (Incremental) | Achievable Economic RVT Potential | 0 | 0 | 0 | 0 | 0 | 0 | 0 | 0 | 0 | 0 | 0 | 0 | 0 | 0 | 0 | 0 | 0 | 0 | 0 | 0 | 0 | 0 | 0
F11_Industrial_Instruments_New_Space Heating_Natural Gas_Windows - High Efficiency_A_Achievable Economic RVT Potential | F11 | Industrial | Instruments | New | Space Heating | Natural Gas | Windows - High Efficiency | A | Purchases (Cumulative) | Achievable Economic RVT Potential | 0 | 0 | 0 | 0 | 0 | 0 | 0 | 0 | 0 | 0 | 0 | 0 | 0 | 0 | 0 | 0 | 0 | 0 | 0 | 0 | 0 | 0 | 0
F1_Industrial_Instruments_New_Space Heating_Natural Gas_Gas Boiler - Maintenance_A_Achievable Economic RVT Potential | F1 | Industrial | Instruments | New | Space Heating | Natural Gas | Gas Boiler - Maintenance | A | Integrated Unit Energy Savings (kWh or therms) | Achievable Economic RVT Potential | 0 | 0 | 3.9445 | 3.9012 | 3.8721 | 3.8458 | 3.8309 | 3.8139 | 3.7984 | 3.7827 | 3.772 | 3.7606 | 3.7438 | 3.7286 | 3.714 | 3.7018 | 3.6902 | 3.6751 | 3.6678 | 3.6576 | 3.6494 | 3.6442 | 0
F2_Industrial_Instruments_New_Space Heating_Natural Gas_Gas Boiler - Maintenance_A_Achievable Economic RVT Potential | F2 | Industrial | Instruments | New | Space Heating | Natural Gas | Gas Boiler - Maintenance | A | Integrated Unit Summer Peak Savings (kW) | Achievable Economic RVT Potential | 0 | 0 | 0 | 0 | 0 | 0 | 0 | 0 | 0 | 0 | 0 | 0 | 0 | 0 | 0 | 0 | 0 | 0 | 0 | 0 | 0 | 0 | 0
F3_Industrial_Instruments_New_Space Heating_Natural Gas_Gas Boiler - Maintenance_A_Achievable Economic RVT Potential | F3 | Industrial | Instruments | New | Space Heating | Natural Gas | Gas Boiler - Maintenance | A | Integrated Unit Winter Peak Savings (kW) | Achievable Economic RVT Potential | 0 | 0 | 0 | 0 | 0 | 0 | 0 | 0 | 0 | 0 | 0 | 0 | 0 | 0 | 0 | 0 | 0 | 0 | 0 | 0 | 0 | 0 | 0
F4_Industrial_Instruments_New_Space Heating_Natural Gas_Gas Boiler - Maintenance_A_Achievable Economic RVT Potential | F4 | Industrial | Instruments | New | Space Heating | Natural Gas | Gas Boiler - Maintenance | A | Incremental Energy Savings (MWh or mTherms) | Achievable Economic RVT Potential | 0 | 0 | 0.00048707 | 0.00058927 | 0.00057735 | 0.0005961 | 0.00059885 | 0.00059451 | 0.00058876 | 0.00059131 | 0.00058796 | 0.0010473 | 0.0011507 | 0.0011371 | 0.0020686 | 0.0022756 | 0.0022509 | 0.0040938 | 0.0045094 | 0.004462 | 0.0082455 | 0.0089802 | 0
F5_Industrial_Instruments_New_Space Heating_Natural Gas_Gas Boiler - Maintenance_A_Achievable Economic RVT Potential | F5 | Industrial | Instruments | New | Space Heating | Natural Gas | Gas Boiler - Maintenance | A | Incremental Summer Peak Savings (MW) | Achievable Economic RVT Potential | 0 | 0 | 0 | 0 | 0 | 0 | 0 | 0 | 0 | 0 | 0 | 0 | 0 | 0 | 0 | 0 | 0 | 0 | 0 | 0 | 0 | 0 | 0
F6_Industrial_Instruments_New_Space Heating_Natural Gas_Gas Boiler - Maintenance_A_Achievable Economic RVT Potential | F6 | Industrial | Instruments | New | Space Heating | Natural Gas | Gas Boiler - Maintenance | A | Incremental Winter Peak Savings (MW) | Achievable Economic RVT Potential | 0 | 0 | 0 | 0 | 0 | 0 | 0 | 0 | 0 | 0 | 0 | 0 | 0 | 0 | 0 | 0 | 0 | 0 | 0 | 0 | 0 | 0 | 0
F7_Industrial_Instruments_New_Space Heating_Natural Gas_Gas Boiler - Maintenance_A_Achievable Economic RVT Potential | F7 | Industrial | Instruments | New | Space Heating | Natural Gas | Gas Boiler - Maintenance | A | Cumulative Energy Savings (MWh or mTherms) | Achievable Economic RVT Potential | 0 | 0 | 0.00048707 | 0.001071 | 0.0016404 | 0.0017504 | 0.0017639 | 0.0017819 | 0.0017746 | 0.0017673 | 0.0017623 | 0.001757 | 0.0017491 | 0.001742 | 0.0017352 | 0.0017295 | 0.0017241 | 0.001717 | 0.0017136 | 0.0017088 | 0.001705 | 0.0017026 | 0
F8_Industrial_Instruments_New_Space Heating_Natural Gas_Gas Boiler - Maintenance_A_Achievable Economic RVT Potential | F8 | Industrial | Instruments | New | Space Heating | Natural Gas | Gas Boiler - Maintenance | A | Cumulative Summer Peak Savings (MW) | Achievable Economic RVT Potential | 0 | 0 | 0 | 0 | 0 | 0 | 0 | 0 | 0 | 0 | 0 | 0 | 0 | 0 | 0 | 0 | 0 | 0 | 0 | 0 | 0 | 0 | 0
F9_Industrial_Instruments_New_Space Heating_Natural Gas_Gas Boiler - Maintenance_A_Achievable Economic RVT Potential | F9 | Industrial | Instruments | New | Space Heating | Natural Gas | Gas Boiler - Maintenance | A | Cumulative Winter Peak Savings (MW) | Achievable Economic RVT Potential | 0 | 0 | 0 | 0 | 0 | 0 | 0 | 0 | 0 | 0 | 0 | 0 | 0 | 0 | 0 | 0 | 0 | 0 | 0 | 0 | 0 | 0 | 0
F10_Industrial_Instruments_New_Space Heating_Natural Gas_Gas Boiler - Maintenance_A_Achievable Economic RVT Potential | F10 | Industrial | Instruments | New | Space Heating | Natural Gas | Gas Boiler - Maintenance | A | Purchases (Incremental) | Achievable Economic RVT Potential | 0 | 0 | 0.12348 | 0.15105 | 0.14911 | 0.155 | 0.15632 | 0.15588 | 0.155 | 0.15632 | 0.15588 | 0.27848 | 0.30737 | 0.30498 | 0.55697 | 0.61474 | 0.60996 | 1.1139 | 1.2295 | 1.2199 | 2.2594 | 2.4642 | 0
F11_Industrial_Instruments_New_Space Heating_Natural Gas_Gas Boiler - Maintenance_A_Achievable Economic RVT Potential | F11 | Industrial | Instruments | New | Space Heating | Natural Gas | Gas Boiler - Maintenance | A | Purchases (Cumulative) | Achievable Economic RVT Potential | 0 | 0 | 0.12348 | 0.27453 | 0.42364 | 0.45516 | 0.46043 | 0.4672 | 0.4672 | 0.4672 | 0.4672 | 0.4672 | 0.4672 | 0.4672 | 0.4672 | 0.4672 | 0.4672 | 0.4672 | 0.4672 | 0.4672 | 0.4672 | 0.4672 | 0
F1_Industrial_Instruments_New_Process_Natural Gas_Gas Boiler - Maintenance_A_Achievable Economic RVT Potential | F1 | Industrial | Instruments | New | Process | Natural Gas | Gas Boiler - Maintenance | A | Integrated Unit Energy Savings (kWh or therms) | Achievable Economic RVT Potential | 0 | 0 | 2.58 | 2.58 | 2.58 | 2.58 | 2.58 | 2.58 | 2.58 | 2.58 | 2.58 | 2.58 | 2.58 | 2.58 | 2.58 | 2.58 | 2.58 | 2.58 | 2.58 | 2.58 | 2.58 | 2.58 | 0
F2_Industrial_Instruments_New_Process_Natural Gas_Gas Boiler - Maintenance_A_Achievable Economic RVT Potential | F2 | Industrial | Instruments | New | Process | Natural Gas | Gas Boiler - Maintenance | A | Integrated Unit Summer Peak Savings (kW) | Achievable Economic RVT Potential | 0 | 0 | 0 | 0 | 0 | 0 | 0 | 0 | 0 | 0 | 0 | 0 | 0 | 0 | 0 | 0 | 0 | 0 | 0 | 0 | 0 | 0 | 0
F3_Industrial_Instruments_New_Process_Natural Gas_Gas Boiler - Maintenance_A_Achievable Economic RVT Potential | F3 | Industrial | Instruments | New | Process | Natural Gas | Gas Boiler - Maintenance | A | Integrated Unit Winter Peak Savings (kW) | Achievable Economic RVT Potential | 0 | 0 | 0 | 0 | 0 | 0 | 0 | 0 | 0 | 0 | 0 | 0 | 0 | 0 | 0 | 0 | 0 | 0 | 0 | 0 | 0 | 0 | 0
F4_Industrial_Instruments_New_Process_Natural Gas_Gas Boiler - Maintenance_A_Achievable Economic RVT Potential | F4 | Industrial | Instruments | New | Process | Natural Gas | Gas Boiler - Maintenance | A | Incremental Energy Savings (MWh or mTherms) | Achievable Economic RVT Potential | 0 | 0 | 0.0096642 | 0.011822 | 0.01167 | 0.012131 | 0.012234 | 0.0122 | 0.012131 | 0.012234 | 0.0122 | 0.021795 | 0.024056 | 0.023869 | 0.043591 | 0.048112 | 0.047738 | 0.087182 | 0.096224 | 0.095477 | 0.17683 | 0.19286 | 0
F5_Industrial_Instruments_New_Process_Natural Gas_Gas Boiler - Maintenance_A_Achievable Economic RVT Potential | F5 | Industrial | Instruments | New | Process | Natural Gas | Gas Boiler - Maintenance | A | Incremental Summer Peak Savings (MW) | Achievable Economic RVT Potential | 0 | 0 | 0 | 0 | 0 | 0 | 0 | 0 | 0 | 0 | 0 | 0 | 0 | 0 | 0 | 0 | 0 | 0 | 0 | 0 | 0 | 0 | 0
F6_Industrial_Instruments_New_Process_Natural Gas_Gas Boiler - Maintenance_A_Achievable Economic RVT Potential | F6 | Industrial | Instruments | New | Process | Natural Gas | Gas Boiler - Maintenance | A | Incremental Winter Peak Savings (MW) | Achievable Economic RVT Potential | 0 | 0 | 0 | 0 | 0 | 0 | 0 | 0 | 0 | 0 | 0 | 0 | 0 | 0 | 0 | 0 | 0 | 0 | 0 | 0 | 0 | 0 | 0
F7_Industrial_Instruments_New_Process_Natural Gas_Gas Boiler - Maintenance_A_Achievable Economic RVT Potential | F7 | Industrial | Instruments | New | Process | Natural Gas | Gas Boiler - Maintenance | A | Cumulative Energy Savings (MWh or mTherms) | Achievable Economic RVT Potential | 0 | 0 | 0.0096642 | 0.021486 | 0.033156 | 0.035622 | 0.036035 | 0.036565 | 0.036565 | 0.036565 | 0.036565 | 0.036565 | 0.036565 | 0.036565 | 0.036565 | 0.036565 | 0.036565 | 0.036565 | 0.036565 | 0.036565 | 0.036565 | 0.036565 | 0
F8_Industrial_Instruments_New_Process_Natural Gas_Gas Boiler - Maintenance_A_Achievable Economic RVT Potential | F8 | Industrial | Instruments | New | Process | Natural Gas | Gas Boiler - Maintenance | A | Cumulative Summer Peak Savings (MW) | Achievable Economic RVT Potential | 0 | 0 | 0 | 0 | 0 | 0 | 0 | 0 | 0 | 0 | 0 | 0 | 0 | 0 | 0 | 0 | 0 | 0 | 0 | 0 | 0 | 0 | 0
F9_Industrial_Instruments_New_Process_Natural Gas_Gas Boiler - Maintenance_A_Achievable Economic RVT Potential | F9 | Industrial | Instruments | New | Process | Natural Gas | Gas Boiler - Maintenance | A | Cumulative Winter Peak Savings (MW) | Achievable Economic RVT Potential | 0 | 0 | 0 | 0 | 0 | 0 | 0 | 0 | 0 | 0 | 0 | 0 | 0 | 0 | 0 | 0 | 0 | 0 | 0 | 0 | 0 | 0 | 0
F10_Industrial_Instruments_New_Process_Natural Gas_Gas Boiler - Maintenance_A_Achievable Economic RVT Potential | F10 | Industrial | Instruments | New | Process | Natural Gas | Gas Boiler - Maintenance | A | Purchases (Incremental) | Achievable Economic RVT Potential | 0 | 0 | 3.7458 | 4.582 | 4.5231 | 4.702 | 4.7419 | 4.7285 | 4.702 | 4.7419 | 4.7285 | 8.4478 | 9.324 | 9.2516 | 16.8955 | 18.6479 | 18.5031 | 33.7911 | 37.2958 | 37.0063 | 68.5383 | 74.7516 | 0
F11_Industrial_Instruments_New_Process_Natural Gas_Gas Boiler - Maintenance_A_Achievable Economic RVT Potential | F11 | Industrial | Instruments | New | Process | Natural Gas | Gas Boiler - Maintenance | A | Purchases (Cumulative) | Achievable Economic RVT Potential | 0 | 0 | 3.7458 | 8.3278 | 12.8509 | 13.8071 | 13.967 | 14.1724 | 14.1724 | 14.1724 | 14.1724 | 14.1724 | 14.1724 | 14.1724 | 14.1724 | 14.1724 | 14.1724 | 14.1724 | 14.1724 | 14.1724 | 14.1724 | 14.1724 | 0
F1_Industrial_Instruments_New_Space Heating_Natural Gas_Gas Furnace - Maintenance_A_Achievable Economic RVT Potential | F1 | Industrial | Instruments | New | Space Heating | Natural Gas | Gas Furnace - Maintenance | A | Integrated Unit Energy Savings (kWh or therms) | Achievable Economic RVT Potential | 0 | 0 | 0.0083098 | 0.0082187 | 0.0081573 | 0.0081019 | 0.0080706 | 0.0080349 | 0.0080022 | 0.007969 | 0.0079465 | 0.0079226 | 0.0078872 | 0.0078551 | 0.0078245 | 0.0077986 | 0.0077743 | 0.0077424 | 0.007727 | 0.0077056 | 0.0076884 | 0.0076775 | 0
F2_Industrial_Instruments_New_Space Heating_Natural Gas_Gas Furnace - Maintenance_A_Achievable Economic RVT Potential | F2 | Industrial | Instruments | New | Space Heating | Natural Gas | Gas Furnace - Maintenance | A | Integrated Unit Summer Peak Savings (kW) | Achievable Economic RVT Potential | 0 | 0 | 0 | 0 | 0 | 0 | 0 | 0 | 0 | 0 | 0 | 0 | 0 | 0 | 0 | 0 | 0 | 0 | 0 | 0 | 0 | 0 | 0
F3_Industrial_Instruments_New_Space Heating_Natural Gas_Gas Furnace - Maintenance_A_Achievable Economic RVT Potential | F3 | Industrial | Instruments | New | Space Heating | Natural Gas | Gas Furnace - Maintenance | A | Integrated Unit Winter Peak Savings (kW) | Achievable Economic RVT Potential | 0 | 0 | 0 | 0 | 0 | 0 | 0 | 0 | 0 | 0 | 0 | 0 | 0 | 0 | 0 | 0 | 0 | 0 | 0 | 0 | 0 | 0 | 0
F4_Industrial_Instruments_New_Space Heating_Natural Gas_Gas Furnace - Maintenance_A_Achievable Economic RVT Potential | F4 | Industrial | Instruments | New | Space Heating | Natural Gas | Gas Furnace - Maintenance | A | Incremental Energy Savings (MWh or mTherms) | Achievable Economic RVT Potential | 0 | 0 | 1.2368e-05 | 1.4963e-05 | 1.466e-05 | 1.5137e-05 | 1.5207e-05 | 1.5096e-05 | 1.4951e-05 | 1.5015e-05 | 1.493e-05 | 2.6593e-05 | 2.9221e-05 | 2.8876e-05 | 5.2529e-05 | 5.7785e-05 | 5.7157e-05 | 0.00010396 | 0.00011451 | 0.00011331 | 0.00020938 | 0.00022804 | 0
F5_Industrial_Instruments_New_Space Heating_Natural Gas_Gas Furnace - Maintenance_A_Achievable Economic RVT Potential | F5 | Industrial | Instruments | New | Space Heating | Natural Gas | Gas Furnace - Maintenance | A | Incremental Summer Peak Savings (MW) | Achievable Economic RVT Potential | 0 | 0 | 0 | 0 | 0 | 0 | 0 | 0 | 0 | 0 | 0 | 0 | 0 | 0 | 0 | 0 | 0 | 0 | 0 | 0 | 0 | 0 | 0
F6_Industrial_Instruments_New_Space Heating_Natural Gas_Gas Furnace - Maintenance_A_Achievable Economic RVT Potential | F6 | Industrial | Instruments | New | Space Heating | Natural Gas | Gas Furnace - Maintenance | A | Incremental Winter Peak Savings (MW) | Achievable Economic RVT Potential | 0 | 0 | 0 | 0 | 0 | 0 | 0 | 0 | 0 | 0 | 0 | 0 | 0 | 0 | 0 | 0 | 0 | 0 | 0 | 0 | 0 | 0 | 0
F7_Industrial_Instruments_New_Space Heating_Natural Gas_Gas Furnace - Maintenance_A_Achievable Economic RVT Potential | F7 | Industrial | Instruments | New | Space Heating | Natural Gas | Gas Furnace - Maintenance | A | Cumulative Energy Savings (MWh or mTherms) | Achievable Economic RVT Potential | 0 | 0 | 1.2368e-05 | 2.7196e-05 | 4.1653e-05 | 4.4448e-05 | 4.4789e-05 | 4.5247e-05 | 4.5063e-05 | 4.4876e-05 | 4.4749e-05 | 4.4615e-05 | 4.4415e-05 | 4.4235e-05 | 4.4062e-05 | 4.3917e-05 | 4.378e-05 | 4.36e-05 | 4.3513e-05 | 4.3393e-05 | 4.3296e-05 | 4.3234e-05 | 0
F8_Industrial_Instruments_New_Space Heating_Natural Gas_Gas Furnace - Maintenance_A_Achievable Economic RVT Potential | F8 | Industrial | Instruments | New | Space Heating | Natural Gas | Gas Furnace - Maintenance | A | Cumulative Summer Peak Savings (MW) | Achievable Economic RVT Potential | 0 | 0 | 0 | 0 | 0 | 0 | 0 | 0 | 0 | 0 | 0 | 0 | 0 | 0 | 0 | 0 | 0 | 0 | 0 | 0 | 0 | 0 | 0
F9_Industrial_Instruments_New_Space Heating_Natural Gas_Gas Furnace - Maintenance_A_Achievable Economic RVT Potential | F9 | Industrial | Instruments | New | Space Heating | Natural Gas | Gas Furnace - Maintenance | A | Cumulative Winter Peak Savings (MW) | Achievable Economic RVT Potential | 0 | 0 | 0 | 0 | 0 | 0 | 0 | 0 | 0 | 0 | 0 | 0 | 0 | 0 | 0 | 0 | 0 | 0 | 0 | 0 | 0 | 0 | 0
F10_Industrial_Instruments_New_Space Heating_Natural Gas_Gas Furnace - Maintenance_A_Achievable Economic RVT Potential | F10 | Industrial | Instruments | New | Space Heating | Natural Gas | Gas Furnace - Maintenance | A | Purchases (Incremental) | Achievable Economic RVT Potential | 0 | 0 | 1.4884 | 1.8206 | 1.7972 | 1.8683 | 1.8842 | 1.8788 | 1.8683 | 1.8842 | 1.8788 | 3.3567 | 3.7048 | 3.6761 | 6.7134 | 7.4096 | 7.3521 | 13.4267 | 14.8193 | 14.7043 | 27.2333 | 29.7021 | 0
F11_Industrial_Instruments_New_Space Heating_Natural Gas_Gas Furnace - Maintenance_A_Achievable Economic RVT Potential | F11 | Industrial | Instruments | New | Space Heating | Natural Gas | Gas Furnace - Maintenance | A | Purchases (Cumulative) | Achievable Economic RVT Potential | 0 | 0 | 1.4884 | 3.309 | 5.1062 | 5.4862 | 5.5497 | 5.6313 | 5.6313 | 5.6313 | 5.6313 | 5.6313 | 5.6313 | 5.6313 | 5.6313 | 5.6313 | 5.6313 | 5.6313 | 5.6313 | 5.6313 | 5.6313 | 5.6313 | 0
F1_Industrial_Instruments_New_Space Heating_Natural Gas_Gas Boiler - Hot Water Reset_A_Achievable Economic RVT Potential | F1 | Industrial | Instruments | New | Space Heating | Natural Gas | Gas Boiler - Hot Water Reset | A | Integrated Unit Energy Savings (kWh or therms) | Achievable Economic RVT Potential | 0 | 0 | 14.3375 | 14.1771 | 14.0682 | 13.97 | 13.9124 | 13.8477 | 13.7883 | 13.7284 | 13.6862 | 13.6421 | 13.5783 | 13.5205 | 13.4645 | 13.417 | 13.3723 | 13.3156 | 13.2865 | 13.248 | 13.2169 | 13.1968 | 0
F2_Industrial_Instruments_New_Space Heating_Natural Gas_Gas Boiler - Hot Water Reset_A_Achievable Economic RVT Potential | F2 | Industrial | Instruments | New | Space Heating | Natural Gas | Gas Boiler - Hot Water Reset | A | Integrated Unit Summer Peak Savings (kW) | Achievable Economic RVT Potential | 0 | 0 | 0 | 0 | 0 | 0 | 0 | 0 | 0 | 0 | 0 | 0 | 0 | 0 | 0 | 0 | 0 | 0 | 0 | 0 | 0 | 0 | 0
F3_Industrial_Instruments_New_Space Heating_Natural Gas_Gas Boiler - Hot Water Reset_A_Achievable Economic RVT Potential | F3 | Industrial | Instruments | New | Space Heating | Natural Gas | Gas Boiler - Hot Water Reset | A | Integrated Unit Winter Peak Savings (kW) | Achievable Economic RVT Potential | 0 | 0 | 0 | 0 | 0 | 0 | 0 | 0 | 0 | 0 | 0 | 0 | 0 | 0 | 0 | 0 | 0 | 0 | 0 | 0 | 0 | 0 | 0
F4_Industrial_Instruments_New_Space Heating_Natural Gas_Gas Boiler - Hot Water Reset_A_Achievable Economic RVT Potential | F4 | Industrial | Instruments | New | Space Heating | Natural Gas | Gas Boiler - Hot Water Reset | A | Incremental Energy Savings (MWh or mTherms) | Achievable Economic RVT Potential | 0 | 0 | 0.0017208 | 0.0036461 | 0.0063134 | 0.0097144 | 0.012702 | 0.017033 | 0.021033 | 0.024172 | 0.024654 | 0.02304 | 0.019202 | 0.013767 | 0.0083977 | 0.0042838 | 0.0019137 | 0.00073818 | 0.0015947 | 0.0034072 | 0.0059314 | 0.0091766 | 0
F5_Industrial_Instruments_New_Space Heating_Natural Gas_Gas Boiler - Hot Water Reset_A_Achievable Economic RVT Potential | F5 | Industrial | Instruments | New | Space Heating | Natural Gas | Gas Boiler - Hot Water Reset | A | Incremental Summer Peak Savings (MW) | Achievable Economic RVT Potential | 0 | 0 | 0 | 0 | 0 | 0 | 0 | 0 | 0 | 0 | 0 | 0 | 0 | 0 | 0 | 0 | 0 | 0 | 0 | 0 | 0 | 0 | 0
F6_Industrial_Instruments_New_Space Heating_Natural Gas_Gas Boiler - Hot Water Reset_A_Achievable Economic RVT Potential | F6 | Industrial | Instruments | New | Space Heating | Natural Gas | Gas Boiler - Hot Water Reset | A | Incremental Winter Peak Savings (MW) | Achievable Economic RVT Potential | 0 | 0 | 0 | 0 | 0 | 0 | 0 | 0 | 0 | 0 | 0 | 0 | 0 | 0 | 0 | 0 | 0 | 0 | 0 | 0 | 0 | 0 | 0
F7_Industrial_Instruments_New_Space Heating_Natural Gas_Gas Boiler - Hot Water Reset_A_Achievable Economic RVT Potential | F7 | Industrial | Instruments | New | Space Heating | Natural Gas | Gas Boiler - Hot Water Reset | A | Cumulative Energy Savings (MWh or mTherms) | Achievable Economic RVT Potential | 0 | 0 | 0.0017208 | 0.0053477 | 0.01162 | 0.021253 | 0.033867 | 0.050742 | 0.071558 | 0.09542 | 0.11978 | 0.14243 | 0.16097 | 0.17405 | 0.18173 | 0.18537 | 0.18667 | 0.18661 | 0.18621 | 0.18567 | 0.18523 | 0.18495 | 0
F8_Industrial_Instruments_New_Space Heating_Natural Gas_Gas Boiler - Hot Water Reset_A_Achievable Economic RVT Potential | F8 | Industrial | Instruments | New | Space Heating | Natural Gas | Gas Boiler - Hot Water Reset | A | Cumulative Summer Peak Savings (MW) | Achievable Economic RVT Potential | 0 | 0 | 0 | 0 | 0 | 0 | 0 | 0 | 0 | 0 | 0 | 0 | 0 | 0 | 0 | 0 | 0 | 0 | 0 | 0 | 0 | 0 | 0
F9_Industrial_Instruments_New_Space Heating_Natural Gas_Gas Boiler - Hot Water Reset_A_Achievable Economic RVT Potential | F9 | Industrial | Instruments | New | Space Heating | Natural Gas | Gas Boiler - Hot Water Reset | A | Cumulative Winter Peak Savings (MW) | Achievable Economic RVT Potential | 0 | 0 | 0 | 0 | 0 | 0 | 0 | 0 | 0 | 0 | 0 | 0 | 0 | 0 | 0 | 0 | 0 | 0 | 0 | 0 | 0 | 0 | 0
F10_Industrial_Instruments_New_Space Heating_Natural Gas_Gas Boiler - Hot Water Reset_A_Achievable Economic RVT Potential | F10 | Industrial | Instruments | New | Space Heating | Natural Gas | Gas Boiler - Hot Water Reset | A | Purchases (Incremental) | Achievable Economic RVT Potential | 0 | 0 | 0.12002 | 0.25718 | 0.44877 | 0.69537 | 0.91297 | 1.23 | 1.5255 | 1.7608 | 1.8014 | 1.6889 | 1.4142 | 1.0183 | 0.62369 | 0.31928 | 0.14311 | 0.055438 | 0.12002 | 0.25718 | 0.44877 | 0.69537 | 0
F11_Industrial_Instruments_New_Space Heating_Natural Gas_Gas Boiler - Hot Water Reset_A_Achievable Economic RVT Potential | F11 | Industrial | Instruments | New | Space Heating | Natural Gas | Gas Boiler - Hot Water Reset | A | Purchases (Cumulative) | Achievable Economic RVT Potential | 0 | 0 | 0.12002 | 0.37721 | 0.82598 | 1.5213 | 2.4343 | 3.6643 | 5.1898 | 6.9505 | 8.7519 | 10.4408 | 11.8549 | 12.8732 | 13.4969 | 13.8162 | 13.9593 | 14.0147 | 14.0147 | 14.0147 | 14.0147 | 14.0147 | 0
F1_Industrial_Instruments_New_Process_Natural Gas_Gas Boiler - Hot Water Reset_A_Achievable Economic RVT Potential | F1 | Industrial | Instruments | New | Process | Natural Gas | Gas Boiler - Hot Water Reset | A | Integrated Unit Energy Savings (kWh or therms) | Achievable Economic RVT Potential | 0 | 0 | 4.6902 | 4.69 | 4.6899 | 4.6901 | 4.6902 | 4.6903 | 4.6904 | 4.6905 | 4.6905 | 4.6905 | 4.6906 | 4.6906 | 4.6906 | 4.6906 | 4.6906 | 4.6907 | 4.6907 | 4.6907 | 4.6907 | 4.6907 | 0
F2_Industrial_Instruments_New_Process_Natural Gas_Gas Boiler - Hot Water Reset_A_Achievable Economic RVT Potential | F2 | Industrial | Instruments | New | Process | Natural Gas | Gas Boiler - Hot Water Reset | A | Integrated Unit Summer Peak Savings (kW) | Achievable Economic RVT Potential | 0 | 0 | 0 | 0 | 0 | 0 | 0 | 0 | 0 | 0 | 0 | 0 | 0 | 0 | 0 | 0 | 0 | 0 | 0 | 0 | 0 | 0 | 0
F3_Industrial_Instruments_New_Process_Natural Gas_Gas Boiler - Hot Water Reset_A_Achievable Economic RVT Potential | F3 | Industrial | Instruments | New | Process | Natural Gas | Gas Boiler - Hot Water Reset | A | Integrated Unit Winter Peak Savings (kW) | Achievable Economic RVT Potential | 0 | 0 | 0 | 0 | 0 | 0 | 0 | 0 | 0 | 0 | 0 | 0 | 0 | 0 | 0 | 0 | 0 | 0 | 0 | 0 | 0 | 0 | 0
F4_Industrial_Instruments_New_Process_Natural Gas_Gas Boiler - Hot Water Reset_A_Achievable Economic RVT Potential | F4 | Industrial | Instruments | New | Process | Natural Gas | Gas Boiler - Hot Water Reset | A | Incremental Energy Savings (MWh or mTherms) | Achievable Economic RVT Potential | 0 | 0 | 0.017076 | 0.03659 | 0.063846 | 0.098934 | 0.1299 | 0.175 | 0.21704 | 0.25053 | 0.25631 | 0.2403 | 0.20122 | 0.14489 | 0.088745 | 0.045431 | 0.020363 | 0.0078882 | 0.017078 | 0.036595 | 0.063856 | 0.098946 | 0
F5_Industrial_Instruments_New_Process_Natural Gas_Gas Boiler - Hot Water Reset_A_Achievable Economic RVT Potential | F5 | Industrial | Instruments | New | Process | Natural Gas | Gas Boiler - Hot Water Reset | A | Incremental Summer Peak Savings (MW) | Achievable Economic RVT Potential | 0 | 0 | 0 | 0 | 0 | 0 | 0 | 0 | 0 | 0 | 0 | 0 | 0 | 0 | 0 | 0 | 0 | 0 | 0 | 0 | 0 | 0 | 0
F6_Industrial_Instruments_New_Process_Natural Gas_Gas Boiler - Hot Water Reset_A_Achievable Economic RVT Potential | F6 | Industrial | Instruments | New | Process | Natural Gas | Gas Boiler - Hot Water Reset | A | Incremental Winter Peak Savings (MW) | Achievable Economic RVT Potential | 0 | 0 | 0 | 0 | 0 | 0 | 0 | 0 | 0 | 0 | 0 | 0 | 0 | 0 | 0 | 0 | 0 | 0 | 0 | 0 | 0 | 0 | 0
F7_Industrial_Instruments_New_Process_Natural Gas_Gas Boiler - Hot Water Reset_A_Achievable Economic RVT Potential | F7 | Industrial | Instruments | New | Process | Natural Gas | Gas Boiler - Hot Water Reset | A | Cumulative Energy Savings (MWh or mTherms) | Achievable Economic RVT Potential | 0 | 0 | 0.017076 | 0.053665 | 0.11751 | 0.21645 | 0.34635 | 0.52136 | 0.73841 | 0.98895 | 1.2453 | 1.4856 | 1.6868 | 1.8317 | 1.9205 | 1.9659 | 1.9863 | 1.9942 | 1.9942 | 1.9942 | 1.9942 | 1.9942 | 0
F8_Industrial_Instruments_New_Process_Natural Gas_Gas Boiler - Hot Water Reset_A_Achievable Economic RVT Potential | F8 | Industrial | Instruments | New | Process | Natural Gas | Gas Boiler - Hot Water Reset | A | Cumulative Summer Peak Savings (MW) | Achievable Economic RVT Potential | 0 | 0 | 0 | 0 | 0 | 0 | 0 | 0 | 0 | 0 | 0 | 0 | 0 | 0 | 0 | 0 | 0 | 0 | 0 | 0 | 0 | 0 | 0
F9_Industrial_Instruments_New_Process_Natural Gas_Gas Boiler - Hot Water Reset_A_Achievable Economic RVT Potential | F9 | Industrial | Instruments | New | Process | Natural Gas | Gas Boiler - Hot Water Reset | A | Cumulative Winter Peak Savings (MW) | Achievable Economic RVT Potential | 0 | 0 | 0 | 0 | 0 | 0 | 0 | 0 | 0 | 0 | 0 | 0 | 0 | 0 | 0 | 0 | 0 | 0 | 0 | 0 | 0 | 0 | 0
F10_Industrial_Instruments_New_Process_Natural Gas_Gas Boiler - Hot Water Reset_A_Achievable Economic RVT Potential | F10 | Industrial | Instruments | New | Process | Natural Gas | Gas Boiler - Hot Water Reset | A | Purchases (Incremental) | Achievable Economic RVT Potential | 0 | 0 | 3.6408 | 7.8016 | 13.6134 | 21.0939 | 27.6949 | 37.3114 | 46.2743 | 53.4123 | 54.6441 | 51.2317 | 42.8985 | 30.8887 | 18.9197 | 9.6854 | 4.3412 | 1.6817 | 3.6408 | 7.8016 | 13.6134 | 21.0939 | 0
F11_Industrial_Instruments_New_Process_Natural Gas_Gas Boiler - Hot Water Reset_A_Achievable Economic RVT Potential | F11 | Industrial | Instruments | New | Process | Natural Gas | Gas Boiler - Hot Water Reset | A | Purchases (Cumulative) | Achievable Economic RVT Potential | 0 | 0 | 3.6408 | 11.4424 | 25.0558 | 46.1497 | 73.8446 | 111.156 | 157.4303 | 210.8427 | 265.4868 | 316.7185 | 359.617 | 390.5058 | 409.4254 | 419.1108 | 423.452 | 425.1337 | 425.1337 | 425.1337 | 425.1337 | 425.1337 | 0
F1_Industrial_Instruments_New_Space Heating_Natural Gas_Steam Trap Maintenance_A_Achievable Economic RVT Potential | F1 | Industrial | Instruments | New | Space Heating | Natural Gas | Steam Trap Maintenance | A | Integrated Unit Energy Savings (kWh or therms) | Achievable Economic RVT Potential | 0 | 0 | 5.0672 | 5.0116 | 4.9741 | 4.9404 | 4.9213 | 4.8995 | 4.8796 | 4.8593 | 4.8456 | 4.831 | 4.8094 | 4.7899 | 4.7712 | 4.7554 | 4.7406 | 4.7212 | 4.7118 | 4.6987 | 4.6882 | 4.6815 | 0
F2_Industrial_Instruments_New_Space Heating_Natural Gas_Steam Trap Maintenance_A_Achievable Economic RVT Potential | F2 | Industrial | Instruments | New | Space Heating | Natural Gas | Steam Trap Maintenance | A | Integrated Unit Summer Peak Savings (kW) | Achievable Economic RVT Potential | 0 | 0 | 0 | 0 | 0 | 0 | 0 | 0 | 0 | 0 | 0 | 0 | 0 | 0 | 0 | 0 | 0 | 0 | 0 | 0 | 0 | 0 | 0
F3_Industrial_Instruments_New_Space Heating_Natural Gas_Steam Trap Maintenance_A_Achievable Economic RVT Potential | F3 | Industrial | Instruments | New | Space Heating | Natural Gas | Steam Trap Maintenance | A | Integrated Unit Winter Peak Savings (kW) | Achievable Economic RVT Potential | 0 | 0 | 0 | 0 | 0 | 0 | 0 | 0 | 0 | 0 | 0 | 0 | 0 | 0 | 0 | 0 | 0 | 0 | 0 | 0 | 0 | 0 | 0
F4_Industrial_Instruments_New_Space Heating_Natural Gas_Steam Trap Maintenance_A_Achievable Economic RVT Potential | F4 | Industrial | Instruments | New | Space Heating | Natural Gas | Steam Trap Maintenance | A | Incremental Energy Savings (MWh or mTherms) | Achievable Economic RVT Potential | 0 | 0 | 0 | 0 | 0 | 0 | 0 | 0 | 0 | 0 | 0 | 0 | 0 | 0 | 0 | 0 | 0 | 0 | 0 | 0 | 0 | 0 | 0
F5_Industrial_Instruments_New_Space Heating_Natural Gas_Steam Trap Maintenance_A_Achievable Economic RVT Potential | F5 | Industrial | Instruments | New | Space Heating | Natural Gas | Steam Trap Maintenance | A | Incremental Summer Peak Savings (MW) | Achievable Economic RVT Potential | 0 | 0 | 0 | 0 | 0 | 0 | 0 | 0 | 0 | 0 | 0 | 0 | 0 | 0 | 0 | 0 | 0 | 0 | 0 | 0 | 0 | 0 | 0
F6_Industrial_Instruments_New_Space Heating_Natural Gas_Steam Trap Maintenance_A_Achievable Economic RVT Potential | F6 | Industrial | Instruments | New | Space Heating | Natural Gas | Steam Trap Maintenance | A | Incremental Winter Peak Savings (MW) | Achievable Economic RVT Potential | 0 | 0 | 0 | 0 | 0 | 0 | 0 | 0 | 0 | 0 | 0 | 0 | 0 | 0 | 0 | 0 | 0 | 0 | 0 | 0 | 0 | 0 | 0
F7_Industrial_Instruments_New_Space Heating_Natural Gas_Steam Trap Maintenance_A_Achievable Economic RVT Potential | F7 | Industrial | Instruments | New | Space Heating | Natural Gas | Steam Trap Maintenance | A | Cumulative Energy Savings (MWh or mTherms) | Achievable Economic RVT Potential | 0 | 0 | 0 | 0 | 0 | 0 | 0 | 0 | 0 | 0 | 0 | 0 | 0 | 0 | 0 | 0 | 0 | 0 | 0 | 0 | 0 | 0 | 0
F8_Industrial_Instruments_New_Space Heating_Natural Gas_Steam Trap Maintenance_A_Achievable Economic RVT Potential | F8 | Industrial | Instruments | New | Space Heating | Natural Gas | Steam Trap Maintenance | A | Cumulative Summer Peak Savings (MW) | Achievable Economic RVT Potential | 0 | 0 | 0 | 0 | 0 | 0 | 0 | 0 | 0 | 0 | 0 | 0 | 0 | 0 | 0 | 0 | 0 | 0 | 0 | 0 | 0 | 0 | 0
F9_Industrial_Instruments_New_Space Heating_Natural Gas_Steam Trap Maintenance_A_Achievable Economic RVT Potential | F9 | Industrial | Instruments | New | Space Heating | Natural Gas | Steam Trap Maintenance | A | Cumulative Winter Peak Savings (MW) | Achievable Economic RVT Potential | 0 | 0 | 0 | 0 | 0 | 0 | 0 | 0 | 0 | 0 | 0 | 0 | 0 | 0 | 0 | 0 | 0 | 0 | 0 | 0 | 0 | 0 | 0
F10_Industrial_Instruments_New_Space Heating_Natural Gas_Steam Trap Maintenance_A_Achievable Economic RVT Potential | F10 | Industrial | Instruments | New | Space Heating | Natural Gas | Steam Trap Maintenance | A | Purchases (Incremental) | Achievable Economic RVT Potential | 0 | 0 | 0 | 0 | 0 | 0 | 0 | 0 | 0 | 0 | 0 | 0 | 0 | 0 | 0 | 0 | 0 | 0 | 0 | 0 | 0 | 0 | 0
F11_Industrial_Instruments_New_Space Heating_Natural Gas_Steam Trap Maintenance_A_Achievable Economic RVT Potential | F11 | Industrial | Instruments | New | Space Heating | Natural Gas | Steam Trap Maintenance | A | Purchases (Cumulative) | Achievable Economic RVT Potential | 0 | 0 | 0 | 0 | 0 | 0 | 0 | 0 | 0 | 0 | 0 | 0 | 0 | 0 | 0 | 0 | 0 | 0 | 0 | 0 | 0 | 0 | 0
F1_Industrial_Instruments_New_Process_Natural Gas_Steam Trap Maintenance_A_Achievable Economic RVT Potential | F1 | Industrial | Instruments | New | Process | Natural Gas | Steam Trap Maintenance | A | Integrated Unit Energy Savings (kWh or therms) | Achievable Economic RVT Potential | 0 | 0 | 3.3139 | 3.3138 | 3.3137 | 3.3139 | 3.3139 | 3.314 | 3.314 | 3.3141 | 3.3141 | 3.3141 | 3.3142 | 3.3142 | 3.3142 | 3.3142 | 3.3142 | 3.3142 | 3.3142 | 3.3142 | 3.3143 | 3.3143 | 0
F2_Industrial_Instruments_New_Process_Natural Gas_Steam Trap Maintenance_A_Achievable Economic RVT Potential | F2 | Industrial | Instruments | New | Process | Natural Gas | Steam Trap Maintenance | A | Integrated Unit Summer Peak Savings (kW) | Achievable Economic RVT Potential | 0 | 0 | 0 | 0 | 0 | 0 | 0 | 0 | 0 | 0 | 0 | 0 | 0 | 0 | 0 | 0 | 0 | 0 | 0 | 0 | 0 | 0 | 0
F3_Industrial_Instruments_New_Process_Natural Gas_Steam Trap Maintenance_A_Achievable Economic RVT Potential | F3 | Industrial | Instruments | New | Process | Natural Gas | Steam Trap Maintenance | A | Integrated Unit Winter Peak Savings (kW) | Achievable Economic RVT Potential | 0 | 0 | 0 | 0 | 0 | 0 | 0 | 0 | 0 | 0 | 0 | 0 | 0 | 0 | 0 | 0 | 0 | 0 | 0 | 0 | 0 | 0 | 0
F4_Industrial_Instruments_New_Process_Natural Gas_Steam Trap Maintenance_A_Achievable Economic RVT Potential | F4 | Industrial | Instruments | New | Process | Natural Gas | Steam Trap Maintenance | A | Incremental Energy Savings (MWh or mTherms) | Achievable Economic RVT Potential | 0 | 0 | 0 | 0 | 0 | 0 | 0 | 0 | 0 | 0 | 0 | 0 | 0 | 0 | 0 | 0 | 0 | 0 | 0 | 0 | 0 | 0 | 0
F5_Industrial_Instruments_New_Process_Natural Gas_Steam Trap Maintenance_A_Achievable Economic RVT Potential | F5 | Industrial | Instruments | New | Process | Natural Gas | Steam Trap Maintenance | A | Incremental Summer Peak Savings (MW) | Achievable Economic RVT Potential | 0 | 0 | 0 | 0 | 0 | 0 | 0 | 0 | 0 | 0 | 0 | 0 | 0 | 0 | 0 | 0 | 0 | 0 | 0 | 0 | 0 | 0 | 0
F6_Industrial_Instruments_New_Process_Natural Gas_Steam Trap Maintenance_A_Achievable Economic RVT Potential | F6 | Industrial | Instruments | New | Process | Natural Gas | Steam Trap Maintenance | A | Incremental Winter Peak Savings (MW) | Achievable Economic RVT Potential | 0 | 0 | 0 | 0 | 0 | 0 | 0 | 0 | 0 | 0 | 0 | 0 | 0 | 0 | 0 | 0 | 0 | 0 | 0 | 0 | 0 | 0 | 0
F7_Industrial_Instruments_New_Process_Natural Gas_Steam Trap Maintenance_A_Achievable Economic RVT Potential | F7 | Industrial | Instruments | New | Process | Natural Gas | Steam Trap Maintenance | A | Cumulative Energy Savings (MWh or mTherms) | Achievable Economic RVT Potential | 0 | 0 | 0 | 0 | 0 | 0 | 0 | 0 | 0 | 0 | 0 | 0 | 0 | 0 | 0 | 0 | 0 | 0 | 0 | 0 | 0 | 0 | 0
F8_Industrial_Instruments_New_Process_Natural Gas_Steam Trap Maintenance_A_Achievable Economic RVT Potential | F8 | Industrial | Instruments | New | Process | Natural Gas | Steam Trap Maintenance | A | Cumulative Summer Peak Savings (MW) | Achievable Economic RVT Potential | 0 | 0 | 0 | 0 | 0 | 0 | 0 | 0 | 0 | 0 | 0 | 0 | 0 | 0 | 0 | 0 | 0 | 0 | 0 | 0 | 0 | 0 | 0
F9_Industrial_Instruments_New_Process_Natural Gas_Steam Trap Maintenance_A_Achievable Economic RVT Potential | F9 | Industrial | Instruments | New | Process | Natural Gas | Steam Trap Maintenance | A | Cumulative Winter Peak Savings (MW) | Achievable Economic RVT Potential | 0 | 0 | 0 | 0 | 0 | 0 | 0 | 0 | 0 | 0 | 0 | 0 | 0 | 0 | 0 | 0 | 0 | 0 | 0 | 0 | 0 | 0 | 0
F10_Industrial_Instruments_New_Process_Natural Gas_Steam Trap Maintenance_A_Achievable Economic RVT Potential | F10 | Industrial | Instruments | New | Process | Natural Gas | Steam Trap Maintenance | A | Purchases (Incremental) | Achievable Economic RVT Potential | 0 | 0 | 0 | 0 | 0 | 0 | 0 | 0 | 0 | 0 | 0 | 0 | 0 | 0 | 0 | 0 | 0 | 0 | 0 | 0 | 0 | 0 | 0
F11_Industrial_Instruments_New_Process_Natural Gas_Steam Trap Maintenance_A_Achievable Economic RVT Potential | F11 | Industrial | Instruments | New | Process | Natural Gas | Steam Trap Maintenance | A | Purchases (Cumulative) | Achievable Economic RVT Potential | 0 | 0 | 0 | 0 | 0 | 0 | 0 | 0 | 0 | 0 | 0 | 0 | 0 | 0 | 0 | 0 | 0 | 0 | 0 | 0 | 0 | 0 | 0
F1_Industrial_Instruments_New_Space Heating_Natural Gas_Gas Boiler - High Turndown_A_Achievable Economic RVT Potential | F1 | Industrial | Instruments | New | Space Heating | Natural Gas | Gas Boiler - High Turndown | A | Integrated Unit Energy Savings (kWh or therms) | Achievable Economic RVT Potential | 0 | 0 | 5.37 | 5.3054 | 5.2596 | 5.2169 | 5.1862 | 5.1526 | 5.119 | 5.0837 | 5.0513 | 5.0169 | 4.974 | 4.9344 | 4.8934 | 4.8595 | 4.8302 | 4.8025 | 4.7857 | 4.7716 | 4.7636 | 4.7616 | 0
F2_Industrial_Instruments_New_Space Heating_Natural Gas_Gas Boiler - High Turndown_A_Achievable Economic RVT Potential | F2 | Industrial | Instruments | New | Space Heating | Natural Gas | Gas Boiler - High Turndown | A | Integrated Unit Summer Peak Savings (kW) | Achievable Economic RVT Potential | 0 | 0 | 0 | 0 | 0 | 0 | 0 | 0 | 0 | 0 | 0 | 0 | 0 | 0 | 0 | 0 | 0 | 0 | 0 | 0 | 0 | 0 | 0
F3_Industrial_Instruments_New_Space Heating_Natural Gas_Gas Boiler - High Turndown_A_Achievable Economic RVT Potential | F3 | Industrial | Instruments | New | Space Heating | Natural Gas | Gas Boiler - High Turndown | A | Integrated Unit Winter Peak Savings (kW) | Achievable Economic RVT Potential | 0 | 0 | 0 | 0 | 0 | 0 | 0 | 0 | 0 | 0 | 0 | 0 | 0 | 0 | 0 | 0 | 0 | 0 | 0 | 0 | 0 | 0 | 0
F4_Industrial_Instruments_New_Space Heating_Natural Gas_Gas Boiler - High Turndown_A_Achievable Economic RVT Potential | F4 | Industrial | Instruments | New | Space Heating | Natural Gas | Gas Boiler - High Turndown | A | Incremental Energy Savings (MWh or mTherms) | Achievable Economic RVT Potential | 0 | 0 | 0 | 0 | 0 | 0 | 0 | 0 | 0 | 0 | 0 | 0 | 0 | 0 | 0 | 0 | 0 | 0 | 0 | 0 | 0 | 0 | 0
F5_Industrial_Instruments_New_Space Heating_Natural Gas_Gas Boiler - High Turndown_A_Achievable Economic RVT Potential | F5 | Industrial | Instruments | New | Space Heating | Natural Gas | Gas Boiler - High Turndown | A | Incremental Summer Peak Savings (MW) | Achievable Economic RVT Potential | 0 | 0 | 0 | 0 | 0 | 0 | 0 | 0 | 0 | 0 | 0 | 0 | 0 | 0 | 0 | 0 | 0 | 0 | 0 | 0 | 0 | 0 | 0
F6_Industrial_Instruments_New_Space Heating_Natural Gas_Gas Boiler - High Turndown_A_Achievable Economic RVT Potential | F6 | Industrial | Instruments | New | Space Heating | Natural Gas | Gas Boiler - High Turndown | A | Incremental Winter Peak Savings (MW) | Achievable Economic RVT Potential | 0 | 0 | 0 | 0 | 0 | 0 | 0 | 0 | 0 | 0 | 0 | 0 | 0 | 0 | 0 | 0 | 0 | 0 | 0 | 0 | 0 | 0 | 0
F7_Industrial_Instruments_New_Space Heating_Natural Gas_Gas Boiler - High Turndown_A_Achievable Economic RVT Potential | F7 | Industrial | Instruments | New | Space Heating | Natural Gas | Gas Boiler - High Turndown | A | Cumulative Energy Savings (MWh or mTherms) | Achievable Economic RVT Potential | 0 | 0 | 0 | 0 | 0 | 0 | 0 | 0 | 0 | 0 | 0 | 0 | 0 | 0 | 0 | 0 | 0 | 0 | 0 | 0 | 0 | 0 | 0
F8_Industrial_Instruments_New_Space Heating_Natural Gas_Gas Boiler - High Turndown_A_Achievable Economic RVT Potential | F8 | Industrial | Instruments | New | Space Heating | Natural Gas | Gas Boiler - High Turndown | A | Cumulative Summer Peak Savings (MW) | Achievable Economic RVT Potential | 0 | 0 | 0 | 0 | 0 | 0 | 0 | 0 | 0 | 0 | 0 | 0 | 0 | 0 | 0 | 0 | 0 | 0 | 0 | 0 | 0 | 0 | 0
F9_Industrial_Instruments_New_Space Heating_Natural Gas_Gas Boiler - High Turndown_A_Achievable Economic RVT Potential | F9 | Industrial | Instruments | New | Space Heating | Natural Gas | Gas Boiler - High Turndown | A | Cumulative Winter Peak Savings (MW) | Achievable Economic RVT Potential | 0 | 0 | 0 | 0 | 0 | 0 | 0 | 0 | 0 | 0 | 0 | 0 | 0 | 0 | 0 | 0 | 0 | 0 | 0 | 0 | 0 | 0 | 0
F10_Industrial_Instruments_New_Space Heating_Natural Gas_Gas Boiler - High Turndown_A_Achievable Economic RVT Potential | F10 | Industrial | Instruments | New | Space Heating | Natural Gas | Gas Boiler - High Turndown | A | Purchases (Incremental) | Achievable Economic RVT Potential | 0 | 0 | 0 | 0 | 0 | 0 | 0 | 0 | 0 | 0 | 0 | 0 | 0 | 0 | 0 | 0 | 0 | 0 | 0 | 0 | 0 | 0 | 0
F11_Industrial_Instruments_New_Space Heating_Natural Gas_Gas Boiler - High Turndown_A_Achievable Economic RVT Potential | F11 | Industrial | Instruments | New | Space Heating | Natural Gas | Gas Boiler - High Turndown | A | Purchases (Cumulative) | Achievable Economic RVT Potential | 0 | 0 | 0 | 0 | 0 | 0 | 0 | 0 | 0 | 0 | 0 | 0 | 0 | 0 | 0 | 0 | 0 | 0 | 0 | 0 | 0 | 0 | 0
F1_Industrial_Instruments_New_Process_Natural Gas_Gas Boiler - High Turndown_A_Achievable Economic RVT Potential | F1 | Industrial | Instruments | New | Process | Natural Gas | Gas Boiler - High Turndown | A | Integrated Unit Energy Savings (kWh or therms) | Achievable Economic RVT Potential | 0 | 0 | 3.5082 | 3.5024 | 3.497 | 3.4921 | 3.4852 | 3.4798 | 3.4752 | 3.4717 | 3.4676 | 3.4648 | 3.4626 | 3.4616 | 3.4597 | 3.4588 | 3.4581 | 3.4584 | 3.4577 | 3.4577 | 3.4575 | 3.4571 | 0
F2_Industrial_Instruments_New_Process_Natural Gas_Gas Boiler - High Turndown_A_Achievable Economic RVT Potential | F2 | Industrial | Instruments | New | Process | Natural Gas | Gas Boiler - High Turndown | A | Integrated Unit Summer Peak Savings (kW) | Achievable Economic RVT Potential | 0 | 0 | 0 | 0 | 0 | 0 | 0 | 0 | 0 | 0 | 0 | 0 | 0 | 0 | 0 | 0 | 0 | 0 | 0 | 0 | 0 | 0 | 0
F3_Industrial_Instruments_New_Process_Natural Gas_Gas Boiler - High Turndown_A_Achievable Economic RVT Potential | F3 | Industrial | Instruments | New | Process | Natural Gas | Gas Boiler - High Turndown | A | Integrated Unit Winter Peak Savings (kW) | Achievable Economic RVT Potential | 0 | 0 | 0 | 0 | 0 | 0 | 0 | 0 | 0 | 0 | 0 | 0 | 0 | 0 | 0 | 0 | 0 | 0 | 0 | 0 | 0 | 0 | 0
F4_Industrial_Instruments_New_Process_Natural Gas_Gas Boiler - High Turndown_A_Achievable Economic RVT Potential | F4 | Industrial | Instruments | New | Process | Natural Gas | Gas Boiler - High Turndown | A | Incremental Energy Savings (MWh or mTherms) | Achievable Economic RVT Potential | 0 | 0 | 0 | 0 | 0 | 0 | 0 | 0 | 0 | 0 | 0 | 0 | 0 | 0 | 0 | 0 | 0 | 0 | 0 | 0 | 0 | 0 | 0
F5_Industrial_Instruments_New_Process_Natural Gas_Gas Boiler - High Turndown_A_Achievable Economic RVT Potential | F5 | Industrial | Instruments | New | Process | Natural Gas | Gas Boiler - High Turndown | A | Incremental Summer Peak Savings (MW) | Achievable Economic RVT Potential | 0 | 0 | 0 | 0 | 0 | 0 | 0 | 0 | 0 | 0 | 0 | 0 | 0 | 0 | 0 | 0 | 0 | 0 | 0 | 0 | 0 | 0 | 0
F6_Industrial_Instruments_New_Process_Natural Gas_Gas Boiler - High Turndown_A_Achievable Economic RVT Potential | F6 | Industrial | Instruments | New | Process | Natural Gas | Gas Boiler - High Turndown | A | Incremental Winter Peak Savings (MW) | Achievable Economic RVT Potential | 0 | 0 | 0 | 0 | 0 | 0 | 0 | 0 | 0 | 0 | 0 | 0 | 0 | 0 | 0 | 0 | 0 | 0 | 0 | 0 | 0 | 0 | 0
F7_Industrial_Instruments_New_Process_Natural Gas_Gas Boiler - High Turndown_A_Achievable Economic RVT Potential | F7 | Industrial | Instruments | New | Process | Natural Gas | Gas Boiler - High Turndown | A | Cumulative Energy Savings (MWh or mTherms) | Achievable Economic RVT Potential | 0 | 0 | 0 | 0 | 0 | 0 | 0 | 0 | 0 | 0 | 0 | 0 | 0 | 0 | 0 | 0 | 0 | 0 | 0 | 0 | 0 | 0 | 0
F8_Industrial_Instruments_New_Process_Natural Gas_Gas Boiler - High Turndown_A_Achievable Economic RVT Potential | F8 | Industrial | Instruments | New | Process | Natural Gas | Gas Boiler - High Turndown | A | Cumulative Summer Peak Savings (MW) | Achievable Economic RVT Potential | 0 | 0 | 0 | 0 | 0 | 0 | 0 | 0 | 0 | 0 | 0 | 0 | 0 | 0 | 0 | 0 | 0 | 0 | 0 | 0 | 0 | 0 | 0
F9_Industrial_Instruments_New_Process_Natural Gas_Gas Boiler - High Turndown_A_Achievable Economic RVT Potential | F9 | Industrial | Instruments | New | Process | Natural Gas | Gas Boiler - High Turndown | A | Cumulative Winter Peak Savings (MW) | Achievable Economic RVT Potential | 0 | 0 | 0 | 0 | 0 | 0 | 0 | 0 | 0 | 0 | 0 | 0 | 0 | 0 | 0 | 0 | 0 | 0 | 0 | 0 | 0 | 0 | 0
F10_Industrial_Instruments_New_Process_Natural Gas_Gas Boiler - High Turndown_A_Achievable Economic RVT Potential | F10 | Industrial | Instruments | New | Process | Natural Gas | Gas Boiler - High Turndown | A | Purchases (Incremental) | Achievable Economic RVT Potential | 0 | 0 | 0 | 0 | 0 | 0 | 0 | 0 | 0 | 0 | 0 | 0 | 0 | 0 | 0 | 0 | 0 | 0 | 0 | 0 | 0 | 0 | 0
F11_Industrial_Instruments_New_Process_Natural Gas_Gas Boiler - High Turndown_A_Achievable Economic RVT Potential | F11 | Industrial | Instruments | New | Process | Natural Gas | Gas Boiler - High Turndown | A | Purchases (Cumulative) | Achievable Economic RVT Potential | 0 | 0 | 0 | 0 | 0 | 0 | 0 | 0 | 0 | 0 | 0 | 0 | 0 | 0 | 0 | 0 | 0 | 0 | 0 | 0 | 0 | 0 | 0
F1_Industrial_Instruments_New_Space Heating_Natural Gas_Gas Boiler - Burner Control Optimization_A_Achievable Economic RVT Potential | F1 | Industrial | Instruments | New | Space Heating | Natural Gas | Gas Boiler - Burner Control Optimization | A | Integrated Unit Energy Savings (kWh or therms) | Achievable Economic RVT Potential | 0 | 0 | 1.5572 | 1.5385 | 1.5251 | 1.5127 | 1.5038 | 1.494 | 1.4843 | 1.474 | 1.4646 | 1.4546 | 1.4422 | 1.4307 | 1.4188 | 1.409 | 1.4005 | 1.3925 | 1.3876 | 1.3836 | 1.3812 | 1.3807 | 0
F2_Industrial_Instruments_New_Space Heating_Natural Gas_Gas Boiler - Burner Control Optimization_A_Achievable Economic RVT Potential | F2 | Industrial | Instruments | New | Space Heating | Natural Gas | Gas Boiler - Burner Control Optimization | A | Integrated Unit Summer Peak Savings (kW) | Achievable Economic RVT Potential | 0 | 0 | 0 | 0 | 0 | 0 | 0 | 0 | 0 | 0 | 0 | 0 | 0 | 0 | 0 | 0 | 0 | 0 | 0 | 0 | 0 | 0 | 0
F3_Industrial_Instruments_New_Space Heating_Natural Gas_Gas Boiler - Burner Control Optimization_A_Achievable Economic RVT Potential | F3 | Industrial | Instruments | New | Space Heating | Natural Gas | Gas Boiler - Burner Control Optimization | A | Integrated Unit Winter Peak Savings (kW) | Achievable Economic RVT Potential | 0 | 0 | 0 | 0 | 0 | 0 | 0 | 0 | 0 | 0 | 0 | 0 | 0 | 0 | 0 | 0 | 0 | 0 | 0 | 0 | 0 | 0 | 0
F4_Industrial_Instruments_New_Space Heating_Natural Gas_Gas Boiler - Burner Control Optimization_A_Achievable Economic RVT Potential | F4 | Industrial | Instruments | New | Space Heating | Natural Gas | Gas Boiler - Burner Control Optimization | A | Incremental Energy Savings (MWh or mTherms) | Achievable Economic RVT Potential | 0 | 0 | 0 | 0 | 0 | 0 | 0 | 0 | 0 | 0 | 0 | 0 | 0 | 0 | 0 | 0 | 0 | 0 | 0 | 0 | 0 | 0 | 0
F5_Industrial_Instruments_New_Space Heating_Natural Gas_Gas Boiler - Burner Control Optimization_A_Achievable Economic RVT Potential | F5 | Industrial | Instruments | New | Space Heating | Natural Gas | Gas Boiler - Burner Control Optimization | A | Incremental Summer Peak Savings (MW) | Achievable Economic RVT Potential | 0 | 0 | 0 | 0 | 0 | 0 | 0 | 0 | 0 | 0 | 0 | 0 | 0 | 0 | 0 | 0 | 0 | 0 | 0 | 0 | 0 | 0 | 0
F6_Industrial_Instruments_New_Space Heating_Natural Gas_Gas Boiler - Burner Control Optimization_A_Achievable Economic RVT Potential | F6 | Industrial | Instruments | New | Space Heating | Natural Gas | Gas Boiler - Burner Control Optimization | A | Incremental Winter Peak Savings (MW) | Achievable Economic RVT Potential | 0 | 0 | 0 | 0 | 0 | 0 | 0 | 0 | 0 | 0 | 0 | 0 | 0 | 0 | 0 | 0 | 0 | 0 | 0 | 0 | 0 | 0 | 0
F7_Industrial_Instruments_New_Space Heating_Natural Gas_Gas Boiler - Burner Control Optimization_A_Achievable Economic RVT Potential | F7 | Industrial | Instruments | New | Space Heating | Natural Gas | Gas Boiler - Burner Control Optimization | A | Cumulative Energy Savings (MWh or mTherms) | Achievable Economic RVT Potential | 0 | 0 | 0 | 0 | 0 | 0 | 0 | 0 | 0 | 0 | 0 | 0 | 0 | 0 | 0 | 0 | 0 | 0 | 0 | 0 | 0 | 0 | 0
F8_Industrial_Instruments_New_Space Heating_Natural Gas_Gas Boiler - Burner Control Optimization_A_Achievable Economic RVT Potential | F8 | Industrial | Instruments | New | Space Heating | Natural Gas | Gas Boiler - Burner Control Optimization | A | Cumulative Summer Peak Savings (MW) | Achievable Economic RVT Potential | 0 | 0 | 0 | 0 | 0 | 0 | 0 | 0 | 0 | 0 | 0 | 0 | 0 | 0 | 0 | 0 | 0 | 0 | 0 | 0 | 0 | 0 | 0
F9_Industrial_Instruments_New_Space Heating_Natural Gas_Gas Boiler - Burner Control Optimization_A_Achievable Economic RVT Potential | F9 | Industrial | Instruments | New | Space Heating | Natural Gas | Gas Boiler - Burner Control Optimization | A | Cumulative Winter Peak Savings (MW) | Achievable Economic RVT Potential | 0 | 0 | 0 | 0 | 0 | 0 | 0 | 0 | 0 | 0 | 0 | 0 | 0 | 0 | 0 | 0 | 0 | 0 | 0 | 0 | 0 | 0 | 0
F10_Industrial_Instruments_New_Space Heating_Natural Gas_Gas Boiler - Burner Control Optimization_A_Achievable Economic RVT Potential | F10 | Industrial | Instruments | New | Space Heating | Natural Gas | Gas Boiler - Burner Control Optimization | A | Purchases (Incremental) | Achievable Economic RVT Potential | 0 | 0 | 0 | 0 | 0 | 0 | 0 | 0 | 0 | 0 | 0 | 0 | 0 | 0 | 0 | 0 | 0 | 0 | 0 | 0 | 0 | 0 | 0
F11_Industrial_Instruments_New_Space Heating_Natural Gas_Gas Boiler - Burner Control Optimization_A_Achievable Economic RVT Potential | F11 | Industrial | Instruments | New | Space Heating | Natural Gas | Gas Boiler - Burner Control Optimization | A | Purchases (Cumulative) | Achievable Economic RVT Potential | 0 | 0 | 0 | 0 | 0 | 0 | 0 | 0 | 0 | 0 | 0 | 0 | 0 | 0 | 0 | 0 | 0 | 0 | 0 | 0 | 0 | 0 | 0
F1_Industrial_Instruments_New_Process_Natural Gas_Gas Boiler - Burner Control Optimization_A_Achievable Economic RVT Potential | F1 | Industrial | Instruments | New | Process | Natural Gas | Gas Boiler - Burner Control Optimization | A | Integrated Unit Energy Savings (kWh or therms) | Achievable Economic RVT Potential | 0 | 0 | 1.0171 | 1.0152 | 1.0135 | 1.0119 | 1.0097 | 1.008 | 1.0066 | 1.0055 | 1.0043 | 1.0035 | 1.0028 | 1.0026 | 1.002 | 1.0018 | 1.0016 | 1.0018 | 1.0016 | 1.0017 | 1.0017 | 1.0016 | 0
F2_Industrial_Instruments_New_Process_Natural Gas_Gas Boiler - Burner Control Optimization_A_Achievable Economic RVT Potential | F2 | Industrial | Instruments | New | Process | Natural Gas | Gas Boiler - Burner Control Optimization | A | Integrated Unit Summer Peak Savings (kW) | Achievable Economic RVT Potential | 0 | 0 | 0 | 0 | 0 | 0 | 0 | 0 | 0 | 0 | 0 | 0 | 0 | 0 | 0 | 0 | 0 | 0 | 0 | 0 | 0 | 0 | 0
F3_Industrial_Instruments_New_Process_Natural Gas_Gas Boiler - Burner Control Optimization_A_Achievable Economic RVT Potential | F3 | Industrial | Instruments | New | Process | Natural Gas | Gas Boiler - Burner Control Optimization | A | Integrated Unit Winter Peak Savings (kW) | Achievable Economic RVT Potential | 0 | 0 | 0 | 0 | 0 | 0 | 0 | 0 | 0 | 0 | 0 | 0 | 0 | 0 | 0 | 0 | 0 | 0 | 0 | 0 | 0 | 0 | 0
F4_Industrial_Instruments_New_Process_Natural Gas_Gas Boiler - Burner Control Optimization_A_Achievable Economic RVT Potential | F4 | Industrial | Instruments | New | Process | Natural Gas | Gas Boiler - Burner Control Optimization | A | Incremental Energy Savings (MWh or mTherms) | Achievable Economic RVT Potential | 0 | 0 | 0 | 0 | 0 | 0 | 0 | 0 | 0 | 0 | 0 | 0 | 0 | 0 | 0 | 0 | 0 | 0 | 0 | 0 | 0 | 0 | 0
F5_Industrial_Instruments_New_Process_Natural Gas_Gas Boiler - Burner Control Optimization_A_Achievable Economic RVT Potential | F5 | Industrial | Instruments | New | Process | Natural Gas | Gas Boiler - Burner Control Optimization | A | Incremental Summer Peak Savings (MW) | Achievable Economic RVT Potential | 0 | 0 | 0 | 0 | 0 | 0 | 0 | 0 | 0 | 0 | 0 | 0 | 0 | 0 | 0 | 0 | 0 | 0 | 0 | 0 | 0 | 0 | 0
F6_Industrial_Instruments_New_Process_Natural Gas_Gas Boiler - Burner Control Optimization_A_Achievable Economic RVT Potential | F6 | Industrial | Instruments | New | Process | Natural Gas | Gas Boiler - Burner Control Optimization | A | Incremental Winter Peak Savings (MW) | Achievable Economic RVT Potential | 0 | 0 | 0 | 0 | 0 | 0 | 0 | 0 | 0 | 0 | 0 | 0 | 0 | 0 | 0 | 0 | 0 | 0 | 0 | 0 | 0 | 0 | 0
F7_Industrial_Instruments_New_Process_Natural Gas_Gas Boiler - Burner Control Optimization_A_Achievable Economic RVT Potential | F7 | Industrial | Instruments | New | Process | Natural Gas | Gas Boiler - Burner Control Optimization | A | Cumulative Energy Savings (MWh or mTherms) | Achievable Economic RVT Potential | 0 | 0 | 0 | 0 | 0 | 0 | 0 | 0 | 0 | 0 | 0 | 0 | 0 | 0 | 0 | 0 | 0 | 0 | 0 | 0 | 0 | 0 | 0
F8_Industrial_Instruments_New_Process_Natural Gas_Gas Boiler - Burner Control Optimization_A_Achievable Economic RVT Potential | F8 | Industrial | Instruments | New | Process | Natural Gas | Gas Boiler - Burner Control Optimization | A | Cumulative Summer Peak Savings (MW) | Achievable Economic RVT Potential | 0 | 0 | 0 | 0 | 0 | 0 | 0 | 0 | 0 | 0 | 0 | 0 | 0 | 0 | 0 | 0 | 0 | 0 | 0 | 0 | 0 | 0 | 0
F9_Industrial_Instruments_New_Process_Natural Gas_Gas Boiler - Burner Control Optimization_A_Achievable Economic RVT Potential | F9 | Industrial | Instruments | New | Process | Natural Gas | Gas Boiler - Burner Control Optimization | A | Cumulative Winter Peak Savings (MW) | Achievable Economic RVT Potential | 0 | 0 | 0 | 0 | 0 | 0 | 0 | 0 | 0 | 0 | 0 | 0 | 0 | 0 | 0 | 0 | 0 | 0 | 0 | 0 | 0 | 0 | 0
F10_Industrial_Instruments_New_Process_Natural Gas_Gas Boiler - Burner Control Optimization_A_Achievable Economic RVT Potential | F10 | Industrial | Instruments | New | Process | Natural Gas | Gas Boiler - Burner Control Optimization | A | Purchases (Incremental) | Achievable Economic RVT Potential | 0 | 0 | 0 | 0 | 0 | 0 | 0 | 0 | 0 | 0 | 0 | 0 | 0 | 0 | 0 | 0 | 0 | 0 | 0 | 0 | 0 | 0 | 0
F11_Industrial_Instruments_New_Process_Natural Gas_Gas Boiler - Burner Control Optimization_A_Achievable Economic RVT Potential | F11 | Industrial | Instruments | New | Process | Natural Gas | Gas Boiler - Burner Control Optimization | A | Purchases (Cumulative) | Achievable Economic RVT Potential | 0 | 0 | 0 | 0 | 0 | 0 | 0 | 0 | 0 | 0 | 0 | 0 | 0 | 0 | 0 | 0 | 0 | 0 | 0 | 0 | 0 | 0 | 0
F1_Industrial_Instruments_New_Space Heating_Natural Gas_HVAC - Demand Controlled Ventilation_A_Achievable Economic RVT Potential | F1 | Industrial | Instruments | New | Space Heating | Natural Gas | HVAC - Demand Controlled Ventilation | A | Integrated Unit Energy Savings (kWh or therms) | Achievable Economic RVT Potential | 0 | 0 | 0.067762 | 0.067019 | 0.066518 | 0.066066 | 0.065811 | 0.06552 | 0.065253 | 0.064983 | 0.064799 | 0.064604 | 0.064316 | 0.064054 | 0.063804 | 0.063593 | 0.063395 | 0.063135 | 0.063009 | 0.062835 | 0.062694 | 0.062605 | 0
F2_Industrial_Instruments_New_Space Heating_Natural Gas_HVAC - Demand Controlled Ventilation_A_Achievable Economic RVT Potential | F2 | Industrial | Instruments | New | Space Heating | Natural Gas | HVAC - Demand Controlled Ventilation | A | Integrated Unit Summer Peak Savings (kW) | Achievable Economic RVT Potential | 0 | 0 | 0 | 0 | 0 | 0 | 0 | 0 | 0 | 0 | 0 | 0 | 0 | 0 | 0 | 0 | 0 | 0 | 0 | 0 | 0 | 0 | 0
F3_Industrial_Instruments_New_Space Heating_Natural Gas_HVAC - Demand Controlled Ventilation_A_Achievable Economic RVT Potential | F3 | Industrial | Instruments | New | Space Heating | Natural Gas | HVAC - Demand Controlled Ventilation | A | Integrated Unit Winter Peak Savings (kW) | Achievable Economic RVT Potential | 0 | 0 | 0 | 0 | 0 | 0 | 0 | 0 | 0 | 0 | 0 | 0 | 0 | 0 | 0 | 0 | 0 | 0 | 0 | 0 | 0 | 0 | 0
F4_Industrial_Instruments_New_Space Heating_Natural Gas_HVAC - Demand Controlled Ventilation_A_Achievable Economic RVT Potential | F4 | Industrial | Instruments | New | Space Heating | Natural Gas | HVAC - Demand Controlled Ventilation | A | Incremental Energy Savings (MWh or mTherms) | Achievable Economic RVT Potential | 0 | 0 | 0.0091741 | 0.015835 | 0.022411 | 0.029711 | 0.034067 | 0.039084 | 0.044006 | 0.049515 | 0.053603 | 0.058289 | 0.06279 | 0.068036 | 0.07149 | 0.075759 | 0.08001 | 0.084885 | 0.088146 | 0.092116 | 0.096001 | 0.099937 | 0
F5_Industrial_Instruments_New_Space Heating_Natural Gas_HVAC - Demand Controlled Ventilation_A_Achievable Economic RVT Potential | F5 | Industrial | Instruments | New | Space Heating | Natural Gas | HVAC - Demand Controlled Ventilation | A | Incremental Summer Peak Savings (MW) | Achievable Economic RVT Potential | 0 | 0 | 0 | 0 | 0 | 0 | 0 | 0 | 0 | 0 | 0 | 0 | 0 | 0 | 0 | 0 | 0 | 0 | 0 | 0 | 0 | 0 | 0
F6_Industrial_Instruments_New_Space Heating_Natural Gas_HVAC - Demand Controlled Ventilation_A_Achievable Economic RVT Potential | F6 | Industrial | Instruments | New | Space Heating | Natural Gas | HVAC - Demand Controlled Ventilation | A | Incremental Winter Peak Savings (MW) | Achievable Economic RVT Potential | 0 | 0 | 0 | 0 | 0 | 0 | 0 | 0 | 0 | 0 | 0 | 0 | 0 | 0 | 0 | 0 | 0 | 0 | 0 | 0 | 0 | 0 | 0
F7_Industrial_Instruments_New_Space Heating_Natural Gas_HVAC - Demand Controlled Ventilation_A_Achievable Economic RVT Potential | F7 | Industrial | Instruments | New | Space Heating | Natural Gas | HVAC - Demand Controlled Ventilation | A | Cumulative Energy Savings (MWh or mTherms) | Achievable Economic RVT Potential | 0 | 0 | 0.0091741 | 0.024908 | 0.047133 | 0.076525 | 0.1103 | 0.14889 | 0.19229 | 0.24101 | 0.29393 | 0.35134 | 0.41256 | 0.47891 | 0.54854 | 0.62248 | 0.70055 | 0.77402 | 0.84573 | 0.91434 | 0.9801 | 1.0462 | 0
F8_Industrial_Instruments_New_Space Heating_Natural Gas_HVAC - Demand Controlled Ventilation_A_Achievable Economic RVT Potential | F8 | Industrial | Instruments | New | Space Heating | Natural Gas | HVAC - Demand Controlled Ventilation | A | Cumulative Summer Peak Savings (MW) | Achievable Economic RVT Potential | 0 | 0 | 0 | 0 | 0 | 0 | 0 | 0 | 0 | 0 | 0 | 0 | 0 | 0 | 0 | 0 | 0 | 0 | 0 | 0 | 0 | 0 | 0
F9_Industrial_Instruments_New_Space Heating_Natural Gas_HVAC - Demand Controlled Ventilation_A_Achievable Economic RVT Potential | F9 | Industrial | Instruments | New | Space Heating | Natural Gas | HVAC - Demand Controlled Ventilation | A | Cumulative Winter Peak Savings (MW) | Achievable Economic RVT Potential | 0 | 0 | 0 | 0 | 0 | 0 | 0 | 0 | 0 | 0 | 0 | 0 | 0 | 0 | 0 | 0 | 0 | 0 | 0 | 0 | 0 | 0 | 0
F10_Industrial_Instruments_New_Space Heating_Natural Gas_HVAC - Demand Controlled Ventilation_A_Achievable Economic RVT Potential | F10 | Industrial | Instruments | New | Space Heating | Natural Gas | HVAC - Demand Controlled Ventilation | A | Purchases (Incremental) | Achievable Economic RVT Potential | 0 | 0 | 135.3868 | 236.2756 | 336.9166 | 449.7194 | 517.6539 | 596.5167 | 674.3857 | 761.9762 | 827.2131 | 902.2446 | 976.2809 | 1062.1651 | 1120.455 | 1191.2983 | 1262.088 | 1344.4967 | 1398.9301 | 1466.0049 | 1531.2529 | 1596.3082 | 0
F11_Industrial_Instruments_New_Space Heating_Natural Gas_HVAC - Demand Controlled Ventilation_A_Achievable Economic RVT Potential | F11 | Industrial | Instruments | New | Space Heating | Natural Gas | HVAC - Demand Controlled Ventilation | A | Purchases (Cumulative) | Achievable Economic RVT Potential | 0 | 0 | 135.3868 | 371.6624 | 708.579 | 1158.2984 | 1675.9522 | 2272.4689 | 2946.8546 | 3708.8308 | 4536.0439 | 5438.2885 | 6414.5694 | 7476.7345 | 8597.1895 | 9788.4878 | 11050.5758 | 12259.6857 | 13422.3402 | 14551.4285 | 15632.962 | 16711.6163 | 0
F1_Industrial_Instruments_New_Space Heating_Natural Gas_Gas Boiler - Stack Economizer_A_Achievable Economic RVT Potential | F1 | Industrial | Instruments | New | Space Heating | Natural Gas | Gas Boiler - Stack Economizer | A | Integrated Unit Energy Savings (kWh or therms) | Achievable Economic RVT Potential | 0 | 0 | 3.9204 | 3.8735 | 3.8401 | 3.8092 | 3.787 | 3.7625 | 3.7381 | 3.7124 | 3.6887 | 3.6636 | 3.6323 | 3.6033 | 3.5734 | 3.5486 | 3.5272 | 3.5069 | 3.4946 | 3.4843 | 3.4783 | 3.4769 | 0
F2_Industrial_Instruments_New_Space Heating_Natural Gas_Gas Boiler - Stack Economizer_A_Achievable Economic RVT Potential | F2 | Industrial | Instruments | New | Space Heating | Natural Gas | Gas Boiler - Stack Economizer | A | Integrated Unit Summer Peak Savings (kW) | Achievable Economic RVT Potential | 0 | 0 | 0 | 0 | 0 | 0 | 0 | 0 | 0 | 0 | 0 | 0 | 0 | 0 | 0 | 0 | 0 | 0 | 0 | 0 | 0 | 0 | 0
F3_Industrial_Instruments_New_Space Heating_Natural Gas_Gas Boiler - Stack Economizer_A_Achievable Economic RVT Potential | F3 | Industrial | Instruments | New | Space Heating | Natural Gas | Gas Boiler - Stack Economizer | A | Integrated Unit Winter Peak Savings (kW) | Achievable Economic RVT Potential | 0 | 0 | 0 | 0 | 0 | 0 | 0 | 0 | 0 | 0 | 0 | 0 | 0 | 0 | 0 | 0 | 0 | 0 | 0 | 0 | 0 | 0 | 0
F4_Industrial_Instruments_New_Space Heating_Natural Gas_Gas Boiler - Stack Economizer_A_Achievable Economic RVT Potential | F4 | Industrial | Instruments | New | Space Heating | Natural Gas | Gas Boiler - Stack Economizer | A | Incremental Energy Savings (MWh or mTherms) | Achievable Economic RVT Potential | 0 | 0 | 0.001915 | 0.0033019 | 0.0046679 | 0.0061805 | 0.0070726 | 0.0072878 | 0.0065485 | 0.0058785 | 0.0050729 | 0.0043963 | 0.0037731 | 0.0032578 | 0.0027264 | 0.002303 | 0.0019401 | 0.001713 | 0.002979 | 0.0042353 | 0.0056437 | 0.0064935 | 0
F5_Industrial_Instruments_New_Space Heating_Natural Gas_Gas Boiler - Stack Economizer_A_Achievable Economic RVT Potential | F5 | Industrial | Instruments | New | Space Heating | Natural Gas | Gas Boiler - Stack Economizer | A | Incremental Summer Peak Savings (MW) | Achievable Economic RVT Potential | 0 | 0 | 0 | 0 | 0 | 0 | 0 | 0 | 0 | 0 | 0 | 0 | 0 | 0 | 0 | 0 | 0 | 0 | 0 | 0 | 0 | 0 | 0
F6_Industrial_Instruments_New_Space Heating_Natural Gas_Gas Boiler - Stack Economizer_A_Achievable Economic RVT Potential | F6 | Industrial | Instruments | New | Space Heating | Natural Gas | Gas Boiler - Stack Economizer | A | Incremental Winter Peak Savings (MW) | Achievable Economic RVT Potential | 0 | 0 | 0 | 0 | 0 | 0 | 0 | 0 | 0 | 0 | 0 | 0 | 0 | 0 | 0 | 0 | 0 | 0 | 0 | 0 | 0 | 0 | 0
F7_Industrial_Instruments_New_Space Heating_Natural Gas_Gas Boiler - Stack Economizer_A_Achievable Economic RVT Potential | F7 | Industrial | Instruments | New | Space Heating | Natural Gas | Gas Boiler - Stack Economizer | A | Cumulative Energy Savings (MWh or mTherms) | Achievable Economic RVT Potential | 0 | 0 | 0.001915 | 0.005194 | 0.0098172 | 0.015918 | 0.022898 | 0.030038 | 0.036392 | 0.04202 | 0.046825 | 0.050903 | 0.054241 | 0.057066 | 0.059318 | 0.06121 | 0.06278 | 0.062419 | 0.0622 | 0.062017 | 0.061911 | 0.061885 | 0
F8_Industrial_Instruments_New_Space Heating_Natural Gas_Gas Boiler - Stack Economizer_A_Achievable Economic RVT Potential | F8 | Industrial | Instruments | New | Space Heating | Natural Gas | Gas Boiler - Stack Economizer | A | Cumulative Summer Peak Savings (MW) | Achievable Economic RVT Potential | 0 | 0 | 0 | 0 | 0 | 0 | 0 | 0 | 0 | 0 | 0 | 0 | 0 | 0 | 0 | 0 | 0 | 0 | 0 | 0 | 0 | 0 | 0
F9_Industrial_Instruments_New_Space Heating_Natural Gas_Gas Boiler - Stack Economizer_A_Achievable Economic RVT Potential | F9 | Industrial | Instruments | New | Space Heating | Natural Gas | Gas Boiler - Stack Economizer | A | Cumulative Winter Peak Savings (MW) | Achievable Economic RVT Potential | 0 | 0 | 0 | 0 | 0 | 0 | 0 | 0 | 0 | 0 | 0 | 0 | 0 | 0 | 0 | 0 | 0 | 0 | 0 | 0 | 0 | 0 | 0
F10_Industrial_Instruments_New_Space Heating_Natural Gas_Gas Boiler - Stack Economizer_A_Achievable Economic RVT Potential | F10 | Industrial | Instruments | New | Space Heating | Natural Gas | Gas Boiler - Stack Economizer | A | Purchases (Incremental) | Achievable Economic RVT Potential | 0 | 0 | 0.48846 | 0.85245 | 1.2156 | 1.6225 | 1.8676 | 1.9369 | 1.7518 | 1.5835 | 1.3752 | 1.2 | 1.0388 | 0.90412 | 0.76299 | 0.64898 | 0.55004 | 0.48846 | 0.85245 | 1.2156 | 1.6225 | 1.8676 | 0
F11_Industrial_Instruments_New_Space Heating_Natural Gas_Gas Boiler - Stack Economizer_A_Achievable Economic RVT Potential | F11 | Industrial | Instruments | New | Space Heating | Natural Gas | Gas Boiler - Stack Economizer | A | Purchases (Cumulative) | Achievable Economic RVT Potential | 0 | 0 | 0.48846 | 1.3409 | 2.5565 | 4.179 | 6.0466 | 7.9835 | 9.7354 | 11.3189 | 12.6941 | 13.8941 | 14.9329 | 15.837 | 16.6 | 17.249 | 17.799 | 17.799 | 17.799 | 17.799 | 17.799 | 17.799 | 0
F1_Industrial_Instruments_New_Process_Natural Gas_Gas Boiler - Stack Economizer_A_Achievable Economic RVT Potential | F1 | Industrial | Instruments | New | Process | Natural Gas | Gas Boiler - Stack Economizer | A | Integrated Unit Energy Savings (kWh or therms) | Achievable Economic RVT Potential | 0 | 0 | 3.3706 | 3.3666 | 3.3627 | 3.3593 | 3.3544 | 3.3505 | 3.3468 | 3.3437 | 3.3402 | 3.3375 | 3.3353 | 3.334 | 3.3322 | 3.3311 | 3.3301 | 3.3298 | 3.3287 | 3.3283 | 3.3277 | 3.327 | 0
F2_Industrial_Instruments_New_Process_Natural Gas_Gas Boiler - Stack Economizer_A_Achievable Economic RVT Potential | F2 | Industrial | Instruments | New | Process | Natural Gas | Gas Boiler - Stack Economizer | A | Integrated Unit Summer Peak Savings (kW) | Achievable Economic RVT Potential | 0 | 0 | 0 | 0 | 0 | 0 | 0 | 0 | 0 | 0 | 0 | 0 | 0 | 0 | 0 | 0 | 0 | 0 | 0 | 0 | 0 | 0 | 0
F3_Industrial_Instruments_New_Process_Natural Gas_Gas Boiler - Stack Economizer_A_Achievable Economic RVT Potential | F3 | Industrial | Instruments | New | Process | Natural Gas | Gas Boiler - Stack Economizer | A | Integrated Unit Winter Peak Savings (kW) | Achievable Economic RVT Potential | 0 | 0 | 0 | 0 | 0 | 0 | 0 | 0 | 0 | 0 | 0 | 0 | 0 | 0 | 0 | 0 | 0 | 0 | 0 | 0 | 0 | 0 | 0
F4_Industrial_Instruments_New_Process_Natural Gas_Gas Boiler - Stack Economizer_A_Achievable Economic RVT Potential | F4 | Industrial | Instruments | New | Process | Natural Gas | Gas Boiler - Stack Economizer | A | Incremental Energy Savings (MWh or mTherms) | Achievable Economic RVT Potential | 0 | 0 | 0.049943 | 0.087056 | 0.124 | 0.16534 | 0.19004 | 0.19687 | 0.17785 | 0.16062 | 0.13935 | 0.12149 | 0.1051 | 0.09144 | 0.077123 | 0.065578 | 0.055563 | 0.049338 | 0.086078 | 0.12273 | 0.16379 | 0.18849 | 0
F5_Industrial_Instruments_New_Process_Natural Gas_Gas Boiler - Stack Economizer_A_Achievable Economic RVT Potential | F5 | Industrial | Instruments | New | Process | Natural Gas | Gas Boiler - Stack Economizer | A | Incremental Summer Peak Savings (MW) | Achievable Economic RVT Potential | 0 | 0 | 0 | 0 | 0 | 0 | 0 | 0 | 0 | 0 | 0 | 0 | 0 | 0 | 0 | 0 | 0 | 0 | 0 | 0 | 0 | 0 | 0
F6_Industrial_Instruments_New_Process_Natural Gas_Gas Boiler - Stack Economizer_A_Achievable Economic RVT Potential | F6 | Industrial | Instruments | New | Process | Natural Gas | Gas Boiler - Stack Economizer | A | Incremental Winter Peak Savings (MW) | Achievable Economic RVT Potential | 0 | 0 | 0 | 0 | 0 | 0 | 0 | 0 | 0 | 0 | 0 | 0 | 0 | 0 | 0 | 0 | 0 | 0 | 0 | 0 | 0 | 0 | 0
F7_Industrial_Instruments_New_Process_Natural Gas_Gas Boiler - Stack Economizer_A_Achievable Economic RVT Potential | F7 | Industrial | Instruments | New | Process | Natural Gas | Gas Boiler - Stack Economizer | A | Cumulative Energy Savings (MWh or mTherms) | Achievable Economic RVT Potential | 0 | 0 | 0.049943 | 0.13694 | 0.26078 | 0.42586 | 0.61528 | 0.81143 | 0.98839 | 1.1481 | 1.2862 | 1.4067 | 1.5108 | 1.6017 | 1.6779 | 1.743 | 1.798 | 1.7978 | 1.7973 | 1.797 | 1.7967 | 1.7964 | 0
F8_Industrial_Instruments_New_Process_Natural Gas_Gas Boiler - Stack Economizer_A_Achievable Economic RVT Potential | F8 | Industrial | Instruments | New | Process | Natural Gas | Gas Boiler - Stack Economizer | A | Cumulative Summer Peak Savings (MW) | Achievable Economic RVT Potential | 0 | 0 | 0 | 0 | 0 | 0 | 0 | 0 | 0 | 0 | 0 | 0 | 0 | 0 | 0 | 0 | 0 | 0 | 0 | 0 | 0 | 0 | 0
F9_Industrial_Instruments_New_Process_Natural Gas_Gas Boiler - Stack Economizer_A_Achievable Economic RVT Potential | F9 | Industrial | Instruments | New | Process | Natural Gas | Gas Boiler - Stack Economizer | A | Cumulative Winter Peak Savings (MW) | Achievable Economic RVT Potential | 0 | 0 | 0 | 0 | 0 | 0 | 0 | 0 | 0 | 0 | 0 | 0 | 0 | 0 | 0 | 0 | 0 | 0 | 0 | 0 | 0 | 0 | 0
F10_Industrial_Instruments_New_Process_Natural Gas_Gas Boiler - Stack Economizer_A_Achievable Economic RVT Potential | F10 | Industrial | Instruments | New | Process | Natural Gas | Gas Boiler - Stack Economizer | A | Purchases (Incremental) | Achievable Economic RVT Potential | 0 | 0 | 14.8173 | 25.8589 | 36.8735 | 49.219 | 56.654 | 58.7566 | 53.1413 | 48.0347 | 41.7178 | 36.4014 | 31.5107 | 27.4262 | 23.1451 | 19.6868 | 16.6853 | 14.8173 | 25.8589 | 36.8735 | 49.219 | 56.654 | 0
F11_Industrial_Instruments_New_Process_Natural Gas_Gas Boiler - Stack Economizer_A_Achievable Economic RVT Potential | F11 | Industrial | Instruments | New | Process | Natural Gas | Gas Boiler - Stack Economizer | A | Purchases (Cumulative) | Achievable Economic RVT Potential | 0 | 0 | 14.8173 | 40.6762 | 77.5496 | 126.7687 | 183.4227 | 242.1793 | 295.3206 | 343.3553 | 385.0731 | 421.4745 | 452.9853 | 480.4115 | 503.5565 | 523.2433 | 539.9286 | 539.9286 | 539.9286 | 539.9286 | 539.9286 | 539.9286 | 0
F1_Industrial_Instruments_New_Space Heating_Natural Gas_Gas Furnace Tube Inserts_A_Achievable Economic RVT Potential | F1 | Industrial | Instruments | New | Space Heating | Natural Gas | Gas Furnace Tube Inserts | A | Integrated Unit Energy Savings (kWh or therms) | Achievable Economic RVT Potential | 0 | 0 | 0.077905 | 0.077051 | 0.076475 | 0.075955 | 0.075662 | 0.075327 | 0.075021 | 0.074709 | 0.074498 | 0.074274 | 0.073942 | 0.073642 | 0.073355 | 0.073112 | 0.072884 | 0.072585 | 0.072441 | 0.07224 | 0.072079 | 0.071976 | 0
F2_Industrial_Instruments_New_Space Heating_Natural Gas_Gas Furnace Tube Inserts_A_Achievable Economic RVT Potential | F2 | Industrial | Instruments | New | Space Heating | Natural Gas | Gas Furnace Tube Inserts | A | Integrated Unit Summer Peak Savings (kW) | Achievable Economic RVT Potential | 0 | 0 | 0 | 0 | 0 | 0 | 0 | 0 | 0 | 0 | 0 | 0 | 0 | 0 | 0 | 0 | 0 | 0 | 0 | 0 | 0 | 0 | 0
F3_Industrial_Instruments_New_Space Heating_Natural Gas_Gas Furnace Tube Inserts_A_Achievable Economic RVT Potential | F3 | Industrial | Instruments | New | Space Heating | Natural Gas | Gas Furnace Tube Inserts | A | Integrated Unit Winter Peak Savings (kW) | Achievable Economic RVT Potential | 0 | 0 | 0 | 0 | 0 | 0 | 0 | 0 | 0 | 0 | 0 | 0 | 0 | 0 | 0 | 0 | 0 | 0 | 0 | 0 | 0 | 0 | 0
F4_Industrial_Instruments_New_Space Heating_Natural Gas_Gas Furnace Tube Inserts_A_Achievable Economic RVT Potential | F4 | Industrial | Instruments | New | Space Heating | Natural Gas | Gas Furnace Tube Inserts | A | Incremental Energy Savings (MWh or mTherms) | Achievable Economic RVT Potential | 0 | 0 | 0 | 0 | 0 | 0 | 0 | 0 | 0 | 0 | 0 | 0 | 0 | 0 | 0 | 0 | 0 | 0 | 0 | 0 | 0 | 0 | 0
F5_Industrial_Instruments_New_Space Heating_Natural Gas_Gas Furnace Tube Inserts_A_Achievable Economic RVT Potential | F5 | Industrial | Instruments | New | Space Heating | Natural Gas | Gas Furnace Tube Inserts | A | Incremental Summer Peak Savings (MW) | Achievable Economic RVT Potential | 0 | 0 | 0 | 0 | 0 | 0 | 0 | 0 | 0 | 0 | 0 | 0 | 0 | 0 | 0 | 0 | 0 | 0 | 0 | 0 | 0 | 0 | 0
F6_Industrial_Instruments_New_Space Heating_Natural Gas_Gas Furnace Tube Inserts_A_Achievable Economic RVT Potential | F6 | Industrial | Instruments | New | Space Heating | Natural Gas | Gas Furnace Tube Inserts | A | Incremental Winter Peak Savings (MW) | Achievable Economic RVT Potential | 0 | 0 | 0 | 0 | 0 | 0 | 0 | 0 | 0 | 0 | 0 | 0 | 0 | 0 | 0 | 0 | 0 | 0 | 0 | 0 | 0 | 0 | 0
F7_Industrial_Instruments_New_Space Heating_Natural Gas_Gas Furnace Tube Inserts_A_Achievable Economic RVT Potential | F7 | Industrial | Instruments | New | Space Heating | Natural Gas | Gas Furnace Tube Inserts | A | Cumulative Energy Savings (MWh or mTherms) | Achievable Economic RVT Potential | 0 | 0 | 0 | 0 | 0 | 0 | 0 | 0 | 0 | 0 | 0 | 0 | 0 | 0 | 0 | 0 | 0 | 0 | 0 | 0 | 0 | 0 | 0
F8_Industrial_Instruments_New_Space Heating_Natural Gas_Gas Furnace Tube Inserts_A_Achievable Economic RVT Potential | F8 | Industrial | Instruments | New | Space Heating | Natural Gas | Gas Furnace Tube Inserts | A | Cumulative Summer Peak Savings (MW) | Achievable Economic RVT Potential | 0 | 0 | 0 | 0 | 0 | 0 | 0 | 0 | 0 | 0 | 0 | 0 | 0 | 0 | 0 | 0 | 0 | 0 | 0 | 0 | 0 | 0 | 0
F9_Industrial_Instruments_New_Space Heating_Natural Gas_Gas Furnace Tube Inserts_A_Achievable Economic RVT Potential | F9 | Industrial | Instruments | New | Space Heating | Natural Gas | Gas Furnace Tube Inserts | A | Cumulative Winter Peak Savings (MW) | Achievable Economic RVT Potential | 0 | 0 | 0 | 0 | 0 | 0 | 0 | 0 | 0 | 0 | 0 | 0 | 0 | 0 | 0 | 0 | 0 | 0 | 0 | 0 | 0 | 0 | 0
F10_Industrial_Instruments_New_Space Heating_Natural Gas_Gas Furnace Tube Inserts_A_Achievable Economic RVT Potential | F10 | Industrial | Instruments | New | Space Heating | Natural Gas | Gas Furnace Tube Inserts | A | Purchases (Incremental) | Achievable Economic RVT Potential | 0 | 0 | 0 | 0 | 0 | 0 | 0 | 0 | 0 | 0 | 0 | 0 | 0 | 0 | 0 | 0 | 0 | 0 | 0 | 0 | 0 | 0 | 0
F11_Industrial_Instruments_New_Space Heating_Natural Gas_Gas Furnace Tube Inserts_A_Achievable Economic RVT Potential | F11 | Industrial | Instruments | New | Space Heating | Natural Gas | Gas Furnace Tube Inserts | A | Purchases (Cumulative) | Achievable Economic RVT Potential | 0 | 0 | 0 | 0 | 0 | 0 | 0 | 0 | 0 | 0 | 0 | 0 | 0 | 0 | 0 | 0 | 0 | 0 | 0 | 0 | 0 | 0 | 0
F1_Industrial_Instruments_New_Space Heating_Natural Gas_Space Heating - Heat Recovery Ventilator_A_Achievable Economic RVT Potential | F1 | Industrial | Instruments | New | Space Heating | Natural Gas | Space Heating - Heat Recovery Ventilator | A | Integrated Unit Energy Savings (kWh or therms) | Achievable Economic RVT Potential | 0 | 0 | 0.012682 | 0.012529 | 0.01242 | 0.012319 | 0.012246 | 0.012166 | 0.012086 | 0.012002 | 0.011924 | 0.011843 | 0.011741 | 0.011647 | 0.01155 | 0.01147 | 0.011401 | 0.011336 | 0.011296 | 0.011263 | 0.011244 | 0.01124 | 0
F2_Industrial_Instruments_New_Space Heating_Natural Gas_Space Heating - Heat Recovery Ventilator_A_Achievable Economic RVT Potential | F2 | Industrial | Instruments | New | Space Heating | Natural Gas | Space Heating - Heat Recovery Ventilator | A | Integrated Unit Summer Peak Savings (kW) | Achievable Economic RVT Potential | 0 | 0 | 0 | 0 | 0 | 0 | 0 | 0 | 0 | 0 | 0 | 0 | 0 | 0 | 0 | 0 | 0 | 0 | 0 | 0 | 0 | 0 | 0
F3_Industrial_Instruments_New_Space Heating_Natural Gas_Space Heating - Heat Recovery Ventilator_A_Achievable Economic RVT Potential | F3 | Industrial | Instruments | New | Space Heating | Natural Gas | Space Heating - Heat Recovery Ventilator | A | Integrated Unit Winter Peak Savings (kW) | Achievable Economic RVT Potential | 0 | 0 | 0 | 0 | 0 | 0 | 0 | 0 | 0 | 0 | 0 | 0 | 0 | 0 | 0 | 0 | 0 | 0 | 0 | 0 | 0 | 0 | 0
F4_Industrial_Instruments_New_Space Heating_Natural Gas_Space Heating - Heat Recovery Ventilator_A_Achievable Economic RVT Potential | F4 | Industrial | Instruments | New | Space Heating | Natural Gas | Space Heating - Heat Recovery Ventilator | A | Incremental Energy Savings (MWh or mTherms) | Achievable Economic RVT Potential | 0 | 0 | 0 | 0 | 0 | 0 | 0 | 0 | 0 | 0 | 0 | 0 | 0 | 0 | 0 | 0 | 0 | 0 | 0 | 0 | 0 | 0 | 0
F5_Industrial_Instruments_New_Space Heating_Natural Gas_Space Heating - Heat Recovery Ventilator_A_Achievable Economic RVT Potential | F5 | Industrial | Instruments | New | Space Heating | Natural Gas | Space Heating - Heat Recovery Ventilator | A | Incremental Summer Peak Savings (MW) | Achievable Economic RVT Potential | 0 | 0 | 0 | 0 | 0 | 0 | 0 | 0 | 0 | 0 | 0 | 0 | 0 | 0 | 0 | 0 | 0 | 0 | 0 | 0 | 0 | 0 | 0
F6_Industrial_Instruments_New_Space Heating_Natural Gas_Space Heating - Heat Recovery Ventilator_A_Achievable Economic RVT Potential | F6 | Industrial | Instruments | New | Space Heating | Natural Gas | Space Heating - Heat Recovery Ventilator | A | Incremental Winter Peak Savings (MW) | Achievable Economic RVT Potential | 0 | 0 | 0 | 0 | 0 | 0 | 0 | 0 | 0 | 0 | 0 | 0 | 0 | 0 | 0 | 0 | 0 | 0 | 0 | 0 | 0 | 0 | 0
F7_Industrial_Instruments_New_Space Heating_Natural Gas_Space Heating - Heat Recovery Ventilator_A_Achievable Economic RVT Potential | F7 | Industrial | Instruments | New | Space Heating | Natural Gas | Space Heating - Heat Recovery Ventilator | A | Cumulative Energy Savings (MWh or mTherms) | Achievable Economic RVT Potential | 0 | 0 | 0 | 0 | 0 | 0 | 0 | 0 | 0 | 0 | 0 | 0 | 0 | 0 | 0 | 0 | 0 | 0 | 0 | 0 | 0 | 0 | 0
F8_Industrial_Instruments_New_Space Heating_Natural Gas_Space Heating - Heat Recovery Ventilator_A_Achievable Economic RVT Potential | F8 | Industrial | Instruments | New | Space Heating | Natural Gas | Space Heating - Heat Recovery Ventilator | A | Cumulative Summer Peak Savings (MW) | Achievable Economic RVT Potential | 0 | 0 | 0 | 0 | 0 | 0 | 0 | 0 | 0 | 0 | 0 | 0 | 0 | 0 | 0 | 0 | 0 | 0 | 0 | 0 | 0 | 0 | 0
F9_Industrial_Instruments_New_Space Heating_Natural Gas_Space Heating - Heat Recovery Ventilator_A_Achievable Economic RVT Potential | F9 | Industrial | Instruments | New | Space Heating | Natural Gas | Space Heating - Heat Recovery Ventilator | A | Cumulative Winter Peak Savings (MW) | Achievable Economic RVT Potential | 0 | 0 | 0 | 0 | 0 | 0 | 0 | 0 | 0 | 0 | 0 | 0 | 0 | 0 | 0 | 0 | 0 | 0 | 0 | 0 | 0 | 0 | 0
F10_Industrial_Instruments_New_Space Heating_Natural Gas_Space Heating - Heat Recovery Ventilator_A_Achievable Economic RVT Potential | F10 | Industrial | Instruments | New | Space Heating | Natural Gas | Space Heating - Heat Recovery Ventilator | A | Purchases (Incremental) | Achievable Economic RVT Potential | 0 | 0 | 0 | 0 | 0 | 0 | 0 | 0 | 0 | 0 | 0 | 0 | 0 | 0 | 0 | 0 | 0 | 0 | 0 | 0 | 0 | 0 | 0
F11_Industrial_Instruments_New_Space Heating_Natural Gas_Space Heating - Heat Recovery Ventilator_A_Achievable Economic RVT Potential | F11 | Industrial | Instruments | New | Space Heating | Natural Gas | Space Heating - Heat Recovery Ventilator | A | Purchases (Cumulative) | Achievable Economic RVT Potential | 0 | 0 | 0 | 0 | 0 | 0 | 0 | 0 | 0 | 0 | 0 | 0 | 0 | 0 | 0 | 0 | 0 | 0 | 0 | 0 | 0 | 0 | 0
F1_Industrial_Instruments_New_Space Heating_Natural Gas_Thermostat - Programmable_A_Achievable Economic RVT Potential | F1 | Industrial | Instruments | New | Space Heating | Natural Gas | Thermostat - Programmable | A | Integrated Unit Energy Savings (kWh or therms) | Achievable Economic RVT Potential | 0 | 0 | 0.0061349 | 0.006061 | 0.0060084 | 0.0059595 | 0.0059241 | 0.0058853 | 0.0058467 | 0.0058061 | 0.0057687 | 0.0057292 | 0.00568 | 0.0056346 | 0.0055877 | 0.005549 | 0.0055155 | 0.005484 | 0.0054648 | 0.0054489 | 0.0054397 | 0.0054376 | 0
F2_Industrial_Instruments_New_Space Heating_Natural Gas_Thermostat - Programmable_A_Achievable Economic RVT Potential | F2 | Industrial | Instruments | New | Space Heating | Natural Gas | Thermostat - Programmable | A | Integrated Unit Summer Peak Savings (kW) | Achievable Economic RVT Potential | 0 | 0 | 0 | 0 | 0 | 0 | 0 | 0 | 0 | 0 | 0 | 0 | 0 | 0 | 0 | 0 | 0 | 0 | 0 | 0 | 0 | 0 | 0
F3_Industrial_Instruments_New_Space Heating_Natural Gas_Thermostat - Programmable_A_Achievable Economic RVT Potential | F3 | Industrial | Instruments | New | Space Heating | Natural Gas | Thermostat - Programmable | A | Integrated Unit Winter Peak Savings (kW) | Achievable Economic RVT Potential | 0 | 0 | 0 | 0 | 0 | 0 | 0 | 0 | 0 | 0 | 0 | 0 | 0 | 0 | 0 | 0 | 0 | 0 | 0 | 0 | 0 | 0 | 0
F4_Industrial_Instruments_New_Space Heating_Natural Gas_Thermostat - Programmable_A_Achievable Economic RVT Potential | F4 | Industrial | Instruments | New | Space Heating | Natural Gas | Thermostat - Programmable | A | Incremental Energy Savings (MWh or mTherms) | Achievable Economic RVT Potential | 0 | 0 | 0 | 0 | 0 | 0 | 0 | 0 | 0 | 0 | 0 | 0 | 0 | 0 | 0 | 0 | 0 | 0 | 0 | 0 | 0 | 0 | 0
F5_Industrial_Instruments_New_Space Heating_Natural Gas_Thermostat - Programmable_A_Achievable Economic RVT Potential | F5 | Industrial | Instruments | New | Space Heating | Natural Gas | Thermostat - Programmable | A | Incremental Summer Peak Savings (MW) | Achievable Economic RVT Potential | 0 | 0 | 0 | 0 | 0 | 0 | 0 | 0 | 0 | 0 | 0 | 0 | 0 | 0 | 0 | 0 | 0 | 0 | 0 | 0 | 0 | 0 | 0
F6_Industrial_Instruments_New_Space Heating_Natural Gas_Thermostat - Programmable_A_Achievable Economic RVT Potential | F6 | Industrial | Instruments | New | Space Heating | Natural Gas | Thermostat - Programmable | A | Incremental Winter Peak Savings (MW) | Achievable Economic RVT Potential | 0 | 0 | 0 | 0 | 0 | 0 | 0 | 0 | 0 | 0 | 0 | 0 | 0 | 0 | 0 | 0 | 0 | 0 | 0 | 0 | 0 | 0 | 0
F7_Industrial_Instruments_New_Space Heating_Natural Gas_Thermostat - Programmable_A_Achievable Economic RVT Potential | F7 | Industrial | Instruments | New | Space Heating | Natural Gas | Thermostat - Programmable | A | Cumulative Energy Savings (MWh or mTherms) | Achievable Economic RVT Potential | 0 | 0 | 0 | 0 | 0 | 0 | 0 | 0 | 0 | 0 | 0 | 0 | 0 | 0 | 0 | 0 | 0 | 0 | 0 | 0 | 0 | 0 | 0
F8_Industrial_Instruments_New_Space Heating_Natural Gas_Thermostat - Programmable_A_Achievable Economic RVT Potential | F8 | Industrial | Instruments | New | Space Heating | Natural Gas | Thermostat - Programmable | A | Cumulative Summer Peak Savings (MW) | Achievable Economic RVT Potential | 0 | 0 | 0 | 0 | 0 | 0 | 0 | 0 | 0 | 0 | 0 | 0 | 0 | 0 | 0 | 0 | 0 | 0 | 0 | 0 | 0 | 0 | 0
F9_Industrial_Instruments_New_Space Heating_Natural Gas_Thermostat - Programmable_A_Achievable Economic RVT Potential | F9 | Industrial | Instruments | New | Space Heating | Natural Gas | Thermostat - Programmable | A | Cumulative Winter Peak Savings (MW) | Achievable Economic RVT Potential | 0 | 0 | 0 | 0 | 0 | 0 | 0 | 0 | 0 | 0 | 0 | 0 | 0 | 0 | 0 | 0 | 0 | 0 | 0 | 0 | 0 | 0 | 0
F10_Industrial_Instruments_New_Space Heating_Natural Gas_Thermostat - Programmable_A_Achievable Economic RVT Potential | F10 | Industrial | Instruments | New | Space Heating | Natural Gas | Thermostat - Programmable | A | Purchases (Incremental) | Achievable Economic RVT Potential | 0 | 0 | 0 | 0 | 0 | 0 | 0 | 0 | 0 | 0 | 0 | 0 | 0 | 0 | 0 | 0 | 0 | 0 | 0 | 0 | 0 | 0 | 0
F11_Industrial_Instruments_New_Space Heating_Natural Gas_Thermostat - Programmable_A_Achievable Economic RVT Potential | F11 | Industrial | Instruments | New | Space Heating | Natural Gas | Thermostat - Programmable | A | Purchases (Cumulative) | Achievable Economic RVT Potential | 0 | 0 | 0 | 0 | 0 | 0 | 0 | 0 | 0 | 0 | 0 | 0 | 0 | 0 | 0 | 0 | 0 | 0 | 0 | 0 | 0 | 0 | 0
F1_Industrial_Instruments_New_Space Heating_Natural Gas_ENERGY STAR Connected Thermostat_A_Achievable Economic RVT Potential | F1 | Industrial | Instruments | New | Space Heating | Natural Gas | ENERGY STAR Connected Thermostat | A | Integrated Unit Energy Savings (kWh or therms) | Achievable Economic RVT Potential | 0 | 0 | 0.01483 | 0.014652 | 0.014524 | 0.014406 | 0.014321 | 0.014227 | 0.014134 | 0.014035 | 0.013945 | 0.01385 | 0.013731 | 0.013621 | 0.013507 | 0.013414 | 0.013333 | 0.013257 | 0.01321 | 0.013172 | 0.01315 | 0.013145 | 0
F2_Industrial_Instruments_New_Space Heating_Natural Gas_ENERGY STAR Connected Thermostat_A_Achievable Economic RVT Potential | F2 | Industrial | Instruments | New | Space Heating | Natural Gas | ENERGY STAR Connected Thermostat | A | Integrated Unit Summer Peak Savings (kW) | Achievable Economic RVT Potential | 0 | 0 | 0 | 0 | 0 | 0 | 0 | 0 | 0 | 0 | 0 | 0 | 0 | 0 | 0 | 0 | 0 | 0 | 0 | 0 | 0 | 0 | 0
F3_Industrial_Instruments_New_Space Heating_Natural Gas_ENERGY STAR Connected Thermostat_A_Achievable Economic RVT Potential | F3 | Industrial | Instruments | New | Space Heating | Natural Gas | ENERGY STAR Connected Thermostat | A | Integrated Unit Winter Peak Savings (kW) | Achievable Economic RVT Potential | 0 | 0 | 0 | 0 | 0 | 0 | 0 | 0 | 0 | 0 | 0 | 0 | 0 | 0 | 0 | 0 | 0 | 0 | 0 | 0 | 0 | 0 | 0
F4_Industrial_Instruments_New_Space Heating_Natural Gas_ENERGY STAR Connected Thermostat_A_Achievable Economic RVT Potential | F4 | Industrial | Instruments | New | Space Heating | Natural Gas | ENERGY STAR Connected Thermostat | A | Incremental Energy Savings (MWh or mTherms) | Achievable Economic RVT Potential | 0 | 0 | 0 | 0 | 0 | 0 | 0 | 0 | 0 | 0 | 0 | 0 | 0 | 0 | 0 | 0 | 0 | 0 | 0 | 0 | 0 | 0 | 0
F5_Industrial_Instruments_New_Space Heating_Natural Gas_ENERGY STAR Connected Thermostat_A_Achievable Economic RVT Potential | F5 | Industrial | Instruments | New | Space Heating | Natural Gas | ENERGY STAR Connected Thermostat | A | Incremental Summer Peak Savings (MW) | Achievable Economic RVT Potential | 0 | 0 | 0 | 0 | 0 | 0 | 0 | 0 | 0 | 0 | 0 | 0 | 0 | 0 | 0 | 0 | 0 | 0 | 0 | 0 | 0 | 0 | 0
F6_Industrial_Instruments_New_Space Heating_Natural Gas_ENERGY STAR Connected Thermostat_A_Achievable Economic RVT Potential | F6 | Industrial | Instruments | New | Space Heating | Natural Gas | ENERGY STAR Connected Thermostat | A | Incremental Winter Peak Savings (MW) | Achievable Economic RVT Potential | 0 | 0 | 0 | 0 | 0 | 0 | 0 | 0 | 0 | 0 | 0 | 0 | 0 | 0 | 0 | 0 | 0 | 0 | 0 | 0 | 0 | 0 | 0
F7_Industrial_Instruments_New_Space Heating_Natural Gas_ENERGY STAR Connected Thermostat_A_Achievable Economic RVT Potential | F7 | Industrial | Instruments | New | Space Heating | Natural Gas | ENERGY STAR Connected Thermostat | A | Cumulative Energy Savings (MWh or mTherms) | Achievable Economic RVT Potential | 0 | 0 | 0 | 0 | 0 | 0 | 0 | 0 | 0 | 0 | 0 | 0 | 0 | 0 | 0 | 0 | 0 | 0 | 0 | 0 | 0 | 0 | 0
F8_Industrial_Instruments_New_Space Heating_Natural Gas_ENERGY STAR Connected Thermostat_A_Achievable Economic RVT Potential | F8 | Industrial | Instruments | New | Space Heating | Natural Gas | ENERGY STAR Connected Thermostat | A | Cumulative Summer Peak Savings (MW) | Achievable Economic RVT Potential | 0 | 0 | 0 | 0 | 0 | 0 | 0 | 0 | 0 | 0 | 0 | 0 | 0 | 0 | 0 | 0 | 0 | 0 | 0 | 0 | 0 | 0 | 0
F9_Industrial_Instruments_New_Space Heating_Natural Gas_ENERGY STAR Connected Thermostat_A_Achievable Economic RVT Potential | F9 | Industrial | Instruments | New | Space Heating | Natural Gas | ENERGY STAR Connected Thermostat | A | Cumulative Winter Peak Savings (MW) | Achievable Economic RVT Potential | 0 | 0 | 0 | 0 | 0 | 0 | 0 | 0 | 0 | 0 | 0 | 0 | 0 | 0 | 0 | 0 | 0 | 0 | 0 | 0 | 0 | 0 | 0
F10_Industrial_Instruments_New_Space Heating_Natural Gas_ENERGY STAR Connected Thermostat_A_Achievable Economic RVT Potential | F10 | Industrial | Instruments | New | Space Heating | Natural Gas | ENERGY STAR Connected Thermostat | A | Purchases (Incremental) | Achievable Economic RVT Potential | 0 | 0 | 0 | 0 | 0 | 0 | 0 | 0 | 0 | 0 | 0 | 0 | 0 | 0 | 0 | 0 | 0 | 0 | 0 | 0 | 0 | 0 | 0
F11_Industrial_Instruments_New_Space Heating_Natural Gas_ENERGY STAR Connected Thermostat_A_Achievable Economic RVT Potential | F11 | Industrial | Instruments | New | Space Heating | Natural Gas | ENERGY STAR Connected Thermostat | A | Purchases (Cumulative) | Achievable Economic RVT Potential | 0 | 0 | 0 | 0 | 0 | 0 | 0 | 0 | 0 | 0 | 0 | 0 | 0 | 0 | 0 | 0 | 0 | 0 | 0 | 0 | 0 | 0 | 0
F1_Industrial_Instruments_New_Space Heating_Natural Gas_Destratification Fans (HVLS)_A_Achievable Economic RVT Potential | F1 | Industrial | Instruments | New | Space Heating | Natural Gas | Destratification Fans (HVLS) | A | Integrated Unit Energy Savings (kWh or therms) | Achievable Economic RVT Potential | 0 | 0 | 0.01483 | 0.014652 | 0.014524 | 0.014406 | 0.014321 | 0.014227 | 0.014134 | 0.014035 | 0.013945 | 0.01385 | 0.013731 | 0.013621 | 0.013507 | 0.013414 | 0.013333 | 0.013257 | 0.01321 | 0.013172 | 0.01315 | 0.013145 | 0
F2_Industrial_Instruments_New_Space Heating_Natural Gas_Destratification Fans (HVLS)_A_Achievable Economic RVT Potential | F2 | Industrial | Instruments | New | Space Heating | Natural Gas | Destratification Fans (HVLS) | A | Integrated Unit Summer Peak Savings (kW) | Achievable Economic RVT Potential | 0 | 0 | 0 | 0 | 0 | 0 | 0 | 0 | 0 | 0 | 0 | 0 | 0 | 0 | 0 | 0 | 0 | 0 | 0 | 0 | 0 | 0 | 0
F3_Industrial_Instruments_New_Space Heating_Natural Gas_Destratification Fans (HVLS)_A_Achievable Economic RVT Potential | F3 | Industrial | Instruments | New | Space Heating | Natural Gas | Destratification Fans (HVLS) | A | Integrated Unit Winter Peak Savings (kW) | Achievable Economic RVT Potential | 0 | 0 | 0 | 0 | 0 | 0 | 0 | 0 | 0 | 0 | 0 | 0 | 0 | 0 | 0 | 0 | 0 | 0 | 0 | 0 | 0 | 0 | 0
F4_Industrial_Instruments_New_Space Heating_Natural Gas_Destratification Fans (HVLS)_A_Achievable Economic RVT Potential | F4 | Industrial | Instruments | New | Space Heating | Natural Gas | Destratification Fans (HVLS) | A | Incremental Energy Savings (MWh or mTherms) | Achievable Economic RVT Potential | 0 | 0 | 0 | 0 | 0 | 0 | 0 | 0 | 0 | 0 | 0 | 0 | 0 | 0 | 0 | 0 | 0 | 0 | 0 | 0 | 0 | 0 | 0
F5_Industrial_Instruments_New_Space Heating_Natural Gas_Destratification Fans (HVLS)_A_Achievable Economic RVT Potential | F5 | Industrial | Instruments | New | Space Heating | Natural Gas | Destratification Fans (HVLS) | A | Incremental Summer Peak Savings (MW) | Achievable Economic RVT Potential | 0 | 0 | 0 | 0 | 0 | 0 | 0 | 0 | 0 | 0 | 0 | 0 | 0 | 0 | 0 | 0 | 0 | 0 | 0 | 0 | 0 | 0 | 0
F6_Industrial_Instruments_New_Space Heating_Natural Gas_Destratification Fans (HVLS)_A_Achievable Economic RVT Potential | F6 | Industrial | Instruments | New | Space Heating | Natural Gas | Destratification Fans (HVLS) | A | Incremental Winter Peak Savings (MW) | Achievable Economic RVT Potential | 0 | 0 | 0 | 0 | 0 | 0 | 0 | 0 | 0 | 0 | 0 | 0 | 0 | 0 | 0 | 0 | 0 | 0 | 0 | 0 | 0 | 0 | 0
F7_Industrial_Instruments_New_Space Heating_Natural Gas_Destratification Fans (HVLS)_A_Achievable Economic RVT Potential | F7 | Industrial | Instruments | New | Space Heating | Natural Gas | Destratification Fans (HVLS) | A | Cumulative Energy Savings (MWh or mTherms) | Achievable Economic RVT Potential | 0 | 0 | 0 | 0 | 0 | 0 | 0 | 0 | 0 | 0 | 0 | 0 | 0 | 0 | 0 | 0 | 0 | 0 | 0 | 0 | 0 | 0 | 0
F8_Industrial_Instruments_New_Space Heating_Natural Gas_Destratification Fans (HVLS)_A_Achievable Economic RVT Potential | F8 | Industrial | Instruments | New | Space Heating | Natural Gas | Destratification Fans (HVLS) | A | Cumulative Summer Peak Savings (MW) | Achievable Economic RVT Potential | 0 | 0 | 0 | 0 | 0 | 0 | 0 | 0 | 0 | 0 | 0 | 0 | 0 | 0 | 0 | 0 | 0 | 0 | 0 | 0 | 0 | 0 | 0
F9_Industrial_Instruments_New_Space Heating_Natural Gas_Destratification Fans (HVLS)_A_Achievable Economic RVT Potential | F9 | Industrial | Instruments | New | Space Heating | Natural Gas | Destratification Fans (HVLS) | A | Cumulative Winter Peak Savings (MW) | Achievable Economic RVT Potential | 0 | 0 | 0 | 0 | 0 | 0 | 0 | 0 | 0 | 0 | 0 | 0 | 0 | 0 | 0 | 0 | 0 | 0 | 0 | 0 | 0 | 0 | 0
F10_Industrial_Instruments_New_Space Heating_Natural Gas_Destratification Fans (HVLS)_A_Achievable Economic RVT Potential | F10 | Industrial | Instruments | New | Space Heating | Natural Gas | Destratification Fans (HVLS) | A | Purchases (Incremental) | Achievable Economic RVT Potential | 0 | 0 | 0 | 0 | 0 | 0 | 0 | 0 | 0 | 0 | 0 | 0 | 0 | 0 | 0 | 0 | 0 | 0 | 0 | 0 | 0 | 0 | 0
F11_Industrial_Instruments_New_Space Heating_Natural Gas_Destratification Fans (HVLS)_A_Achievable Economic RVT Potential | F11 | Industrial | Instruments | New | Space Heating | Natural Gas | Destratification Fans (HVLS) | A | Purchases (Cumulative) | Achievable Economic RVT Potential | 0 | 0 | 0 | 0 | 0 | 0 | 0 | 0 | 0 | 0 | 0 | 0 | 0 | 0 | 0 | 0 | 0 | 0 | 0 | 0 | 0 | 0 | 0
F1_Industrial_Instruments_New_Space Heating_Natural Gas_Gas Boiler - Insulate Steam Lines/Condensate Tank_A_Achievable Economic RVT Potential | F1 | Industrial | Instruments | New | Space Heating | Natural Gas | Gas Boiler - Insulate Steam Lines/Condensate Tank | A | Integrated Unit Energy Savings (kWh or therms) | Achievable Economic RVT Potential | 0 | 0 | 42.6538 | 42.1441 | 41.7826 | 41.4465 | 41.2064 | 40.9417 | 40.6771 | 40.398 | 40.142 | 39.8703 | 39.5303 | 39.2158 | 38.8912 | 38.6229 | 38.3906 | 38.1708 | 38.0379 | 37.9268 | 37.8631 | 37.8486 | 0
F2_Industrial_Instruments_New_Space Heating_Natural Gas_Gas Boiler - Insulate Steam Lines/Condensate Tank_A_Achievable Economic RVT Potential | F2 | Industrial | Instruments | New | Space Heating | Natural Gas | Gas Boiler - Insulate Steam Lines/Condensate Tank | A | Integrated Unit Summer Peak Savings (kW) | Achievable Economic RVT Potential | 0 | 0 | 0 | 0 | 0 | 0 | 0 | 0 | 0 | 0 | 0 | 0 | 0 | 0 | 0 | 0 | 0 | 0 | 0 | 0 | 0 | 0 | 0
F3_Industrial_Instruments_New_Space Heating_Natural Gas_Gas Boiler - Insulate Steam Lines/Condensate Tank_A_Achievable Economic RVT Potential | F3 | Industrial | Instruments | New | Space Heating | Natural Gas | Gas Boiler - Insulate Steam Lines/Condensate Tank | A | Integrated Unit Winter Peak Savings (kW) | Achievable Economic RVT Potential | 0 | 0 | 0 | 0 | 0 | 0 | 0 | 0 | 0 | 0 | 0 | 0 | 0 | 0 | 0 | 0 | 0 | 0 | 0 | 0 | 0 | 0 | 0
F4_Industrial_Instruments_New_Space Heating_Natural Gas_Gas Boiler - Insulate Steam Lines/Condensate Tank_A_Achievable Economic RVT Potential | F4 | Industrial | Instruments | New | Space Heating | Natural Gas | Gas Boiler - Insulate Steam Lines/Condensate Tank | A | Incremental Energy Savings (MWh or mTherms) | Achievable Economic RVT Potential | 0 | 0 | 0.0011906 | 0.0020529 | 0.0029022 | 0.0038428 | 0.0043976 | 0.005035 | 0.0056555 | 0.0063462 | 0.0068459 | 0.0074163 | 0.0079564 | 0.0085875 | 0.0089838 | 0.0094859 | 0.0099891 | 0.01058 | 0.010971 | 0.011463 | 0.011953 | 0.012456 | 0
F5_Industrial_Instruments_New_Space Heating_Natural Gas_Gas Boiler - Insulate Steam Lines/Condensate Tank_A_Achievable Economic RVT Potential | F5 | Industrial | Instruments | New | Space Heating | Natural Gas | Gas Boiler - Insulate Steam Lines/Condensate Tank | A | Incremental Summer Peak Savings (MW) | Achievable Economic RVT Potential | 0 | 0 | 0 | 0 | 0 | 0 | 0 | 0 | 0 | 0 | 0 | 0 | 0 | 0 | 0 | 0 | 0 | 0 | 0 | 0 | 0 | 0 | 0
F6_Industrial_Instruments_New_Space Heating_Natural Gas_Gas Boiler - Insulate Steam Lines/Condensate Tank_A_Achievable Economic RVT Potential | F6 | Industrial | Instruments | New | Space Heating | Natural Gas | Gas Boiler - Insulate Steam Lines/Condensate Tank | A | Incremental Winter Peak Savings (MW) | Achievable Economic RVT Potential | 0 | 0 | 0 | 0 | 0 | 0 | 0 | 0 | 0 | 0 | 0 | 0 | 0 | 0 | 0 | 0 | 0 | 0 | 0 | 0 | 0 | 0 | 0
F7_Industrial_Instruments_New_Space Heating_Natural Gas_Gas Boiler - Insulate Steam Lines/Condensate Tank_A_Achievable Economic RVT Potential | F7 | Industrial | Instruments | New | Space Heating | Natural Gas | Gas Boiler - Insulate Steam Lines/Condensate Tank | A | Cumulative Energy Savings (MWh or mTherms) | Achievable Economic RVT Potential | 0 | 0 | 0.0011906 | 0.0032292 | 0.0061038 | 0.0098974 | 0.014238 | 0.019181 | 0.024713 | 0.030889 | 0.03754 | 0.044702 | 0.052277 | 0.060449 | 0.068932 | 0.077942 | 0.087463 | 0.097543 | 0.10817 | 0.11932 | 0.13107 | 0.14348 | 0
F8_Industrial_Instruments_New_Space Heating_Natural Gas_Gas Boiler - Insulate Steam Lines/Condensate Tank_A_Achievable Economic RVT Potential | F8 | Industrial | Instruments | New | Space Heating | Natural Gas | Gas Boiler - Insulate Steam Lines/Condensate Tank | A | Cumulative Summer Peak Savings (MW) | Achievable Economic RVT Potential | 0 | 0 | 0 | 0 | 0 | 0 | 0 | 0 | 0 | 0 | 0 | 0 | 0 | 0 | 0 | 0 | 0 | 0 | 0 | 0 | 0 | 0 | 0
F9_Industrial_Instruments_New_Space Heating_Natural Gas_Gas Boiler - Insulate Steam Lines/Condensate Tank_A_Achievable Economic RVT Potential | F9 | Industrial | Instruments | New | Space Heating | Natural Gas | Gas Boiler - Insulate Steam Lines/Condensate Tank | A | Cumulative Winter Peak Savings (MW) | Achievable Economic RVT Potential | 0 | 0 | 0 | 0 | 0 | 0 | 0 | 0 | 0 | 0 | 0 | 0 | 0 | 0 | 0 | 0 | 0 | 0 | 0 | 0 | 0 | 0 | 0
F10_Industrial_Instruments_New_Space Heating_Natural Gas_Gas Boiler - Insulate Steam Lines/Condensate Tank_A_Achievable Economic RVT Potential | F10 | Industrial | Instruments | New | Space Heating | Natural Gas | Gas Boiler - Insulate Steam Lines/Condensate Tank | A | Purchases (Incremental) | Achievable Economic RVT Potential | 0 | 0 | 0.027912 | 0.048712 | 0.06946 | 0.092716 | 0.10672 | 0.12298 | 0.13903 | 0.15709 | 0.17054 | 0.18601 | 0.20127 | 0.21898 | 0.231 | 0.2456 | 0.2602 | 0.27719 | 0.28841 | 0.30224 | 0.31569 | 0.3291 | 0
F11_Industrial_Instruments_New_Space Heating_Natural Gas_Gas Boiler - Insulate Steam Lines/Condensate Tank_A_Achievable Economic RVT Potential | F11 | Industrial | Instruments | New | Space Heating | Natural Gas | Gas Boiler - Insulate Steam Lines/Condensate Tank | A | Purchases (Cumulative) | Achievable Economic RVT Potential | 0 | 0 | 0.027912 | 0.076624 | 0.14608 | 0.2388 | 0.34552 | 0.4685 | 0.60754 | 0.76463 | 0.93517 | 1.1212 | 1.3225 | 1.5414 | 1.7724 | 2.018 | 2.2782 | 2.5554 | 2.8438 | 3.1461 | 3.4618 | 3.7909 | 0
F1_Industrial_Instruments_New_Process_Natural Gas_Gas Boiler - Insulate Steam Lines/Condensate Tank_A_Achievable Economic RVT Potential | F1 | Industrial | Instruments | New | Process | Natural Gas | Gas Boiler - Insulate Steam Lines/Condensate Tank | A | Integrated Unit Energy Savings (kWh or therms) | Achievable Economic RVT Potential | 0 | 0 | 27.8945 | 27.8674 | 27.8412 | 27.818 | 27.7843 | 27.7579 | 27.7331 | 27.7128 | 27.69 | 27.6734 | 27.6607 | 27.655 | 27.6461 | 27.6425 | 27.64 | 27.6423 | 27.6405 | 27.6423 | 27.6432 | 27.6435 | 0
F2_Industrial_Instruments_New_Process_Natural Gas_Gas Boiler - Insulate Steam Lines/Condensate Tank_A_Achievable Economic RVT Potential | F2 | Industrial | Instruments | New | Process | Natural Gas | Gas Boiler - Insulate Steam Lines/Condensate Tank | A | Integrated Unit Summer Peak Savings (kW) | Achievable Economic RVT Potential | 0 | 0 | 0 | 0 | 0 | 0 | 0 | 0 | 0 | 0 | 0 | 0 | 0 | 0 | 0 | 0 | 0 | 0 | 0 | 0 | 0 | 0 | 0
F3_Industrial_Instruments_New_Process_Natural Gas_Gas Boiler - Insulate Steam Lines/Condensate Tank_A_Achievable Economic RVT Potential | F3 | Industrial | Instruments | New | Process | Natural Gas | Gas Boiler - Insulate Steam Lines/Condensate Tank | A | Integrated Unit Winter Peak Savings (kW) | Achievable Economic RVT Potential | 0 | 0 | 0 | 0 | 0 | 0 | 0 | 0 | 0 | 0 | 0 | 0 | 0 | 0 | 0 | 0 | 0 | 0 | 0 | 0 | 0 | 0 | 0
F4_Industrial_Instruments_New_Process_Natural Gas_Gas Boiler - Insulate Steam Lines/Condensate Tank_A_Achievable Economic RVT Potential | F4 | Industrial | Instruments | New | Process | Natural Gas | Gas Boiler - Insulate Steam Lines/Condensate Tank | A | Incremental Energy Savings (MWh or mTherms) | Achievable Economic RVT Potential | 0 | 0 | 0.023618 | 0.041178 | 0.058663 | 0.078239 | 0.089949 | 0.10355 | 0.11697 | 0.13206 | 0.14325 | 0.15615 | 0.16889 | 0.18371 | 0.19372 | 0.20595 | 0.21816 | 0.23243 | 0.24182 | 0.25343 | 0.26472 | 0.27597 | 0
F5_Industrial_Instruments_New_Process_Natural Gas_Gas Boiler - Insulate Steam Lines/Condensate Tank_A_Achievable Economic RVT Potential | F5 | Industrial | Instruments | New | Process | Natural Gas | Gas Boiler - Insulate Steam Lines/Condensate Tank | A | Incremental Summer Peak Savings (MW) | Achievable Economic RVT Potential | 0 | 0 | 0 | 0 | 0 | 0 | 0 | 0 | 0 | 0 | 0 | 0 | 0 | 0 | 0 | 0 | 0 | 0 | 0 | 0 | 0 | 0 | 0
F6_Industrial_Instruments_New_Process_Natural Gas_Gas Boiler - Insulate Steam Lines/Condensate Tank_A_Achievable Economic RVT Potential | F6 | Industrial | Instruments | New | Process | Natural Gas | Gas Boiler - Insulate Steam Lines/Condensate Tank | A | Incremental Winter Peak Savings (MW) | Achievable Economic RVT Potential | 0 | 0 | 0 | 0 | 0 | 0 | 0 | 0 | 0 | 0 | 0 | 0 | 0 | 0 | 0 | 0 | 0 | 0 | 0 | 0 | 0 | 0 | 0
F7_Industrial_Instruments_New_Process_Natural Gas_Gas Boiler - Insulate Steam Lines/Condensate Tank_A_Achievable Economic RVT Potential | F7 | Industrial | Instruments | New | Process | Natural Gas | Gas Boiler - Insulate Steam Lines/Condensate Tank | A | Cumulative Energy Savings (MWh or mTherms) | Achievable Economic RVT Potential | 0 | 0 | 0.023618 | 0.064774 | 0.12338 | 0.20151 | 0.29122 | 0.39449 | 0.51111 | 0.64279 | 0.78552 | 0.9412 | 1.1096 | 1.2931 | 1.4864 | 1.6922 | 1.9102 | 2.1428 | 2.3845 | 2.6381 | 2.9029 | 3.1789 | 0
F8_Industrial_Instruments_New_Process_Natural Gas_Gas Boiler - Insulate Steam Lines/Condensate Tank_A_Achievable Economic RVT Potential | F8 | Industrial | Instruments | New | Process | Natural Gas | Gas Boiler - Insulate Steam Lines/Condensate Tank | A | Cumulative Summer Peak Savings (MW) | Achievable Economic RVT Potential | 0 | 0 | 0 | 0 | 0 | 0 | 0 | 0 | 0 | 0 | 0 | 0 | 0 | 0 | 0 | 0 | 0 | 0 | 0 | 0 | 0 | 0 | 0
F9_Industrial_Instruments_New_Process_Natural Gas_Gas Boiler - Insulate Steam Lines/Condensate Tank_A_Achievable Economic RVT Potential | F9 | Industrial | Instruments | New | Process | Natural Gas | Gas Boiler - Insulate Steam Lines/Condensate Tank | A | Cumulative Winter Peak Savings (MW) | Achievable Economic RVT Potential | 0 | 0 | 0 | 0 | 0 | 0 | 0 | 0 | 0 | 0 | 0 | 0 | 0 | 0 | 0 | 0 | 0 | 0 | 0 | 0 | 0 | 0 | 0
F10_Industrial_Instruments_New_Process_Natural Gas_Gas Boiler - Insulate Steam Lines/Condensate Tank_A_Achievable Economic RVT Potential | F10 | Industrial | Instruments | New | Process | Natural Gas | Gas Boiler - Insulate Steam Lines/Condensate Tank | A | Purchases (Incremental) | Achievable Economic RVT Potential | 0 | 0 | 0.8467 | 1.4777 | 2.1071 | 2.8125 | 3.2374 | 3.7306 | 4.2176 | 4.7654 | 5.1734 | 5.6426 | 6.1056 | 6.6427 | 7.0073 | 7.4503 | 7.893 | 8.4084 | 8.7489 | 9.1683 | 9.5764 | 9.9832 | 0
F11_Industrial_Instruments_New_Process_Natural Gas_Gas Boiler - Insulate Steam Lines/Condensate Tank_A_Achievable Economic RVT Potential | F11 | Industrial | Instruments | New | Process | Natural Gas | Gas Boiler - Insulate Steam Lines/Condensate Tank | A | Purchases (Cumulative) | Achievable Economic RVT Potential | 0 | 0 | 0.8467 | 2.3244 | 4.4314 | 7.244 | 10.4813 | 14.2119 | 18.4295 | 23.1949 | 28.3682 | 34.0108 | 40.1165 | 46.7592 | 53.7665 | 61.2168 | 69.1098 | 77.5183 | 86.2671 | 95.4355 | 105.0118 | 114.9951 | 0
F1_Industrial_Instruments_New_Space Heating_Natural Gas_Gas Boiler - Insulate Hot Water Lines_A_Achievable Economic RVT Potential | F1 | Industrial | Instruments | New | Space Heating | Natural Gas | Gas Boiler - Insulate Hot Water Lines | A | Integrated Unit Energy Savings (kWh or therms) | Achievable Economic RVT Potential | 0 | 0 | 48.261 | 47.7182 | 47.3483 | 47.0142 | 46.8151 | 46.5918 | 46.3858 | 46.1788 | 46.0313 | 45.8791 | 45.6622 | 45.4681 | 45.2799 | 45.1219 | 44.9735 | 44.7852 | 44.6891 | 44.5611 | 44.4581 | 44.3917 | 0
F2_Industrial_Instruments_New_Space Heating_Natural Gas_Gas Boiler - Insulate Hot Water Lines_A_Achievable Economic RVT Potential | F2 | Industrial | Instruments | New | Space Heating | Natural Gas | Gas Boiler - Insulate Hot Water Lines | A | Integrated Unit Summer Peak Savings (kW) | Achievable Economic RVT Potential | 0 | 0 | 0 | 0 | 0 | 0 | 0 | 0 | 0 | 0 | 0 | 0 | 0 | 0 | 0 | 0 | 0 | 0 | 0 | 0 | 0 | 0 | 0
F3_Industrial_Instruments_New_Space Heating_Natural Gas_Gas Boiler - Insulate Hot Water Lines_A_Achievable Economic RVT Potential | F3 | Industrial | Instruments | New | Space Heating | Natural Gas | Gas Boiler - Insulate Hot Water Lines | A | Integrated Unit Winter Peak Savings (kW) | Achievable Economic RVT Potential | 0 | 0 | 0 | 0 | 0 | 0 | 0 | 0 | 0 | 0 | 0 | 0 | 0 | 0 | 0 | 0 | 0 | 0 | 0 | 0 | 0 | 0 | 0
F4_Industrial_Instruments_New_Space Heating_Natural Gas_Gas Boiler - Insulate Hot Water Lines_A_Achievable Economic RVT Potential | F4 | Industrial | Instruments | New | Space Heating | Natural Gas | Gas Boiler - Insulate Hot Water Lines | A | Incremental Energy Savings (MWh or mTherms) | Achievable Economic RVT Potential | 0 | 0 | 0.0013471 | 0.0023244 | 0.0032888 | 0.004359 | 0.0049962 | 0.0057299 | 0.0064492 | 0.0072543 | 0.0078503 | 0.008534 | 0.0091906 | 0.0099566 | 0.01046 | 0.011082 | 0.011702 | 0.012414 | 0.012889 | 0.013468 | 0.014035 | 0.014609 | 0
F5_Industrial_Instruments_New_Space Heating_Natural Gas_Gas Boiler - Insulate Hot Water Lines_A_Achievable Economic RVT Potential | F5 | Industrial | Instruments | New | Space Heating | Natural Gas | Gas Boiler - Insulate Hot Water Lines | A | Incremental Summer Peak Savings (MW) | Achievable Economic RVT Potential | 0 | 0 | 0 | 0 | 0 | 0 | 0 | 0 | 0 | 0 | 0 | 0 | 0 | 0 | 0 | 0 | 0 | 0 | 0 | 0 | 0 | 0 | 0
F6_Industrial_Instruments_New_Space Heating_Natural Gas_Gas Boiler - Insulate Hot Water Lines_A_Achievable Economic RVT Potential | F6 | Industrial | Instruments | New | Space Heating | Natural Gas | Gas Boiler - Insulate Hot Water Lines | A | Incremental Winter Peak Savings (MW) | Achievable Economic RVT Potential | 0 | 0 | 0 | 0 | 0 | 0 | 0 | 0 | 0 | 0 | 0 | 0 | 0 | 0 | 0 | 0 | 0 | 0 | 0 | 0 | 0 | 0 | 0
F7_Industrial_Instruments_New_Space Heating_Natural Gas_Gas Boiler - Insulate Hot Water Lines_A_Achievable Economic RVT Potential | F7 | Industrial | Instruments | New | Space Heating | Natural Gas | Gas Boiler - Insulate Hot Water Lines | A | Cumulative Energy Savings (MWh or mTherms) | Achievable Economic RVT Potential | 0 | 0 | 0.0013471 | 0.0036563 | 0.0069168 | 0.011227 | 0.016176 | 0.021828 | 0.028181 | 0.03531 | 0.043047 | 0.051439 | 0.060386 | 0.070086 | 0.080256 | 0.091058 | 0.10246 | 0.11445 | 0.12709 | 0.14019 | 0.1539 | 0.16828 | 0
F8_Industrial_Instruments_New_Space Heating_Natural Gas_Gas Boiler - Insulate Hot Water Lines_A_Achievable Economic RVT Potential | F8 | Industrial | Instruments | New | Space Heating | Natural Gas | Gas Boiler - Insulate Hot Water Lines | A | Cumulative Summer Peak Savings (MW) | Achievable Economic RVT Potential | 0 | 0 | 0 | 0 | 0 | 0 | 0 | 0 | 0 | 0 | 0 | 0 | 0 | 0 | 0 | 0 | 0 | 0 | 0 | 0 | 0 | 0 | 0
F9_Industrial_Instruments_New_Space Heating_Natural Gas_Gas Boiler - Insulate Hot Water Lines_A_Achievable Economic RVT Potential | F9 | Industrial | Instruments | New | Space Heating | Natural Gas | Gas Boiler - Insulate Hot Water Lines | A | Cumulative Winter Peak Savings (MW) | Achievable Economic RVT Potential | 0 | 0 | 0 | 0 | 0 | 0 | 0 | 0 | 0 | 0 | 0 | 0 | 0 | 0 | 0 | 0 | 0 | 0 | 0 | 0 | 0 | 0 | 0
F10_Industrial_Instruments_New_Space Heating_Natural Gas_Gas Boiler - Insulate Hot Water Lines_A_Achievable Economic RVT Potential | F10 | Industrial | Instruments | New | Space Heating | Natural Gas | Gas Boiler - Insulate Hot Water Lines | A | Purchases (Incremental) | Achievable Economic RVT Potential | 0 | 0 | 0.027912 | 0.048712 | 0.06946 | 0.092716 | 0.10672 | 0.12298 | 0.13903 | 0.15709 | 0.17054 | 0.18601 | 0.20127 | 0.21898 | 0.231 | 0.2456 | 0.2602 | 0.27719 | 0.28841 | 0.30224 | 0.31569 | 0.3291 | 0
F11_Industrial_Instruments_New_Space Heating_Natural Gas_Gas Boiler - Insulate Hot Water Lines_A_Achievable Economic RVT Potential | F11 | Industrial | Instruments | New | Space Heating | Natural Gas | Gas Boiler - Insulate Hot Water Lines | A | Purchases (Cumulative) | Achievable Economic RVT Potential | 0 | 0 | 0.027912 | 0.076624 | 0.14608 | 0.2388 | 0.34552 | 0.4685 | 0.60754 | 0.76463 | 0.93517 | 1.1212 | 1.3225 | 1.5414 | 1.7724 | 2.018 | 2.2782 | 2.5554 | 2.8438 | 3.1461 | 3.4618 | 3.7909 | 0
F1_Industrial_Instruments_New_Process_Natural Gas_Gas Boiler - Insulate Hot Water Lines_A_Achievable Economic RVT Potential | F1 | Industrial | Instruments | New | Process | Natural Gas | Gas Boiler - Insulate Hot Water Lines | A | Integrated Unit Energy Savings (kWh or therms) | Achievable Economic RVT Potential | 0 | 0 | 31.5689 | 31.5608 | 31.552 | 31.5443 | 31.5322 | 31.5189 | 31.5043 | 31.491 | 31.4772 | 31.4678 | 31.4625 | 31.4629 | 31.4638 | 31.4682 | 31.4735 | 31.4798 | 31.4838 | 31.4883 | 31.4923 | 31.496 | 0
F2_Industrial_Instruments_New_Process_Natural Gas_Gas Boiler - Insulate Hot Water Lines_A_Achievable Economic RVT Potential | F2 | Industrial | Instruments | New | Process | Natural Gas | Gas Boiler - Insulate Hot Water Lines | A | Integrated Unit Summer Peak Savings (kW) | Achievable Economic RVT Potential | 0 | 0 | 0 | 0 | 0 | 0 | 0 | 0 | 0 | 0 | 0 | 0 | 0 | 0 | 0 | 0 | 0 | 0 | 0 | 0 | 0 | 0 | 0
F3_Industrial_Instruments_New_Process_Natural Gas_Gas Boiler - Insulate Hot Water Lines_A_Achievable Economic RVT Potential | F3 | Industrial | Instruments | New | Process | Natural Gas | Gas Boiler - Insulate Hot Water Lines | A | Integrated Unit Winter Peak Savings (kW) | Achievable Economic RVT Potential | 0 | 0 | 0 | 0 | 0 | 0 | 0 | 0 | 0 | 0 | 0 | 0 | 0 | 0 | 0 | 0 | 0 | 0 | 0 | 0 | 0 | 0 | 0
F4_Industrial_Instruments_New_Process_Natural Gas_Gas Boiler - Insulate Hot Water Lines_A_Achievable Economic RVT Potential | F4 | Industrial | Instruments | New | Process | Natural Gas | Gas Boiler - Insulate Hot Water Lines | A | Incremental Energy Savings (MWh or mTherms) | Achievable Economic RVT Potential | 0 | 0 | 0.02673 | 0.046636 | 0.066482 | 0.088719 | 0.10208 | 0.11758 | 0.13287 | 0.15007 | 0.16284 | 0.17756 | 0.1921 | 0.209 | 0.22048 | 0.23445 | 0.24842 | 0.2647 | 0.27545 | 0.2887 | 0.30158 | 0.31443 | 0
F5_Industrial_Instruments_New_Process_Natural Gas_Gas Boiler - Insulate Hot Water Lines_A_Achievable Economic RVT Potential | F5 | Industrial | Instruments | New | Process | Natural Gas | Gas Boiler - Insulate Hot Water Lines | A | Incremental Summer Peak Savings (MW) | Achievable Economic RVT Potential | 0 | 0 | 0 | 0 | 0 | 0 | 0 | 0 | 0 | 0 | 0 | 0 | 0 | 0 | 0 | 0 | 0 | 0 | 0 | 0 | 0 | 0 | 0
F6_Industrial_Instruments_New_Process_Natural Gas_Gas Boiler - Insulate Hot Water Lines_A_Achievable Economic RVT Potential | F6 | Industrial | Instruments | New | Process | Natural Gas | Gas Boiler - Insulate Hot Water Lines | A | Incremental Winter Peak Savings (MW) | Achievable Economic RVT Potential | 0 | 0 | 0 | 0 | 0 | 0 | 0 | 0 | 0 | 0 | 0 | 0 | 0 | 0 | 0 | 0 | 0 | 0 | 0 | 0 | 0 | 0 | 0
F7_Industrial_Instruments_New_Process_Natural Gas_Gas Boiler - Insulate Hot Water Lines_A_Achievable Economic RVT Potential | F7 | Industrial | Instruments | New | Process | Natural Gas | Gas Boiler - Insulate Hot Water Lines | A | Cumulative Energy Savings (MWh or mTherms) | Achievable Economic RVT Potential | 0 | 0 | 0.02673 | 0.073359 | 0.13982 | 0.22851 | 0.3305 | 0.44794 | 0.58061 | 0.73043 | 0.89295 | 1.0702 | 1.2622 | 1.4712 | 1.6917 | 1.9264 | 2.1751 | 2.4403 | 2.716 | 3.0051 | 3.3071 | 3.6219 | 0
F8_Industrial_Instruments_New_Process_Natural Gas_Gas Boiler - Insulate Hot Water Lines_A_Achievable Economic RVT Potential | F8 | Industrial | Instruments | New | Process | Natural Gas | Gas Boiler - Insulate Hot Water Lines | A | Cumulative Summer Peak Savings (MW) | Achievable Economic RVT Potential | 0 | 0 | 0 | 0 | 0 | 0 | 0 | 0 | 0 | 0 | 0 | 0 | 0 | 0 | 0 | 0 | 0 | 0 | 0 | 0 | 0 | 0 | 0
F9_Industrial_Instruments_New_Process_Natural Gas_Gas Boiler - Insulate Hot Water Lines_A_Achievable Economic RVT Potential | F9 | Industrial | Instruments | New | Process | Natural Gas | Gas Boiler - Insulate Hot Water Lines | A | Cumulative Winter Peak Savings (MW) | Achievable Economic RVT Potential | 0 | 0 | 0 | 0 | 0 | 0 | 0 | 0 | 0 | 0 | 0 | 0 | 0 | 0 | 0 | 0 | 0 | 0 | 0 | 0 | 0 | 0 | 0
F10_Industrial_Instruments_New_Process_Natural Gas_Gas Boiler - Insulate Hot Water Lines_A_Achievable Economic RVT Potential | F10 | Industrial | Instruments | New | Process | Natural Gas | Gas Boiler - Insulate Hot Water Lines | A | Purchases (Incremental) | Achievable Economic RVT Potential | 0 | 0 | 0.8467 | 1.4777 | 2.1071 | 2.8125 | 3.2374 | 3.7306 | 4.2176 | 4.7654 | 5.1734 | 5.6426 | 6.1056 | 6.6427 | 7.0073 | 7.4503 | 7.893 | 8.4084 | 8.7489 | 9.1683 | 9.5764 | 9.9832 | 0
F11_Industrial_Instruments_New_Process_Natural Gas_Gas Boiler - Insulate Hot Water Lines_A_Achievable Economic RVT Potential | F11 | Industrial | Instruments | New | Process | Natural Gas | Gas Boiler - Insulate Hot Water Lines | A | Purchases (Cumulative) | Achievable Economic RVT Potential | 0 | 0 | 0.8467 | 2.3244 | 4.4314 | 7.244 | 10.4813 | 14.2119 | 18.4295 | 23.1949 | 28.3682 | 34.0108 | 40.1165 | 46.7592 | 53.7665 | 61.2168 | 69.1098 | 77.5183 | 86.2671 | 95.4355 | 105.0118 | 114.9951 | 0
F1_Industrial_Instruments_New_Process_Natural Gas_Process - Insulate Heated Process Fluids_A_Achievable Economic RVT Potential | F1 | Industrial | Instruments | New | Process | Natural Gas | Process - Insulate Heated Process Fluids | A | Integrated Unit Energy Savings (kWh or therms) | Achievable Economic RVT Potential | 0 | 0 | 9.2022 | 9.1852 | 9.1688 | 9.1538 | 9.1321 | 9.1145 | 9.0988 | 9.0863 | 9.0721 | 9.0616 | 9.0533 | 9.0491 | 9.0426 | 9.0397 | 9.0379 | 9.0398 | 9.0387 | 9.0396 | 9.0402 | 9.0405 | 0
F2_Industrial_Instruments_New_Process_Natural Gas_Process - Insulate Heated Process Fluids_A_Achievable Economic RVT Potential | F2 | Industrial | Instruments | New | Process | Natural Gas | Process - Insulate Heated Process Fluids | A | Integrated Unit Summer Peak Savings (kW) | Achievable Economic RVT Potential | 0 | 0 | 0 | 0 | 0 | 0 | 0 | 0 | 0 | 0 | 0 | 0 | 0 | 0 | 0 | 0 | 0 | 0 | 0 | 0 | 0 | 0 | 0
F3_Industrial_Instruments_New_Process_Natural Gas_Process - Insulate Heated Process Fluids_A_Achievable Economic RVT Potential | F3 | Industrial | Instruments | New | Process | Natural Gas | Process - Insulate Heated Process Fluids | A | Integrated Unit Winter Peak Savings (kW) | Achievable Economic RVT Potential | 0 | 0 | 0 | 0 | 0 | 0 | 0 | 0 | 0 | 0 | 0 | 0 | 0 | 0 | 0 | 0 | 0 | 0 | 0 | 0 | 0 | 0 | 0
F4_Industrial_Instruments_New_Process_Natural Gas_Process - Insulate Heated Process Fluids_A_Achievable Economic RVT Potential | F4 | Industrial | Instruments | New | Process | Natural Gas | Process - Insulate Heated Process Fluids | A | Incremental Energy Savings (MWh or mTherms) | Achievable Economic RVT Potential | 0 | 0 | 0 | 0 | 0 | 0 | 0 | 0 | 0 | 0 | 0 | 0 | 0 | 0 | 0 | 0 | 0 | 0 | 0 | 0 | 0 | 0 | 0
F5_Industrial_Instruments_New_Process_Natural Gas_Process - Insulate Heated Process Fluids_A_Achievable Economic RVT Potential | F5 | Industrial | Instruments | New | Process | Natural Gas | Process - Insulate Heated Process Fluids | A | Incremental Summer Peak Savings (MW) | Achievable Economic RVT Potential | 0 | 0 | 0 | 0 | 0 | 0 | 0 | 0 | 0 | 0 | 0 | 0 | 0 | 0 | 0 | 0 | 0 | 0 | 0 | 0 | 0 | 0 | 0
F6_Industrial_Instruments_New_Process_Natural Gas_Process - Insulate Heated Process Fluids_A_Achievable Economic RVT Potential | F6 | Industrial | Instruments | New | Process | Natural Gas | Process - Insulate Heated Process Fluids | A | Incremental Winter Peak Savings (MW) | Achievable Economic RVT Potential | 0 | 0 | 0 | 0 | 0 | 0 | 0 | 0 | 0 | 0 | 0 | 0 | 0 | 0 | 0 | 0 | 0 | 0 | 0 | 0 | 0 | 0 | 0
F7_Industrial_Instruments_New_Process_Natural Gas_Process - Insulate Heated Process Fluids_A_Achievable Economic RVT Potential | F7 | Industrial | Instruments | New | Process | Natural Gas | Process - Insulate Heated Process Fluids | A | Cumulative Energy Savings (MWh or mTherms) | Achievable Economic RVT Potential | 0 | 0 | 0 | 0 | 0 | 0 | 0 | 0 | 0 | 0 | 0 | 0 | 0 | 0 | 0 | 0 | 0 | 0 | 0 | 0 | 0 | 0 | 0
F8_Industrial_Instruments_New_Process_Natural Gas_Process - Insulate Heated Process Fluids_A_Achievable Economic RVT Potential | F8 | Industrial | Instruments | New | Process | Natural Gas | Process - Insulate Heated Process Fluids | A | Cumulative Summer Peak Savings (MW) | Achievable Economic RVT Potential | 0 | 0 | 0 | 0 | 0 | 0 | 0 | 0 | 0 | 0 | 0 | 0 | 0 | 0 | 0 | 0 | 0 | 0 | 0 | 0 | 0 | 0 | 0
F9_Industrial_Instruments_New_Process_Natural Gas_Process - Insulate Heated Process Fluids_A_Achievable Economic RVT Potential | F9 | Industrial | Instruments | New | Process | Natural Gas | Process - Insulate Heated Process Fluids | A | Cumulative Winter Peak Savings (MW) | Achievable Economic RVT Potential | 0 | 0 | 0 | 0 | 0 | 0 | 0 | 0 | 0 | 0 | 0 | 0 | 0 | 0 | 0 | 0 | 0 | 0 | 0 | 0 | 0 | 0 | 0
F10_Industrial_Instruments_New_Process_Natural Gas_Process - Insulate Heated Process Fluids_A_Achievable Economic RVT Potential | F10 | Industrial | Instruments | New | Process | Natural Gas | Process - Insulate Heated Process Fluids | A | Purchases (Incremental) | Achievable Economic RVT Potential | 0 | 0 | 0 | 0 | 0 | 0 | 0 | 0 | 0 | 0 | 0 | 0 | 0 | 0 | 0 | 0 | 0 | 0 | 0 | 0 | 0 | 0 | 0
F11_Industrial_Instruments_New_Process_Natural Gas_Process - Insulate Heated Process Fluids_A_Achievable Economic RVT Potential | F11 | Industrial | Instruments | New | Process | Natural Gas | Process - Insulate Heated Process Fluids | A | Purchases (Cumulative) | Achievable Economic RVT Potential | 0 | 0 | 0 | 0 | 0 | 0 | 0 | 0 | 0 | 0 | 0 | 0 | 0 | 0 | 0 | 0 | 0 | 0 | 0 | 0 | 0 | 0 | 0
F1_Industrial_Instruments_New_Process_Natural Gas_Process Heat Recovery_A_Achievable Economic RVT Potential | F1 | Industrial | Instruments | New | Process | Natural Gas | Process Heat Recovery | A | Integrated Unit Energy Savings (kWh or therms) | Achievable Economic RVT Potential | 0 | 0 | 0.13972 | 0.13946 | 0.13921 | 0.13899 | 0.13866 | 0.13839 | 0.13815 | 0.13796 | 0.13774 | 0.13759 | 0.13746 | 0.1374 | 0.1373 | 0.13725 | 0.13722 | 0.13725 | 0.13724 | 0.13725 | 0.13726 | 0.13726 | 0
F2_Industrial_Instruments_New_Process_Natural Gas_Process Heat Recovery_A_Achievable Economic RVT Potential | F2 | Industrial | Instruments | New | Process | Natural Gas | Process Heat Recovery | A | Integrated Unit Summer Peak Savings (kW) | Achievable Economic RVT Potential | 0 | 0 | 0 | 0 | 0 | 0 | 0 | 0 | 0 | 0 | 0 | 0 | 0 | 0 | 0 | 0 | 0 | 0 | 0 | 0 | 0 | 0 | 0
F3_Industrial_Instruments_New_Process_Natural Gas_Process Heat Recovery_A_Achievable Economic RVT Potential | F3 | Industrial | Instruments | New | Process | Natural Gas | Process Heat Recovery | A | Integrated Unit Winter Peak Savings (kW) | Achievable Economic RVT Potential | 0 | 0 | 0 | 0 | 0 | 0 | 0 | 0 | 0 | 0 | 0 | 0 | 0 | 0 | 0 | 0 | 0 | 0 | 0 | 0 | 0 | 0 | 0
F4_Industrial_Instruments_New_Process_Natural Gas_Process Heat Recovery_A_Achievable Economic RVT Potential | F4 | Industrial | Instruments | New | Process | Natural Gas | Process Heat Recovery | A | Incremental Energy Savings (MWh or mTherms) | Achievable Economic RVT Potential | 0 | 0 | 0 | 0 | 0 | 0 | 0 | 0 | 0 | 0 | 0 | 0 | 0 | 0 | 0 | 0 | 0 | 0 | 0 | 0 | 0 | 0 | 0
F5_Industrial_Instruments_New_Process_Natural Gas_Process Heat Recovery_A_Achievable Economic RVT Potential | F5 | Industrial | Instruments | New | Process | Natural Gas | Process Heat Recovery | A | Incremental Summer Peak Savings (MW) | Achievable Economic RVT Potential | 0 | 0 | 0 | 0 | 0 | 0 | 0 | 0 | 0 | 0 | 0 | 0 | 0 | 0 | 0 | 0 | 0 | 0 | 0 | 0 | 0 | 0 | 0
F6_Industrial_Instruments_New_Process_Natural Gas_Process Heat Recovery_A_Achievable Economic RVT Potential | F6 | Industrial | Instruments | New | Process | Natural Gas | Process Heat Recovery | A | Incremental Winter Peak Savings (MW) | Achievable Economic RVT Potential | 0 | 0 | 0 | 0 | 0 | 0 | 0 | 0 | 0 | 0 | 0 | 0 | 0 | 0 | 0 | 0 | 0 | 0 | 0 | 0 | 0 | 0 | 0
F7_Industrial_Instruments_New_Process_Natural Gas_Process Heat Recovery_A_Achievable Economic RVT Potential | F7 | Industrial | Instruments | New | Process | Natural Gas | Process Heat Recovery | A | Cumulative Energy Savings (MWh or mTherms) | Achievable Economic RVT Potential | 0 | 0 | 0 | 0 | 0 | 0 | 0 | 0 | 0 | 0 | 0 | 0 | 0 | 0 | 0 | 0 | 0 | 0 | 0 | 0 | 0 | 0 | 0
F8_Industrial_Instruments_New_Process_Natural Gas_Process Heat Recovery_A_Achievable Economic RVT Potential | F8 | Industrial | Instruments | New | Process | Natural Gas | Process Heat Recovery | A | Cumulative Summer Peak Savings (MW) | Achievable Economic RVT Potential | 0 | 0 | 0 | 0 | 0 | 0 | 0 | 0 | 0 | 0 | 0 | 0 | 0 | 0 | 0 | 0 | 0 | 0 | 0 | 0 | 0 | 0 | 0
F9_Industrial_Instruments_New_Process_Natural Gas_Process Heat Recovery_A_Achievable Economic RVT Potential | F9 | Industrial | Instruments | New | Process | Natural Gas | Process Heat Recovery | A | Cumulative Winter Peak Savings (MW) | Achievable Economic RVT Potential | 0 | 0 | 0 | 0 | 0 | 0 | 0 | 0 | 0 | 0 | 0 | 0 | 0 | 0 | 0 | 0 | 0 | 0 | 0 | 0 | 0 | 0 | 0
F10_Industrial_Instruments_New_Process_Natural Gas_Process Heat Recovery_A_Achievable Economic RVT Potential | F10 | Industrial | Instruments | New | Process | Natural Gas | Process Heat Recovery | A | Purchases (Incremental) | Achievable Economic RVT Potential | 0 | 0 | 0 | 0 | 0 | 0 | 0 | 0 | 0 | 0 | 0 | 0 | 0 | 0 | 0 | 0 | 0 | 0 | 0 | 0 | 0 | 0 | 0
F11_Industrial_Instruments_New_Process_Natural Gas_Process Heat Recovery_A_Achievable Economic RVT Potential | F11 | Industrial | Instruments | New | Process | Natural Gas | Process Heat Recovery | A | Purchases (Cumulative) | Achievable Economic RVT Potential | 0 | 0 | 0 | 0 | 0 | 0 | 0 | 0 | 0 | 0 | 0 | 0 | 0 | 0 | 0 | 0 | 0 | 0 | 0 | 0 | 0 | 0 | 0
F1_Industrial_Instruments_New_Space Heating_Natural Gas_Building Automation System_A_Achievable Economic RVT Potential | F1 | Industrial | Instruments | New | Space Heating | Natural Gas | Building Automation System | A | Integrated Unit Energy Savings (kWh or therms) | Achievable Economic RVT Potential | 0 | 0 | 0.014847 | 0.01468 | 0.014565 | 0.014462 | 0.0144 | 0.014331 | 0.014267 | 0.014203 | 0.014157 | 0.01411 | 0.014043 | 0.013983 | 0.013925 | 0.013876 | 0.01383 | 0.013771 | 0.013741 | 0.013701 | 0.013669 | 0.013648 | 0
F2_Industrial_Instruments_New_Space Heating_Natural Gas_Building Automation System_A_Achievable Economic RVT Potential | F2 | Industrial | Instruments | New | Space Heating | Natural Gas | Building Automation System | A | Integrated Unit Summer Peak Savings (kW) | Achievable Economic RVT Potential | 0 | 0 | 0 | 0 | 0 | 0 | 0 | 0 | 0 | 0 | 0 | 0 | 0 | 0 | 0 | 0 | 0 | 0 | 0 | 0 | 0 | 0 | 0
F3_Industrial_Instruments_New_Space Heating_Natural Gas_Building Automation System_A_Achievable Economic RVT Potential | F3 | Industrial | Instruments | New | Space Heating | Natural Gas | Building Automation System | A | Integrated Unit Winter Peak Savings (kW) | Achievable Economic RVT Potential | 0 | 0 | 0 | 0 | 0 | 0 | 0 | 0 | 0 | 0 | 0 | 0 | 0 | 0 | 0 | 0 | 0 | 0 | 0 | 0 | 0 | 0 | 0
F4_Industrial_Instruments_New_Space Heating_Natural Gas_Building Automation System_A_Achievable Economic RVT Potential | F4 | Industrial | Instruments | New | Space Heating | Natural Gas | Building Automation System | A | Incremental Energy Savings (MWh or mTherms) | Achievable Economic RVT Potential | 0 | 0 | 0.0030282 | 0.010445 | 0.026238 | 0.056566 | 0.098407 | 0.16163 | 0.24746 | 0.36083 | 0.48293 | 0.61907 | 0.74798 | 0.862 | 0.90929 | 0.90815 | 0.8431 | 0.73963 | 0.58722 | 0.42479 | 0.28281 | 0.19198 | 0
F5_Industrial_Instruments_New_Space Heating_Natural Gas_Building Automation System_A_Achievable Economic RVT Potential | F5 | Industrial | Instruments | New | Space Heating | Natural Gas | Building Automation System | A | Incremental Summer Peak Savings (MW) | Achievable Economic RVT Potential | 0 | 0 | 0 | 0 | 0 | 0 | 0 | 0 | 0 | 0 | 0 | 0 | 0 | 0 | 0 | 0 | 0 | 0 | 0 | 0 | 0 | 0 | 0
F6_Industrial_Instruments_New_Space Heating_Natural Gas_Building Automation System_A_Achievable Economic RVT Potential | F6 | Industrial | Instruments | New | Space Heating | Natural Gas | Building Automation System | A | Incremental Winter Peak Savings (MW) | Achievable Economic RVT Potential | 0 | 0 | 0 | 0 | 0 | 0 | 0 | 0 | 0 | 0 | 0 | 0 | 0 | 0 | 0 | 0 | 0 | 0 | 0 | 0 | 0 | 0 | 0
F7_Industrial_Instruments_New_Space Heating_Natural Gas_Building Automation System_A_Achievable Economic RVT Potential | F7 | Industrial | Instruments | New | Space Heating | Natural Gas | Building Automation System | A | Cumulative Energy Savings (MWh or mTherms) | Achievable Economic RVT Potential | 0 | 0 | 0.0030282 | 0.013439 | 0.039572 | 0.095858 | 0.19386 | 0.35456 | 0.60044 | 0.95857 | 1.4384 | 2.0527 | 2.7909 | 3.6409 | 4.535 | 5.4272 | 6.2523 | 6.9628 | 7.525 | 7.9033 | 8.1141 | 8.2005 | 0
F8_Industrial_Instruments_New_Space Heating_Natural Gas_Building Automation System_A_Achievable Economic RVT Potential | F8 | Industrial | Instruments | New | Space Heating | Natural Gas | Building Automation System | A | Cumulative Summer Peak Savings (MW) | Achievable Economic RVT Potential | 0 | 0 | 0 | 0 | 0 | 0 | 0 | 0 | 0 | 0 | 0 | 0 | 0 | 0 | 0 | 0 | 0 | 0 | 0 | 0 | 0 | 0 | 0
F9_Industrial_Instruments_New_Space Heating_Natural Gas_Building Automation System_A_Achievable Economic RVT Potential | F9 | Industrial | Instruments | New | Space Heating | Natural Gas | Building Automation System | A | Cumulative Winter Peak Savings (MW) | Achievable Economic RVT Potential | 0 | 0 | 0 | 0 | 0 | 0 | 0 | 0 | 0 | 0 | 0 | 0 | 0 | 0 | 0 | 0 | 0 | 0 | 0 | 0 | 0 | 0 | 0
F10_Industrial_Instruments_New_Space Heating_Natural Gas_Building Automation System_A_Achievable Economic RVT Potential | F10 | Industrial | Instruments | New | Space Heating | Natural Gas | Building Automation System | A | Purchases (Incremental) | Achievable Economic RVT Potential | 0 | 0 | 203.9557 | 711.5031 | 1801.4081 | 3911.3079 | 6833.6329 | 11278.273 | 17344.2258 | 25404.6968 | 34111.3751 | 43874.0159 | 53262.9964 | 61646.3821 | 65300.9265 | 65449.2248 | 60963.9317 | 53708.4715 | 42733.9951 | 31003.5955 | 20689.448 | 14066.3733 | 0
F11_Industrial_Instruments_New_Space Heating_Natural Gas_Building Automation System_A_Achievable Economic RVT Potential | F11 | Industrial | Instruments | New | Space Heating | Natural Gas | Building Automation System | A | Purchases (Cumulative) | Achievable Economic RVT Potential | 0 | 0 | 203.9557 | 915.4587 | 2716.8668 | 6628.1747 | 13461.8076 | 24740.0806 | 42084.3064 | 67489.0032 | 101600.3783 | 145474.3942 | 198737.3906 | 260383.7727 | 325684.6992 | 391133.924 | 452097.8557 | 505602.3715 | 547624.8635 | 576827.0509 | 593605.191 | 600837.9314 | 0
F1_Industrial_Instruments_New_Space Heating_Natural Gas_Steam System Efficiency Improvements_A_Achievable Economic RVT Potential | F1 | Industrial | Instruments | New | Space Heating | Natural Gas | Steam System Efficiency Improvements | A | Integrated Unit Energy Savings (kWh or therms) | Achievable Economic RVT Potential | 0 | 0 | 0.13295 | 0.13135 | 0.13021 | 0.12915 | 0.12838 | 0.12754 | 0.12671 | 0.12583 | 0.12502 | 0.12416 | 0.12309 | 0.12211 | 0.12109 | 0.12025 | 0.11953 | 0.11884 | 0.11843 | 0.11808 | 0.11789 | 0.11784 | 0
F2_Industrial_Instruments_New_Space Heating_Natural Gas_Steam System Efficiency Improvements_A_Achievable Economic RVT Potential | F2 | Industrial | Instruments | New | Space Heating | Natural Gas | Steam System Efficiency Improvements | A | Integrated Unit Summer Peak Savings (kW) | Achievable Economic RVT Potential | 0 | 0 | 0 | 0 | 0 | 0 | 0 | 0 | 0 | 0 | 0 | 0 | 0 | 0 | 0 | 0 | 0 | 0 | 0 | 0 | 0 | 0 | 0
F3_Industrial_Instruments_New_Space Heating_Natural Gas_Steam System Efficiency Improvements_A_Achievable Economic RVT Potential | F3 | Industrial | Instruments | New | Space Heating | Natural Gas | Steam System Efficiency Improvements | A | Integrated Unit Winter Peak Savings (kW) | Achievable Economic RVT Potential | 0 | 0 | 0 | 0 | 0 | 0 | 0 | 0 | 0 | 0 | 0 | 0 | 0 | 0 | 0 | 0 | 0 | 0 | 0 | 0 | 0 | 0 | 0
F4_Industrial_Instruments_New_Space Heating_Natural Gas_Steam System Efficiency Improvements_A_Achievable Economic RVT Potential | F4 | Industrial | Instruments | New | Space Heating | Natural Gas | Steam System Efficiency Improvements | A | Incremental Energy Savings (MWh or mTherms) | Achievable Economic RVT Potential | 0 | 0 | 0.00019218 | 0.00066233 | 0.0016624 | 0.00358 | 0.0062177 | 0.010195 | 0.015575 | 0.022654 | 0.030223 | 0.038606 | 0.046465 | 0.053349 | 0.056041 | 0.055779 | 0.051643 | 0.045237 | 0.052339 | 0.056156 | 0.057949 | 0.056621 | 0
F5_Industrial_Instruments_New_Space Heating_Natural Gas_Steam System Efficiency Improvements_A_Achievable Economic RVT Potential | F5 | Industrial | Instruments | New | Space Heating | Natural Gas | Steam System Efficiency Improvements | A | Incremental Summer Peak Savings (MW) | Achievable Economic RVT Potential | 0 | 0 | 0 | 0 | 0 | 0 | 0 | 0 | 0 | 0 | 0 | 0 | 0 | 0 | 0 | 0 | 0 | 0 | 0 | 0 | 0 | 0 | 0
F6_Industrial_Instruments_New_Space Heating_Natural Gas_Steam System Efficiency Improvements_A_Achievable Economic RVT Potential | F6 | Industrial | Instruments | New | Space Heating | Natural Gas | Steam System Efficiency Improvements | A | Incremental Winter Peak Savings (MW) | Achievable Economic RVT Potential | 0 | 0 | 0 | 0 | 0 | 0 | 0 | 0 | 0 | 0 | 0 | 0 | 0 | 0 | 0 | 0 | 0 | 0 | 0 | 0 | 0 | 0 | 0
F7_Industrial_Instruments_New_Space Heating_Natural Gas_Steam System Efficiency Improvements_A_Achievable Economic RVT Potential | F7 | Industrial | Instruments | New | Space Heating | Natural Gas | Steam System Efficiency Improvements | A | Cumulative Energy Savings (MWh or mTherms) | Achievable Economic RVT Potential | 0 | 0 | 0.00019218 | 0.00085219 | 0.0025072 | 0.0060668 | 0.012248 | 0.022179 | 0.036969 | 0.05776 | 0.084145 | 0.11616 | 0.15179 | 0.18892 | 0.22158 | 0.24675 | 0.25974 | 0.25846 | 0.25756 | 0.25681 | 0.25638 | 0.25628 | 0
F8_Industrial_Instruments_New_Space Heating_Natural Gas_Steam System Efficiency Improvements_A_Achievable Economic RVT Potential | F8 | Industrial | Instruments | New | Space Heating | Natural Gas | Steam System Efficiency Improvements | A | Cumulative Summer Peak Savings (MW) | Achievable Economic RVT Potential | 0 | 0 | 0 | 0 | 0 | 0 | 0 | 0 | 0 | 0 | 0 | 0 | 0 | 0 | 0 | 0 | 0 | 0 | 0 | 0 | 0 | 0 | 0
F9_Industrial_Instruments_New_Space Heating_Natural Gas_Steam System Efficiency Improvements_A_Achievable Economic RVT Potential | F9 | Industrial | Instruments | New | Space Heating | Natural Gas | Steam System Efficiency Improvements | A | Cumulative Winter Peak Savings (MW) | Achievable Economic RVT Potential | 0 | 0 | 0 | 0 | 0 | 0 | 0 | 0 | 0 | 0 | 0 | 0 | 0 | 0 | 0 | 0 | 0 | 0 | 0 | 0 | 0 | 0 | 0
F10_Industrial_Instruments_New_Space Heating_Natural Gas_Steam System Efficiency Improvements_A_Achievable Economic RVT Potential | F10 | Industrial | Instruments | New | Space Heating | Natural Gas | Steam System Efficiency Improvements | A | Purchases (Incremental) | Achievable Economic RVT Potential | 0 | 0 | 1.4455 | 5.0425 | 12.7668 | 27.7199 | 48.4308 | 79.9305 | 122.9206 | 180.0462 | 241.7515 | 310.9405 | 377.4814 | 436.8955 | 462.7957 | 463.8467 | 432.0588 | 380.6385 | 441.938 | 475.5625 | 491.5666 | 480.4896 | 0
F11_Industrial_Instruments_New_Space Heating_Natural Gas_Steam System Efficiency Improvements_A_Achievable Economic RVT Potential | F11 | Industrial | Instruments | New | Space Heating | Natural Gas | Steam System Efficiency Improvements | A | Purchases (Cumulative) | Achievable Economic RVT Potential | 0 | 0 | 1.4455 | 6.488 | 19.2548 | 46.9747 | 95.4055 | 173.8905 | 291.7687 | 459.0481 | 673.0796 | 935.5893 | 1233.1402 | 1547.115 | 1829.8645 | 2051.9597 | 2173.078 | 2174.7897 | 2174.7897 | 2174.7897 | 2174.7897 | 2174.7897 | 0
F1_Industrial_Instruments_New_Process_Natural Gas_Steam System Efficiency Improvements_A_Achievable Economic RVT Potential | F1 | Industrial | Instruments | New | Process | Natural Gas | Steam System Efficiency Improvements | A | Integrated Unit Energy Savings (kWh or therms) | Achievable Economic RVT Potential | 0 | 0 | 0.086832 | 0.086672 | 0.086517 | 0.086375 | 0.086171 | 0.086005 | 0.085857 | 0.085739 | 0.085604 | 0.085505 | 0.085427 | 0.085388 | 0.085326 | 0.085299 | 0.085281 | 0.0853 | 0.085289 | 0.085298 | 0.085303 | 0.085306 | 0
F2_Industrial_Instruments_New_Process_Natural Gas_Steam System Efficiency Improvements_A_Achievable Economic RVT Potential | F2 | Industrial | Instruments | New | Process | Natural Gas | Steam System Efficiency Improvements | A | Integrated Unit Summer Peak Savings (kW) | Achievable Economic RVT Potential | 0 | 0 | 0 | 0 | 0 | 0 | 0 | 0 | 0 | 0 | 0 | 0 | 0 | 0 | 0 | 0 | 0 | 0 | 0 | 0 | 0 | 0 | 0
F3_Industrial_Instruments_New_Process_Natural Gas_Steam System Efficiency Improvements_A_Achievable Economic RVT Potential | F3 | Industrial | Instruments | New | Process | Natural Gas | Steam System Efficiency Improvements | A | Integrated Unit Winter Peak Savings (kW) | Achievable Economic RVT Potential | 0 | 0 | 0 | 0 | 0 | 0 | 0 | 0 | 0 | 0 | 0 | 0 | 0 | 0 | 0 | 0 | 0 | 0 | 0 | 0 | 0 | 0 | 0
F4_Industrial_Instruments_New_Process_Natural Gas_Steam System Efficiency Improvements_A_Achievable Economic RVT Potential | F4 | Industrial | Instruments | New | Process | Natural Gas | Steam System Efficiency Improvements | A | Incremental Energy Savings (MWh or mTherms) | Achievable Economic RVT Potential | 0 | 0 | 0 | 0 | 0 | 0 | 0 | 0 | 0 | 0 | 0 | 0 | 0 | 0 | 0 | 0 | 0 | 0 | 0 | 0 | 0 | 0 | 0
F5_Industrial_Instruments_New_Process_Natural Gas_Steam System Efficiency Improvements_A_Achievable Economic RVT Potential | F5 | Industrial | Instruments | New | Process | Natural Gas | Steam System Efficiency Improvements | A | Incremental Summer Peak Savings (MW) | Achievable Economic RVT Potential | 0 | 0 | 0 | 0 | 0 | 0 | 0 | 0 | 0 | 0 | 0 | 0 | 0 | 0 | 0 | 0 | 0 | 0 | 0 | 0 | 0 | 0 | 0
F6_Industrial_Instruments_New_Process_Natural Gas_Steam System Efficiency Improvements_A_Achievable Economic RVT Potential | F6 | Industrial | Instruments | New | Process | Natural Gas | Steam System Efficiency Improvements | A | Incremental Winter Peak Savings (MW) | Achievable Economic RVT Potential | 0 | 0 | 0 | 0 | 0 | 0 | 0 | 0 | 0 | 0 | 0 | 0 | 0 | 0 | 0 | 0 | 0 | 0 | 0 | 0 | 0 | 0 | 0
F7_Industrial_Instruments_New_Process_Natural Gas_Steam System Efficiency Improvements_A_Achievable Economic RVT Potential | F7 | Industrial | Instruments | New | Process | Natural Gas | Steam System Efficiency Improvements | A | Cumulative Energy Savings (MWh or mTherms) | Achievable Economic RVT Potential | 0 | 0 | 0 | 0 | 0 | 0 | 0 | 0 | 0 | 0 | 0 | 0 | 0 | 0 | 0 | 0 | 0 | 0 | 0 | 0 | 0 | 0 | 0
F8_Industrial_Instruments_New_Process_Natural Gas_Steam System Efficiency Improvements_A_Achievable Economic RVT Potential | F8 | Industrial | Instruments | New | Process | Natural Gas | Steam System Efficiency Improvements | A | Cumulative Summer Peak Savings (MW) | Achievable Economic RVT Potential | 0 | 0 | 0 | 0 | 0 | 0 | 0 | 0 | 0 | 0 | 0 | 0 | 0 | 0 | 0 | 0 | 0 | 0 | 0 | 0 | 0 | 0 | 0
F9_Industrial_Instruments_New_Process_Natural Gas_Steam System Efficiency Improvements_A_Achievable Economic RVT Potential | F9 | Industrial | Instruments | New | Process | Natural Gas | Steam System Efficiency Improvements | A | Cumulative Winter Peak Savings (MW) | Achievable Economic RVT Potential | 0 | 0 | 0 | 0 | 0 | 0 | 0 | 0 | 0 | 0 | 0 | 0 | 0 | 0 | 0 | 0 | 0 | 0 | 0 | 0 | 0 | 0 | 0
F10_Industrial_Instruments_New_Process_Natural Gas_Steam System Efficiency Improvements_A_Achievable Economic RVT Potential | F10 | Industrial | Instruments | New | Process | Natural Gas | Steam System Efficiency Improvements | A | Purchases (Incremental) | Achievable Economic RVT Potential | 0 | 0 | 0 | 0 | 0 | 0 | 0 | 0 | 0 | 0 | 0 | 0 | 0 | 0 | 0 | 0 | 0 | 0 | 0 | 0 | 0 | 0 | 0
F11_Industrial_Instruments_New_Process_Natural Gas_Steam System Efficiency Improvements_A_Achievable Economic RVT Potential | F11 | Industrial | Instruments | New | Process | Natural Gas | Steam System Efficiency Improvements | A | Purchases (Cumulative) | Achievable Economic RVT Potential | 0 | 0 | 0 | 0 | 0 | 0 | 0 | 0 | 0 | 0 | 0 | 0 | 0 | 0 | 0 | 0 | 0 | 0 | 0 | 0 | 0 | 0 | 0
F1_Industrial_Instruments_New_Space Heating_Natural Gas_Strategic Energy Management_A_Achievable Economic RVT Potential | F1 | Industrial | Instruments | New | Space Heating | Natural Gas | Strategic Energy Management | A | Integrated Unit Energy Savings (kWh or therms) | Achievable Economic RVT Potential | 0 | 0 | 3.0502 | 3.0151 | 2.9906 | 2.9677 | 2.9521 | 2.934 | 2.9156 | 2.8959 | 2.8779 | 2.8586 | 2.8344 | 2.8119 | 2.7888 | 2.7697 | 2.7531 | 2.7371 | 2.7274 | 2.719 | 2.714 | 2.7126 | 0
F2_Industrial_Instruments_New_Space Heating_Natural Gas_Strategic Energy Management_A_Achievable Economic RVT Potential | F2 | Industrial | Instruments | New | Space Heating | Natural Gas | Strategic Energy Management | A | Integrated Unit Summer Peak Savings (kW) | Achievable Economic RVT Potential | 0 | 0 | 0 | 0 | 0 | 0 | 0 | 0 | 0 | 0 | 0 | 0 | 0 | 0 | 0 | 0 | 0 | 0 | 0 | 0 | 0 | 0 | 0
F3_Industrial_Instruments_New_Space Heating_Natural Gas_Strategic Energy Management_A_Achievable Economic RVT Potential | F3 | Industrial | Instruments | New | Space Heating | Natural Gas | Strategic Energy Management | A | Integrated Unit Winter Peak Savings (kW) | Achievable Economic RVT Potential | 0 | 0 | 0 | 0 | 0 | 0 | 0 | 0 | 0 | 0 | 0 | 0 | 0 | 0 | 0 | 0 | 0 | 0 | 0 | 0 | 0 | 0 | 0
F4_Industrial_Instruments_New_Space Heating_Natural Gas_Strategic Energy Management_A_Achievable Economic RVT Potential | F4 | Industrial | Instruments | New | Space Heating | Natural Gas | Strategic Energy Management | A | Incremental Energy Savings (MWh or mTherms) | Achievable Economic RVT Potential | 0 | 0 | 0.019039 | 0.032844 | 0.046453 | 0.061531 | 0.070454 | 0.080689 | 0.09065 | 0.10173 | 0.10975 | 0.11891 | 0.12758 | 0.1377 | 0.14406 | 0.15212 | 0.1602 | 0.16966 | 0.1759 | 0.18377 | 0.20534 | 0.22258 | 0
F5_Industrial_Instruments_New_Space Heating_Natural Gas_Strategic Energy Management_A_Achievable Economic RVT Potential | F5 | Industrial | Instruments | New | Space Heating | Natural Gas | Strategic Energy Management | A | Incremental Summer Peak Savings (MW) | Achievable Economic RVT Potential | 0 | 0 | 0 | 0 | 0 | 0 | 0 | 0 | 0 | 0 | 0 | 0 | 0 | 0 | 0 | 0 | 0 | 0 | 0 | 0 | 0 | 0 | 0
F6_Industrial_Instruments_New_Space Heating_Natural Gas_Strategic Energy Management_A_Achievable Economic RVT Potential | F6 | Industrial | Instruments | New | Space Heating | Natural Gas | Strategic Energy Management | A | Incremental Winter Peak Savings (MW) | Achievable Economic RVT Potential | 0 | 0 | 0 | 0 | 0 | 0 | 0 | 0 | 0 | 0 | 0 | 0 | 0 | 0 | 0 | 0 | 0 | 0 | 0 | 0 | 0 | 0 | 0
F7_Industrial_Instruments_New_Space Heating_Natural Gas_Strategic Energy Management_A_Achievable Economic RVT Potential | F7 | Industrial | Instruments | New | Space Heating | Natural Gas | Strategic Energy Management | A | Cumulative Energy Savings (MWh or mTherms) | Achievable Economic RVT Potential | 0 | 0 | 0.019039 | 0.051664 | 0.097697 | 0.15848 | 0.2281 | 0.28908 | 0.34615 | 0.40056 | 0.44816 | 0.49584 | 0.54127 | 0.58724 | 0.62852 | 0.6707 | 0.71236 | 0.73761 | 0.74761 | 0.7464 | 0.74504 | 0.74465 | 0
F8_Industrial_Instruments_New_Space Heating_Natural Gas_Strategic Energy Management_A_Achievable Economic RVT Potential | F8 | Industrial | Instruments | New | Space Heating | Natural Gas | Strategic Energy Management | A | Cumulative Summer Peak Savings (MW) | Achievable Economic RVT Potential | 0 | 0 | 0 | 0 | 0 | 0 | 0 | 0 | 0 | 0 | 0 | 0 | 0 | 0 | 0 | 0 | 0 | 0 | 0 | 0 | 0 | 0 | 0
F9_Industrial_Instruments_New_Space Heating_Natural Gas_Strategic Energy Management_A_Achievable Economic RVT Potential | F9 | Industrial | Instruments | New | Space Heating | Natural Gas | Strategic Energy Management | A | Cumulative Winter Peak Savings (MW) | Achievable Economic RVT Potential | 0 | 0 | 0 | 0 | 0 | 0 | 0 | 0 | 0 | 0 | 0 | 0 | 0 | 0 | 0 | 0 | 0 | 0 | 0 | 0 | 0 | 0 | 0
F10_Industrial_Instruments_New_Space Heating_Natural Gas_Strategic Energy Management_A_Achievable Economic RVT Potential | F10 | Industrial | Instruments | New | Space Heating | Natural Gas | Strategic Energy Management | A | Purchases (Incremental) | Achievable Economic RVT Potential | 0 | 0 | 6.2418 | 10.8931 | 15.5331 | 20.7337 | 23.8657 | 27.5015 | 31.0916 | 35.1298 | 38.1375 | 41.5967 | 45.01 | 48.9696 | 51.657 | 54.9231 | 58.1867 | 61.9861 | 64.4956 | 67.588 | 75.6567 | 82.0524 | 0
F11_Industrial_Instruments_New_Space Heating_Natural Gas_Strategic Energy Management_A_Achievable Economic RVT Potential | F11 | Industrial | Instruments | New | Space Heating | Natural Gas | Strategic Energy Management | A | Purchases (Cumulative) | Achievable Economic RVT Potential | 0 | 0 | 6.2418 | 17.135 | 32.668 | 53.4017 | 77.2673 | 98.5271 | 118.7255 | 138.3223 | 155.7261 | 173.4571 | 190.9655 | 208.8435 | 225.3707 | 242.1563 | 258.7464 | 269.4806 | 274.1135 | 274.5115 | 274.5115 | 274.5115 | 0
F1_Industrial_Instruments_New_Process_Natural Gas_Strategic Energy Management_A_Achievable Economic RVT Potential | F1 | Industrial | Instruments | New | Process | Natural Gas | Strategic Energy Management | A | Integrated Unit Energy Savings (kWh or therms) | Achievable Economic RVT Potential | 0 | 0 | 1.6979 | 1.6971 | 1.6962 | 1.6955 | 1.6943 | 1.6932 | 1.692 | 1.691 | 1.6898 | 1.6889 | 1.6882 | 1.6879 | 1.6875 | 1.6873 | 1.6872 | 1.6872 | 1.687 | 1.6868 | 1.6866 | 1.6864 | 0
F2_Industrial_Instruments_New_Process_Natural Gas_Strategic Energy Management_A_Achievable Economic RVT Potential | F2 | Industrial | Instruments | New | Process | Natural Gas | Strategic Energy Management | A | Integrated Unit Summer Peak Savings (kW) | Achievable Economic RVT Potential | 0 | 0 | 0 | 0 | 0 | 0 | 0 | 0 | 0 | 0 | 0 | 0 | 0 | 0 | 0 | 0 | 0 | 0 | 0 | 0 | 0 | 0 | 0
F3_Industrial_Instruments_New_Process_Natural Gas_Strategic Energy Management_A_Achievable Economic RVT Potential | F3 | Industrial | Instruments | New | Process | Natural Gas | Strategic Energy Management | A | Integrated Unit Winter Peak Savings (kW) | Achievable Economic RVT Potential | 0 | 0 | 0 | 0 | 0 | 0 | 0 | 0 | 0 | 0 | 0 | 0 | 0 | 0 | 0 | 0 | 0 | 0 | 0 | 0 | 0 | 0 | 0
F4_Industrial_Instruments_New_Process_Natural Gas_Strategic Energy Management_A_Achievable Economic RVT Potential | F4 | Industrial | Instruments | New | Process | Natural Gas | Strategic Energy Management | A | Incremental Energy Savings (MWh or mTherms) | Achievable Economic RVT Potential | 0 | 0 | 0.051755 | 0.090277 | 0.12867 | 0.17167 | 0.19747 | 0.2274 | 0.25691 | 0.29009 | 0.3147 | 0.34307 | 0.37107 | 0.40364 | 0.42569 | 0.45256 | 0.47942 | 0.51073 | 0.53133 | 0.55675 | 0.62315 | 0.67575 | 0
F5_Industrial_Instruments_New_Process_Natural Gas_Strategic Energy Management_A_Achievable Economic RVT Potential | F5 | Industrial | Instruments | New | Process | Natural Gas | Strategic Energy Management | A | Incremental Summer Peak Savings (MW) | Achievable Economic RVT Potential | 0 | 0 | 0 | 0 | 0 | 0 | 0 | 0 | 0 | 0 | 0 | 0 | 0 | 0 | 0 | 0 | 0 | 0 | 0 | 0 | 0 | 0 | 0
F6_Industrial_Instruments_New_Process_Natural Gas_Strategic Energy Management_A_Achievable Economic RVT Potential | F6 | Industrial | Instruments | New | Process | Natural Gas | Strategic Energy Management | A | Incremental Winter Peak Savings (MW) | Achievable Economic RVT Potential | 0 | 0 | 0 | 0 | 0 | 0 | 0 | 0 | 0 | 0 | 0 | 0 | 0 | 0 | 0 | 0 | 0 | 0 | 0 | 0 | 0 | 0 | 0
F7_Industrial_Instruments_New_Process_Natural Gas_Strategic Energy Management_A_Achievable Economic RVT Potential | F7 | Industrial | Instruments | New | Process | Natural Gas | Strategic Energy Management | A | Cumulative Energy Savings (MWh or mTherms) | Achievable Economic RVT Potential | 0 | 0 | 0.051755 | 0.14201 | 0.2706 | 0.44215 | 0.63932 | 0.81468 | 0.98101 | 1.1422 | 1.285 | 1.4306 | 1.5744 | 1.7214 | 1.8572 | 1.9953 | 2.1319 | 2.2204 | 2.2582 | 2.2613 | 2.261 | 2.2608 | 0
F8_Industrial_Instruments_New_Process_Natural Gas_Strategic Energy Management_A_Achievable Economic RVT Potential | F8 | Industrial | Instruments | New | Process | Natural Gas | Strategic Energy Management | A | Cumulative Summer Peak Savings (MW) | Achievable Economic RVT Potential | 0 | 0 | 0 | 0 | 0 | 0 | 0 | 0 | 0 | 0 | 0 | 0 | 0 | 0 | 0 | 0 | 0 | 0 | 0 | 0 | 0 | 0 | 0
F9_Industrial_Instruments_New_Process_Natural Gas_Strategic Energy Management_A_Achievable Economic RVT Potential | F9 | Industrial | Instruments | New | Process | Natural Gas | Strategic Energy Management | A | Cumulative Winter Peak Savings (MW) | Achievable Economic RVT Potential | 0 | 0 | 0 | 0 | 0 | 0 | 0 | 0 | 0 | 0 | 0 | 0 | 0 | 0 | 0 | 0 | 0 | 0 | 0 | 0 | 0 | 0 | 0
F10_Industrial_Instruments_New_Process_Natural Gas_Strategic Energy Management_A_Achievable Economic RVT Potential | F10 | Industrial | Instruments | New | Process | Natural Gas | Strategic Energy Management | A | Purchases (Incremental) | Achievable Economic RVT Potential | 0 | 0 | 30.4813 | 53.1957 | 75.8542 | 101.251 | 116.5459 | 134.3013 | 151.8329 | 171.5532 | 186.2408 | 203.1336 | 219.8023 | 239.1385 | 252.2621 | 268.2119 | 284.1496 | 302.7034 | 314.9586 | 330.06 | 369.4628 | 400.6955 | 0
F11_Industrial_Instruments_New_Process_Natural Gas_Strategic Energy Management_A_Achievable Economic RVT Potential | F11 | Industrial | Instruments | New | Process | Natural Gas | Strategic Energy Management | A | Purchases (Cumulative) | Achievable Economic RVT Potential | 0 | 0 | 30.4813 | 83.677 | 159.5312 | 260.7822 | 377.3281 | 481.148 | 579.7852 | 675.4842 | 760.4741 | 847.0618 | 932.5629 | 1019.8685 | 1100.5774 | 1182.5484 | 1263.5644 | 1315.9841 | 1338.6086 | 1340.5523 | 1340.5523 | 1340.5523 | 0
F1_Industrial_Instruments_New_Miscellaneous_Natural Gas_Strategic Energy Management_A_Achievable Economic RVT Potential | F1 | Industrial | Instruments | New | Miscellaneous | Natural Gas | Strategic Energy Management | A | Integrated Unit Energy Savings (kWh or therms) | Achievable Economic RVT Potential | 0 | 0 | 1.1153 | 1.1153 | 1.1153 | 1.1153 | 1.1153 | 1.1153 | 1.1153 | 1.1153 | 1.1153 | 1.1153 | 1.1153 | 1.1153 | 1.1153 | 1.1153 | 1.1153 | 1.1153 | 1.1153 | 1.1153 | 1.1153 | 1.1153 | 0
F2_Industrial_Instruments_New_Miscellaneous_Natural Gas_Strategic Energy Management_A_Achievable Economic RVT Potential | F2 | Industrial | Instruments | New | Miscellaneous | Natural Gas | Strategic Energy Management | A | Integrated Unit Summer Peak Savings (kW) | Achievable Economic RVT Potential | 0 | 0 | 0 | 0 | 0 | 0 | 0 | 0 | 0 | 0 | 0 | 0 | 0 | 0 | 0 | 0 | 0 | 0 | 0 | 0 | 0 | 0 | 0
F3_Industrial_Instruments_New_Miscellaneous_Natural Gas_Strategic Energy Management_A_Achievable Economic RVT Potential | F3 | Industrial | Instruments | New | Miscellaneous | Natural Gas | Strategic Energy Management | A | Integrated Unit Winter Peak Savings (kW) | Achievable Economic RVT Potential | 0 | 0 | 0 | 0 | 0 | 0 | 0 | 0 | 0 | 0 | 0 | 0 | 0 | 0 | 0 | 0 | 0 | 0 | 0 | 0 | 0 | 0 | 0
F4_Industrial_Instruments_New_Miscellaneous_Natural Gas_Strategic Energy Management_A_Achievable Economic RVT Potential | F4 | Industrial | Instruments | New | Miscellaneous | Natural Gas | Strategic Energy Management | A | Incremental Energy Savings (MWh or mTherms) | Achievable Economic RVT Potential | 0 | 0 | 0.0084988 | 0.014832 | 0.02115 | 0.028231 | 0.032495 | 0.037446 | 0.042334 | 0.047832 | 0.051927 | 0.056637 | 0.061285 | 0.066676 | 0.070335 | 0.074783 | 0.079226 | 0.084399 | 0.087816 | 0.092027 | 0.10301 | 0.11172 | 0
F5_Industrial_Instruments_New_Miscellaneous_Natural Gas_Strategic Energy Management_A_Achievable Economic RVT Potential | F5 | Industrial | Instruments | New | Miscellaneous | Natural Gas | Strategic Energy Management | A | Incremental Summer Peak Savings (MW) | Achievable Economic RVT Potential | 0 | 0 | 0 | 0 | 0 | 0 | 0 | 0 | 0 | 0 | 0 | 0 | 0 | 0 | 0 | 0 | 0 | 0 | 0 | 0 | 0 | 0 | 0
F6_Industrial_Instruments_New_Miscellaneous_Natural Gas_Strategic Energy Management_A_Achievable Economic RVT Potential | F6 | Industrial | Instruments | New | Miscellaneous | Natural Gas | Strategic Energy Management | A | Incremental Winter Peak Savings (MW) | Achievable Economic RVT Potential | 0 | 0 | 0 | 0 | 0 | 0 | 0 | 0 | 0 | 0 | 0 | 0 | 0 | 0 | 0 | 0 | 0 | 0 | 0 | 0 | 0 | 0 | 0
F7_Industrial_Instruments_New_Miscellaneous_Natural Gas_Strategic Energy Management_A_Achievable Economic RVT Potential | F7 | Industrial | Instruments | New | Miscellaneous | Natural Gas | Strategic Energy Management | A | Cumulative Energy Savings (MWh or mTherms) | Achievable Economic RVT Potential | 0 | 0 | 0.0084988 | 0.023331 | 0.04448 | 0.072711 | 0.10521 | 0.13415 | 0.16166 | 0.18834 | 0.21203 | 0.23618 | 0.26002 | 0.28436 | 0.30686 | 0.32972 | 0.35231 | 0.36692 | 0.37323 | 0.37377 | 0.37377 | 0.37377 | 0
F8_Industrial_Instruments_New_Miscellaneous_Natural Gas_Strategic Energy Management_A_Achievable Economic RVT Potential | F8 | Industrial | Instruments | New | Miscellaneous | Natural Gas | Strategic Energy Management | A | Cumulative Summer Peak Savings (MW) | Achievable Economic RVT Potential | 0 | 0 | 0 | 0 | 0 | 0 | 0 | 0 | 0 | 0 | 0 | 0 | 0 | 0 | 0 | 0 | 0 | 0 | 0 | 0 | 0 | 0 | 0
F9_Industrial_Instruments_New_Miscellaneous_Natural Gas_Strategic Energy Management_A_Achievable Economic RVT Potential | F9 | Industrial | Instruments | New | Miscellaneous | Natural Gas | Strategic Energy Management | A | Cumulative Winter Peak Savings (MW) | Achievable Economic RVT Potential | 0 | 0 | 0 | 0 | 0 | 0 | 0 | 0 | 0 | 0 | 0 | 0 | 0 | 0 | 0 | 0 | 0 | 0 | 0 | 0 | 0 | 0 | 0
F10_Industrial_Instruments_New_Miscellaneous_Natural Gas_Strategic Energy Management_A_Achievable Economic RVT Potential | F10 | Industrial | Instruments | New | Miscellaneous | Natural Gas | Strategic Energy Management | A | Purchases (Incremental) | Achievable Economic RVT Potential | 0 | 0 | 7.6203 | 13.2989 | 18.9636 | 25.3127 | 29.1365 | 33.5753 | 37.9582 | 42.8883 | 46.5602 | 50.7834 | 54.9506 | 59.7846 | 63.0655 | 67.053 | 71.0374 | 75.6758 | 78.7397 | 82.515 | 92.3657 | 100.1739 | 0
F11_Industrial_Instruments_New_Miscellaneous_Natural Gas_Strategic Energy Management_A_Achievable Economic RVT Potential | F11 | Industrial | Instruments | New | Miscellaneous | Natural Gas | Strategic Energy Management | A | Purchases (Cumulative) | Achievable Economic RVT Potential | 0 | 0 | 7.6203 | 20.9193 | 39.8828 | 65.1956 | 94.332 | 120.287 | 144.9463 | 168.8711 | 190.1185 | 211.7655 | 233.1407 | 254.9671 | 275.1443 | 295.6371 | 315.8911 | 328.996 | 334.6521 | 335.1381 | 335.1381 | 335.1381 | 0
F1_Industrial_Instruments_New_Space Heating_Natural Gas_Commissioning_A_Achievable Economic RVT Potential | F1 | Industrial | Instruments | New | Space Heating | Natural Gas | Commissioning | A | Integrated Unit Energy Savings (kWh or therms) | Achievable Economic RVT Potential | 0 | 0 | 3.4884 | 3.4502 | 3.4244 | 3.4012 | 3.388 | 3.373 | 3.3593 | 3.3454 | 3.3359 | 3.3259 | 3.311 | 3.2975 | 3.2847 | 3.2738 | 3.2636 | 3.2502 | 3.2438 | 3.2348 | 3.2276 | 3.223 | 0
F2_Industrial_Instruments_New_Space Heating_Natural Gas_Commissioning_A_Achievable Economic RVT Potential | F2 | Industrial | Instruments | New | Space Heating | Natural Gas | Commissioning | A | Integrated Unit Summer Peak Savings (kW) | Achievable Economic RVT Potential | 0 | 0 | 0 | 0 | 0 | 0 | 0 | 0 | 0 | 0 | 0 | 0 | 0 | 0 | 0 | 0 | 0 | 0 | 0 | 0 | 0 | 0 | 0
F3_Industrial_Instruments_New_Space Heating_Natural Gas_Commissioning_A_Achievable Economic RVT Potential | F3 | Industrial | Instruments | New | Space Heating | Natural Gas | Commissioning | A | Integrated Unit Winter Peak Savings (kW) | Achievable Economic RVT Potential | 0 | 0 | 0 | 0 | 0 | 0 | 0 | 0 | 0 | 0 | 0 | 0 | 0 | 0 | 0 | 0 | 0 | 0 | 0 | 0 | 0 | 0 | 0
F4_Industrial_Instruments_New_Space Heating_Natural Gas_Commissioning_A_Achievable Economic RVT Potential | F4 | Industrial | Instruments | New | Space Heating | Natural Gas | Commissioning | A | Incremental Energy Savings (MWh or mTherms) | Achievable Economic RVT Potential | 0 | 0 | 0 | 0 | 0 | 0 | 0 | 0 | 0 | 0 | 0 | 0 | 0 | 0 | 0 | 0 | 0 | 0 | 0 | 0 | 0 | 0 | 0
F5_Industrial_Instruments_New_Space Heating_Natural Gas_Commissioning_A_Achievable Economic RVT Potential | F5 | Industrial | Instruments | New | Space Heating | Natural Gas | Commissioning | A | Incremental Summer Peak Savings (MW) | Achievable Economic RVT Potential | 0 | 0 | 0 | 0 | 0 | 0 | 0 | 0 | 0 | 0 | 0 | 0 | 0 | 0 | 0 | 0 | 0 | 0 | 0 | 0 | 0 | 0 | 0
F6_Industrial_Instruments_New_Space Heating_Natural Gas_Commissioning_A_Achievable Economic RVT Potential | F6 | Industrial | Instruments | New | Space Heating | Natural Gas | Commissioning | A | Incremental Winter Peak Savings (MW) | Achievable Economic RVT Potential | 0 | 0 | 0 | 0 | 0 | 0 | 0 | 0 | 0 | 0 | 0 | 0 | 0 | 0 | 0 | 0 | 0 | 0 | 0 | 0 | 0 | 0 | 0
F7_Industrial_Instruments_New_Space Heating_Natural Gas_Commissioning_A_Achievable Economic RVT Potential | F7 | Industrial | Instruments | New | Space Heating | Natural Gas | Commissioning | A | Cumulative Energy Savings (MWh or mTherms) | Achievable Economic RVT Potential | 0 | 0 | 0 | 0 | 0 | 0 | 0 | 0 | 0 | 0 | 0 | 0 | 0 | 0 | 0 | 0 | 0 | 0 | 0 | 0 | 0 | 0 | 0
F8_Industrial_Instruments_New_Space Heating_Natural Gas_Commissioning_A_Achievable Economic RVT Potential | F8 | Industrial | Instruments | New | Space Heating | Natural Gas | Commissioning | A | Cumulative Summer Peak Savings (MW) | Achievable Economic RVT Potential | 0 | 0 | 0 | 0 | 0 | 0 | 0 | 0 | 0 | 0 | 0 | 0 | 0 | 0 | 0 | 0 | 0 | 0 | 0 | 0 | 0 | 0 | 0
F9_Industrial_Instruments_New_Space Heating_Natural Gas_Commissioning_A_Achievable Economic RVT Potential | F9 | Industrial | Instruments | New | Space Heating | Natural Gas | Commissioning | A | Cumulative Winter Peak Savings (MW) | Achievable Economic RVT Potential | 0 | 0 | 0 | 0 | 0 | 0 | 0 | 0 | 0 | 0 | 0 | 0 | 0 | 0 | 0 | 0 | 0 | 0 | 0 | 0 | 0 | 0 | 0
F10_Industrial_Instruments_New_Space Heating_Natural Gas_Commissioning_A_Achievable Economic RVT Potential | F10 | Industrial | Instruments | New | Space Heating | Natural Gas | Commissioning | A | Purchases (Incremental) | Achievable Economic RVT Potential | 0 | 0 | 0 | 0 | 0 | 0 | 0 | 0 | 0 | 0 | 0 | 0 | 0 | 0 | 0 | 0 | 0 | 0 | 0 | 0 | 0 | 0 | 0
F11_Industrial_Instruments_New_Space Heating_Natural Gas_Commissioning_A_Achievable Economic RVT Potential | F11 | Industrial | Instruments | New | Space Heating | Natural Gas | Commissioning | A | Purchases (Cumulative) | Achievable Economic RVT Potential | 0 | 0 | 0 | 0 | 0 | 0 | 0 | 0 | 0 | 0 | 0 | 0 | 0 | 0 | 0 | 0 | 0 | 0 | 0 | 0 | 0 | 0 | 0
F1_Industrial_Instruments_New_Process_Natural Gas_Commissioning_A_Achievable Economic RVT Potential | F1 | Industrial | Instruments | New | Process | Natural Gas | Commissioning | A | Integrated Unit Energy Savings (kWh or therms) | Achievable Economic RVT Potential | 0 | 0 | 9.4834 | 9.483 | 9.4828 | 9.4832 | 9.4834 | 9.4836 | 9.4837 | 9.4839 | 9.484 | 9.484 | 9.4841 | 9.4842 | 9.4842 | 9.4842 | 9.4843 | 9.4843 | 9.4843 | 9.4843 | 9.4844 | 9.4844 | 0
F2_Industrial_Instruments_New_Process_Natural Gas_Commissioning_A_Achievable Economic RVT Potential | F2 | Industrial | Instruments | New | Process | Natural Gas | Commissioning | A | Integrated Unit Summer Peak Savings (kW) | Achievable Economic RVT Potential | 0 | 0 | 0 | 0 | 0 | 0 | 0 | 0 | 0 | 0 | 0 | 0 | 0 | 0 | 0 | 0 | 0 | 0 | 0 | 0 | 0 | 0 | 0
F3_Industrial_Instruments_New_Process_Natural Gas_Commissioning_A_Achievable Economic RVT Potential | F3 | Industrial | Instruments | New | Process | Natural Gas | Commissioning | A | Integrated Unit Winter Peak Savings (kW) | Achievable Economic RVT Potential | 0 | 0 | 0 | 0 | 0 | 0 | 0 | 0 | 0 | 0 | 0 | 0 | 0 | 0 | 0 | 0 | 0 | 0 | 0 | 0 | 0 | 0 | 0
F4_Industrial_Instruments_New_Process_Natural Gas_Commissioning_A_Achievable Economic RVT Potential | F4 | Industrial | Instruments | New | Process | Natural Gas | Commissioning | A | Incremental Energy Savings (MWh or mTherms) | Achievable Economic RVT Potential | 0 | 0 | 0 | 0 | 0 | 0 | 0 | 0 | 0 | 0 | 0 | 0 | 0 | 0 | 0 | 0 | 0 | 0 | 0 | 0 | 0 | 0 | 0
F5_Industrial_Instruments_New_Process_Natural Gas_Commissioning_A_Achievable Economic RVT Potential | F5 | Industrial | Instruments | New | Process | Natural Gas | Commissioning | A | Incremental Summer Peak Savings (MW) | Achievable Economic RVT Potential | 0 | 0 | 0 | 0 | 0 | 0 | 0 | 0 | 0 | 0 | 0 | 0 | 0 | 0 | 0 | 0 | 0 | 0 | 0 | 0 | 0 | 0 | 0
F6_Industrial_Instruments_New_Process_Natural Gas_Commissioning_A_Achievable Economic RVT Potential | F6 | Industrial | Instruments | New | Process | Natural Gas | Commissioning | A | Incremental Winter Peak Savings (MW) | Achievable Economic RVT Potential | 0 | 0 | 0 | 0 | 0 | 0 | 0 | 0 | 0 | 0 | 0 | 0 | 0 | 0 | 0 | 0 | 0 | 0 | 0 | 0 | 0 | 0 | 0
F7_Industrial_Instruments_New_Process_Natural Gas_Commissioning_A_Achievable Economic RVT Potential | F7 | Industrial | Instruments | New | Process | Natural Gas | Commissioning | A | Cumulative Energy Savings (MWh or mTherms) | Achievable Economic RVT Potential | 0 | 0 | 0 | 0 | 0 | 0 | 0 | 0 | 0 | 0 | 0 | 0 | 0 | 0 | 0 | 0 | 0 | 0 | 0 | 0 | 0 | 0 | 0
F8_Industrial_Instruments_New_Process_Natural Gas_Commissioning_A_Achievable Economic RVT Potential | F8 | Industrial | Instruments | New | Process | Natural Gas | Commissioning | A | Cumulative Summer Peak Savings (MW) | Achievable Economic RVT Potential | 0 | 0 | 0 | 0 | 0 | 0 | 0 | 0 | 0 | 0 | 0 | 0 | 0 | 0 | 0 | 0 | 0 | 0 | 0 | 0 | 0 | 0 | 0
F9_Industrial_Instruments_New_Process_Natural Gas_Commissioning_A_Achievable Economic RVT Potential | F9 | Industrial | Instruments | New | Process | Natural Gas | Commissioning | A | Cumulative Winter Peak Savings (MW) | Achievable Economic RVT Potential | 0 | 0 | 0 | 0 | 0 | 0 | 0 | 0 | 0 | 0 | 0 | 0 | 0 | 0 | 0 | 0 | 0 | 0 | 0 | 0 | 0 | 0 | 0
F10_Industrial_Instruments_New_Process_Natural Gas_Commissioning_A_Achievable Economic RVT Potential | F10 | Industrial | Instruments | New | Process | Natural Gas | Commissioning | A | Purchases (Incremental) | Achievable Economic RVT Potential | 0 | 0 | 0 | 0 | 0 | 0 | 0 | 0 | 0 | 0 | 0 | 0 | 0 | 0 | 0 | 0 | 0 | 0 | 0 | 0 | 0 | 0 | 0
F11_Industrial_Instruments_New_Process_Natural Gas_Commissioning_A_Achievable Economic RVT Potential | F11 | Industrial | Instruments | New | Process | Natural Gas | Commissioning | A | Purchases (Cumulative) | Achievable Economic RVT Potential | 0 | 0 | 0 | 0 | 0 | 0 | 0 | 0 | 0 | 0 | 0 | 0 | 0 | 0 | 0 | 0 | 0 | 0 | 0 | 0 | 0 | 0 | 0
F1_Industrial_Instruments_New_Space Heating_Natural Gas_Retrocommissioning_A_Achievable Economic RVT Potential | F1 | Industrial | Instruments | New | Space Heating | Natural Gas | Retrocommissioning | A | Integrated Unit Energy Savings (kWh or therms) | Achievable Economic RVT Potential | 0 | 0 | 0 | 0 | 0 | 0 | 0 | 0 | 0 | 0 | 0 | 0 | 0 | 0 | 0 | 0 | 0 | 0 | 0 | 0 | 0 | 0 | 0
F2_Industrial_Instruments_New_Space Heating_Natural Gas_Retrocommissioning_A_Achievable Economic RVT Potential | F2 | Industrial | Instruments | New | Space Heating | Natural Gas | Retrocommissioning | A | Integrated Unit Summer Peak Savings (kW) | Achievable Economic RVT Potential | 0 | 0 | 0 | 0 | 0 | 0 | 0 | 0 | 0 | 0 | 0 | 0 | 0 | 0 | 0 | 0 | 0 | 0 | 0 | 0 | 0 | 0 | 0
F3_Industrial_Instruments_New_Space Heating_Natural Gas_Retrocommissioning_A_Achievable Economic RVT Potential | F3 | Industrial | Instruments | New | Space Heating | Natural Gas | Retrocommissioning | A | Integrated Unit Winter Peak Savings (kW) | Achievable Economic RVT Potential | 0 | 0 | 0 | 0 | 0 | 0 | 0 | 0 | 0 | 0 | 0 | 0 | 0 | 0 | 0 | 0 | 0 | 0 | 0 | 0 | 0 | 0 | 0
F4_Industrial_Instruments_New_Space Heating_Natural Gas_Retrocommissioning_A_Achievable Economic RVT Potential | F4 | Industrial | Instruments | New | Space Heating | Natural Gas | Retrocommissioning | A | Incremental Energy Savings (MWh or mTherms) | Achievable Economic RVT Potential | 0 | 0 | 0 | 0 | 0 | 0 | 0 | 0 | 0 | 0 | 0 | 0 | 0 | 0 | 0 | 0 | 0 | 0 | 0 | 0 | 0 | 0 | 0
F5_Industrial_Instruments_New_Space Heating_Natural Gas_Retrocommissioning_A_Achievable Economic RVT Potential | F5 | Industrial | Instruments | New | Space Heating | Natural Gas | Retrocommissioning | A | Incremental Summer Peak Savings (MW) | Achievable Economic RVT Potential | 0 | 0 | 0 | 0 | 0 | 0 | 0 | 0 | 0 | 0 | 0 | 0 | 0 | 0 | 0 | 0 | 0 | 0 | 0 | 0 | 0 | 0 | 0
F6_Industrial_Instruments_New_Space Heating_Natural Gas_Retrocommissioning_A_Achievable Economic RVT Potential | F6 | Industrial | Instruments | New | Space Heating | Natural Gas | Retrocommissioning | A | Incremental Winter Peak Savings (MW) | Achievable Economic RVT Potential | 0 | 0 | 0 | 0 | 0 | 0 | 0 | 0 | 0 | 0 | 0 | 0 | 0 | 0 | 0 | 0 | 0 | 0 | 0 | 0 | 0 | 0 | 0
F7_Industrial_Instruments_New_Space Heating_Natural Gas_Retrocommissioning_A_Achievable Economic RVT Potential | F7 | Industrial | Instruments | New | Space Heating | Natural Gas | Retrocommissioning | A | Cumulative Energy Savings (MWh or mTherms) | Achievable Economic RVT Potential | 0 | 0 | 0 | 0 | 0 | 0 | 0 | 0 | 0 | 0 | 0 | 0 | 0 | 0 | 0 | 0 | 0 | 0 | 0 | 0 | 0 | 0 | 0
F8_Industrial_Instruments_New_Space Heating_Natural Gas_Retrocommissioning_A_Achievable Economic RVT Potential | F8 | Industrial | Instruments | New | Space Heating | Natural Gas | Retrocommissioning | A | Cumulative Summer Peak Savings (MW) | Achievable Economic RVT Potential | 0 | 0 | 0 | 0 | 0 | 0 | 0 | 0 | 0 | 0 | 0 | 0 | 0 | 0 | 0 | 0 | 0 | 0 | 0 | 0 | 0 | 0 | 0
F9_Industrial_Instruments_New_Space Heating_Natural Gas_Retrocommissioning_A_Achievable Economic RVT Potential | F9 | Industrial | Instruments | New | Space Heating | Natural Gas | Retrocommissioning | A | Cumulative Winter Peak Savings (MW) | Achievable Economic RVT Potential | 0 | 0 | 0 | 0 | 0 | 0 | 0 | 0 | 0 | 0 | 0 | 0 | 0 | 0 | 0 | 0 | 0 | 0 | 0 | 0 | 0 | 0 | 0
F10_Industrial_Instruments_New_Space Heating_Natural Gas_Retrocommissioning_A_Achievable Economic RVT Potential | F10 | Industrial | Instruments | New | Space Heating | Natural Gas | Retrocommissioning | A | Purchases (Incremental) | Achievable Economic RVT Potential | 0 | 0 | 0 | 0 | 0 | 0 | 0 | 0 | 0 | 0 | 0 | 0 | 0 | 0 | 0 | 0 | 0 | 0 | 0 | 0 | 0 | 0 | 0
F11_Industrial_Instruments_New_Space Heating_Natural Gas_Retrocommissioning_A_Achievable Economic RVT Potential | F11 | Industrial | Instruments | New | Space Heating | Natural Gas | Retrocommissioning | A | Purchases (Cumulative) | Achievable Economic RVT Potential | 0 | 0 | 0 | 0 | 0 | 0 | 0 | 0 | 0 | 0 | 0 | 0 | 0 | 0 | 0 | 0 | 0 | 0 | 0 | 0 | 0 | 0 | 0
F1_Industrial_Instruments_New_Process_Natural Gas_Retrocommissioning_A_Achievable Economic RVT Potential | F1 | Industrial | Instruments | New | Process | Natural Gas | Retrocommissioning | A | Integrated Unit Energy Savings (kWh or therms) | Achievable Economic RVT Potential | 0 | 0 | 0 | 0 | 0 | 0 | 0 | 0 | 0 | 0 | 0 | 0 | 0 | 0 | 0 | 0 | 0 | 0 | 0 | 0 | 0 | 0 | 0
F2_Industrial_Instruments_New_Process_Natural Gas_Retrocommissioning_A_Achievable Economic RVT Potential | F2 | Industrial | Instruments | New | Process | Natural Gas | Retrocommissioning | A | Integrated Unit Summer Peak Savings (kW) | Achievable Economic RVT Potential | 0 | 0 | 0 | 0 | 0 | 0 | 0 | 0 | 0 | 0 | 0 | 0 | 0 | 0 | 0 | 0 | 0 | 0 | 0 | 0 | 0 | 0 | 0
F3_Industrial_Instruments_New_Process_Natural Gas_Retrocommissioning_A_Achievable Economic RVT Potential | F3 | Industrial | Instruments | New | Process | Natural Gas | Retrocommissioning | A | Integrated Unit Winter Peak Savings (kW) | Achievable Economic RVT Potential | 0 | 0 | 0 | 0 | 0 | 0 | 0 | 0 | 0 | 0 | 0 | 0 | 0 | 0 | 0 | 0 | 0 | 0 | 0 | 0 | 0 | 0 | 0
F4_Industrial_Instruments_New_Process_Natural Gas_Retrocommissioning_A_Achievable Economic RVT Potential | F4 | Industrial | Instruments | New | Process | Natural Gas | Retrocommissioning | A | Incremental Energy Savings (MWh or mTherms) | Achievable Economic RVT Potential | 0 | 0 | 0 | 0 | 0 | 0 | 0 | 0 | 0 | 0 | 0 | 0 | 0 | 0 | 0 | 0 | 0 | 0 | 0 | 0 | 0 | 0 | 0
F5_Industrial_Instruments_New_Process_Natural Gas_Retrocommissioning_A_Achievable Economic RVT Potential | F5 | Industrial | Instruments | New | Process | Natural Gas | Retrocommissioning | A | Incremental Summer Peak Savings (MW) | Achievable Economic RVT Potential | 0 | 0 | 0 | 0 | 0 | 0 | 0 | 0 | 0 | 0 | 0 | 0 | 0 | 0 | 0 | 0 | 0 | 0 | 0 | 0 | 0 | 0 | 0
F6_Industrial_Instruments_New_Process_Natural Gas_Retrocommissioning_A_Achievable Economic RVT Potential | F6 | Industrial | Instruments | New | Process | Natural Gas | Retrocommissioning | A | Incremental Winter Peak Savings (MW) | Achievable Economic RVT Potential | 0 | 0 | 0 | 0 | 0 | 0 | 0 | 0 | 0 | 0 | 0 | 0 | 0 | 0 | 0 | 0 | 0 | 0 | 0 | 0 | 0 | 0 | 0
F7_Industrial_Instruments_New_Process_Natural Gas_Retrocommissioning_A_Achievable Economic RVT Potential | F7 | Industrial | Instruments | New | Process | Natural Gas | Retrocommissioning | A | Cumulative Energy Savings (MWh or mTherms) | Achievable Economic RVT Potential | 0 | 0 | 0 | 0 | 0 | 0 | 0 | 0 | 0 | 0 | 0 | 0 | 0 | 0 | 0 | 0 | 0 | 0 | 0 | 0 | 0 | 0 | 0
F8_Industrial_Instruments_New_Process_Natural Gas_Retrocommissioning_A_Achievable Economic RVT Potential | F8 | Industrial | Instruments | New | Process | Natural Gas | Retrocommissioning | A | Cumulative Summer Peak Savings (MW) | Achievable Economic RVT Potential | 0 | 0 | 0 | 0 | 0 | 0 | 0 | 0 | 0 | 0 | 0 | 0 | 0 | 0 | 0 | 0 | 0 | 0 | 0 | 0 | 0 | 0 | 0
F9_Industrial_Instruments_New_Process_Natural Gas_Retrocommissioning_A_Achievable Economic RVT Potential | F9 | Industrial | Instruments | New | Process | Natural Gas | Retrocommissioning | A | Cumulative Winter Peak Savings (MW) | Achievable Economic RVT Potential | 0 | 0 | 0 | 0 | 0 | 0 | 0 | 0 | 0 | 0 | 0 | 0 | 0 | 0 | 0 | 0 | 0 | 0 | 0 | 0 | 0 | 0 | 0
F10_Industrial_Instruments_New_Process_Natural Gas_Retrocommissioning_A_Achievable Economic RVT Potential | F10 | Industrial | Instruments | New | Process | Natural Gas | Retrocommissioning | A | Purchases (Incremental) | Achievable Economic RVT Potential | 0 | 0 | 0 | 0 | 0 | 0 | 0 | 0 | 0 | 0 | 0 | 0 | 0 | 0 | 0 | 0 | 0 | 0 | 0 | 0 | 0 | 0 | 0
F11_Industrial_Instruments_New_Process_Natural Gas_Retrocommissioning_A_Achievable Economic RVT Potential | F11 | Industrial | Instruments | New | Process | Natural Gas | Retrocommissioning | A | Purchases (Cumulative) | Achievable Economic RVT Potential | 0 | 0 | 0 | 0 | 0 | 0 | 0 | 0 | 0 | 0 | 0 | 0 | 0 | 0 | 0 | 0 | 0 | 0 | 0 | 0 | 0 | 0 | 0
F1_Industrial_Wood and Lumber Products_Existing_Space Heating_Natural Gas_Insulation - Roof/Ceiling_A_Achievable Economic RVT Potential | F1 | Industrial | Wood and Lumber Products | Existing | Space Heating | Natural Gas | Insulation - Roof/Ceiling | A | Integrated Unit Energy Savings (kWh or therms) | Achievable Economic RVT Potential | 0 | 0 | 0.082859 | 0.082459 | 0.082024 | 0.081545 | 0.081009 | 0.080404 | 0.079722 | 0.078955 | 0.078104 | 0.077178 | 0.076189 | 0.075156 | 0.074102 | 0.073054 | 0.072039 | 0.071107 | 0.070268 | 0.069523 | 0.068857 | 0.068252 | 0
F2_Industrial_Wood and Lumber Products_Existing_Space Heating_Natural Gas_Insulation - Roof/Ceiling_A_Achievable Economic RVT Potential | F2 | Industrial | Wood and Lumber Products | Existing | Space Heating | Natural Gas | Insulation - Roof/Ceiling | A | Integrated Unit Summer Peak Savings (kW) | Achievable Economic RVT Potential | 0 | 0 | 0 | 0 | 0 | 0 | 0 | 0 | 0 | 0 | 0 | 0 | 0 | 0 | 0 | 0 | 0 | 0 | 0 | 0 | 0 | 0 | 0
F3_Industrial_Wood and Lumber Products_Existing_Space Heating_Natural Gas_Insulation - Roof/Ceiling_A_Achievable Economic RVT Potential | F3 | Industrial | Wood and Lumber Products | Existing | Space Heating | Natural Gas | Insulation - Roof/Ceiling | A | Integrated Unit Winter Peak Savings (kW) | Achievable Economic RVT Potential | 0 | 0 | 0 | 0 | 0 | 0 | 0 | 0 | 0 | 0 | 0 | 0 | 0 | 0 | 0 | 0 | 0 | 0 | 0 | 0 | 0 | 0 | 0
F4_Industrial_Wood and Lumber Products_Existing_Space Heating_Natural Gas_Insulation - Roof/Ceiling_A_Achievable Economic RVT Potential | F4 | Industrial | Wood and Lumber Products | Existing | Space Heating | Natural Gas | Insulation - Roof/Ceiling | A | Incremental Energy Savings (MWh or mTherms) | Achievable Economic RVT Potential | 0 | 0 | 0.29378 | 0.50281 | 0.76461 | 1.0459 | 1.2995 | 1.4789 | 1.5519 | 1.5105 | 1.3705 | 1.1646 | 0.93043 | 0.70155 | 0.50089 | 0.33971 | 0.21948 | 0.13548 | 0.08009 | 0.052727 | 0 | 0 | 0
F5_Industrial_Wood and Lumber Products_Existing_Space Heating_Natural Gas_Insulation - Roof/Ceiling_A_Achievable Economic RVT Potential | F5 | Industrial | Wood and Lumber Products | Existing | Space Heating | Natural Gas | Insulation - Roof/Ceiling | A | Incremental Summer Peak Savings (MW) | Achievable Economic RVT Potential | 0 | 0 | 0 | 0 | 0 | 0 | 0 | 0 | 0 | 0 | 0 | 0 | 0 | 0 | 0 | 0 | 0 | 0 | 0 | 0 | 0 | 0 | 0
F6_Industrial_Wood and Lumber Products_Existing_Space Heating_Natural Gas_Insulation - Roof/Ceiling_A_Achievable Economic RVT Potential | F6 | Industrial | Wood and Lumber Products | Existing | Space Heating | Natural Gas | Insulation - Roof/Ceiling | A | Incremental Winter Peak Savings (MW) | Achievable Economic RVT Potential | 0 | 0 | 0 | 0 | 0 | 0 | 0 | 0 | 0 | 0 | 0 | 0 | 0 | 0 | 0 | 0 | 0 | 0 | 0 | 0 | 0 | 0 | 0
F7_Industrial_Wood and Lumber Products_Existing_Space Heating_Natural Gas_Insulation - Roof/Ceiling_A_Achievable Economic RVT Potential | F7 | Industrial | Wood and Lumber Products | Existing | Space Heating | Natural Gas | Insulation - Roof/Ceiling | A | Cumulative Energy Savings (MWh or mTherms) | Achievable Economic RVT Potential | 0 | 0 | 0.29378 | 0.79518 | 1.5556 | 2.5924 | 3.8749 | 5.3248 | 6.8315 | 8.2762 | 9.5576 | 10.6088 | 11.4033 | 11.9502 | 12.2835 | 12.4496 | 12.496 | 12.4698 | 12.4029 | 12.324 | 12.206 | 12.0988 | 0
F8_Industrial_Wood and Lumber Products_Existing_Space Heating_Natural Gas_Insulation - Roof/Ceiling_A_Achievable Economic RVT Potential | F8 | Industrial | Wood and Lumber Products | Existing | Space Heating | Natural Gas | Insulation - Roof/Ceiling | A | Cumulative Summer Peak Savings (MW) | Achievable Economic RVT Potential | 0 | 0 | 0 | 0 | 0 | 0 | 0 | 0 | 0 | 0 | 0 | 0 | 0 | 0 | 0 | 0 | 0 | 0 | 0 | 0 | 0 | 0 | 0
F9_Industrial_Wood and Lumber Products_Existing_Space Heating_Natural Gas_Insulation - Roof/Ceiling_A_Achievable Economic RVT Potential | F9 | Industrial | Wood and Lumber Products | Existing | Space Heating | Natural Gas | Insulation - Roof/Ceiling | A | Cumulative Winter Peak Savings (MW) | Achievable Economic RVT Potential | 0 | 0 | 0 | 0 | 0 | 0 | 0 | 0 | 0 | 0 | 0 | 0 | 0 | 0 | 0 | 0 | 0 | 0 | 0 | 0 | 0 | 0 | 0
F10_Industrial_Wood and Lumber Products_Existing_Space Heating_Natural Gas_Insulation - Roof/Ceiling_A_Achievable Economic RVT Potential | F10 | Industrial | Wood and Lumber Products | Existing | Space Heating | Natural Gas | Insulation - Roof/Ceiling | A | Purchases (Incremental) | Achievable Economic RVT Potential | 0 | 0 | 3545.5441 | 6097.7246 | 9321.8089 | 12825.5233 | 16041.9555 | 18392.9317 | 19466.2593 | 19130.6341 | 17547.4092 | 15089.2592 | 12212.1997 | 9334.6124 | 6759.5469 | 4650.1021 | 3046.6186 | 1905.3304 | 1139.7704 | 758.4144 | 0 | 0 | 0
F11_Industrial_Wood and Lumber Products_Existing_Space Heating_Natural Gas_Insulation - Roof/Ceiling_A_Achievable Economic RVT Potential | F11 | Industrial | Wood and Lumber Products | Existing | Space Heating | Natural Gas | Insulation - Roof/Ceiling | A | Purchases (Cumulative) | Achievable Economic RVT Potential | 0 | 0 | 3545.5441 | 9643.2688 | 18965.0777 | 31790.601 | 47832.5564 | 66225.4881 | 85691.7474 | 104822.3815 | 122369.7907 | 137459.05 | 149671.2496 | 159005.862 | 165765.4089 | 170415.511 | 173462.1296 | 175367.4601 | 176507.2304 | 177265.6449 | 177265.6449 | 177265.6449 | 0
F1_Industrial_Wood and Lumber Products_Existing_Space Heating_Natural Gas_Insulation - Wall Cavity_A_Achievable Economic RVT Potential | F1 | Industrial | Wood and Lumber Products | Existing | Space Heating | Natural Gas | Insulation - Wall Cavity | A | Integrated Unit Energy Savings (kWh or therms) | Achievable Economic RVT Potential | 0 | 0 | 0.018126 | 0.018038 | 0.017942 | 0.017836 | 0.017717 | 0.017583 | 0.017432 | 0.017263 | 0.017076 | 0.016872 | 0.016654 | 0.016427 | 0.016195 | 0.015966 | 0.015743 | 0.015539 | 0.015355 | 0.015192 | 0.015046 | 0.014913 | 0
F2_Industrial_Wood and Lumber Products_Existing_Space Heating_Natural Gas_Insulation - Wall Cavity_A_Achievable Economic RVT Potential | F2 | Industrial | Wood and Lumber Products | Existing | Space Heating | Natural Gas | Insulation - Wall Cavity | A | Integrated Unit Summer Peak Savings (kW) | Achievable Economic RVT Potential | 0 | 0 | 0 | 0 | 0 | 0 | 0 | 0 | 0 | 0 | 0 | 0 | 0 | 0 | 0 | 0 | 0 | 0 | 0 | 0 | 0 | 0 | 0
F3_Industrial_Wood and Lumber Products_Existing_Space Heating_Natural Gas_Insulation - Wall Cavity_A_Achievable Economic RVT Potential | F3 | Industrial | Wood and Lumber Products | Existing | Space Heating | Natural Gas | Insulation - Wall Cavity | A | Integrated Unit Winter Peak Savings (kW) | Achievable Economic RVT Potential | 0 | 0 | 0 | 0 | 0 | 0 | 0 | 0 | 0 | 0 | 0 | 0 | 0 | 0 | 0 | 0 | 0 | 0 | 0 | 0 | 0 | 0 | 0
F4_Industrial_Wood and Lumber Products_Existing_Space Heating_Natural Gas_Insulation - Wall Cavity_A_Achievable Economic RVT Potential | F4 | Industrial | Wood and Lumber Products | Existing | Space Heating | Natural Gas | Insulation - Wall Cavity | A | Incremental Energy Savings (MWh or mTherms) | Achievable Economic RVT Potential | 0 | 0 | 0.064267 | 0.10999 | 0.16725 | 0.22875 | 0.28421 | 0.32341 | 0.33935 | 0.33026 | 0.29963 | 0.25458 | 0.20338 | 0.15334 | 0.10947 | 0.074242 | 0.047963 | 0.029606 | 0.017501 | 0.011522 | 0 | 0 | 0
F5_Industrial_Wood and Lumber Products_Existing_Space Heating_Natural Gas_Insulation - Wall Cavity_A_Achievable Economic RVT Potential | F5 | Industrial | Wood and Lumber Products | Existing | Space Heating | Natural Gas | Insulation - Wall Cavity | A | Incremental Summer Peak Savings (MW) | Achievable Economic RVT Potential | 0 | 0 | 0 | 0 | 0 | 0 | 0 | 0 | 0 | 0 | 0 | 0 | 0 | 0 | 0 | 0 | 0 | 0 | 0 | 0 | 0 | 0 | 0
F6_Industrial_Wood and Lumber Products_Existing_Space Heating_Natural Gas_Insulation - Wall Cavity_A_Achievable Economic RVT Potential | F6 | Industrial | Wood and Lumber Products | Existing | Space Heating | Natural Gas | Insulation - Wall Cavity | A | Incremental Winter Peak Savings (MW) | Achievable Economic RVT Potential | 0 | 0 | 0 | 0 | 0 | 0 | 0 | 0 | 0 | 0 | 0 | 0 | 0 | 0 | 0 | 0 | 0 | 0 | 0 | 0 | 0 | 0 | 0
F7_Industrial_Wood and Lumber Products_Existing_Space Heating_Natural Gas_Insulation - Wall Cavity_A_Achievable Economic RVT Potential | F7 | Industrial | Wood and Lumber Products | Existing | Space Heating | Natural Gas | Insulation - Wall Cavity | A | Cumulative Energy Savings (MWh or mTherms) | Achievable Economic RVT Potential | 0 | 0 | 0.064267 | 0.17394 | 0.34026 | 0.567 | 0.84745 | 1.1645 | 1.4938 | 1.8096 | 2.0895 | 2.3192 | 2.4926 | 2.612 | 2.6847 | 2.7208 | 2.7308 | 2.725 | 2.7103 | 2.693 | 2.6671 | 2.6436 | 0
F8_Industrial_Wood and Lumber Products_Existing_Space Heating_Natural Gas_Insulation - Wall Cavity_A_Achievable Economic RVT Potential | F8 | Industrial | Wood and Lumber Products | Existing | Space Heating | Natural Gas | Insulation - Wall Cavity | A | Cumulative Summer Peak Savings (MW) | Achievable Economic RVT Potential | 0 | 0 | 0 | 0 | 0 | 0 | 0 | 0 | 0 | 0 | 0 | 0 | 0 | 0 | 0 | 0 | 0 | 0 | 0 | 0 | 0 | 0 | 0
F9_Industrial_Wood and Lumber Products_Existing_Space Heating_Natural Gas_Insulation - Wall Cavity_A_Achievable Economic RVT Potential | F9 | Industrial | Wood and Lumber Products | Existing | Space Heating | Natural Gas | Insulation - Wall Cavity | A | Cumulative Winter Peak Savings (MW) | Achievable Economic RVT Potential | 0 | 0 | 0 | 0 | 0 | 0 | 0 | 0 | 0 | 0 | 0 | 0 | 0 | 0 | 0 | 0 | 0 | 0 | 0 | 0 | 0 | 0 | 0
F10_Industrial_Wood and Lumber Products_Existing_Space Heating_Natural Gas_Insulation - Wall Cavity_A_Achievable Economic RVT Potential | F10 | Industrial | Wood and Lumber Products | Existing | Space Heating | Natural Gas | Insulation - Wall Cavity | A | Purchases (Incremental) | Achievable Economic RVT Potential | 0 | 0 | 3545.5441 | 6097.7246 | 9321.8089 | 12825.5233 | 16041.9555 | 18392.9317 | 19466.2593 | 19130.6341 | 17547.4092 | 15089.2592 | 12212.1997 | 9334.6124 | 6759.5469 | 4650.1021 | 3046.6186 | 1905.3304 | 1139.7704 | 758.4144 | 0 | 0 | 0
F11_Industrial_Wood and Lumber Products_Existing_Space Heating_Natural Gas_Insulation - Wall Cavity_A_Achievable Economic RVT Potential | F11 | Industrial | Wood and Lumber Products | Existing | Space Heating | Natural Gas | Insulation - Wall Cavity | A | Purchases (Cumulative) | Achievable Economic RVT Potential | 0 | 0 | 3545.5441 | 9643.2688 | 18965.0777 | 31790.601 | 47832.5564 | 66225.4881 | 85691.7474 | 104822.3815 | 122369.7907 | 137459.05 | 149671.2496 | 159005.862 | 165765.4089 | 170415.511 | 173462.1296 | 175367.4601 | 176507.2304 | 177265.6449 | 177265.6449 | 177265.6449 | 0
F1_Industrial_Wood and Lumber Products_Existing_Space Heating_Natural Gas_Insulation - Ducting_A_Achievable Economic RVT Potential | F1 | Industrial | Wood and Lumber Products | Existing | Space Heating | Natural Gas | Insulation - Ducting | A | Integrated Unit Energy Savings (kWh or therms) | Achievable Economic RVT Potential | 0 | 0 | 0.0014367 | 0.0014252 | 0.0014131 | 0.0014003 | 0.0013866 | 0.0013719 | 0.001356 | 0.0013389 | 0.0013207 | 0.0013014 | 0.0012815 | 0.001261 | 0.0012405 | 0.0012203 | 0.0012009 | 0.001183 | 0.001167 | 0.0011526 | 0.0011397 | 0.001128 | 0
F2_Industrial_Wood and Lumber Products_Existing_Space Heating_Natural Gas_Insulation - Ducting_A_Achievable Economic RVT Potential | F2 | Industrial | Wood and Lumber Products | Existing | Space Heating | Natural Gas | Insulation - Ducting | A | Integrated Unit Summer Peak Savings (kW) | Achievable Economic RVT Potential | 0 | 0 | 0 | 0 | 0 | 0 | 0 | 0 | 0 | 0 | 0 | 0 | 0 | 0 | 0 | 0 | 0 | 0 | 0 | 0 | 0 | 0 | 0
F3_Industrial_Wood and Lumber Products_Existing_Space Heating_Natural Gas_Insulation - Ducting_A_Achievable Economic RVT Potential | F3 | Industrial | Wood and Lumber Products | Existing | Space Heating | Natural Gas | Insulation - Ducting | A | Integrated Unit Winter Peak Savings (kW) | Achievable Economic RVT Potential | 0 | 0 | 0 | 0 | 0 | 0 | 0 | 0 | 0 | 0 | 0 | 0 | 0 | 0 | 0 | 0 | 0 | 0 | 0 | 0 | 0 | 0 | 0
F4_Industrial_Wood and Lumber Products_Existing_Space Heating_Natural Gas_Insulation - Ducting_A_Achievable Economic RVT Potential | F4 | Industrial | Wood and Lumber Products | Existing | Space Heating | Natural Gas | Insulation - Ducting | A | Incremental Energy Savings (MWh or mTherms) | Achievable Economic RVT Potential | 0 | 0 | 0 | 0 | 0 | 0 | 0 | 0 | 0 | 0 | 0 | 0 | 0 | 0 | 0 | 0 | 0 | 0 | 0 | 0 | 0 | 0 | 0
F5_Industrial_Wood and Lumber Products_Existing_Space Heating_Natural Gas_Insulation - Ducting_A_Achievable Economic RVT Potential | F5 | Industrial | Wood and Lumber Products | Existing | Space Heating | Natural Gas | Insulation - Ducting | A | Incremental Summer Peak Savings (MW) | Achievable Economic RVT Potential | 0 | 0 | 0 | 0 | 0 | 0 | 0 | 0 | 0 | 0 | 0 | 0 | 0 | 0 | 0 | 0 | 0 | 0 | 0 | 0 | 0 | 0 | 0
F6_Industrial_Wood and Lumber Products_Existing_Space Heating_Natural Gas_Insulation - Ducting_A_Achievable Economic RVT Potential | F6 | Industrial | Wood and Lumber Products | Existing | Space Heating | Natural Gas | Insulation - Ducting | A | Incremental Winter Peak Savings (MW) | Achievable Economic RVT Potential | 0 | 0 | 0 | 0 | 0 | 0 | 0 | 0 | 0 | 0 | 0 | 0 | 0 | 0 | 0 | 0 | 0 | 0 | 0 | 0 | 0 | 0 | 0
F7_Industrial_Wood and Lumber Products_Existing_Space Heating_Natural Gas_Insulation - Ducting_A_Achievable Economic RVT Potential | F7 | Industrial | Wood and Lumber Products | Existing | Space Heating | Natural Gas | Insulation - Ducting | A | Cumulative Energy Savings (MWh or mTherms) | Achievable Economic RVT Potential | 0 | 0 | 0 | 0 | 0 | 0 | 0 | 0 | 0 | 0 | 0 | 0 | 0 | 0 | 0 | 0 | 0 | 0 | 0 | 0 | 0 | 0 | 0
F8_Industrial_Wood and Lumber Products_Existing_Space Heating_Natural Gas_Insulation - Ducting_A_Achievable Economic RVT Potential | F8 | Industrial | Wood and Lumber Products | Existing | Space Heating | Natural Gas | Insulation - Ducting | A | Cumulative Summer Peak Savings (MW) | Achievable Economic RVT Potential | 0 | 0 | 0 | 0 | 0 | 0 | 0 | 0 | 0 | 0 | 0 | 0 | 0 | 0 | 0 | 0 | 0 | 0 | 0 | 0 | 0 | 0 | 0
F9_Industrial_Wood and Lumber Products_Existing_Space Heating_Natural Gas_Insulation - Ducting_A_Achievable Economic RVT Potential | F9 | Industrial | Wood and Lumber Products | Existing | Space Heating | Natural Gas | Insulation - Ducting | A | Cumulative Winter Peak Savings (MW) | Achievable Economic RVT Potential | 0 | 0 | 0 | 0 | 0 | 0 | 0 | 0 | 0 | 0 | 0 | 0 | 0 | 0 | 0 | 0 | 0 | 0 | 0 | 0 | 0 | 0 | 0
F10_Industrial_Wood and Lumber Products_Existing_Space Heating_Natural Gas_Insulation - Ducting_A_Achievable Economic RVT Potential | F10 | Industrial | Wood and Lumber Products | Existing | Space Heating | Natural Gas | Insulation - Ducting | A | Purchases (Incremental) | Achievable Economic RVT Potential | 0 | 0 | 0 | 0 | 0 | 0 | 0 | 0 | 0 | 0 | 0 | 0 | 0 | 0 | 0 | 0 | 0 | 0 | 0 | 0 | 0 | 0 | 0
F11_Industrial_Wood and Lumber Products_Existing_Space Heating_Natural Gas_Insulation - Ducting_A_Achievable Economic RVT Potential | F11 | Industrial | Wood and Lumber Products | Existing | Space Heating | Natural Gas | Insulation - Ducting | A | Purchases (Cumulative) | Achievable Economic RVT Potential | 0 | 0 | 0 | 0 | 0 | 0 | 0 | 0 | 0 | 0 | 0 | 0 | 0 | 0 | 0 | 0 | 0 | 0 | 0 | 0 | 0 | 0 | 0
F1_Industrial_Wood and Lumber Products_Existing_Space Heating_Natural Gas_HVAC - Duct Repair and Sealing_A_Achievable Economic RVT Potential | F1 | Industrial | Wood and Lumber Products | Existing | Space Heating | Natural Gas | HVAC - Duct Repair and Sealing | A | Integrated Unit Energy Savings (kWh or therms) | Achievable Economic RVT Potential | 0 | 0 | 0.0040635 | 0.0040309 | 0.0039967 | 0.0039605 | 0.0039219 | 0.0038804 | 0.0038357 | 0.0037876 | 0.0037363 | 0.0036822 | 0.0036259 | 0.0035682 | 0.0035103 | 0.0034533 | 0.0033985 | 0.0033481 | 0.0033027 | 0.0032621 | 0.0032257 | 0.0031924 | 0
F2_Industrial_Wood and Lumber Products_Existing_Space Heating_Natural Gas_HVAC - Duct Repair and Sealing_A_Achievable Economic RVT Potential | F2 | Industrial | Wood and Lumber Products | Existing | Space Heating | Natural Gas | HVAC - Duct Repair and Sealing | A | Integrated Unit Summer Peak Savings (kW) | Achievable Economic RVT Potential | 0 | 0 | 0 | 0 | 0 | 0 | 0 | 0 | 0 | 0 | 0 | 0 | 0 | 0 | 0 | 0 | 0 | 0 | 0 | 0 | 0 | 0 | 0
F3_Industrial_Wood and Lumber Products_Existing_Space Heating_Natural Gas_HVAC - Duct Repair and Sealing_A_Achievable Economic RVT Potential | F3 | Industrial | Wood and Lumber Products | Existing | Space Heating | Natural Gas | HVAC - Duct Repair and Sealing | A | Integrated Unit Winter Peak Savings (kW) | Achievable Economic RVT Potential | 0 | 0 | 0 | 0 | 0 | 0 | 0 | 0 | 0 | 0 | 0 | 0 | 0 | 0 | 0 | 0 | 0 | 0 | 0 | 0 | 0 | 0 | 0
F4_Industrial_Wood and Lumber Products_Existing_Space Heating_Natural Gas_HVAC - Duct Repair and Sealing_A_Achievable Economic RVT Potential | F4 | Industrial | Wood and Lumber Products | Existing | Space Heating | Natural Gas | HVAC - Duct Repair and Sealing | A | Incremental Energy Savings (MWh or mTherms) | Achievable Economic RVT Potential | 0 | 0 | 0 | 0 | 0 | 0 | 0 | 0 | 0 | 0 | 0 | 0 | 0 | 0 | 0 | 0 | 0 | 0 | 0 | 0 | 0 | 0 | 0
F5_Industrial_Wood and Lumber Products_Existing_Space Heating_Natural Gas_HVAC - Duct Repair and Sealing_A_Achievable Economic RVT Potential | F5 | Industrial | Wood and Lumber Products | Existing | Space Heating | Natural Gas | HVAC - Duct Repair and Sealing | A | Incremental Summer Peak Savings (MW) | Achievable Economic RVT Potential | 0 | 0 | 0 | 0 | 0 | 0 | 0 | 0 | 0 | 0 | 0 | 0 | 0 | 0 | 0 | 0 | 0 | 0 | 0 | 0 | 0 | 0 | 0
F6_Industrial_Wood and Lumber Products_Existing_Space Heating_Natural Gas_HVAC - Duct Repair and Sealing_A_Achievable Economic RVT Potential | F6 | Industrial | Wood and Lumber Products | Existing | Space Heating | Natural Gas | HVAC - Duct Repair and Sealing | A | Incremental Winter Peak Savings (MW) | Achievable Economic RVT Potential | 0 | 0 | 0 | 0 | 0 | 0 | 0 | 0 | 0 | 0 | 0 | 0 | 0 | 0 | 0 | 0 | 0 | 0 | 0 | 0 | 0 | 0 | 0
F7_Industrial_Wood and Lumber Products_Existing_Space Heating_Natural Gas_HVAC - Duct Repair and Sealing_A_Achievable Economic RVT Potential | F7 | Industrial | Wood and Lumber Products | Existing | Space Heating | Natural Gas | HVAC - Duct Repair and Sealing | A | Cumulative Energy Savings (MWh or mTherms) | Achievable Economic RVT Potential | 0 | 0 | 0 | 0 | 0 | 0 | 0 | 0 | 0 | 0 | 0 | 0 | 0 | 0 | 0 | 0 | 0 | 0 | 0 | 0 | 0 | 0 | 0
F8_Industrial_Wood and Lumber Products_Existing_Space Heating_Natural Gas_HVAC - Duct Repair and Sealing_A_Achievable Economic RVT Potential | F8 | Industrial | Wood and Lumber Products | Existing | Space Heating | Natural Gas | HVAC - Duct Repair and Sealing | A | Cumulative Summer Peak Savings (MW) | Achievable Economic RVT Potential | 0 | 0 | 0 | 0 | 0 | 0 | 0 | 0 | 0 | 0 | 0 | 0 | 0 | 0 | 0 | 0 | 0 | 0 | 0 | 0 | 0 | 0 | 0
F9_Industrial_Wood and Lumber Products_Existing_Space Heating_Natural Gas_HVAC - Duct Repair and Sealing_A_Achievable Economic RVT Potential | F9 | Industrial | Wood and Lumber Products | Existing | Space Heating | Natural Gas | HVAC - Duct Repair and Sealing | A | Cumulative Winter Peak Savings (MW) | Achievable Economic RVT Potential | 0 | 0 | 0 | 0 | 0 | 0 | 0 | 0 | 0 | 0 | 0 | 0 | 0 | 0 | 0 | 0 | 0 | 0 | 0 | 0 | 0 | 0 | 0
F10_Industrial_Wood and Lumber Products_Existing_Space Heating_Natural Gas_HVAC - Duct Repair and Sealing_A_Achievable Economic RVT Potential | F10 | Industrial | Wood and Lumber Products | Existing | Space Heating | Natural Gas | HVAC - Duct Repair and Sealing | A | Purchases (Incremental) | Achievable Economic RVT Potential | 0 | 0 | 0 | 0 | 0 | 0 | 0 | 0 | 0 | 0 | 0 | 0 | 0 | 0 | 0 | 0 | 0 | 0 | 0 | 0 | 0 | 0 | 0
F11_Industrial_Wood and Lumber Products_Existing_Space Heating_Natural Gas_HVAC - Duct Repair and Sealing_A_Achievable Economic RVT Potential | F11 | Industrial | Wood and Lumber Products | Existing | Space Heating | Natural Gas | HVAC - Duct Repair and Sealing | A | Purchases (Cumulative) | Achievable Economic RVT Potential | 0 | 0 | 0 | 0 | 0 | 0 | 0 | 0 | 0 | 0 | 0 | 0 | 0 | 0 | 0 | 0 | 0 | 0 | 0 | 0 | 0 | 0 | 0
F1_Industrial_Wood and Lumber Products_Existing_Space Heating_Natural Gas_Windows - High Efficiency_A_Achievable Economic RVT Potential | F1 | Industrial | Wood and Lumber Products | Existing | Space Heating | Natural Gas | Windows - High Efficiency | A | Integrated Unit Energy Savings (kWh or therms) | Achievable Economic RVT Potential | 0 | 0 | 0.0077507 | 0.0077129 | 0.0076718 | 0.0076265 | 0.0075758 | 0.0075186 | 0.0074541 | 0.0073817 | 0.0073016 | 0.0072143 | 0.0071213 | 0.0070241 | 0.0069252 | 0.0068269 | 0.0067317 | 0.0066444 | 0.0065658 | 0.006496 | 0.0064336 | 0.0063769 | 0
F2_Industrial_Wood and Lumber Products_Existing_Space Heating_Natural Gas_Windows - High Efficiency_A_Achievable Economic RVT Potential | F2 | Industrial | Wood and Lumber Products | Existing | Space Heating | Natural Gas | Windows - High Efficiency | A | Integrated Unit Summer Peak Savings (kW) | Achievable Economic RVT Potential | 0 | 0 | 0 | 0 | 0 | 0 | 0 | 0 | 0 | 0 | 0 | 0 | 0 | 0 | 0 | 0 | 0 | 0 | 0 | 0 | 0 | 0 | 0
F3_Industrial_Wood and Lumber Products_Existing_Space Heating_Natural Gas_Windows - High Efficiency_A_Achievable Economic RVT Potential | F3 | Industrial | Wood and Lumber Products | Existing | Space Heating | Natural Gas | Windows - High Efficiency | A | Integrated Unit Winter Peak Savings (kW) | Achievable Economic RVT Potential | 0 | 0 | 0 | 0 | 0 | 0 | 0 | 0 | 0 | 0 | 0 | 0 | 0 | 0 | 0 | 0 | 0 | 0 | 0 | 0 | 0 | 0 | 0
F4_Industrial_Wood and Lumber Products_Existing_Space Heating_Natural Gas_Windows - High Efficiency_A_Achievable Economic RVT Potential | F4 | Industrial | Wood and Lumber Products | Existing | Space Heating | Natural Gas | Windows - High Efficiency | A | Incremental Energy Savings (MWh or mTherms) | Achievable Economic RVT Potential | 0 | 0 | 0 | 0 | 0 | 0 | 0 | 0 | 0 | 0 | 0 | 0 | 0 | 0 | 0 | 0 | 0 | 0 | 0 | 0 | 0 | 0 | 0
F5_Industrial_Wood and Lumber Products_Existing_Space Heating_Natural Gas_Windows - High Efficiency_A_Achievable Economic RVT Potential | F5 | Industrial | Wood and Lumber Products | Existing | Space Heating | Natural Gas | Windows - High Efficiency | A | Incremental Summer Peak Savings (MW) | Achievable Economic RVT Potential | 0 | 0 | 0 | 0 | 0 | 0 | 0 | 0 | 0 | 0 | 0 | 0 | 0 | 0 | 0 | 0 | 0 | 0 | 0 | 0 | 0 | 0 | 0
F6_Industrial_Wood and Lumber Products_Existing_Space Heating_Natural Gas_Windows - High Efficiency_A_Achievable Economic RVT Potential | F6 | Industrial | Wood and Lumber Products | Existing | Space Heating | Natural Gas | Windows - High Efficiency | A | Incremental Winter Peak Savings (MW) | Achievable Economic RVT Potential | 0 | 0 | 0 | 0 | 0 | 0 | 0 | 0 | 0 | 0 | 0 | 0 | 0 | 0 | 0 | 0 | 0 | 0 | 0 | 0 | 0 | 0 | 0
F7_Industrial_Wood and Lumber Products_Existing_Space Heating_Natural Gas_Windows - High Efficiency_A_Achievable Economic RVT Potential | F7 | Industrial | Wood and Lumber Products | Existing | Space Heating | Natural Gas | Windows - High Efficiency | A | Cumulative Energy Savings (MWh or mTherms) | Achievable Economic RVT Potential | 0 | 0 | 0 | 0 | 0 | 0 | 0 | 0 | 0 | 0 | 0 | 0 | 0 | 0 | 0 | 0 | 0 | 0 | 0 | 0 | 0 | 0 | 0
F8_Industrial_Wood and Lumber Products_Existing_Space Heating_Natural Gas_Windows - High Efficiency_A_Achievable Economic RVT Potential | F8 | Industrial | Wood and Lumber Products | Existing | Space Heating | Natural Gas | Windows - High Efficiency | A | Cumulative Summer Peak Savings (MW) | Achievable Economic RVT Potential | 0 | 0 | 0 | 0 | 0 | 0 | 0 | 0 | 0 | 0 | 0 | 0 | 0 | 0 | 0 | 0 | 0 | 0 | 0 | 0 | 0 | 0 | 0
F9_Industrial_Wood and Lumber Products_Existing_Space Heating_Natural Gas_Windows - High Efficiency_A_Achievable Economic RVT Potential | F9 | Industrial | Wood and Lumber Products | Existing | Space Heating | Natural Gas | Windows - High Efficiency | A | Cumulative Winter Peak Savings (MW) | Achievable Economic RVT Potential | 0 | 0 | 0 | 0 | 0 | 0 | 0 | 0 | 0 | 0 | 0 | 0 | 0 | 0 | 0 | 0 | 0 | 0 | 0 | 0 | 0 | 0 | 0
F10_Industrial_Wood and Lumber Products_Existing_Space Heating_Natural Gas_Windows - High Efficiency_A_Achievable Economic RVT Potential | F10 | Industrial | Wood and Lumber Products | Existing | Space Heating | Natural Gas | Windows - High Efficiency | A | Purchases (Incremental) | Achievable Economic RVT Potential | 0 | 0 | 0 | 0 | 0 | 0 | 0 | 0 | 0 | 0 | 0 | 0 | 0 | 0 | 0 | 0 | 0 | 0 | 0 | 0 | 0 | 0 | 0
F11_Industrial_Wood and Lumber Products_Existing_Space Heating_Natural Gas_Windows - High Efficiency_A_Achievable Economic RVT Potential | F11 | Industrial | Wood and Lumber Products | Existing | Space Heating | Natural Gas | Windows - High Efficiency | A | Purchases (Cumulative) | Achievable Economic RVT Potential | 0 | 0 | 0 | 0 | 0 | 0 | 0 | 0 | 0 | 0 | 0 | 0 | 0 | 0 | 0 | 0 | 0 | 0 | 0 | 0 | 0 | 0 | 0
F1_Industrial_Wood and Lumber Products_Existing_Space Heating_Natural Gas_Gas Boiler - Maintenance_A_Achievable Economic RVT Potential | F1 | Industrial | Wood and Lumber Products | Existing | Space Heating | Natural Gas | Gas Boiler - Maintenance | A | Integrated Unit Energy Savings (kWh or therms) | Achievable Economic RVT Potential | 0 | 0 | 0.89587 | 0.89327 | 0.89055 | 0.88768 | 0.88461 | 0.88129 | 0.87769 | 0.87378 | 0.86957 | 0.86508 | 0.86032 | 0.85531 | 0.85006 | 0.8446 | 0.83898 | 0.83366 | 0.82871 | 0.82414 | 0.81995 | 0.81616 | 0
F2_Industrial_Wood and Lumber Products_Existing_Space Heating_Natural Gas_Gas Boiler - Maintenance_A_Achievable Economic RVT Potential | F2 | Industrial | Wood and Lumber Products | Existing | Space Heating | Natural Gas | Gas Boiler - Maintenance | A | Integrated Unit Summer Peak Savings (kW) | Achievable Economic RVT Potential | 0 | 0 | 0 | 0 | 0 | 0 | 0 | 0 | 0 | 0 | 0 | 0 | 0 | 0 | 0 | 0 | 0 | 0 | 0 | 0 | 0 | 0 | 0
F3_Industrial_Wood and Lumber Products_Existing_Space Heating_Natural Gas_Gas Boiler - Maintenance_A_Achievable Economic RVT Potential | F3 | Industrial | Wood and Lumber Products | Existing | Space Heating | Natural Gas | Gas Boiler - Maintenance | A | Integrated Unit Winter Peak Savings (kW) | Achievable Economic RVT Potential | 0 | 0 | 0 | 0 | 0 | 0 | 0 | 0 | 0 | 0 | 0 | 0 | 0 | 0 | 0 | 0 | 0 | 0 | 0 | 0 | 0 | 0 | 0
F4_Industrial_Wood and Lumber Products_Existing_Space Heating_Natural Gas_Gas Boiler - Maintenance_A_Achievable Economic RVT Potential | F4 | Industrial | Wood and Lumber Products | Existing | Space Heating | Natural Gas | Gas Boiler - Maintenance | A | Incremental Energy Savings (MWh or mTherms) | Achievable Economic RVT Potential | 0 | 0 | 0.0039231 | 0.0026945 | 0.0018276 | 0.0013943 | 0.0011964 | 0.0010136 | 0.00084988 | 0.00070645 | 0.00058293 | 0.000478 | 0.00038982 | 0.00029662 | 0.00022563 | 0.00017158 | 0.00013045 | 0.00011697 | 8.9431e-05 | 7.5264e-05 | 6.1721e-05 | 4.8765e-05 | 0
F5_Industrial_Wood and Lumber Products_Existing_Space Heating_Natural Gas_Gas Boiler - Maintenance_A_Achievable Economic RVT Potential | F5 | Industrial | Wood and Lumber Products | Existing | Space Heating | Natural Gas | Gas Boiler - Maintenance | A | Incremental Summer Peak Savings (MW) | Achievable Economic RVT Potential | 0 | 0 | 0 | 0 | 0 | 0 | 0 | 0 | 0 | 0 | 0 | 0 | 0 | 0 | 0 | 0 | 0 | 0 | 0 | 0 | 0 | 0 | 0
F6_Industrial_Wood and Lumber Products_Existing_Space Heating_Natural Gas_Gas Boiler - Maintenance_A_Achievable Economic RVT Potential | F6 | Industrial | Wood and Lumber Products | Existing | Space Heating | Natural Gas | Gas Boiler - Maintenance | A | Incremental Winter Peak Savings (MW) | Achievable Economic RVT Potential | 0 | 0 | 0 | 0 | 0 | 0 | 0 | 0 | 0 | 0 | 0 | 0 | 0 | 0 | 0 | 0 | 0 | 0 | 0 | 0 | 0 | 0 | 0
F7_Industrial_Wood and Lumber Products_Existing_Space Heating_Natural Gas_Gas Boiler - Maintenance_A_Achievable Economic RVT Potential | F7 | Industrial | Wood and Lumber Products | Existing | Space Heating | Natural Gas | Gas Boiler - Maintenance | A | Cumulative Energy Savings (MWh or mTherms) | Achievable Economic RVT Potential | 0 | 0 | 0.0039231 | 0.0066062 | 0.0084137 | 0.0097808 | 0.010943 | 0.011916 | 0.012717 | 0.013367 | 0.013886 | 0.014292 | 0.014603 | 0.014815 | 0.014949 | 0.015025 | 0.015055 | 0.015077 | 0.015077 | 0.015069 | 0.015054 | 0.015033 | 0
F8_Industrial_Wood and Lumber Products_Existing_Space Heating_Natural Gas_Gas Boiler - Maintenance_A_Achievable Economic RVT Potential | F8 | Industrial | Wood and Lumber Products | Existing | Space Heating | Natural Gas | Gas Boiler - Maintenance | A | Cumulative Summer Peak Savings (MW) | Achievable Economic RVT Potential | 0 | 0 | 0 | 0 | 0 | 0 | 0 | 0 | 0 | 0 | 0 | 0 | 0 | 0 | 0 | 0 | 0 | 0 | 0 | 0 | 0 | 0 | 0
F9_Industrial_Wood and Lumber Products_Existing_Space Heating_Natural Gas_Gas Boiler - Maintenance_A_Achievable Economic RVT Potential | F9 | Industrial | Wood and Lumber Products | Existing | Space Heating | Natural Gas | Gas Boiler - Maintenance | A | Cumulative Winter Peak Savings (MW) | Achievable Economic RVT Potential | 0 | 0 | 0 | 0 | 0 | 0 | 0 | 0 | 0 | 0 | 0 | 0 | 0 | 0 | 0 | 0 | 0 | 0 | 0 | 0 | 0 | 0 | 0
F10_Industrial_Wood and Lumber Products_Existing_Space Heating_Natural Gas_Gas Boiler - Maintenance_A_Achievable Economic RVT Potential | F10 | Industrial | Wood and Lumber Products | Existing | Space Heating | Natural Gas | Gas Boiler - Maintenance | A | Purchases (Incremental) | Achievable Economic RVT Potential | 0 | 0 | 4.3791 | 3.0165 | 2.0522 | 1.5707 | 1.3524 | 1.1501 | 0.96831 | 0.80849 | 0.67037 | 0.55255 | 0.45311 | 0.3468 | 0.26543 | 0.20315 | 0.15549 | 0.14031 | 0.10791 | 0.091325 | 0.075274 | 0.05975 | 0
F11_Industrial_Wood and Lumber Products_Existing_Space Heating_Natural Gas_Gas Boiler - Maintenance_A_Achievable Economic RVT Potential | F11 | Industrial | Wood and Lumber Products | Existing | Space Heating | Natural Gas | Gas Boiler - Maintenance | A | Purchases (Cumulative) | Achievable Economic RVT Potential | 0 | 0 | 4.3791 | 7.3955 | 9.4477 | 11.0184 | 12.3709 | 13.521 | 14.4893 | 15.2978 | 15.9682 | 16.5207 | 16.9738 | 17.3206 | 17.5861 | 17.7892 | 17.9447 | 18.085 | 18.1929 | 18.2843 | 18.3595 | 18.4193 | 0
F1_Industrial_Wood and Lumber Products_Existing_Process_Natural Gas_Gas Boiler - Maintenance_A_Achievable Economic RVT Potential | F1 | Industrial | Wood and Lumber Products | Existing | Process | Natural Gas | Gas Boiler - Maintenance | A | Integrated Unit Energy Savings (kWh or therms) | Achievable Economic RVT Potential | 0 | 0 | 6.3264 | 6.3264 | 6.3264 | 6.3264 | 6.3264 | 6.3264 | 6.3264 | 6.3264 | 6.3264 | 6.3264 | 6.3264 | 6.3264 | 6.3264 | 6.3264 | 6.3264 | 6.3264 | 6.3264 | 6.3264 | 6.3264 | 6.3264 | 0
F2_Industrial_Wood and Lumber Products_Existing_Process_Natural Gas_Gas Boiler - Maintenance_A_Achievable Economic RVT Potential | F2 | Industrial | Wood and Lumber Products | Existing | Process | Natural Gas | Gas Boiler - Maintenance | A | Integrated Unit Summer Peak Savings (kW) | Achievable Economic RVT Potential | 0 | 0 | 0 | 0 | 0 | 0 | 0 | 0 | 0 | 0 | 0 | 0 | 0 | 0 | 0 | 0 | 0 | 0 | 0 | 0 | 0 | 0 | 0
F3_Industrial_Wood and Lumber Products_Existing_Process_Natural Gas_Gas Boiler - Maintenance_A_Achievable Economic RVT Potential | F3 | Industrial | Wood and Lumber Products | Existing | Process | Natural Gas | Gas Boiler - Maintenance | A | Integrated Unit Winter Peak Savings (kW) | Achievable Economic RVT Potential | 0 | 0 | 0 | 0 | 0 | 0 | 0 | 0 | 0 | 0 | 0 | 0 | 0 | 0 | 0 | 0 | 0 | 0 | 0 | 0 | 0 | 0 | 0
F4_Industrial_Wood and Lumber Products_Existing_Process_Natural Gas_Gas Boiler - Maintenance_A_Achievable Economic RVT Potential | F4 | Industrial | Wood and Lumber Products | Existing | Process | Natural Gas | Gas Boiler - Maintenance | A | Incremental Energy Savings (MWh or mTherms) | Achievable Economic RVT Potential | 0 | 0 | 0.095358 | 0.065686 | 0.044688 | 0.034203 | 0.02945 | 0.025045 | 0.021086 | 0.017606 | 0.014598 | 0.012032 | 0.0098669 | 0.0075518 | 0.00578 | 0.0044238 | 0.0033859 | 0.0030554 | 0.0023499 | 0.0019887 | 0.0016392 | 0.0013011 | 0
F5_Industrial_Wood and Lumber Products_Existing_Process_Natural Gas_Gas Boiler - Maintenance_A_Achievable Economic RVT Potential | F5 | Industrial | Wood and Lumber Products | Existing | Process | Natural Gas | Gas Boiler - Maintenance | A | Incremental Summer Peak Savings (MW) | Achievable Economic RVT Potential | 0 | 0 | 0 | 0 | 0 | 0 | 0 | 0 | 0 | 0 | 0 | 0 | 0 | 0 | 0 | 0 | 0 | 0 | 0 | 0 | 0 | 0 | 0
F6_Industrial_Wood and Lumber Products_Existing_Process_Natural Gas_Gas Boiler - Maintenance_A_Achievable Economic RVT Potential | F6 | Industrial | Wood and Lumber Products | Existing | Process | Natural Gas | Gas Boiler - Maintenance | A | Incremental Winter Peak Savings (MW) | Achievable Economic RVT Potential | 0 | 0 | 0 | 0 | 0 | 0 | 0 | 0 | 0 | 0 | 0 | 0 | 0 | 0 | 0 | 0 | 0 | 0 | 0 | 0 | 0 | 0 | 0
F7_Industrial_Wood and Lumber Products_Existing_Process_Natural Gas_Gas Boiler - Maintenance_A_Achievable Economic RVT Potential | F7 | Industrial | Wood and Lumber Products | Existing | Process | Natural Gas | Gas Boiler - Maintenance | A | Cumulative Energy Savings (MWh or mTherms) | Achievable Economic RVT Potential | 0 | 0 | 0.095358 | 0.16104 | 0.20573 | 0.23993 | 0.26939 | 0.29443 | 0.31552 | 0.33312 | 0.34772 | 0.35975 | 0.36962 | 0.37717 | 0.38295 | 0.38737 | 0.39076 | 0.39382 | 0.39616 | 0.39815 | 0.39979 | 0.40109 | 0
F8_Industrial_Wood and Lumber Products_Existing_Process_Natural Gas_Gas Boiler - Maintenance_A_Achievable Economic RVT Potential | F8 | Industrial | Wood and Lumber Products | Existing | Process | Natural Gas | Gas Boiler - Maintenance | A | Cumulative Summer Peak Savings (MW) | Achievable Economic RVT Potential | 0 | 0 | 0 | 0 | 0 | 0 | 0 | 0 | 0 | 0 | 0 | 0 | 0 | 0 | 0 | 0 | 0 | 0 | 0 | 0 | 0 | 0 | 0
F9_Industrial_Wood and Lumber Products_Existing_Process_Natural Gas_Gas Boiler - Maintenance_A_Achievable Economic RVT Potential | F9 | Industrial | Wood and Lumber Products | Existing | Process | Natural Gas | Gas Boiler - Maintenance | A | Cumulative Winter Peak Savings (MW) | Achievable Economic RVT Potential | 0 | 0 | 0 | 0 | 0 | 0 | 0 | 0 | 0 | 0 | 0 | 0 | 0 | 0 | 0 | 0 | 0 | 0 | 0 | 0 | 0 | 0 | 0
F10_Industrial_Wood and Lumber Products_Existing_Process_Natural Gas_Gas Boiler - Maintenance_A_Achievable Economic RVT Potential | F10 | Industrial | Wood and Lumber Products | Existing | Process | Natural Gas | Gas Boiler - Maintenance | A | Purchases (Incremental) | Achievable Economic RVT Potential | 0 | 0 | 15.073 | 10.3828 | 7.0638 | 5.4064 | 4.6552 | 3.9588 | 3.333 | 2.7829 | 2.3074 | 1.9019 | 1.5596 | 1.1937 | 0.91363 | 0.69927 | 0.5352 | 0.48296 | 0.37145 | 0.31434 | 0.2591 | 0.20566 | 0
F11_Industrial_Wood and Lumber Products_Existing_Process_Natural Gas_Gas Boiler - Maintenance_A_Achievable Economic RVT Potential | F11 | Industrial | Wood and Lumber Products | Existing | Process | Natural Gas | Gas Boiler - Maintenance | A | Purchases (Cumulative) | Achievable Economic RVT Potential | 0 | 0 | 15.073 | 25.4559 | 32.5196 | 37.9261 | 42.5812 | 46.5401 | 49.873 | 52.6559 | 54.9634 | 56.8653 | 58.4249 | 59.6186 | 60.5322 | 61.2315 | 61.7667 | 62.2497 | 62.6211 | 62.9355 | 63.1946 | 63.4002 | 0
F1_Industrial_Wood and Lumber Products_Existing_Space Heating_Natural Gas_Gas Furnace - Maintenance_A_Achievable Economic RVT Potential | F1 | Industrial | Wood and Lumber Products | Existing | Space Heating | Natural Gas | Gas Furnace - Maintenance | A | Integrated Unit Energy Savings (kWh or therms) | Achievable Economic RVT Potential | 0 | 0 | 0.0093937 | 0.0093365 | 0.0092777 | 0.0092174 | 0.0091554 | 0.0090916 | 0.009026 | 0.0089585 | 0.0088896 | 0.0088197 | 0.0087489 | 0.0086771 | 0.0086043 | 0.0085307 | 0.0084565 | 0.0083865 | 0.0083211 | 0.0082603 | 0.0082039 | 0.0081519 | 0
F2_Industrial_Wood and Lumber Products_Existing_Space Heating_Natural Gas_Gas Furnace - Maintenance_A_Achievable Economic RVT Potential | F2 | Industrial | Wood and Lumber Products | Existing | Space Heating | Natural Gas | Gas Furnace - Maintenance | A | Integrated Unit Summer Peak Savings (kW) | Achievable Economic RVT Potential | 0 | 0 | 0 | 0 | 0 | 0 | 0 | 0 | 0 | 0 | 0 | 0 | 0 | 0 | 0 | 0 | 0 | 0 | 0 | 0 | 0 | 0 | 0
F3_Industrial_Wood and Lumber Products_Existing_Space Heating_Natural Gas_Gas Furnace - Maintenance_A_Achievable Economic RVT Potential | F3 | Industrial | Wood and Lumber Products | Existing | Space Heating | Natural Gas | Gas Furnace - Maintenance | A | Integrated Unit Winter Peak Savings (kW) | Achievable Economic RVT Potential | 0 | 0 | 0 | 0 | 0 | 0 | 0 | 0 | 0 | 0 | 0 | 0 | 0 | 0 | 0 | 0 | 0 | 0 | 0 | 0 | 0 | 0 | 0
F4_Industrial_Wood and Lumber Products_Existing_Space Heating_Natural Gas_Gas Furnace - Maintenance_A_Achievable Economic RVT Potential | F4 | Industrial | Wood and Lumber Products | Existing | Space Heating | Natural Gas | Gas Furnace - Maintenance | A | Incremental Energy Savings (MWh or mTherms) | Achievable Economic RVT Potential | 0 | 0 | 6.9481e-05 | 4.757e-05 | 3.2159e-05 | 2.4454e-05 | 2.0914e-05 | 1.7662e-05 | 1.4762e-05 | 1.2234e-05 | 1.0066e-05 | 8.2314e-06 | 6.6959e-06 | 5.0828e-06 | 3.8576e-06 | 2.9272e-06 | 2.221e-06 | 1.9876e-06 | 1.5167e-06 | 1.2742e-06 | 1.0431e-06 | 8.2272e-07 | 0
F5_Industrial_Wood and Lumber Products_Existing_Space Heating_Natural Gas_Gas Furnace - Maintenance_A_Achievable Economic RVT Potential | F5 | Industrial | Wood and Lumber Products | Existing | Space Heating | Natural Gas | Gas Furnace - Maintenance | A | Incremental Summer Peak Savings (MW) | Achievable Economic RVT Potential | 0 | 0 | 0 | 0 | 0 | 0 | 0 | 0 | 0 | 0 | 0 | 0 | 0 | 0 | 0 | 0 | 0 | 0 | 0 | 0 | 0 | 0 | 0
F6_Industrial_Wood and Lumber Products_Existing_Space Heating_Natural Gas_Gas Furnace - Maintenance_A_Achievable Economic RVT Potential | F6 | Industrial | Wood and Lumber Products | Existing | Space Heating | Natural Gas | Gas Furnace - Maintenance | A | Incremental Winter Peak Savings (MW) | Achievable Economic RVT Potential | 0 | 0 | 0 | 0 | 0 | 0 | 0 | 0 | 0 | 0 | 0 | 0 | 0 | 0 | 0 | 0 | 0 | 0 | 0 | 0 | 0 | 0 | 0
F7_Industrial_Wood and Lumber Products_Existing_Space Heating_Natural Gas_Gas Furnace - Maintenance_A_Achievable Economic RVT Potential | F7 | Industrial | Wood and Lumber Products | Existing | Space Heating | Natural Gas | Gas Furnace - Maintenance | A | Cumulative Energy Savings (MWh or mTherms) | Achievable Economic RVT Potential | 0 | 0 | 6.9481e-05 | 0.00011663 | 0.00014805 | 0.00017154 | 0.00019131 | 0.00020763 | 0.0002209 | 0.00023148 | 0.00023977 | 0.00024611 | 0.00025083 | 0.00025386 | 0.00025558 | 0.00025632 | 0.00025632 | 0.00025618 | 0.0002557 | 0.00025511 | 0.00025441 | 0.00025362 | 0
F8_Industrial_Wood and Lumber Products_Existing_Space Heating_Natural Gas_Gas Furnace - Maintenance_A_Achievable Economic RVT Potential | F8 | Industrial | Wood and Lumber Products | Existing | Space Heating | Natural Gas | Gas Furnace - Maintenance | A | Cumulative Summer Peak Savings (MW) | Achievable Economic RVT Potential | 0 | 0 | 0 | 0 | 0 | 0 | 0 | 0 | 0 | 0 | 0 | 0 | 0 | 0 | 0 | 0 | 0 | 0 | 0 | 0 | 0 | 0 | 0
F9_Industrial_Wood and Lumber Products_Existing_Space Heating_Natural Gas_Gas Furnace - Maintenance_A_Achievable Economic RVT Potential | F9 | Industrial | Wood and Lumber Products | Existing | Space Heating | Natural Gas | Gas Furnace - Maintenance | A | Cumulative Winter Peak Savings (MW) | Achievable Economic RVT Potential | 0 | 0 | 0 | 0 | 0 | 0 | 0 | 0 | 0 | 0 | 0 | 0 | 0 | 0 | 0 | 0 | 0 | 0 | 0 | 0 | 0 | 0 | 0
F10_Industrial_Wood and Lumber Products_Existing_Space Heating_Natural Gas_Gas Furnace - Maintenance_A_Achievable Economic RVT Potential | F10 | Industrial | Wood and Lumber Products | Existing | Space Heating | Natural Gas | Gas Furnace - Maintenance | A | Purchases (Incremental) | Achievable Economic RVT Potential | 0 | 0 | 7.3966 | 5.095 | 3.4663 | 2.653 | 2.2844 | 1.9427 | 1.6356 | 1.3656 | 1.1323 | 0.9333 | 0.76534 | 0.58577 | 0.44834 | 0.34314 | 0.26263 | 0.237 | 0.18228 | 0.15425 | 0.12714 | 0.10092 | 0
F11_Industrial_Wood and Lumber Products_Existing_Space Heating_Natural Gas_Gas Furnace - Maintenance_A_Achievable Economic RVT Potential | F11 | Industrial | Wood and Lumber Products | Existing | Space Heating | Natural Gas | Gas Furnace - Maintenance | A | Purchases (Cumulative) | Achievable Economic RVT Potential | 0 | 0 | 7.3966 | 12.4917 | 15.958 | 18.611 | 20.8954 | 22.8381 | 24.4736 | 25.8392 | 26.9715 | 27.9048 | 28.6702 | 29.2559 | 29.7043 | 30.0474 | 30.3101 | 30.547 | 30.7293 | 30.8836 | 31.0107 | 31.1116 | 0
F1_Industrial_Wood and Lumber Products_Existing_Space Heating_Natural Gas_Gas Boiler - Hot Water Reset_A_Achievable Economic RVT Potential | F1 | Industrial | Wood and Lumber Products | Existing | Space Heating | Natural Gas | Gas Boiler - Hot Water Reset | A | Integrated Unit Energy Savings (kWh or therms) | Achievable Economic RVT Potential | 0 | 0 | 3.2557 | 3.2443 | 3.2325 | 3.2201 | 3.207 | 3.193 | 3.178 | 3.1619 | 3.1446 | 3.1263 | 3.1071 | 3.087 | 3.0659 | 3.0442 | 3.0218 | 3.0005 | 2.9806 | 2.962 | 2.9447 | 2.9289 | 0
F2_Industrial_Wood and Lumber Products_Existing_Space Heating_Natural Gas_Gas Boiler - Hot Water Reset_A_Achievable Economic RVT Potential | F2 | Industrial | Wood and Lumber Products | Existing | Space Heating | Natural Gas | Gas Boiler - Hot Water Reset | A | Integrated Unit Summer Peak Savings (kW) | Achievable Economic RVT Potential | 0 | 0 | 0 | 0 | 0 | 0 | 0 | 0 | 0 | 0 | 0 | 0 | 0 | 0 | 0 | 0 | 0 | 0 | 0 | 0 | 0 | 0 | 0
F3_Industrial_Wood and Lumber Products_Existing_Space Heating_Natural Gas_Gas Boiler - Hot Water Reset_A_Achievable Economic RVT Potential | F3 | Industrial | Wood and Lumber Products | Existing | Space Heating | Natural Gas | Gas Boiler - Hot Water Reset | A | Integrated Unit Winter Peak Savings (kW) | Achievable Economic RVT Potential | 0 | 0 | 0 | 0 | 0 | 0 | 0 | 0 | 0 | 0 | 0 | 0 | 0 | 0 | 0 | 0 | 0 | 0 | 0 | 0 | 0 | 0 | 0
F4_Industrial_Wood and Lumber Products_Existing_Space Heating_Natural Gas_Gas Boiler - Hot Water Reset_A_Achievable Economic RVT Potential | F4 | Industrial | Wood and Lumber Products | Existing | Space Heating | Natural Gas | Gas Boiler - Hot Water Reset | A | Incremental Energy Savings (MWh or mTherms) | Achievable Economic RVT Potential | 0 | 0 | 0.0069288 | 0.0083315 | 0.009983 | 0.011345 | 0.012666 | 0.014489 | 0.015547 | 0.015529 | 0.014304 | 0.012013 | 0.0090798 | 0.0058673 | 0.0033253 | 0.0015623 | 0.00064479 | 0.00022881 | 6.977e-05 | 1.4851e-05 | 2.3851e-06 | 2.7984e-07 | 0
F5_Industrial_Wood and Lumber Products_Existing_Space Heating_Natural Gas_Gas Boiler - Hot Water Reset_A_Achievable Economic RVT Potential | F5 | Industrial | Wood and Lumber Products | Existing | Space Heating | Natural Gas | Gas Boiler - Hot Water Reset | A | Incremental Summer Peak Savings (MW) | Achievable Economic RVT Potential | 0 | 0 | 0 | 0 | 0 | 0 | 0 | 0 | 0 | 0 | 0 | 0 | 0 | 0 | 0 | 0 | 0 | 0 | 0 | 0 | 0 | 0 | 0
F6_Industrial_Wood and Lumber Products_Existing_Space Heating_Natural Gas_Gas Boiler - Hot Water Reset_A_Achievable Economic RVT Potential | F6 | Industrial | Wood and Lumber Products | Existing | Space Heating | Natural Gas | Gas Boiler - Hot Water Reset | A | Incremental Winter Peak Savings (MW) | Achievable Economic RVT Potential | 0 | 0 | 0 | 0 | 0 | 0 | 0 | 0 | 0 | 0 | 0 | 0 | 0 | 0 | 0 | 0 | 0 | 0 | 0 | 0 | 0 | 0 | 0
F7_Industrial_Wood and Lumber Products_Existing_Space Heating_Natural Gas_Gas Boiler - Hot Water Reset_A_Achievable Economic RVT Potential | F7 | Industrial | Wood and Lumber Products | Existing | Space Heating | Natural Gas | Gas Boiler - Hot Water Reset | A | Cumulative Energy Savings (MWh or mTherms) | Achievable Economic RVT Potential | 0 | 0 | 0.0069288 | 0.015236 | 0.025163 | 0.036412 | 0.04893 | 0.063206 | 0.078456 | 0.093586 | 0.10738 | 0.11877 | 0.12712 | 0.13216 | 0.13459 | 0.13519 | 0.13484 | 0.13412 | 0.1333 | 0.13248 | 0.13171 | 0.13101 | 0
F8_Industrial_Wood and Lumber Products_Existing_Space Heating_Natural Gas_Gas Boiler - Hot Water Reset_A_Achievable Economic RVT Potential | F8 | Industrial | Wood and Lumber Products | Existing | Space Heating | Natural Gas | Gas Boiler - Hot Water Reset | A | Cumulative Summer Peak Savings (MW) | Achievable Economic RVT Potential | 0 | 0 | 0 | 0 | 0 | 0 | 0 | 0 | 0 | 0 | 0 | 0 | 0 | 0 | 0 | 0 | 0 | 0 | 0 | 0 | 0 | 0 | 0
F9_Industrial_Wood and Lumber Products_Existing_Space Heating_Natural Gas_Gas Boiler - Hot Water Reset_A_Achievable Economic RVT Potential | F9 | Industrial | Wood and Lumber Products | Existing | Space Heating | Natural Gas | Gas Boiler - Hot Water Reset | A | Cumulative Winter Peak Savings (MW) | Achievable Economic RVT Potential | 0 | 0 | 0 | 0 | 0 | 0 | 0 | 0 | 0 | 0 | 0 | 0 | 0 | 0 | 0 | 0 | 0 | 0 | 0 | 0 | 0 | 0 | 0
F10_Industrial_Wood and Lumber Products_Existing_Space Heating_Natural Gas_Gas Boiler - Hot Water Reset_A_Achievable Economic RVT Potential | F10 | Industrial | Wood and Lumber Products | Existing | Space Heating | Natural Gas | Gas Boiler - Hot Water Reset | A | Purchases (Incremental) | Achievable Economic RVT Potential | 0 | 0 | 2.1282 | 2.568 | 3.0883 | 3.5232 | 3.9494 | 4.5377 | 4.8921 | 4.9115 | 4.5487 | 3.8426 | 2.9223 | 1.9007 | 1.0846 | 0.51321 | 0.21338 | 0.076256 | 0.023408 | 0.005014 | 0.00080994 | 9.5545e-05 | 0
F11_Industrial_Wood and Lumber Products_Existing_Space Heating_Natural Gas_Gas Boiler - Hot Water Reset_A_Achievable Economic RVT Potential | F11 | Industrial | Wood and Lumber Products | Existing | Space Heating | Natural Gas | Gas Boiler - Hot Water Reset | A | Purchases (Cumulative) | Achievable Economic RVT Potential | 0 | 0 | 2.1282 | 4.6962 | 7.7845 | 11.3077 | 15.2571 | 19.7948 | 24.687 | 29.5984 | 34.1471 | 37.9897 | 40.912 | 42.8126 | 43.8972 | 44.4104 | 44.6238 | 44.7001 | 44.7235 | 44.7285 | 44.7293 | 44.7294 | 0
F1_Industrial_Wood and Lumber Products_Existing_Process_Natural Gas_Gas Boiler - Hot Water Reset_A_Achievable Economic RVT Potential | F1 | Industrial | Wood and Lumber Products | Existing | Process | Natural Gas | Gas Boiler - Hot Water Reset | A | Integrated Unit Energy Savings (kWh or therms) | Achievable Economic RVT Potential | 0 | 0 | 11.4922 | 11.4822 | 11.4724 | 11.4626 | 11.4527 | 11.4435 | 11.4357 | 11.429 | 11.4231 | 11.4179 | 11.4133 | 11.4091 | 11.4053 | 11.4017 | 11.3983 | 11.3951 | 11.3925 | 11.39 | 11.3874 | 11.3848 | 0
F2_Industrial_Wood and Lumber Products_Existing_Process_Natural Gas_Gas Boiler - Hot Water Reset_A_Achievable Economic RVT Potential | F2 | Industrial | Wood and Lumber Products | Existing | Process | Natural Gas | Gas Boiler - Hot Water Reset | A | Integrated Unit Summer Peak Savings (kW) | Achievable Economic RVT Potential | 0 | 0 | 0 | 0 | 0 | 0 | 0 | 0 | 0 | 0 | 0 | 0 | 0 | 0 | 0 | 0 | 0 | 0 | 0 | 0 | 0 | 0 | 0
F3_Industrial_Wood and Lumber Products_Existing_Process_Natural Gas_Gas Boiler - Hot Water Reset_A_Achievable Economic RVT Potential | F3 | Industrial | Wood and Lumber Products | Existing | Process | Natural Gas | Gas Boiler - Hot Water Reset | A | Integrated Unit Winter Peak Savings (kW) | Achievable Economic RVT Potential | 0 | 0 | 0 | 0 | 0 | 0 | 0 | 0 | 0 | 0 | 0 | 0 | 0 | 0 | 0 | 0 | 0 | 0 | 0 | 0 | 0 | 0 | 0
F4_Industrial_Wood and Lumber Products_Existing_Process_Natural Gas_Gas Boiler - Hot Water Reset_A_Achievable Economic RVT Potential | F4 | Industrial | Wood and Lumber Products | Existing | Process | Natural Gas | Gas Boiler - Hot Water Reset | A | Incremental Energy Savings (MWh or mTherms) | Achievable Economic RVT Potential | 0 | 0 | 0.084184 | 0.10149 | 0.12195 | 0.13901 | 0.15569 | 0.17874 | 0.19257 | 0.19321 | 0.17885 | 0.15102 | 0.1148 | 0.074641 | 0.042578 | 0.020141 | 0.0083717 | 0.0029909 | 0.00091792 | 0.00019657 | 3.1747e-05 | 3.7441e-06 | 0
F5_Industrial_Wood and Lumber Products_Existing_Process_Natural Gas_Gas Boiler - Hot Water Reset_A_Achievable Economic RVT Potential | F5 | Industrial | Wood and Lumber Products | Existing | Process | Natural Gas | Gas Boiler - Hot Water Reset | A | Incremental Summer Peak Savings (MW) | Achievable Economic RVT Potential | 0 | 0 | 0 | 0 | 0 | 0 | 0 | 0 | 0 | 0 | 0 | 0 | 0 | 0 | 0 | 0 | 0 | 0 | 0 | 0 | 0 | 0 | 0
F6_Industrial_Wood and Lumber Products_Existing_Process_Natural Gas_Gas Boiler - Hot Water Reset_A_Achievable Economic RVT Potential | F6 | Industrial | Wood and Lumber Products | Existing | Process | Natural Gas | Gas Boiler - Hot Water Reset | A | Incremental Winter Peak Savings (MW) | Achievable Economic RVT Potential | 0 | 0 | 0 | 0 | 0 | 0 | 0 | 0 | 0 | 0 | 0 | 0 | 0 | 0 | 0 | 0 | 0 | 0 | 0 | 0 | 0 | 0 | 0
F7_Industrial_Wood and Lumber Products_Existing_Process_Natural Gas_Gas Boiler - Hot Water Reset_A_Achievable Economic RVT Potential | F7 | Industrial | Wood and Lumber Products | Existing | Process | Natural Gas | Gas Boiler - Hot Water Reset | A | Cumulative Energy Savings (MWh or mTherms) | Achievable Economic RVT Potential | 0 | 0 | 0.084184 | 0.1856 | 0.3074 | 0.44615 | 0.60145 | 0.7797 | 0.97174 | 1.1644 | 1.3426 | 1.493 | 1.6072 | 1.6813 | 1.7233 | 1.7429 | 1.7507 | 1.7532 | 1.7538 | 1.7536 | 1.7532 | 1.7528 | 0
F8_Industrial_Wood and Lumber Products_Existing_Process_Natural Gas_Gas Boiler - Hot Water Reset_A_Achievable Economic RVT Potential | F8 | Industrial | Wood and Lumber Products | Existing | Process | Natural Gas | Gas Boiler - Hot Water Reset | A | Cumulative Summer Peak Savings (MW) | Achievable Economic RVT Potential | 0 | 0 | 0 | 0 | 0 | 0 | 0 | 0 | 0 | 0 | 0 | 0 | 0 | 0 | 0 | 0 | 0 | 0 | 0 | 0 | 0 | 0 | 0
F9_Industrial_Wood and Lumber Products_Existing_Process_Natural Gas_Gas Boiler - Hot Water Reset_A_Achievable Economic RVT Potential | F9 | Industrial | Wood and Lumber Products | Existing | Process | Natural Gas | Gas Boiler - Hot Water Reset | A | Cumulative Winter Peak Savings (MW) | Achievable Economic RVT Potential | 0 | 0 | 0 | 0 | 0 | 0 | 0 | 0 | 0 | 0 | 0 | 0 | 0 | 0 | 0 | 0 | 0 | 0 | 0 | 0 | 0 | 0 | 0
F10_Industrial_Wood and Lumber Products_Existing_Process_Natural Gas_Gas Boiler - Hot Water Reset_A_Achievable Economic RVT Potential | F10 | Industrial | Wood and Lumber Products | Existing | Process | Natural Gas | Gas Boiler - Hot Water Reset | A | Purchases (Incremental) | Achievable Economic RVT Potential | 0 | 0 | 7.3253 | 8.8392 | 10.6301 | 12.1271 | 13.5941 | 15.6191 | 16.8389 | 16.9056 | 15.6568 | 13.2263 | 10.0586 | 6.5422 | 3.7332 | 1.7665 | 0.73447 | 0.26248 | 0.080572 | 0.017258 | 0.0027879 | 0.00032887 | 0
F11_Industrial_Wood and Lumber Products_Existing_Process_Natural Gas_Gas Boiler - Hot Water Reset_A_Achievable Economic RVT Potential | F11 | Industrial | Wood and Lumber Products | Existing | Process | Natural Gas | Gas Boiler - Hot Water Reset | A | Purchases (Cumulative) | Achievable Economic RVT Potential | 0 | 0 | 7.3253 | 16.1645 | 26.7947 | 38.9218 | 52.5159 | 68.1349 | 84.9739 | 101.8794 | 117.5362 | 130.7625 | 140.8211 | 147.3634 | 151.0966 | 152.8631 | 153.5975 | 153.86 | 153.9406 | 153.9578 | 153.9606 | 153.961 | 0
F1_Industrial_Wood and Lumber Products_Existing_Space Heating_Natural Gas_Steam Trap Maintenance_A_Achievable Economic RVT Potential | F1 | Industrial | Wood and Lumber Products | Existing | Space Heating | Natural Gas | Steam Trap Maintenance | A | Integrated Unit Energy Savings (kWh or therms) | Achievable Economic RVT Potential | 0 | 0 | 1.1507 | 1.1472 | 1.1435 | 1.1396 | 1.1355 | 1.1311 | 1.1263 | 1.1211 | 1.1156 | 1.1096 | 1.1034 | 1.0968 | 1.0898 | 1.0827 | 1.0753 | 1.0683 | 1.0618 | 1.0557 | 1.0502 | 1.0451 | 0
F2_Industrial_Wood and Lumber Products_Existing_Space Heating_Natural Gas_Steam Trap Maintenance_A_Achievable Economic RVT Potential | F2 | Industrial | Wood and Lumber Products | Existing | Space Heating | Natural Gas | Steam Trap Maintenance | A | Integrated Unit Summer Peak Savings (kW) | Achievable Economic RVT Potential | 0 | 0 | 0 | 0 | 0 | 0 | 0 | 0 | 0 | 0 | 0 | 0 | 0 | 0 | 0 | 0 | 0 | 0 | 0 | 0 | 0 | 0 | 0
F3_Industrial_Wood and Lumber Products_Existing_Space Heating_Natural Gas_Steam Trap Maintenance_A_Achievable Economic RVT Potential | F3 | Industrial | Wood and Lumber Products | Existing | Space Heating | Natural Gas | Steam Trap Maintenance | A | Integrated Unit Winter Peak Savings (kW) | Achievable Economic RVT Potential | 0 | 0 | 0 | 0 | 0 | 0 | 0 | 0 | 0 | 0 | 0 | 0 | 0 | 0 | 0 | 0 | 0 | 0 | 0 | 0 | 0 | 0 | 0
F4_Industrial_Wood and Lumber Products_Existing_Space Heating_Natural Gas_Steam Trap Maintenance_A_Achievable Economic RVT Potential | F4 | Industrial | Wood and Lumber Products | Existing | Space Heating | Natural Gas | Steam Trap Maintenance | A | Incremental Energy Savings (MWh or mTherms) | Achievable Economic RVT Potential | 0 | 0 | 0.0013668 | 0.0013391 | 0.0013118 | 0.0012849 | 0.0012582 | 0.0012317 | 0.0012053 | 0.0011791 | 0.001153 | 0.0011271 | 0.0011014 | 0.0010759 | 0.0010507 | 0.0010258 | 0.0010012 | 0.00097756 | 0.00095485 | 0.00093305 | 0.00091214 | 0.0008921 | 0
F5_Industrial_Wood and Lumber Products_Existing_Space Heating_Natural Gas_Steam Trap Maintenance_A_Achievable Economic RVT Potential | F5 | Industrial | Wood and Lumber Products | Existing | Space Heating | Natural Gas | Steam Trap Maintenance | A | Incremental Summer Peak Savings (MW) | Achievable Economic RVT Potential | 0 | 0 | 0 | 0 | 0 | 0 | 0 | 0 | 0 | 0 | 0 | 0 | 0 | 0 | 0 | 0 | 0 | 0 | 0 | 0 | 0 | 0 | 0
F6_Industrial_Wood and Lumber Products_Existing_Space Heating_Natural Gas_Steam Trap Maintenance_A_Achievable Economic RVT Potential | F6 | Industrial | Wood and Lumber Products | Existing | Space Heating | Natural Gas | Steam Trap Maintenance | A | Incremental Winter Peak Savings (MW) | Achievable Economic RVT Potential | 0 | 0 | 0 | 0 | 0 | 0 | 0 | 0 | 0 | 0 | 0 | 0 | 0 | 0 | 0 | 0 | 0 | 0 | 0 | 0 | 0 | 0 | 0
F7_Industrial_Wood and Lumber Products_Existing_Space Heating_Natural Gas_Steam Trap Maintenance_A_Achievable Economic RVT Potential | F7 | Industrial | Wood and Lumber Products | Existing | Space Heating | Natural Gas | Steam Trap Maintenance | A | Cumulative Energy Savings (MWh or mTherms) | Achievable Economic RVT Potential | 0 | 0 | 0.0013668 | 0.0027018 | 0.004005 | 0.0052764 | 0.0065155 | 0.0077217 | 0.0088944 | 0.010032 | 0.011136 | 0.012203 | 0.013236 | 0.014233 | 0.015194 | 0.016119 | 0.017011 | 0.017878 | 0.018723 | 0.01955 | 0.020359 | 0.021153 | 0
F8_Industrial_Wood and Lumber Products_Existing_Space Heating_Natural Gas_Steam Trap Maintenance_A_Achievable Economic RVT Potential | F8 | Industrial | Wood and Lumber Products | Existing | Space Heating | Natural Gas | Steam Trap Maintenance | A | Cumulative Summer Peak Savings (MW) | Achievable Economic RVT Potential | 0 | 0 | 0 | 0 | 0 | 0 | 0 | 0 | 0 | 0 | 0 | 0 | 0 | 0 | 0 | 0 | 0 | 0 | 0 | 0 | 0 | 0 | 0
F9_Industrial_Wood and Lumber Products_Existing_Space Heating_Natural Gas_Steam Trap Maintenance_A_Achievable Economic RVT Potential | F9 | Industrial | Wood and Lumber Products | Existing | Space Heating | Natural Gas | Steam Trap Maintenance | A | Cumulative Winter Peak Savings (MW) | Achievable Economic RVT Potential | 0 | 0 | 0 | 0 | 0 | 0 | 0 | 0 | 0 | 0 | 0 | 0 | 0 | 0 | 0 | 0 | 0 | 0 | 0 | 0 | 0 | 0 | 0
F10_Industrial_Wood and Lumber Products_Existing_Space Heating_Natural Gas_Steam Trap Maintenance_A_Achievable Economic RVT Potential | F10 | Industrial | Wood and Lumber Products | Existing | Space Heating | Natural Gas | Steam Trap Maintenance | A | Purchases (Incremental) | Achievable Economic RVT Potential | 0 | 0 | 1.1878 | 1.1673 | 1.1472 | 1.1274 | 1.108 | 1.0889 | 1.0701 | 1.0517 | 1.0335 | 1.0157 | 0.9982 | 0.98099 | 0.96408 | 0.94746 | 0.93112 | 0.91507 | 0.89929 | 0.88379 | 0.86855 | 0.85357 | 0
F11_Industrial_Wood and Lumber Products_Existing_Space Heating_Natural Gas_Steam Trap Maintenance_A_Achievable Economic RVT Potential | F11 | Industrial | Wood and Lumber Products | Existing | Space Heating | Natural Gas | Steam Trap Maintenance | A | Purchases (Cumulative) | Achievable Economic RVT Potential | 0 | 0 | 1.1878 | 2.3552 | 3.5024 | 4.6298 | 5.7378 | 6.8267 | 7.8968 | 8.9485 | 9.982 | 10.9977 | 11.9959 | 12.9769 | 13.941 | 14.8885 | 15.8196 | 16.7347 | 17.6339 | 18.5177 | 19.3863 | 20.2399 | 0
F1_Industrial_Wood and Lumber Products_Existing_Process_Natural Gas_Steam Trap Maintenance_A_Achievable Economic RVT Potential | F1 | Industrial | Wood and Lumber Products | Existing | Process | Natural Gas | Steam Trap Maintenance | A | Integrated Unit Energy Savings (kWh or therms) | Achievable Economic RVT Potential | 0 | 0 | 8.126 | 8.1252 | 8.1246 | 8.1241 | 8.1237 | 8.1233 | 8.1229 | 8.1226 | 8.1223 | 8.1221 | 8.1218 | 8.1216 | 8.1214 | 8.1213 | 8.1211 | 8.121 | 8.1208 | 8.1207 | 8.1205 | 8.1204 | 0
F2_Industrial_Wood and Lumber Products_Existing_Process_Natural Gas_Steam Trap Maintenance_A_Achievable Economic RVT Potential | F2 | Industrial | Wood and Lumber Products | Existing | Process | Natural Gas | Steam Trap Maintenance | A | Integrated Unit Summer Peak Savings (kW) | Achievable Economic RVT Potential | 0 | 0 | 0 | 0 | 0 | 0 | 0 | 0 | 0 | 0 | 0 | 0 | 0 | 0 | 0 | 0 | 0 | 0 | 0 | 0 | 0 | 0 | 0
F3_Industrial_Wood and Lumber Products_Existing_Process_Natural Gas_Steam Trap Maintenance_A_Achievable Economic RVT Potential | F3 | Industrial | Wood and Lumber Products | Existing | Process | Natural Gas | Steam Trap Maintenance | A | Integrated Unit Winter Peak Savings (kW) | Achievable Economic RVT Potential | 0 | 0 | 0 | 0 | 0 | 0 | 0 | 0 | 0 | 0 | 0 | 0 | 0 | 0 | 0 | 0 | 0 | 0 | 0 | 0 | 0 | 0 | 0
F4_Industrial_Wood and Lumber Products_Existing_Process_Natural Gas_Steam Trap Maintenance_A_Achievable Economic RVT Potential | F4 | Industrial | Wood and Lumber Products | Existing | Process | Natural Gas | Steam Trap Maintenance | A | Incremental Energy Savings (MWh or mTherms) | Achievable Economic RVT Potential | 0 | 0 | 0.033224 | 0.032647 | 0.032082 | 0.031527 | 0.030982 | 0.030446 | 0.02992 | 0.029403 | 0.028895 | 0.028396 | 0.027906 | 0.027424 | 0.02695 | 0.026485 | 0.026028 | 0.025579 | 0.025137 | 0.024703 | 0.024277 | 0.023858 | 0
F5_Industrial_Wood and Lumber Products_Existing_Process_Natural Gas_Steam Trap Maintenance_A_Achievable Economic RVT Potential | F5 | Industrial | Wood and Lumber Products | Existing | Process | Natural Gas | Steam Trap Maintenance | A | Incremental Summer Peak Savings (MW) | Achievable Economic RVT Potential | 0 | 0 | 0 | 0 | 0 | 0 | 0 | 0 | 0 | 0 | 0 | 0 | 0 | 0 | 0 | 0 | 0 | 0 | 0 | 0 | 0 | 0 | 0
F6_Industrial_Wood and Lumber Products_Existing_Process_Natural Gas_Steam Trap Maintenance_A_Achievable Economic RVT Potential | F6 | Industrial | Wood and Lumber Products | Existing | Process | Natural Gas | Steam Trap Maintenance | A | Incremental Winter Peak Savings (MW) | Achievable Economic RVT Potential | 0 | 0 | 0 | 0 | 0 | 0 | 0 | 0 | 0 | 0 | 0 | 0 | 0 | 0 | 0 | 0 | 0 | 0 | 0 | 0 | 0 | 0 | 0
F7_Industrial_Wood and Lumber Products_Existing_Process_Natural Gas_Steam Trap Maintenance_A_Achievable Economic RVT Potential | F7 | Industrial | Wood and Lumber Products | Existing | Process | Natural Gas | Steam Trap Maintenance | A | Cumulative Energy Savings (MWh or mTherms) | Achievable Economic RVT Potential | 0 | 0 | 0.033224 | 0.065868 | 0.097945 | 0.12947 | 0.16044 | 0.19088 | 0.22079 | 0.25019 | 0.27907 | 0.30746 | 0.33536 | 0.36277 | 0.38971 | 0.41619 | 0.44221 | 0.46778 | 0.49291 | 0.5176 | 0.54187 | 0.56572 | 0
F8_Industrial_Wood and Lumber Products_Existing_Process_Natural Gas_Steam Trap Maintenance_A_Achievable Economic RVT Potential | F8 | Industrial | Wood and Lumber Products | Existing | Process | Natural Gas | Steam Trap Maintenance | A | Cumulative Summer Peak Savings (MW) | Achievable Economic RVT Potential | 0 | 0 | 0 | 0 | 0 | 0 | 0 | 0 | 0 | 0 | 0 | 0 | 0 | 0 | 0 | 0 | 0 | 0 | 0 | 0 | 0 | 0 | 0
F9_Industrial_Wood and Lumber Products_Existing_Process_Natural Gas_Steam Trap Maintenance_A_Achievable Economic RVT Potential | F9 | Industrial | Wood and Lumber Products | Existing | Process | Natural Gas | Steam Trap Maintenance | A | Cumulative Winter Peak Savings (MW) | Achievable Economic RVT Potential | 0 | 0 | 0 | 0 | 0 | 0 | 0 | 0 | 0 | 0 | 0 | 0 | 0 | 0 | 0 | 0 | 0 | 0 | 0 | 0 | 0 | 0 | 0
F10_Industrial_Wood and Lumber Products_Existing_Process_Natural Gas_Steam Trap Maintenance_A_Achievable Economic RVT Potential | F10 | Industrial | Wood and Lumber Products | Existing | Process | Natural Gas | Steam Trap Maintenance | A | Purchases (Incremental) | Achievable Economic RVT Potential | 0 | 0 | 4.0885 | 4.018 | 3.9488 | 3.8807 | 3.8138 | 3.748 | 3.6834 | 3.6199 | 3.5575 | 3.4961 | 3.4359 | 3.3766 | 3.3184 | 3.2612 | 3.205 | 3.1497 | 3.0954 | 3.042 | 2.9896 | 2.938 | 0
F11_Industrial_Wood and Lumber Products_Existing_Process_Natural Gas_Steam Trap Maintenance_A_Achievable Economic RVT Potential | F11 | Industrial | Wood and Lumber Products | Existing | Process | Natural Gas | Steam Trap Maintenance | A | Purchases (Cumulative) | Achievable Economic RVT Potential | 0 | 0 | 4.0885 | 8.1066 | 12.0554 | 15.936 | 19.7498 | 23.4978 | 27.1812 | 30.8011 | 34.3586 | 37.8548 | 41.2906 | 44.6673 | 47.9857 | 51.2469 | 54.4519 | 57.6016 | 60.697 | 63.739 | 66.7286 | 69.6667 | 0
F1_Industrial_Wood and Lumber Products_Existing_Space Heating_Natural Gas_Gas Boiler - High Turndown_A_Achievable Economic RVT Potential | F1 | Industrial | Wood and Lumber Products | Existing | Space Heating | Natural Gas | Gas Boiler - High Turndown | A | Integrated Unit Energy Savings (kWh or therms) | Achievable Economic RVT Potential | 0 | 0 | 1.2193 | 1.2133 | 1.2068 | 1.1997 | 1.1917 | 1.1828 | 1.1727 | 1.1614 | 1.1488 | 1.135 | 1.1204 | 1.105 | 1.0894 | 1.0738 | 1.0587 | 1.0449 | 1.0325 | 1.0215 | 1.0116 | 1.0027 | 0
F2_Industrial_Wood and Lumber Products_Existing_Space Heating_Natural Gas_Gas Boiler - High Turndown_A_Achievable Economic RVT Potential | F2 | Industrial | Wood and Lumber Products | Existing | Space Heating | Natural Gas | Gas Boiler - High Turndown | A | Integrated Unit Summer Peak Savings (kW) | Achievable Economic RVT Potential | 0 | 0 | 0 | 0 | 0 | 0 | 0 | 0 | 0 | 0 | 0 | 0 | 0 | 0 | 0 | 0 | 0 | 0 | 0 | 0 | 0 | 0 | 0
F3_Industrial_Wood and Lumber Products_Existing_Space Heating_Natural Gas_Gas Boiler - High Turndown_A_Achievable Economic RVT Potential | F3 | Industrial | Wood and Lumber Products | Existing | Space Heating | Natural Gas | Gas Boiler - High Turndown | A | Integrated Unit Winter Peak Savings (kW) | Achievable Economic RVT Potential | 0 | 0 | 0 | 0 | 0 | 0 | 0 | 0 | 0 | 0 | 0 | 0 | 0 | 0 | 0 | 0 | 0 | 0 | 0 | 0 | 0 | 0 | 0
F4_Industrial_Wood and Lumber Products_Existing_Space Heating_Natural Gas_Gas Boiler - High Turndown_A_Achievable Economic RVT Potential | F4 | Industrial | Wood and Lumber Products | Existing | Space Heating | Natural Gas | Gas Boiler - High Turndown | A | Incremental Energy Savings (MWh or mTherms) | Achievable Economic RVT Potential | 0 | 0 | 0 | 0 | 0 | 0 | 0 | 0 | 0 | 0 | 0 | 0 | 0 | 0 | 0 | 0 | 0 | 0 | 0 | 0 | 0 | 0 | 0
F5_Industrial_Wood and Lumber Products_Existing_Space Heating_Natural Gas_Gas Boiler - High Turndown_A_Achievable Economic RVT Potential | F5 | Industrial | Wood and Lumber Products | Existing | Space Heating | Natural Gas | Gas Boiler - High Turndown | A | Incremental Summer Peak Savings (MW) | Achievable Economic RVT Potential | 0 | 0 | 0 | 0 | 0 | 0 | 0 | 0 | 0 | 0 | 0 | 0 | 0 | 0 | 0 | 0 | 0 | 0 | 0 | 0 | 0 | 0 | 0
F6_Industrial_Wood and Lumber Products_Existing_Space Heating_Natural Gas_Gas Boiler - High Turndown_A_Achievable Economic RVT Potential | F6 | Industrial | Wood and Lumber Products | Existing | Space Heating | Natural Gas | Gas Boiler - High Turndown | A | Incremental Winter Peak Savings (MW) | Achievable Economic RVT Potential | 0 | 0 | 0 | 0 | 0 | 0 | 0 | 0 | 0 | 0 | 0 | 0 | 0 | 0 | 0 | 0 | 0 | 0 | 0 | 0 | 0 | 0 | 0
F7_Industrial_Wood and Lumber Products_Existing_Space Heating_Natural Gas_Gas Boiler - High Turndown_A_Achievable Economic RVT Potential | F7 | Industrial | Wood and Lumber Products | Existing | Space Heating | Natural Gas | Gas Boiler - High Turndown | A | Cumulative Energy Savings (MWh or mTherms) | Achievable Economic RVT Potential | 0 | 0 | 0 | 0 | 0 | 0 | 0 | 0 | 0 | 0 | 0 | 0 | 0 | 0 | 0 | 0 | 0 | 0 | 0 | 0 | 0 | 0 | 0
F8_Industrial_Wood and Lumber Products_Existing_Space Heating_Natural Gas_Gas Boiler - High Turndown_A_Achievable Economic RVT Potential | F8 | Industrial | Wood and Lumber Products | Existing | Space Heating | Natural Gas | Gas Boiler - High Turndown | A | Cumulative Summer Peak Savings (MW) | Achievable Economic RVT Potential | 0 | 0 | 0 | 0 | 0 | 0 | 0 | 0 | 0 | 0 | 0 | 0 | 0 | 0 | 0 | 0 | 0 | 0 | 0 | 0 | 0 | 0 | 0
F9_Industrial_Wood and Lumber Products_Existing_Space Heating_Natural Gas_Gas Boiler - High Turndown_A_Achievable Economic RVT Potential | F9 | Industrial | Wood and Lumber Products | Existing | Space Heating | Natural Gas | Gas Boiler - High Turndown | A | Cumulative Winter Peak Savings (MW) | Achievable Economic RVT Potential | 0 | 0 | 0 | 0 | 0 | 0 | 0 | 0 | 0 | 0 | 0 | 0 | 0 | 0 | 0 | 0 | 0 | 0 | 0 | 0 | 0 | 0 | 0
F10_Industrial_Wood and Lumber Products_Existing_Space Heating_Natural Gas_Gas Boiler - High Turndown_A_Achievable Economic RVT Potential | F10 | Industrial | Wood and Lumber Products | Existing | Space Heating | Natural Gas | Gas Boiler - High Turndown | A | Purchases (Incremental) | Achievable Economic RVT Potential | 0 | 0 | 0 | 0 | 0 | 0 | 0 | 0 | 0 | 0 | 0 | 0 | 0 | 0 | 0 | 0 | 0 | 0 | 0 | 0 | 0 | 0 | 0
F11_Industrial_Wood and Lumber Products_Existing_Space Heating_Natural Gas_Gas Boiler - High Turndown_A_Achievable Economic RVT Potential | F11 | Industrial | Wood and Lumber Products | Existing | Space Heating | Natural Gas | Gas Boiler - High Turndown | A | Purchases (Cumulative) | Achievable Economic RVT Potential | 0 | 0 | 0 | 0 | 0 | 0 | 0 | 0 | 0 | 0 | 0 | 0 | 0 | 0 | 0 | 0 | 0 | 0 | 0 | 0 | 0 | 0 | 0
F1_Industrial_Wood and Lumber Products_Existing_Process_Natural Gas_Gas Boiler - High Turndown_A_Achievable Economic RVT Potential | F1 | Industrial | Wood and Lumber Products | Existing | Process | Natural Gas | Gas Boiler - High Turndown | A | Integrated Unit Energy Savings (kWh or therms) | Achievable Economic RVT Potential | 0 | 0 | 8.6029 | 8.5786 | 8.554 | 8.5288 | 8.5031 | 8.4776 | 8.4531 | 8.4296 | 8.4069 | 8.3852 | 8.3643 | 8.3442 | 8.3247 | 8.3057 | 8.2868 | 8.2679 | 8.2496 | 8.231 | 8.2121 | 8.193 | 0
F2_Industrial_Wood and Lumber Products_Existing_Process_Natural Gas_Gas Boiler - High Turndown_A_Achievable Economic RVT Potential | F2 | Industrial | Wood and Lumber Products | Existing | Process | Natural Gas | Gas Boiler - High Turndown | A | Integrated Unit Summer Peak Savings (kW) | Achievable Economic RVT Potential | 0 | 0 | 0 | 0 | 0 | 0 | 0 | 0 | 0 | 0 | 0 | 0 | 0 | 0 | 0 | 0 | 0 | 0 | 0 | 0 | 0 | 0 | 0
F3_Industrial_Wood and Lumber Products_Existing_Process_Natural Gas_Gas Boiler - High Turndown_A_Achievable Economic RVT Potential | F3 | Industrial | Wood and Lumber Products | Existing | Process | Natural Gas | Gas Boiler - High Turndown | A | Integrated Unit Winter Peak Savings (kW) | Achievable Economic RVT Potential | 0 | 0 | 0 | 0 | 0 | 0 | 0 | 0 | 0 | 0 | 0 | 0 | 0 | 0 | 0 | 0 | 0 | 0 | 0 | 0 | 0 | 0 | 0
F4_Industrial_Wood and Lumber Products_Existing_Process_Natural Gas_Gas Boiler - High Turndown_A_Achievable Economic RVT Potential | F4 | Industrial | Wood and Lumber Products | Existing | Process | Natural Gas | Gas Boiler - High Turndown | A | Incremental Energy Savings (MWh or mTherms) | Achievable Economic RVT Potential | 0 | 0 | 0 | 0 | 0 | 0 | 0 | 0 | 0 | 0 | 0 | 0 | 0 | 0 | 0 | 0 | 0 | 0 | 0 | 0 | 0 | 0 | 0
F5_Industrial_Wood and Lumber Products_Existing_Process_Natural Gas_Gas Boiler - High Turndown_A_Achievable Economic RVT Potential | F5 | Industrial | Wood and Lumber Products | Existing | Process | Natural Gas | Gas Boiler - High Turndown | A | Incremental Summer Peak Savings (MW) | Achievable Economic RVT Potential | 0 | 0 | 0 | 0 | 0 | 0 | 0 | 0 | 0 | 0 | 0 | 0 | 0 | 0 | 0 | 0 | 0 | 0 | 0 | 0 | 0 | 0 | 0
F6_Industrial_Wood and Lumber Products_Existing_Process_Natural Gas_Gas Boiler - High Turndown_A_Achievable Economic RVT Potential | F6 | Industrial | Wood and Lumber Products | Existing | Process | Natural Gas | Gas Boiler - High Turndown | A | Incremental Winter Peak Savings (MW) | Achievable Economic RVT Potential | 0 | 0 | 0 | 0 | 0 | 0 | 0 | 0 | 0 | 0 | 0 | 0 | 0 | 0 | 0 | 0 | 0 | 0 | 0 | 0 | 0 | 0 | 0
F7_Industrial_Wood and Lumber Products_Existing_Process_Natural Gas_Gas Boiler - High Turndown_A_Achievable Economic RVT Potential | F7 | Industrial | Wood and Lumber Products | Existing | Process | Natural Gas | Gas Boiler - High Turndown | A | Cumulative Energy Savings (MWh or mTherms) | Achievable Economic RVT Potential | 0 | 0 | 0 | 0 | 0 | 0 | 0 | 0 | 0 | 0 | 0 | 0 | 0 | 0 | 0 | 0 | 0 | 0 | 0 | 0 | 0 | 0 | 0
F8_Industrial_Wood and Lumber Products_Existing_Process_Natural Gas_Gas Boiler - High Turndown_A_Achievable Economic RVT Potential | F8 | Industrial | Wood and Lumber Products | Existing | Process | Natural Gas | Gas Boiler - High Turndown | A | Cumulative Summer Peak Savings (MW) | Achievable Economic RVT Potential | 0 | 0 | 0 | 0 | 0 | 0 | 0 | 0 | 0 | 0 | 0 | 0 | 0 | 0 | 0 | 0 | 0 | 0 | 0 | 0 | 0 | 0 | 0
F9_Industrial_Wood and Lumber Products_Existing_Process_Natural Gas_Gas Boiler - High Turndown_A_Achievable Economic RVT Potential | F9 | Industrial | Wood and Lumber Products | Existing | Process | Natural Gas | Gas Boiler - High Turndown | A | Cumulative Winter Peak Savings (MW) | Achievable Economic RVT Potential | 0 | 0 | 0 | 0 | 0 | 0 | 0 | 0 | 0 | 0 | 0 | 0 | 0 | 0 | 0 | 0 | 0 | 0 | 0 | 0 | 0 | 0 | 0
F10_Industrial_Wood and Lumber Products_Existing_Process_Natural Gas_Gas Boiler - High Turndown_A_Achievable Economic RVT Potential | F10 | Industrial | Wood and Lumber Products | Existing | Process | Natural Gas | Gas Boiler - High Turndown | A | Purchases (Incremental) | Achievable Economic RVT Potential | 0 | 0 | 0 | 0 | 0 | 0 | 0 | 0 | 0 | 0 | 0 | 0 | 0 | 0 | 0 | 0 | 0 | 0 | 0 | 0 | 0 | 0 | 0
F11_Industrial_Wood and Lumber Products_Existing_Process_Natural Gas_Gas Boiler - High Turndown_A_Achievable Economic RVT Potential | F11 | Industrial | Wood and Lumber Products | Existing | Process | Natural Gas | Gas Boiler - High Turndown | A | Purchases (Cumulative) | Achievable Economic RVT Potential | 0 | 0 | 0 | 0 | 0 | 0 | 0 | 0 | 0 | 0 | 0 | 0 | 0 | 0 | 0 | 0 | 0 | 0 | 0 | 0 | 0 | 0 | 0
F1_Industrial_Wood and Lumber Products_Existing_Space Heating_Natural Gas_Gas Boiler - Burner Control Optimization_A_Achievable Economic RVT Potential | F1 | Industrial | Wood and Lumber Products | Existing | Space Heating | Natural Gas | Gas Boiler - Burner Control Optimization | A | Integrated Unit Energy Savings (kWh or therms) | Achievable Economic RVT Potential | 0 | 0 | 0.35359 | 0.35182 | 0.34992 | 0.34784 | 0.34552 | 0.34292 | 0.33998 | 0.33669 | 0.33303 | 0.32904 | 0.32478 | 0.32032 | 0.31578 | 0.31127 | 0.3069 | 0.30289 | 0.29928 | 0.29608 | 0.29323 | 0.29065 | 0
F2_Industrial_Wood and Lumber Products_Existing_Space Heating_Natural Gas_Gas Boiler - Burner Control Optimization_A_Achievable Economic RVT Potential | F2 | Industrial | Wood and Lumber Products | Existing | Space Heating | Natural Gas | Gas Boiler - Burner Control Optimization | A | Integrated Unit Summer Peak Savings (kW) | Achievable Economic RVT Potential | 0 | 0 | 0 | 0 | 0 | 0 | 0 | 0 | 0 | 0 | 0 | 0 | 0 | 0 | 0 | 0 | 0 | 0 | 0 | 0 | 0 | 0 | 0
F3_Industrial_Wood and Lumber Products_Existing_Space Heating_Natural Gas_Gas Boiler - Burner Control Optimization_A_Achievable Economic RVT Potential | F3 | Industrial | Wood and Lumber Products | Existing | Space Heating | Natural Gas | Gas Boiler - Burner Control Optimization | A | Integrated Unit Winter Peak Savings (kW) | Achievable Economic RVT Potential | 0 | 0 | 0 | 0 | 0 | 0 | 0 | 0 | 0 | 0 | 0 | 0 | 0 | 0 | 0 | 0 | 0 | 0 | 0 | 0 | 0 | 0 | 0
F4_Industrial_Wood and Lumber Products_Existing_Space Heating_Natural Gas_Gas Boiler - Burner Control Optimization_A_Achievable Economic RVT Potential | F4 | Industrial | Wood and Lumber Products | Existing | Space Heating | Natural Gas | Gas Boiler - Burner Control Optimization | A | Incremental Energy Savings (MWh or mTherms) | Achievable Economic RVT Potential | 0 | 0 | 0 | 0 | 0 | 0 | 0 | 0 | 0 | 0 | 0 | 0 | 0 | 0 | 0 | 0 | 0 | 0 | 0 | 0 | 0 | 0 | 0
F5_Industrial_Wood and Lumber Products_Existing_Space Heating_Natural Gas_Gas Boiler - Burner Control Optimization_A_Achievable Economic RVT Potential | F5 | Industrial | Wood and Lumber Products | Existing | Space Heating | Natural Gas | Gas Boiler - Burner Control Optimization | A | Incremental Summer Peak Savings (MW) | Achievable Economic RVT Potential | 0 | 0 | 0 | 0 | 0 | 0 | 0 | 0 | 0 | 0 | 0 | 0 | 0 | 0 | 0 | 0 | 0 | 0 | 0 | 0 | 0 | 0 | 0
F6_Industrial_Wood and Lumber Products_Existing_Space Heating_Natural Gas_Gas Boiler - Burner Control Optimization_A_Achievable Economic RVT Potential | F6 | Industrial | Wood and Lumber Products | Existing | Space Heating | Natural Gas | Gas Boiler - Burner Control Optimization | A | Incremental Winter Peak Savings (MW) | Achievable Economic RVT Potential | 0 | 0 | 0 | 0 | 0 | 0 | 0 | 0 | 0 | 0 | 0 | 0 | 0 | 0 | 0 | 0 | 0 | 0 | 0 | 0 | 0 | 0 | 0
F7_Industrial_Wood and Lumber Products_Existing_Space Heating_Natural Gas_Gas Boiler - Burner Control Optimization_A_Achievable Economic RVT Potential | F7 | Industrial | Wood and Lumber Products | Existing | Space Heating | Natural Gas | Gas Boiler - Burner Control Optimization | A | Cumulative Energy Savings (MWh or mTherms) | Achievable Economic RVT Potential | 0 | 0 | 0 | 0 | 0 | 0 | 0 | 0 | 0 | 0 | 0 | 0 | 0 | 0 | 0 | 0 | 0 | 0 | 0 | 0 | 0 | 0 | 0
F8_Industrial_Wood and Lumber Products_Existing_Space Heating_Natural Gas_Gas Boiler - Burner Control Optimization_A_Achievable Economic RVT Potential | F8 | Industrial | Wood and Lumber Products | Existing | Space Heating | Natural Gas | Gas Boiler - Burner Control Optimization | A | Cumulative Summer Peak Savings (MW) | Achievable Economic RVT Potential | 0 | 0 | 0 | 0 | 0 | 0 | 0 | 0 | 0 | 0 | 0 | 0 | 0 | 0 | 0 | 0 | 0 | 0 | 0 | 0 | 0 | 0 | 0
F9_Industrial_Wood and Lumber Products_Existing_Space Heating_Natural Gas_Gas Boiler - Burner Control Optimization_A_Achievable Economic RVT Potential | F9 | Industrial | Wood and Lumber Products | Existing | Space Heating | Natural Gas | Gas Boiler - Burner Control Optimization | A | Cumulative Winter Peak Savings (MW) | Achievable Economic RVT Potential | 0 | 0 | 0 | 0 | 0 | 0 | 0 | 0 | 0 | 0 | 0 | 0 | 0 | 0 | 0 | 0 | 0 | 0 | 0 | 0 | 0 | 0 | 0
F10_Industrial_Wood and Lumber Products_Existing_Space Heating_Natural Gas_Gas Boiler - Burner Control Optimization_A_Achievable Economic RVT Potential | F10 | Industrial | Wood and Lumber Products | Existing | Space Heating | Natural Gas | Gas Boiler - Burner Control Optimization | A | Purchases (Incremental) | Achievable Economic RVT Potential | 0 | 0 | 0 | 0 | 0 | 0 | 0 | 0 | 0 | 0 | 0 | 0 | 0 | 0 | 0 | 0 | 0 | 0 | 0 | 0 | 0 | 0 | 0
F11_Industrial_Wood and Lumber Products_Existing_Space Heating_Natural Gas_Gas Boiler - Burner Control Optimization_A_Achievable Economic RVT Potential | F11 | Industrial | Wood and Lumber Products | Existing | Space Heating | Natural Gas | Gas Boiler - Burner Control Optimization | A | Purchases (Cumulative) | Achievable Economic RVT Potential | 0 | 0 | 0 | 0 | 0 | 0 | 0 | 0 | 0 | 0 | 0 | 0 | 0 | 0 | 0 | 0 | 0 | 0 | 0 | 0 | 0 | 0 | 0
F1_Industrial_Wood and Lumber Products_Existing_Process_Natural Gas_Gas Boiler - Burner Control Optimization_A_Achievable Economic RVT Potential | F1 | Industrial | Wood and Lumber Products | Existing | Process | Natural Gas | Gas Boiler - Burner Control Optimization | A | Integrated Unit Energy Savings (kWh or therms) | Achievable Economic RVT Potential | 0 | 0 | 2.4945 | 2.4871 | 2.4796 | 2.4719 | 2.4641 | 2.4563 | 2.4489 | 2.4419 | 2.4351 | 2.4286 | 2.4224 | 2.4164 | 2.4107 | 2.405 | 2.3995 | 2.3939 | 2.3885 | 2.3831 | 2.3776 | 2.3719 | 0
F2_Industrial_Wood and Lumber Products_Existing_Process_Natural Gas_Gas Boiler - Burner Control Optimization_A_Achievable Economic RVT Potential | F2 | Industrial | Wood and Lumber Products | Existing | Process | Natural Gas | Gas Boiler - Burner Control Optimization | A | Integrated Unit Summer Peak Savings (kW) | Achievable Economic RVT Potential | 0 | 0 | 0 | 0 | 0 | 0 | 0 | 0 | 0 | 0 | 0 | 0 | 0 | 0 | 0 | 0 | 0 | 0 | 0 | 0 | 0 | 0 | 0
F3_Industrial_Wood and Lumber Products_Existing_Process_Natural Gas_Gas Boiler - Burner Control Optimization_A_Achievable Economic RVT Potential | F3 | Industrial | Wood and Lumber Products | Existing | Process | Natural Gas | Gas Boiler - Burner Control Optimization | A | Integrated Unit Winter Peak Savings (kW) | Achievable Economic RVT Potential | 0 | 0 | 0 | 0 | 0 | 0 | 0 | 0 | 0 | 0 | 0 | 0 | 0 | 0 | 0 | 0 | 0 | 0 | 0 | 0 | 0 | 0 | 0
F4_Industrial_Wood and Lumber Products_Existing_Process_Natural Gas_Gas Boiler - Burner Control Optimization_A_Achievable Economic RVT Potential | F4 | Industrial | Wood and Lumber Products | Existing | Process | Natural Gas | Gas Boiler - Burner Control Optimization | A | Incremental Energy Savings (MWh or mTherms) | Achievable Economic RVT Potential | 0 | 0 | 0 | 0 | 0 | 0 | 0 | 0 | 0 | 0 | 0 | 0 | 0 | 0 | 0 | 0 | 0 | 0 | 0 | 0 | 0 | 0 | 0
F5_Industrial_Wood and Lumber Products_Existing_Process_Natural Gas_Gas Boiler - Burner Control Optimization_A_Achievable Economic RVT Potential | F5 | Industrial | Wood and Lumber Products | Existing | Process | Natural Gas | Gas Boiler - Burner Control Optimization | A | Incremental Summer Peak Savings (MW) | Achievable Economic RVT Potential | 0 | 0 | 0 | 0 | 0 | 0 | 0 | 0 | 0 | 0 | 0 | 0 | 0 | 0 | 0 | 0 | 0 | 0 | 0 | 0 | 0 | 0 | 0
F6_Industrial_Wood and Lumber Products_Existing_Process_Natural Gas_Gas Boiler - Burner Control Optimization_A_Achievable Economic RVT Potential | F6 | Industrial | Wood and Lumber Products | Existing | Process | Natural Gas | Gas Boiler - Burner Control Optimization | A | Incremental Winter Peak Savings (MW) | Achievable Economic RVT Potential | 0 | 0 | 0 | 0 | 0 | 0 | 0 | 0 | 0 | 0 | 0 | 0 | 0 | 0 | 0 | 0 | 0 | 0 | 0 | 0 | 0 | 0 | 0
F7_Industrial_Wood and Lumber Products_Existing_Process_Natural Gas_Gas Boiler - Burner Control Optimization_A_Achievable Economic RVT Potential | F7 | Industrial | Wood and Lumber Products | Existing | Process | Natural Gas | Gas Boiler - Burner Control Optimization | A | Cumulative Energy Savings (MWh or mTherms) | Achievable Economic RVT Potential | 0 | 0 | 0 | 0 | 0 | 0 | 0 | 0 | 0 | 0 | 0 | 0 | 0 | 0 | 0 | 0 | 0 | 0 | 0 | 0 | 0 | 0 | 0
F8_Industrial_Wood and Lumber Products_Existing_Process_Natural Gas_Gas Boiler - Burner Control Optimization_A_Achievable Economic RVT Potential | F8 | Industrial | Wood and Lumber Products | Existing | Process | Natural Gas | Gas Boiler - Burner Control Optimization | A | Cumulative Summer Peak Savings (MW) | Achievable Economic RVT Potential | 0 | 0 | 0 | 0 | 0 | 0 | 0 | 0 | 0 | 0 | 0 | 0 | 0 | 0 | 0 | 0 | 0 | 0 | 0 | 0 | 0 | 0 | 0
F9_Industrial_Wood and Lumber Products_Existing_Process_Natural Gas_Gas Boiler - Burner Control Optimization_A_Achievable Economic RVT Potential | F9 | Industrial | Wood and Lumber Products | Existing | Process | Natural Gas | Gas Boiler - Burner Control Optimization | A | Cumulative Winter Peak Savings (MW) | Achievable Economic RVT Potential | 0 | 0 | 0 | 0 | 0 | 0 | 0 | 0 | 0 | 0 | 0 | 0 | 0 | 0 | 0 | 0 | 0 | 0 | 0 | 0 | 0 | 0 | 0
F10_Industrial_Wood and Lumber Products_Existing_Process_Natural Gas_Gas Boiler - Burner Control Optimization_A_Achievable Economic RVT Potential | F10 | Industrial | Wood and Lumber Products | Existing | Process | Natural Gas | Gas Boiler - Burner Control Optimization | A | Purchases (Incremental) | Achievable Economic RVT Potential | 0 | 0 | 0 | 0 | 0 | 0 | 0 | 0 | 0 | 0 | 0 | 0 | 0 | 0 | 0 | 0 | 0 | 0 | 0 | 0 | 0 | 0 | 0
F11_Industrial_Wood and Lumber Products_Existing_Process_Natural Gas_Gas Boiler - Burner Control Optimization_A_Achievable Economic RVT Potential | F11 | Industrial | Wood and Lumber Products | Existing | Process | Natural Gas | Gas Boiler - Burner Control Optimization | A | Purchases (Cumulative) | Achievable Economic RVT Potential | 0 | 0 | 0 | 0 | 0 | 0 | 0 | 0 | 0 | 0 | 0 | 0 | 0 | 0 | 0 | 0 | 0 | 0 | 0 | 0 | 0 | 0 | 0
F1_Industrial_Wood and Lumber Products_Existing_Space Heating_Natural Gas_HVAC - Demand Controlled Ventilation_A_Achievable Economic RVT Potential | F1 | Industrial | Wood and Lumber Products | Existing | Space Heating | Natural Gas | HVAC - Demand Controlled Ventilation | A | Integrated Unit Energy Savings (kWh or therms) | Achievable Economic RVT Potential | 0 | 0 | 0.0766 | 0.076133 | 0.075654 | 0.075162 | 0.074657 | 0.074137 | 0.073601 | 0.073051 | 0.072489 | 0.07192 | 0.071342 | 0.070756 | 0.070163 | 0.069562 | 0.068958 | 0.068387 | 0.067854 | 0.067357 | 0.066898 | 0.066474 | 0
F2_Industrial_Wood and Lumber Products_Existing_Space Heating_Natural Gas_HVAC - Demand Controlled Ventilation_A_Achievable Economic RVT Potential | F2 | Industrial | Wood and Lumber Products | Existing | Space Heating | Natural Gas | HVAC - Demand Controlled Ventilation | A | Integrated Unit Summer Peak Savings (kW) | Achievable Economic RVT Potential | 0 | 0 | 0 | 0 | 0 | 0 | 0 | 0 | 0 | 0 | 0 | 0 | 0 | 0 | 0 | 0 | 0 | 0 | 0 | 0 | 0 | 0 | 0
F3_Industrial_Wood and Lumber Products_Existing_Space Heating_Natural Gas_HVAC - Demand Controlled Ventilation_A_Achievable Economic RVT Potential | F3 | Industrial | Wood and Lumber Products | Existing | Space Heating | Natural Gas | HVAC - Demand Controlled Ventilation | A | Integrated Unit Winter Peak Savings (kW) | Achievable Economic RVT Potential | 0 | 0 | 0 | 0 | 0 | 0 | 0 | 0 | 0 | 0 | 0 | 0 | 0 | 0 | 0 | 0 | 0 | 0 | 0 | 0 | 0 | 0 | 0
F4_Industrial_Wood and Lumber Products_Existing_Space Heating_Natural Gas_HVAC - Demand Controlled Ventilation_A_Achievable Economic RVT Potential | F4 | Industrial | Wood and Lumber Products | Existing | Space Heating | Natural Gas | HVAC - Demand Controlled Ventilation | A | Incremental Energy Savings (MWh or mTherms) | Achievable Economic RVT Potential | 0 | 0 | 0.039874 | 0.038947 | 0.038035 | 0.037136 | 0.03625 | 0.035377 | 0.034516 | 0.033668 | 0.032833 | 0.032013 | 0.031208 | 0.030419 | 0.029643 | 0.028883 | 0.028138 | 0.027424 | 0.026741 | 0.026088 | 0.025463 | 0.024866 | 0
F5_Industrial_Wood and Lumber Products_Existing_Space Heating_Natural Gas_HVAC - Demand Controlled Ventilation_A_Achievable Economic RVT Potential | F5 | Industrial | Wood and Lumber Products | Existing | Space Heating | Natural Gas | HVAC - Demand Controlled Ventilation | A | Incremental Summer Peak Savings (MW) | Achievable Economic RVT Potential | 0 | 0 | 0 | 0 | 0 | 0 | 0 | 0 | 0 | 0 | 0 | 0 | 0 | 0 | 0 | 0 | 0 | 0 | 0 | 0 | 0 | 0 | 0
F6_Industrial_Wood and Lumber Products_Existing_Space Heating_Natural Gas_HVAC - Demand Controlled Ventilation_A_Achievable Economic RVT Potential | F6 | Industrial | Wood and Lumber Products | Existing | Space Heating | Natural Gas | HVAC - Demand Controlled Ventilation | A | Incremental Winter Peak Savings (MW) | Achievable Economic RVT Potential | 0 | 0 | 0 | 0 | 0 | 0 | 0 | 0 | 0 | 0 | 0 | 0 | 0 | 0 | 0 | 0 | 0 | 0 | 0 | 0 | 0 | 0 | 0
F7_Industrial_Wood and Lumber Products_Existing_Space Heating_Natural Gas_HVAC - Demand Controlled Ventilation_A_Achievable Economic RVT Potential | F7 | Industrial | Wood and Lumber Products | Existing | Space Heating | Natural Gas | HVAC - Demand Controlled Ventilation | A | Cumulative Energy Savings (MWh or mTherms) | Achievable Economic RVT Potential | 0 | 0 | 0.039874 | 0.078578 | 0.11612 | 0.1525 | 0.18772 | 0.22179 | 0.25471 | 0.28647 | 0.3171 | 0.34662 | 0.37505 | 0.40239 | 0.42865 | 0.45387 | 0.47806 | 0.50153 | 0.52436 | 0.54661 | 0.56834 | 0.58961 | 0
F8_Industrial_Wood and Lumber Products_Existing_Space Heating_Natural Gas_HVAC - Demand Controlled Ventilation_A_Achievable Economic RVT Potential | F8 | Industrial | Wood and Lumber Products | Existing | Space Heating | Natural Gas | HVAC - Demand Controlled Ventilation | A | Cumulative Summer Peak Savings (MW) | Achievable Economic RVT Potential | 0 | 0 | 0 | 0 | 0 | 0 | 0 | 0 | 0 | 0 | 0 | 0 | 0 | 0 | 0 | 0 | 0 | 0 | 0 | 0 | 0 | 0 | 0
F9_Industrial_Wood and Lumber Products_Existing_Space Heating_Natural Gas_HVAC - Demand Controlled Ventilation_A_Achievable Economic RVT Potential | F9 | Industrial | Wood and Lumber Products | Existing | Space Heating | Natural Gas | HVAC - Demand Controlled Ventilation | A | Cumulative Winter Peak Savings (MW) | Achievable Economic RVT Potential | 0 | 0 | 0 | 0 | 0 | 0 | 0 | 0 | 0 | 0 | 0 | 0 | 0 | 0 | 0 | 0 | 0 | 0 | 0 | 0 | 0 | 0 | 0
F10_Industrial_Wood and Lumber Products_Existing_Space Heating_Natural Gas_HVAC - Demand Controlled Ventilation_A_Achievable Economic RVT Potential | F10 | Industrial | Wood and Lumber Products | Existing | Space Heating | Natural Gas | HVAC - Demand Controlled Ventilation | A | Purchases (Incremental) | Achievable Economic RVT Potential | 0 | 0 | 520.5435 | 511.5686 | 502.7485 | 494.0804 | 485.5618 | 477.19 | 468.9626 | 460.8771 | 452.9309 | 445.1217 | 437.4472 | 429.905 | 422.4929 | 415.2085 | 408.0498 | 401.0144 | 394.1004 | 387.3055 | 380.6279 | 374.0653 | 0
F11_Industrial_Wood and Lumber Products_Existing_Space Heating_Natural Gas_HVAC - Demand Controlled Ventilation_A_Achievable Economic RVT Potential | F11 | Industrial | Wood and Lumber Products | Existing | Space Heating | Natural Gas | HVAC - Demand Controlled Ventilation | A | Purchases (Cumulative) | Achievable Economic RVT Potential | 0 | 0 | 520.5435 | 1032.1122 | 1534.8606 | 2028.9411 | 2514.5028 | 2991.6929 | 3460.6555 | 3921.5325 | 4374.4634 | 4819.5852 | 5257.0324 | 5686.9374 | 6109.4303 | 6524.6388 | 6932.6886 | 7333.703 | 7727.8034 | 8115.1089 | 8495.7368 | 8869.8021 | 0
F1_Industrial_Wood and Lumber Products_Existing_Space Heating_Natural Gas_Gas Boiler - Stack Economizer_A_Achievable Economic RVT Potential | F1 | Industrial | Wood and Lumber Products | Existing | Space Heating | Natural Gas | Gas Boiler - Stack Economizer | A | Integrated Unit Energy Savings (kWh or therms) | Achievable Economic RVT Potential | 0 | 0 | 0.89019 | 0.88584 | 0.88117 | 0.87604 | 0.87032 | 0.86387 | 0.85657 | 0.84833 | 0.83918 | 0.82918 | 0.81848 | 0.8073 | 0.79589 | 0.78455 | 0.77356 | 0.76347 | 0.75441 | 0.74636 | 0.7392 | 0.73271 | 0
F2_Industrial_Wood and Lumber Products_Existing_Space Heating_Natural Gas_Gas Boiler - Stack Economizer_A_Achievable Economic RVT Potential | F2 | Industrial | Wood and Lumber Products | Existing | Space Heating | Natural Gas | Gas Boiler - Stack Economizer | A | Integrated Unit Summer Peak Savings (kW) | Achievable Economic RVT Potential | 0 | 0 | 0 | 0 | 0 | 0 | 0 | 0 | 0 | 0 | 0 | 0 | 0 | 0 | 0 | 0 | 0 | 0 | 0 | 0 | 0 | 0 | 0
F3_Industrial_Wood and Lumber Products_Existing_Space Heating_Natural Gas_Gas Boiler - Stack Economizer_A_Achievable Economic RVT Potential | F3 | Industrial | Wood and Lumber Products | Existing | Space Heating | Natural Gas | Gas Boiler - Stack Economizer | A | Integrated Unit Winter Peak Savings (kW) | Achievable Economic RVT Potential | 0 | 0 | 0 | 0 | 0 | 0 | 0 | 0 | 0 | 0 | 0 | 0 | 0 | 0 | 0 | 0 | 0 | 0 | 0 | 0 | 0 | 0 | 0
F4_Industrial_Wood and Lumber Products_Existing_Space Heating_Natural Gas_Gas Boiler - Stack Economizer_A_Achievable Economic RVT Potential | F4 | Industrial | Wood and Lumber Products | Existing | Space Heating | Natural Gas | Gas Boiler - Stack Economizer | A | Incremental Energy Savings (MWh or mTherms) | Achievable Economic RVT Potential | 0 | 0 | 0.00771 | 0.0075401 | 0.007371 | 0.0072018 | 0.0070314 | 0.0061731 | 0.0048123 | 0.0037471 | 0.0029142 | 0.0022638 | 0.0017569 | 0.0013624 | 0.001056 | 0.0008184 | 0.00063442 | 0.00049228 | 3.2607e-06 | 1.1322e-06 | 3.7569e-07 | 1.1934e-07 | 0
F5_Industrial_Wood and Lumber Products_Existing_Space Heating_Natural Gas_Gas Boiler - Stack Economizer_A_Achievable Economic RVT Potential | F5 | Industrial | Wood and Lumber Products | Existing | Space Heating | Natural Gas | Gas Boiler - Stack Economizer | A | Incremental Summer Peak Savings (MW) | Achievable Economic RVT Potential | 0 | 0 | 0 | 0 | 0 | 0 | 0 | 0 | 0 | 0 | 0 | 0 | 0 | 0 | 0 | 0 | 0 | 0 | 0 | 0 | 0 | 0 | 0
F6_Industrial_Wood and Lumber Products_Existing_Space Heating_Natural Gas_Gas Boiler - Stack Economizer_A_Achievable Economic RVT Potential | F6 | Industrial | Wood and Lumber Products | Existing | Space Heating | Natural Gas | Gas Boiler - Stack Economizer | A | Incremental Winter Peak Savings (MW) | Achievable Economic RVT Potential | 0 | 0 | 0 | 0 | 0 | 0 | 0 | 0 | 0 | 0 | 0 | 0 | 0 | 0 | 0 | 0 | 0 | 0 | 0 | 0 | 0 | 0 | 0
F7_Industrial_Wood and Lumber Products_Existing_Space Heating_Natural Gas_Gas Boiler - Stack Economizer_A_Achievable Economic RVT Potential | F7 | Industrial | Wood and Lumber Products | Existing | Space Heating | Natural Gas | Gas Boiler - Stack Economizer | A | Cumulative Energy Savings (MWh or mTherms) | Achievable Economic RVT Potential | 0 | 0 | 0.00771 | 0.015213 | 0.022503 | 0.029574 | 0.036413 | 0.042316 | 0.04677 | 0.050068 | 0.052442 | 0.05408 | 0.05514 | 0.055749 | 0.056017 | 0.056037 | 0.055887 | 0.05565 | 0.054993 | 0.054407 | 0.053885 | 0.053412 | 0
F8_Industrial_Wood and Lumber Products_Existing_Space Heating_Natural Gas_Gas Boiler - Stack Economizer_A_Achievable Economic RVT Potential | F8 | Industrial | Wood and Lumber Products | Existing | Space Heating | Natural Gas | Gas Boiler - Stack Economizer | A | Cumulative Summer Peak Savings (MW) | Achievable Economic RVT Potential | 0 | 0 | 0 | 0 | 0 | 0 | 0 | 0 | 0 | 0 | 0 | 0 | 0 | 0 | 0 | 0 | 0 | 0 | 0 | 0 | 0 | 0 | 0
F9_Industrial_Wood and Lumber Products_Existing_Space Heating_Natural Gas_Gas Boiler - Stack Economizer_A_Achievable Economic RVT Potential | F9 | Industrial | Wood and Lumber Products | Existing | Space Heating | Natural Gas | Gas Boiler - Stack Economizer | A | Cumulative Winter Peak Savings (MW) | Achievable Economic RVT Potential | 0 | 0 | 0 | 0 | 0 | 0 | 0 | 0 | 0 | 0 | 0 | 0 | 0 | 0 | 0 | 0 | 0 | 0 | 0 | 0 | 0 | 0 | 0
F10_Industrial_Wood and Lumber Products_Existing_Space Heating_Natural Gas_Gas Boiler - Stack Economizer_A_Achievable Economic RVT Potential | F10 | Industrial | Wood and Lumber Products | Existing | Space Heating | Natural Gas | Gas Boiler - Stack Economizer | A | Purchases (Incremental) | Achievable Economic RVT Potential | 0 | 0 | 8.6612 | 8.5118 | 8.3651 | 8.2208 | 8.0791 | 7.1458 | 5.6181 | 4.417 | 3.4727 | 2.7302 | 2.1465 | 1.6876 | 1.3268 | 1.0432 | 0.82013 | 0.64479 | 0.0043222 | 0.001517 | 0.00050825 | 0.00016288 | 0