F2_Residential_Multi-Family Moderate Income_New_Space Heating_Natural Gas_Furnace_E2 | F2 | Residential | Multi-Family Moderate Income | New | Space Heating | Natural Gas | Furnace | E2 | TRC BC Ratio | 1.3872 | 1.3884 | 1.3924 | 1.3953 | 1.3907 | 0 | 0 | 0 | 0 | 0 | 0 | 0 | 0 | 0 | 0 | 0 | 0 | 0 | 0 | 0 | 0 | 0 | 0 | 0 | 0 | 0 | 0 | 0 | 0 | 0 | 0 | 0 | 0
F2_Residential_Multi-Family Moderate Income_New_Space Heating_Natural Gas_Furnace_E3 | F2 | Residential | Multi-Family Moderate Income | New | Space Heating | Natural Gas | Furnace | E3 | TRC BC Ratio | 1.3059 | 1.307 | 1.3108 | 1.3135 | 1.3092 | 0 | 0 | 0 | 0 | 0 | 0 | 0 | 0 | 0 | 0 | 0 | 0 | 0 | 0 | 0 | 0 | 0 | 0 | 0 | 0 | 0 | 0 | 0 | 0 | 0 | 0 | 0 | 0
F2_Residential_Multi-Family Moderate Income_New_Space Heating_Natural Gas_Furnace_E4 | F2 | Residential | Multi-Family Moderate Income | New | Space Heating | Natural Gas | Furnace | E4 | TRC BC Ratio | 0.16967 | 0.16982 | 0.17012 | 0.17039 | 0.17031 | 1 | 1 | 1 | 1 | 1 | 1 | 1 | 1 | 1 | 1 | 1 | 1 | 1 | 1 | 1 | 1 | 1 | 1 | 1 | 1 | 1 | 1 | 1 | 1 | 1 | 1 | 1 | 1
F2_Residential_Multi-Family Moderate Income_New_Space Heating_Natural Gas_Furnace_E5 | F2 | Residential | Multi-Family Moderate Income | New | Space Heating | Natural Gas | Furnace | E5 | TRC BC Ratio | 0.70767 | 0.70831 | 0.7102 | 0.71162 | 0.70981 | 1 | 1 | 1 | 1 | 1 | 1 | 1 | 1 | 1 | 1 | 1 | 1 | 1 | 1 | 1 | 1 | 1 | 1 | 1 | 1 | 1 | 1 | 1 | 1 | 1 | 1 | 1 | 1
F2_Residential_Multi-Family Moderate Income_New_Space Heating_Natural Gas_Furnace_E6 | F2 | Residential | Multi-Family Moderate Income | New | Space Heating | Natural Gas | Furnace | E6 | TRC BC Ratio | 0.75497 | 0.75564 | 0.7577 | 0.75923 | 0.75713 | 1 | 1 | 1 | 1 | 1 | 1 | 1 | 1 | 1 | 1 | 1 | 1 | 1 | 1 | 1 | 1 | 1 | 1 | 1 | 1 | 1 | 1 | 1 | 1 | 1 | 1 | 1 | 1
F2_Residential_Multi-Family Moderate Income_New_Space Heating_Natural Gas_Furnace_E7 | F2 | Residential | Multi-Family Moderate Income | New | Space Heating | Natural Gas | Furnace | E7 | TRC BC Ratio | 0 | 0 | 0 | 0 | 0 | 0 | 0 | 0 | 0 | 0 | 0 | 0 | 0 | 0 | 0 | 0 | 0 | 0 | 0 | 0 | 0 | 0 | 0 | 0 | 0 | 0 | 0 | 0 | 0 | 0 | 0 | 0 | 0
F2_Residential_Multi-Family Moderate Income_New_Space Heating_Natural Gas_Furnace_E8 | F2 | Residential | Multi-Family Moderate Income | New | Space Heating | Natural Gas | Furnace | E8 | TRC BC Ratio | 0 | 0 | 0 | 0 | 0 | 0 | 0 | 0 | 0 | 0 | 0 | 0 | 0 | 0 | 0 | 0 | 0 | 0 | 0 | 0 | 0 | 0 | 0 | 0 | 0 | 0 | 0 | 0 | 0 | 0 | 0 | 0 | 0
F2_Residential_Multi-Family Moderate Income_New_Space Heating_Natural Gas_Furnace_E9 | F2 | Residential | Multi-Family Moderate Income | New | Space Heating | Natural Gas | Furnace | E9 | TRC BC Ratio | 0 | 0 | 0 | 0 | 0 | 0 | 0 | 0 | 0 | 0 | 0 | 0 | 0 | 0 | 0 | 0 | 0 | 0 | 0 | 0 | 0 | 0 | 0 | 0 | 0 | 0 | 0 | 0 | 0 | 0 | 0 | 0 | 0
F2_Residential_Multi-Family Moderate Income_New_Space Heating_Natural Gas_Furnace_E10 | F2 | Residential | Multi-Family Moderate Income | New | Space Heating | Natural Gas | Furnace | E10 | TRC BC Ratio | 0 | 0 | 0 | 0 | 0 | 0 | 0 | 0 | 0 | 0 | 0 | 0 | 0 | 0 | 0 | 0 | 0 | 0 | 0 | 0 | 0 | 0 | 0 | 0 | 0 | 0 | 0 | 0 | 0 | 0 | 0 | 0 | 0
F3_Residential_Multi-Family Moderate Income_New_Space Heating_Natural Gas_Furnace_E1 | F3 | Residential | Multi-Family Moderate Income | New | Space Heating | Natural Gas | Furnace | E1 | PACT BC Ratio | 1 | 1 | 1 | 1 | 1 | 0 | 0 | 0 | 0 | 0 | 0 | 0 | 0 | 0 | 0 | 0 | 0 | 0 | 0 | 0 | 0 | 0 | 0 | 0 | 0 | 0 | 0 | 0 | 0 | 0 | 0 | 0 | 0
F3_Residential_Multi-Family Moderate Income_New_Space Heating_Natural Gas_Furnace_E2 | F3 | Residential | Multi-Family Moderate Income | New | Space Heating | Natural Gas | Furnace | E2 | PACT BC Ratio | 1.4129 | 1.4141 | 1.4182 | 1.4212 | 1.4164 | 0 | 0 | 0 | 0 | 0 | 0 | 0 | 0 | 0 | 0 | 0 | 0 | 0 | 0 | 0 | 0 | 0 | 0 | 0 | 0 | 0 | 0 | 0 | 0 | 0 | 0 | 0 | 0
F3_Residential_Multi-Family Moderate Income_New_Space Heating_Natural Gas_Furnace_E3 | F3 | Residential | Multi-Family Moderate Income | New | Space Heating | Natural Gas | Furnace | E3 | PACT BC Ratio | 1.3301 | 1.3313 | 1.3351 | 1.3379 | 1.3334 | 0 | 0 | 0 | 0 | 0 | 0 | 0 | 0 | 0 | 0 | 0 | 0 | 0 | 0 | 0 | 0 | 0 | 0 | 0 | 0 | 0 | 0 | 0 | 0 | 0 | 0 | 0 | 0
F3_Residential_Multi-Family Moderate Income_New_Space Heating_Natural Gas_Furnace_E4 | F3 | Residential | Multi-Family Moderate Income | New | Space Heating | Natural Gas | Furnace | E4 | PACT BC Ratio | 0.17282 | 0.17297 | 0.17328 | 0.17355 | 0.17347 | 1 | 1 | 1 | 1 | 1 | 1 | 1 | 1 | 1 | 1 | 1 | 1 | 1 | 1 | 1 | 1 | 1 | 1 | 1 | 1 | 1 | 1 | 1 | 1 | 1 | 1 | 1 | 1
F3_Residential_Multi-Family Moderate Income_New_Space Heating_Natural Gas_Furnace_E5 | F3 | Residential | Multi-Family Moderate Income | New | Space Heating | Natural Gas | Furnace | E5 | PACT BC Ratio | 0.72079 | 0.72144 | 0.72336 | 0.72481 | 0.72297 | 1 | 1 | 1 | 1 | 1 | 1 | 1 | 1 | 1 | 1 | 1 | 1 | 1 | 1 | 1 | 1 | 1 | 1 | 1 | 1 | 1 | 1 | 1 | 1 | 1 | 1 | 1 | 1
F3_Residential_Multi-Family Moderate Income_New_Space Heating_Natural Gas_Furnace_E6 | F3 | Residential | Multi-Family Moderate Income | New | Space Heating | Natural Gas | Furnace | E6 | PACT BC Ratio | 0.76896 | 0.76965 | 0.77175 | 0.7733 | 0.77117 | 1 | 1 | 1 | 1 | 1 | 1 | 1 | 1 | 1 | 1 | 1 | 1 | 1 | 1 | 1 | 1 | 1 | 1 | 1 | 1 | 1 | 1 | 1 | 1 | 1 | 1 | 1 | 1
F3_Residential_Multi-Family Moderate Income_New_Space Heating_Natural Gas_Furnace_E7 | F3 | Residential | Multi-Family Moderate Income | New | Space Heating | Natural Gas | Furnace | E7 | PACT BC Ratio | 0 | 0 | 0 | 0 | 0 | 0 | 0 | 0 | 0 | 0 | 0 | 0 | 0 | 0 | 0 | 0 | 0 | 0 | 0 | 0 | 0 | 0 | 0 | 0 | 0 | 0 | 0 | 0 | 0 | 0 | 0 | 0 | 0
F3_Residential_Multi-Family Moderate Income_New_Space Heating_Natural Gas_Furnace_E8 | F3 | Residential | Multi-Family Moderate Income | New | Space Heating | Natural Gas | Furnace | E8 | PACT BC Ratio | 0 | 0 | 0 | 0 | 0 | 0 | 0 | 0 | 0 | 0 | 0 | 0 | 0 | 0 | 0 | 0 | 0 | 0 | 0 | 0 | 0 | 0 | 0 | 0 | 0 | 0 | 0 | 0 | 0 | 0 | 0 | 0 | 0
F3_Residential_Multi-Family Moderate Income_New_Space Heating_Natural Gas_Furnace_E9 | F3 | Residential | Multi-Family Moderate Income | New | Space Heating | Natural Gas | Furnace | E9 | PACT BC Ratio | 0 | 0 | 0 | 0 | 0 | 0 | 0 | 0 | 0 | 0 | 0 | 0 | 0 | 0 | 0 | 0 | 0 | 0 | 0 | 0 | 0 | 0 | 0 | 0 | 0 | 0 | 0 | 0 | 0 | 0 | 0 | 0 | 0
F3_Residential_Multi-Family Moderate Income_New_Space Heating_Natural Gas_Furnace_E10 | F3 | Residential | Multi-Family Moderate Income | New | Space Heating | Natural Gas | Furnace | E10 | PACT BC Ratio | 0 | 0 | 0 | 0 | 0 | 0 | 0 | 0 | 0 | 0 | 0 | 0 | 0 | 0 | 0 | 0 | 0 | 0 | 0 | 0 | 0 | 0 | 0 | 0 | 0 | 0 | 0 | 0 | 0 | 0 | 0 | 0 | 0
F4_Residential_Multi-Family Moderate Income_New_Space Heating_Natural Gas_Furnace_E1 | F4 | Residential | Multi-Family Moderate Income | New | Space Heating | Natural Gas | Furnace | E1 | RVT BC Ratio | 1 | 1 | 1 | 1 | 1 | 0 | 0 | 0 | 0 | 0 | 0 | 0 | 0 | 0 | 0 | 0 | 0 | 0 | 0 | 0 | 0 | 0 | 0 | 0 | 0 | 0 | 0 | 0 | 0 | 0 | 0 | 0 | 0
F4_Residential_Multi-Family Moderate Income_New_Space Heating_Natural Gas_Furnace_E2 | F4 | Residential | Multi-Family Moderate Income | New | Space Heating | Natural Gas | Furnace | E2 | RVT BC Ratio | 2.6401 | 2.6416 | 2.6464 | 2.6498 | 2.6443 | 0 | 0 | 0 | 0 | 0 | 0 | 0 | 0 | 0 | 0 | 0 | 0 | 0 | 0 | 0 | 0 | 0 | 0 | 0 | 0 | 0 | 0 | 0 | 0 | 0 | 0 | 0 | 0
F4_Residential_Multi-Family Moderate Income_New_Space Heating_Natural Gas_Furnace_E3 | F4 | Residential | Multi-Family Moderate Income | New | Space Heating | Natural Gas | Furnace | E3 | RVT BC Ratio | 2.5428 | 2.5441 | 2.5486 | 2.5519 | 2.5466 | 0 | 0 | 0 | 0 | 0 | 0 | 0 | 0 | 0 | 0 | 0 | 0 | 0 | 0 | 0 | 0 | 0 | 0 | 0 | 0 | 0 | 0 | 0 | 0 | 0 | 0 | 0 | 0
F4_Residential_Multi-Family Moderate Income_New_Space Heating_Natural Gas_Furnace_E4 | F4 | Residential | Multi-Family Moderate Income | New | Space Heating | Natural Gas | Furnace | E4 | RVT BC Ratio | 1.1814 | 1.1816 | 1.182 | 1.1823 | 1.1822 | 1 | 1 | 1 | 1 | 1 | 1 | 1 | 1 | 1 | 1 | 1 | 1 | 1 | 1 | 1 | 1 | 1 | 1 | 1 | 1 | 1 | 1 | 1 | 1 | 1 | 1 | 1 | 1
F4_Residential_Multi-Family Moderate Income_New_Space Heating_Natural Gas_Furnace_E5 | F4 | Residential | Multi-Family Moderate Income | New | Space Heating | Natural Gas | Furnace | E5 | RVT BC Ratio | 1.826 | 1.8268 | 1.829 | 1.8307 | 1.8286 | 1 | 1 | 1 | 1 | 1 | 1 | 1 | 1 | 1 | 1 | 1 | 1 | 1 | 1 | 1 | 1 | 1 | 1 | 1 | 1 | 1 | 1 | 1 | 1 | 1 | 1 | 1 | 1
F4_Residential_Multi-Family Moderate Income_New_Space Heating_Natural Gas_Furnace_E6 | F4 | Residential | Multi-Family Moderate Income | New | Space Heating | Natural Gas | Furnace | E6 | RVT BC Ratio | 1.8827 | 1.8835 | 1.8859 | 1.8878 | 1.8853 | 1 | 1 | 1 | 1 | 1 | 1 | 1 | 1 | 1 | 1 | 1 | 1 | 1 | 1 | 1 | 1 | 1 | 1 | 1 | 1 | 1 | 1 | 1 | 1 | 1 | 1 | 1 | 1
F4_Residential_Multi-Family Moderate Income_New_Space Heating_Natural Gas_Furnace_E7 | F4 | Residential | Multi-Family Moderate Income | New | Space Heating | Natural Gas | Furnace | E7 | RVT BC Ratio | 0 | 0 | 0 | 0 | 0 | 0 | 0 | 0 | 0 | 0 | 0 | 0 | 0 | 0 | 0 | 0 | 0 | 0 | 0 | 0 | 0 | 0 | 0 | 0 | 0 | 0 | 0 | 0 | 0 | 0 | 0 | 0 | 0
F4_Residential_Multi-Family Moderate Income_New_Space Heating_Natural Gas_Furnace_E8 | F4 | Residential | Multi-Family Moderate Income | New | Space Heating | Natural Gas | Furnace | E8 | RVT BC Ratio | 0 | 0 | 0 | 0 | 0 | 0 | 0 | 0 | 0 | 0 | 0 | 0 | 0 | 0 | 0 | 0 | 0 | 0 | 0 | 0 | 0 | 0 | 0 | 0 | 0 | 0 | 0 | 0 | 0 | 0 | 0 | 0 | 0
F4_Residential_Multi-Family Moderate Income_New_Space Heating_Natural Gas_Furnace_E9 | F4 | Residential | Multi-Family Moderate Income | New | Space Heating | Natural Gas | Furnace | E9 | RVT BC Ratio | 0 | 0 | 0 | 0 | 0 | 0 | 0 | 0 | 0 | 0 | 0 | 0 | 0 | 0 | 0 | 0 | 0 | 0 | 0 | 0 | 0 | 0 | 0 | 0 | 0 | 0 | 0 | 0 | 0 | 0 | 0 | 0 | 0
F4_Residential_Multi-Family Moderate Income_New_Space Heating_Natural Gas_Furnace_E10 | F4 | Residential | Multi-Family Moderate Income | New | Space Heating | Natural Gas | Furnace | E10 | RVT BC Ratio | 0 | 0 | 0 | 0 | 0 | 0 | 0 | 0 | 0 | 0 | 0 | 0 | 0 | 0 | 0 | 0 | 0 | 0 | 0 | 0 | 0 | 0 | 0 | 0 | 0 | 0 | 0 | 0 | 0 | 0 | 0 | 0 | 0
F5_Residential_Multi-Family Moderate Income_New_Space Heating_Natural Gas_Furnace_E1 | F5 | Residential | Multi-Family Moderate Income | New | Space Heating | Natural Gas | Furnace | E1 | RIM BC Ratio | 1 | 1 | 1 | 1 | 1 | 0 | 0 | 0 | 0 | 0 | 0 | 0 | 0 | 0 | 0 | 0 | 0 | 0 | 0 | 0 | 0 | 0 | 0 | 0 | 0 | 0 | 0 | 0 | 0 | 0 | 0 | 0 | 0
F5_Residential_Multi-Family Moderate Income_New_Space Heating_Natural Gas_Furnace_E2 | F5 | Residential | Multi-Family Moderate Income | New | Space Heating | Natural Gas | Furnace | E2 | RIM BC Ratio | 0.58612 | 0.58633 | 0.58703 | 0.58753 | 0.58672 | 0 | 0 | 0 | 0 | 0 | 0 | 0 | 0 | 0 | 0 | 0 | 0 | 0 | 0 | 0 | 0 | 0 | 0 | 0 | 0 | 0 | 0 | 0 | 0 | 0 | 0 | 0 | 0
F5_Residential_Multi-Family Moderate Income_New_Space Heating_Natural Gas_Furnace_E3 | F5 | Residential | Multi-Family Moderate Income | New | Space Heating | Natural Gas | Furnace | E3 | RIM BC Ratio | 0.57137 | 0.57158 | 0.57229 | 0.57279 | 0.57198 | 0 | 0 | 0 | 0 | 0 | 0 | 0 | 0 | 0 | 0 | 0 | 0 | 0 | 0 | 0 | 0 | 0 | 0 | 0 | 0 | 0 | 0 | 0 | 0 | 0 | 0 | 0 | 0
F5_Residential_Multi-Family Moderate Income_New_Space Heating_Natural Gas_Furnace_E4 | F5 | Residential | Multi-Family Moderate Income | New | Space Heating | Natural Gas | Furnace | E4 | RIM BC Ratio | 0.14739 | 0.1475 | 0.14772 | 0.14792 | 0.14786 | 1 | 1 | 1 | 1 | 1 | 1 | 1 | 1 | 1 | 1 | 1 | 1 | 1 | 1 | 1 | 1 | 1 | 1 | 1 | 1 | 1 | 1 | 1 | 1 | 1 | 1 | 1 | 1
F5_Residential_Multi-Family Moderate Income_New_Space Heating_Natural Gas_Furnace_E5 | F5 | Residential | Multi-Family Moderate Income | New | Space Heating | Natural Gas | Furnace | E5 | RIM BC Ratio | 0.41915 | 0.41937 | 0.42002 | 0.42051 | 0.41989 | 1 | 1 | 1 | 1 | 1 | 1 | 1 | 1 | 1 | 1 | 1 | 1 | 1 | 1 | 1 | 1 | 1 | 1 | 1 | 1 | 1 | 1 | 1 | 1 | 1 | 1 | 1 | 1
F5_Residential_Multi-Family Moderate Income_New_Space Heating_Natural Gas_Furnace_E6 | F5 | Residential | Multi-Family Moderate Income | New | Space Heating | Natural Gas | Furnace | E6 | RIM BC Ratio | 0.435 | 0.43522 | 0.43589 | 0.43639 | 0.43571 | 1 | 1 | 1 | 1 | 1 | 1 | 1 | 1 | 1 | 1 | 1 | 1 | 1 | 1 | 1 | 1 | 1 | 1 | 1 | 1 | 1 | 1 | 1 | 1 | 1 | 1 | 1 | 1
F5_Residential_Multi-Family Moderate Income_New_Space Heating_Natural Gas_Furnace_E7 | F5 | Residential | Multi-Family Moderate Income | New | Space Heating | Natural Gas | Furnace | E7 | RIM BC Ratio | 0 | 0 | 0 | 0 | 0 | 0 | 0 | 0 | 0 | 0 | 0 | 0 | 0 | 0 | 0 | 0 | 0 | 0 | 0 | 0 | 0 | 0 | 0 | 0 | 0 | 0 | 0 | 0 | 0 | 0 | 0 | 0 | 0
F5_Residential_Multi-Family Moderate Income_New_Space Heating_Natural Gas_Furnace_E8 | F5 | Residential | Multi-Family Moderate Income | New | Space Heating | Natural Gas | Furnace | E8 | RIM BC Ratio | 0 | 0 | 0 | 0 | 0 | 0 | 0 | 0 | 0 | 0 | 0 | 0 | 0 | 0 | 0 | 0 | 0 | 0 | 0 | 0 | 0 | 0 | 0 | 0 | 0 | 0 | 0 | 0 | 0 | 0 | 0 | 0 | 0
F5_Residential_Multi-Family Moderate Income_New_Space Heating_Natural Gas_Furnace_E9 | F5 | Residential | Multi-Family Moderate Income | New | Space Heating | Natural Gas | Furnace | E9 | RIM BC Ratio | 0 | 0 | 0 | 0 | 0 | 0 | 0 | 0 | 0 | 0 | 0 | 0 | 0 | 0 | 0 | 0 | 0 | 0 | 0 | 0 | 0 | 0 | 0 | 0 | 0 | 0 | 0 | 0 | 0 | 0 | 0 | 0 | 0
F5_Residential_Multi-Family Moderate Income_New_Space Heating_Natural Gas_Furnace_E10 | F5 | Residential | Multi-Family Moderate Income | New | Space Heating | Natural Gas | Furnace | E10 | RIM BC Ratio | 0 | 0 | 0 | 0 | 0 | 0 | 0 | 0 | 0 | 0 | 0 | 0 | 0 | 0 | 0 | 0 | 0 | 0 | 0 | 0 | 0 | 0 | 0 | 0 | 0 | 0 | 0 | 0 | 0 | 0 | 0 | 0 | 0
F0_Residential_Multi-Family Moderate Income_New_Space Heating_Natural Gas_Boiler_E0 | F0 | Residential | Multi-Family Moderate Income | New | Space Heating | Natural Gas | Boiler | E0 | Economic Unit | AFUE 80% | AFUE 80% | AFUE 82% | AFUE 82% | AFUE 82% | ASHP with AFUE 95% backup | ASHP with AFUE 95% backup | ASHP with AFUE 95% backup | ASHP with AFUE 95% backup | ASHP with AFUE 95% backup | ASHP with AFUE 95% backup | ASHP with AFUE 95% backup | ASHP with AFUE 95% backup | ASHP with AFUE 95% backup | ASHP with AFUE 95% backup | ASHP with AFUE 95% backup | ASHP with AFUE 95% backup | ASHP with AFUE 95% backup | ASHP with AFUE 95% backup | ASHP with AFUE 95% backup | ASHP with AFUE 95% backup | ASHP with AFUE 95% backup | ASHP with AFUE 95% backup | ASHP with AFUE 95% backup | ASHP with AFUE 95% backup | ASHP with AFUE 95% backup | ASHP with AFUE 95% backup | ASHP with AFUE 95% backup | ASHP with AFUE 95% backup | ASHP with AFUE 95% backup | ASHP with AFUE 95% backup | ASHP with AFUE 95% backup | ASHP with AFUE 95% backup
F1_Residential_Multi-Family Moderate Income_New_Space Heating_Natural Gas_Boiler_E1 | F1 | Residential | Multi-Family Moderate Income | New | Space Heating | Natural Gas | Boiler | E1 | CCE | 0 | 0 | 0 | 0 | 0 | 0 | 0 | 0 | 0 | 0 | 0 | 0 | 0 | 0 | 0 | 0 | 0 | 0 | 0 | 0 | 0 | 0 | 0 | 0 | 0 | 0 | 0 | 0 | 0 | 0 | 0 | 0 | 0
F1_Residential_Multi-Family Moderate Income_New_Space Heating_Natural Gas_Boiler_E2 | F1 | Residential | Multi-Family Moderate Income | New | Space Heating | Natural Gas | Boiler | E2 | CCE | 13.4973 | 13.9126 | 0 | 0 | 0 | 0 | 0 | 0 | 0 | 0 | 0 | 0 | 0 | 0 | 0 | 0 | 0 | 0 | 0 | 0 | 0 | 0 | 0 | 0 | 0 | 0 | 0 | 0 | 0 | 0 | 0 | 0 | 0
F1_Residential_Multi-Family Moderate Income_New_Space Heating_Natural Gas_Boiler_E3 | F1 | Residential | Multi-Family Moderate Income | New | Space Heating | Natural Gas | Boiler | E3 | CCE | 14.7156 | 15.1684 | 17.104 | 15.7638 | 15.8485 | 0 | 0 | 0 | 0 | 0 | 0 | 0 | 0 | 0 | 0 | 0 | 0 | 0 | 0 | 0 | 0 | 0 | 0 | 0 | 0 | 0 | 0 | 0 | 0 | 0 | 0 | 0 | 0
F1_Residential_Multi-Family Moderate Income_New_Space Heating_Natural Gas_Boiler_E4 | F1 | Residential | Multi-Family Moderate Income | New | Space Heating | Natural Gas | Boiler | E4 | CCE | 6.3306 | 6.5254 | 4.1798 | 3.8522 | 3.873 | 0 | 0 | 0 | 0 | 0 | 0 | 0 | 0 | 0 | 0 | 0 | 0 | 0 | 0 | 0 | 0 | 0 | 0 | 0 | 0 | 0 | 0 | 0 | 0 | 0 | 0 | 0 | 0
F1_Residential_Multi-Family Moderate Income_New_Space Heating_Natural Gas_Boiler_E5 | F1 | Residential | Multi-Family Moderate Income | New | Space Heating | Natural Gas | Boiler | E5 | CCE | 5.3026 | 5.4658 | 4.0078 | 3.6937 | 3.7136 | 0 | 0 | 0 | 0 | 0 | 0 | 0 | 0 | 0 | 0 | 0 | 0 | 0 | 0 | 0 | 0 | 0 | 0 | 0 | 0 | 0 | 0 | 0 | 0 | 0 | 0 | 0 | 0
F1_Residential_Multi-Family Moderate Income_New_Space Heating_Natural Gas_Boiler_E6 | F1 | Residential | Multi-Family Moderate Income | New | Space Heating | Natural Gas | Boiler | E6 | CCE | 25.8961 | 26.6929 | 27.205 | 25.0732 | 25.2081 | 0 | 0 | 0 | 0 | 0 | 0 | 0 | 0 | 0 | 0 | 0 | 0 | 0 | 0 | 0 | 0 | 0 | 0 | 0 | 0 | 0 | 0 | 0 | 0 | 0 | 0 | 0 | 0
F1_Residential_Multi-Family Moderate Income_New_Space Heating_Natural Gas_Boiler_E7 | F1 | Residential | Multi-Family Moderate Income | New | Space Heating | Natural Gas | Boiler | E7 | CCE | 7.3408 | 7.5666 | 7.1365 | 6.5773 | 6.6127 | -36.0975 | -36.294 | -36.4924 | -36.6929 | -36.8956 | -37.1008 | -37.3081 | -37.5178 | -37.7296 | -37.9442 | -38.1611 | -38.3804 | -38.602 | -38.8267 | -39.0538 | -39.2836 | -39.5154 | -39.7509 | -39.9889 | -40.2297 | -40.4728 | -40.72 | -40.9696 | -41.2224 | -41.478 | -41.7375 | -41.9999 | -41.9999
F1_Residential_Multi-Family Moderate Income_New_Space Heating_Natural Gas_Boiler_E8 | F1 | Residential | Multi-Family Moderate Income | New | Space Heating | Natural Gas | Boiler | E8 | CCE | 6.7111 | 6.9176 | 6.5211 | 6.0101 | 6.0424 | -20.9275 | -21.0414 | -21.1564 | -21.2727 | -21.3901 | -21.5091 | -21.6293 | -21.7509 | -21.8737 | -21.9981 | -22.1238 | -22.251 | -22.3794 | -22.5097 | -22.6414 | -22.7746 | -22.909 | -23.0455 | -23.1835 | -23.3231 | -23.464 | -23.6073 | -23.752 | -23.8986 | -24.0468 | -24.1972 | -24.3494 | -24.3494
F1_Residential_Multi-Family Moderate Income_New_Space Heating_Natural Gas_Boiler_E9 | F1 | Residential | Multi-Family Moderate Income | New | Space Heating | Natural Gas | Boiler | E9 | CCE | 0 | 0 | 0 | 0 | 0 | 0 | 0 | 0 | 0 | 0 | 0 | 0 | 0 | 0 | 0 | 0 | 0 | 0 | 0 | 0 | 0 | 0 | 0 | 0 | 0 | 0 | 0 | 0 | 0 | 0 | 0 | 0 | 0
F1_Residential_Multi-Family Moderate Income_New_Space Heating_Natural Gas_Boiler_E10 | F1 | Residential | Multi-Family Moderate Income | New | Space Heating | Natural Gas | Boiler | E10 | CCE | 0 | 0 | 0 | 0 | 0 | 0 | 0 | 0 | 0 | 0 | 0 | 0 | 0 | 0 | 0 | 0 | 0 | 0 | 0 | 0 | 0 | 0 | 0 | 0 | 0 | 0 | 0 | 0 | 0 | 0 | 0 | 0 | 0
F2_Residential_Multi-Family Moderate Income_New_Space Heating_Natural Gas_Boiler_E1 | F2 | Residential | Multi-Family Moderate Income | New | Space Heating | Natural Gas | Boiler | E1 | TRC BC Ratio | 1 | 1 | 0 | 0 | 0 | 0 | 0 | 0 | 0 | 0 | 0 | 0 | 0 | 0 | 0 | 0 | 0 | 0 | 0 | 0 | 0 | 0 | 0 | 0 | 0 | 0 | 0 | 0 | 0 | 0 | 0 | 0 | 0
F2_Residential_Multi-Family Moderate Income_New_Space Heating_Natural Gas_Boiler_E2 | F2 | Residential | Multi-Family Moderate Income | New | Space Heating | Natural Gas | Boiler | E2 | TRC BC Ratio | 0.1511 | 0.15124 | 1 | 1 | 1 | 0 | 0 | 0 | 0 | 0 | 0 | 0 | 0 | 0 | 0 | 0 | 0 | 0 | 0 | 0 | 0 | 0 | 0 | 0 | 0 | 0 | 0 | 0 | 0 | 0 | 0 | 0 | 0
F2_Residential_Multi-Family Moderate Income_New_Space Heating_Natural Gas_Boiler_E3 | F2 | Residential | Multi-Family Moderate Income | New | Space Heating | Natural Gas | Boiler | E3 | TRC BC Ratio | 0.13859 | 0.13872 | 0.1215 | 0.12172 | 0.12133 | 0 | 0 | 0 | 0 | 0 | 0 | 0 | 0 | 0 | 0 | 0 | 0 | 0 | 0 | 0 | 0 | 0 | 0 | 0 | 0 | 0 | 0 | 0 | 0 | 0 | 0 | 0 | 0
F2_Residential_Multi-Family Moderate Income_New_Space Heating_Natural Gas_Boiler_E4 | F2 | Residential | Multi-Family Moderate Income | New | Space Heating | Natural Gas | Boiler | E4 | TRC BC Ratio | 0.32215 | 0.32245 | 0.4972 | 0.49811 | 0.49648 | 0 | 0 | 0 | 0 | 0 | 0 | 0 | 0 | 0 | 0 | 0 | 0 | 0 | 0 | 0 | 0 | 0 | 0 | 0 | 0 | 0 | 0 | 0 | 0 | 0 | 0 | 0 | 0
F2_Residential_Multi-Family Moderate Income_New_Space Heating_Natural Gas_Boiler_E5 | F2 | Residential | Multi-Family Moderate Income | New | Space Heating | Natural Gas | Boiler | E5 | TRC BC Ratio | 0.3846 | 0.38496 | 0.51853 | 0.51948 | 0.51778 | 0 | 0 | 0 | 0 | 0 | 0 | 0 | 0 | 0 | 0 | 0 | 0 | 0 | 0 | 0 | 0 | 0 | 0 | 0 | 0 | 0 | 0 | 0 | 0 | 0 | 0 | 0 | 0
F2_Residential_Multi-Family Moderate Income_New_Space Heating_Natural Gas_Boiler_E6 | F2 | Residential | Multi-Family Moderate Income | New | Space Heating | Natural Gas | Boiler | E6 | TRC BC Ratio | 0.079046 | 0.079136 | 0.076602 | 0.076662 | 0.076658 | 1 | 1 | 1 | 1 | 1 | 1 | 1 | 1 | 1 | 1 | 1 | 1 | 1 | 1 | 1 | 1 | 1 | 1 | 1 | 1 | 1 | 1 | 1 | 1 | 1 | 1 | 1 | 1
F2_Residential_Multi-Family Moderate Income_New_Space Heating_Natural Gas_Boiler_E7 | F2 | Residential | Multi-Family Moderate Income | New | Space Heating | Natural Gas | Boiler | E7 | TRC BC Ratio | 0.27852 | 0.27882 | 0.29192 | 0.29235 | 0.29166 | 1 | 1 | 1 | 1 | 1 | 1 | 1 | 1 | 1 | 1 | 1 | 1 | 1 | 1 | 1 | 1 | 1 | 1 | 1 | 1 | 1 | 1 | 1 | 1 | 1 | 1 | 1 | 1
F2_Residential_Multi-Family Moderate Income_New_Space Heating_Natural Gas_Boiler_E8 | F2 | Residential | Multi-Family Moderate Income | New | Space Heating | Natural Gas | Boiler | E8 | TRC BC Ratio | 0.30443 | 0.30475 | 0.31924 | 0.31974 | 0.3189 | 1 | 1 | 1 | 1 | 1 | 1 | 1 | 1 | 1 | 1 | 1 | 1 | 1 | 1 | 1 | 1 | 1 | 1 | 1 | 1 | 1 | 1 | 1 | 1 | 1 | 1 | 1 | 1
F2_Residential_Multi-Family Moderate Income_New_Space Heating_Natural Gas_Boiler_E9 | F2 | Residential | Multi-Family Moderate Income | New | Space Heating | Natural Gas | Boiler | E9 | TRC BC Ratio | 0 | 0 | 0 | 0 | 0 | 0 | 0 | 0 | 0 | 0 | 0 | 0 | 0 | 0 | 0 | 0 | 0 | 0 | 0 | 0 | 0 | 0 | 0 | 0 | 0 | 0 | 0 | 0 | 0 | 0 | 0 | 0 | 0
F2_Residential_Multi-Family Moderate Income_New_Space Heating_Natural Gas_Boiler_E10 | F2 | Residential | Multi-Family Moderate Income | New | Space Heating | Natural Gas | Boiler | E10 | TRC BC Ratio | 0 | 0 | 0 | 0 | 0 | 0 | 0 | 0 | 0 | 0 | 0 | 0 | 0 | 0 | 0 | 0 | 0 | 0 | 0 | 0 | 0 | 0 | 0 | 0 | 0 | 0 | 0 | 0 | 0 | 0 | 0 | 0 | 0
F3_Residential_Multi-Family Moderate Income_New_Space Heating_Natural Gas_Boiler_E1 | F3 | Residential | Multi-Family Moderate Income | New | Space Heating | Natural Gas | Boiler | E1 | PACT BC Ratio | 1 | 1 | 0 | 0 | 0 | 0 | 0 | 0 | 0 | 0 | 0 | 0 | 0 | 0 | 0 | 0 | 0 | 0 | 0 | 0 | 0 | 0 | 0 | 0 | 0 | 0 | 0 | 0 | 0 | 0 | 0 | 0 | 0
F3_Residential_Multi-Family Moderate Income_New_Space Heating_Natural Gas_Boiler_E2 | F3 | Residential | Multi-Family Moderate Income | New | Space Heating | Natural Gas | Boiler | E2 | PACT BC Ratio | 0.1511 | 0.15124 | 1 | 1 | 1 | 0 | 0 | 0 | 0 | 0 | 0 | 0 | 0 | 0 | 0 | 0 | 0 | 0 | 0 | 0 | 0 | 0 | 0 | 0 | 0 | 0 | 0 | 0 | 0 | 0 | 0 | 0 | 0
F3_Residential_Multi-Family Moderate Income_New_Space Heating_Natural Gas_Boiler_E3 | F3 | Residential | Multi-Family Moderate Income | New | Space Heating | Natural Gas | Boiler | E3 | PACT BC Ratio | 0.13859 | 0.13872 | 0.1215 | 0.12172 | 0.12133 | 0 | 0 | 0 | 0 | 0 | 0 | 0 | 0 | 0 | 0 | 0 | 0 | 0 | 0 | 0 | 0 | 0 | 0 | 0 | 0 | 0 | 0 | 0 | 0 | 0 | 0 | 0 | 0
F3_Residential_Multi-Family Moderate Income_New_Space Heating_Natural Gas_Boiler_E4 | F3 | Residential | Multi-Family Moderate Income | New | Space Heating | Natural Gas | Boiler | E4 | PACT BC Ratio | 0.32215 | 0.32245 | 0.4972 | 0.49811 | 0.49648 | 0 | 0 | 0 | 0 | 0 | 0 | 0 | 0 | 0 | 0 | 0 | 0 | 0 | 0 | 0 | 0 | 0 | 0 | 0 | 0 | 0 | 0 | 0 | 0 | 0 | 0 | 0 | 0
F3_Residential_Multi-Family Moderate Income_New_Space Heating_Natural Gas_Boiler_E5 | F3 | Residential | Multi-Family Moderate Income | New | Space Heating | Natural Gas | Boiler | E5 | PACT BC Ratio | 0.3846 | 0.38496 | 0.51853 | 0.51948 | 0.51778 | 0 | 0 | 0 | 0 | 0 | 0 | 0 | 0 | 0 | 0 | 0 | 0 | 0 | 0 | 0 | 0 | 0 | 0 | 0 | 0 | 0 | 0 | 0 | 0 | 0 | 0 | 0 | 0
F3_Residential_Multi-Family Moderate Income_New_Space Heating_Natural Gas_Boiler_E6 | F3 | Residential | Multi-Family Moderate Income | New | Space Heating | Natural Gas | Boiler | E6 | PACT BC Ratio | 0.079046 | 0.079136 | 0.076602 | 0.076662 | 0.076658 | 1 | 1 | 1 | 1 | 1 | 1 | 1 | 1 | 1 | 1 | 1 | 1 | 1 | 1 | 1 | 1 | 1 | 1 | 1 | 1 | 1 | 1 | 1 | 1 | 1 | 1 | 1 | 1
F3_Residential_Multi-Family Moderate Income_New_Space Heating_Natural Gas_Boiler_E7 | F3 | Residential | Multi-Family Moderate Income | New | Space Heating | Natural Gas | Boiler | E7 | PACT BC Ratio | 0.27852 | 0.27882 | 0.29192 | 0.29235 | 0.29166 | 1 | 1 | 1 | 1 | 1 | 1 | 1 | 1 | 1 | 1 | 1 | 1 | 1 | 1 | 1 | 1 | 1 | 1 | 1 | 1 | 1 | 1 | 1 | 1 | 1 | 1 | 1 | 1
F3_Residential_Multi-Family Moderate Income_New_Space Heating_Natural Gas_Boiler_E8 | F3 | Residential | Multi-Family Moderate Income | New | Space Heating | Natural Gas | Boiler | E8 | PACT BC Ratio | 0.30443 | 0.30475 | 0.31924 | 0.31974 | 0.3189 | 1 | 1 | 1 | 1 | 1 | 1 | 1 | 1 | 1 | 1 | 1 | 1 | 1 | 1 | 1 | 1 | 1 | 1 | 1 | 1 | 1 | 1 | 1 | 1 | 1 | 1 | 1 | 1
F3_Residential_Multi-Family Moderate Income_New_Space Heating_Natural Gas_Boiler_E9 | F3 | Residential | Multi-Family Moderate Income | New | Space Heating | Natural Gas | Boiler | E9 | PACT BC Ratio | 0 | 0 | 0 | 0 | 0 | 0 | 0 | 0 | 0 | 0 | 0 | 0 | 0 | 0 | 0 | 0 | 0 | 0 | 0 | 0 | 0 | 0 | 0 | 0 | 0 | 0 | 0 | 0 | 0 | 0 | 0 | 0 | 0
F3_Residential_Multi-Family Moderate Income_New_Space Heating_Natural Gas_Boiler_E10 | F3 | Residential | Multi-Family Moderate Income | New | Space Heating | Natural Gas | Boiler | E10 | PACT BC Ratio | 0 | 0 | 0 | 0 | 0 | 0 | 0 | 0 | 0 | 0 | 0 | 0 | 0 | 0 | 0 | 0 | 0 | 0 | 0 | 0 | 0 | 0 | 0 | 0 | 0 | 0 | 0 | 0 | 0 | 0 | 0 | 0 | 0
F4_Residential_Multi-Family Moderate Income_New_Space Heating_Natural Gas_Boiler_E1 | F4 | Residential | Multi-Family Moderate Income | New | Space Heating | Natural Gas | Boiler | E1 | RVT BC Ratio | 1 | 1 | 0 | 0 | 0 | 0 | 0 | 0 | 0 | 0 | 0 | 0 | 0 | 0 | 0 | 0 | 0 | 0 | 0 | 0 | 0 | 0 | 0 | 0 | 0 | 0 | 0 | 0 | 0 | 0 | 0 | 0 | 0
F4_Residential_Multi-Family Moderate Income_New_Space Heating_Natural Gas_Boiler_E2 | F4 | Residential | Multi-Family Moderate Income | New | Space Heating | Natural Gas | Boiler | E2 | RVT BC Ratio | 1.181 | 1.1812 | 1 | 1 | 1 | 0 | 0 | 0 | 0 | 0 | 0 | 0 | 0 | 0 | 0 | 0 | 0 | 0 | 0 | 0 | 0 | 0 | 0 | 0 | 0 | 0 | 0 | 0 | 0 | 0 | 0 | 0 | 0
F4_Residential_Multi-Family Moderate Income_New_Space Heating_Natural Gas_Boiler_E3 | F4 | Residential | Multi-Family Moderate Income | New | Space Heating | Natural Gas | Boiler | E3 | RVT BC Ratio | 1.166 | 1.1662 | 1.1456 | 1.1458 | 1.1454 | 0 | 0 | 0 | 0 | 0 | 0 | 0 | 0 | 0 | 0 | 0 | 0 | 0 | 0 | 0 | 0 | 0 | 0 | 0 | 0 | 0 | 0 | 0 | 0 | 0 | 0 | 0 | 0
F4_Residential_Multi-Family Moderate Income_New_Space Heating_Natural Gas_Boiler_E4 | F4 | Residential | Multi-Family Moderate Income | New | Space Heating | Natural Gas | Boiler | E4 | RVT BC Ratio | 1.386 | 1.3863 | 1.5957 | 1.5968 | 1.5948 | 0 | 0 | 0 | 0 | 0 | 0 | 0 | 0 | 0 | 0 | 0 | 0 | 0 | 0 | 0 | 0 | 0 | 0 | 0 | 0 | 0 | 0 | 0 | 0 | 0 | 0 | 0 | 0
F4_Residential_Multi-Family Moderate Income_New_Space Heating_Natural Gas_Boiler_E5 | F4 | Residential | Multi-Family Moderate Income | New | Space Heating | Natural Gas | Boiler | E5 | RVT BC Ratio | 1.4608 | 1.4612 | 1.6212 | 1.6224 | 1.6203 | 0 | 0 | 0 | 0 | 0 | 0 | 0 | 0 | 0 | 0 | 0 | 0 | 0 | 0 | 0 | 0 | 0 | 0 | 0 | 0 | 0 | 0 | 0 | 0 | 0 | 0 | 0 | 0
F4_Residential_Multi-Family Moderate Income_New_Space Heating_Natural Gas_Boiler_E6 | F4 | Residential | Multi-Family Moderate Income | New | Space Heating | Natural Gas | Boiler | E6 | RVT BC Ratio | 1.0947 | 1.0948 | 1.0918 | 1.0918 | 1.0918 | 1 | 1 | 1 | 1 | 1 | 1 | 1 | 1 | 1 | 1 | 1 | 1 | 1 | 1 | 1 | 1 | 1 | 1 | 1 | 1 | 1 | 1 | 1 | 1 | 1 | 1 | 1 | 1
F4_Residential_Multi-Family Moderate Income_New_Space Heating_Natural Gas_Boiler_E7 | F4 | Residential | Multi-Family Moderate Income | New | Space Heating | Natural Gas | Boiler | E7 | RVT BC Ratio | 1.3337 | 1.334 | 1.3497 | 1.3503 | 1.3494 | 1 | 1 | 1 | 1 | 1 | 1 | 1 | 1 | 1 | 1 | 1 | 1 | 1 | 1 | 1 | 1 | 1 | 1 | 1 | 1 | 1 | 1 | 1 | 1 | 1 | 1 | 1 | 1
F4_Residential_Multi-Family Moderate Income_New_Space Heating_Natural Gas_Boiler_E8 | F4 | Residential | Multi-Family Moderate Income | New | Space Heating | Natural Gas | Boiler | E8 | RVT BC Ratio | 1.3647 | 1.3651 | 1.3825 | 1.3831 | 1.3821 | 1 | 1 | 1 | 1 | 1 | 1 | 1 | 1 | 1 | 1 | 1 | 1 | 1 | 1 | 1 | 1 | 1 | 1 | 1 | 1 | 1 | 1 | 1 | 1 | 1 | 1 | 1 | 1
F4_Residential_Multi-Family Moderate Income_New_Space Heating_Natural Gas_Boiler_E9 | F4 | Residential | Multi-Family Moderate Income | New | Space Heating | Natural Gas | Boiler | E9 | RVT BC Ratio | 0 | 0 | 0 | 0 | 0 | 0 | 0 | 0 | 0 | 0 | 0 | 0 | 0 | 0 | 0 | 0 | 0 | 0 | 0 | 0 | 0 | 0 | 0 | 0 | 0 | 0 | 0 | 0 | 0 | 0 | 0 | 0 | 0
F4_Residential_Multi-Family Moderate Income_New_Space Heating_Natural Gas_Boiler_E10 | F4 | Residential | Multi-Family Moderate Income | New | Space Heating | Natural Gas | Boiler | E10 | RVT BC Ratio | 0 | 0 | 0 | 0 | 0 | 0 | 0 | 0 | 0 | 0 | 0 | 0 | 0 | 0 | 0 | 0 | 0 | 0 | 0 | 0 | 0 | 0 | 0 | 0 | 0 | 0 | 0 | 0 | 0 | 0 | 0 | 0 | 0
F5_Residential_Multi-Family Moderate Income_New_Space Heating_Natural Gas_Boiler_E1 | F5 | Residential | Multi-Family Moderate Income | New | Space Heating | Natural Gas | Boiler | E1 | RIM BC Ratio | 1 | 1 | 0 | 0 | 0 | 0 | 0 | 0 | 0 | 0 | 0 | 0 | 0 | 0 | 0 | 0 | 0 | 0 | 0 | 0 | 0 | 0 | 0 | 0 | 0 | 0 | 0 | 0 | 0 | 0 | 0 | 0 | 0
F5_Residential_Multi-Family Moderate Income_New_Space Heating_Natural Gas_Boiler_E2 | F5 | Residential | Multi-Family Moderate Income | New | Space Heating | Natural Gas | Boiler | E2 | RIM BC Ratio | 0.13129 | 0.1314 | 1 | 1 | 1 | 0 | 0 | 0 | 0 | 0 | 0 | 0 | 0 | 0 | 0 | 0 | 0 | 0 | 0 | 0 | 0 | 0 | 0 | 0 | 0 | 0 | 0 | 0 | 0 | 0 | 0 | 0 | 0
F5_Residential_Multi-Family Moderate Income_New_Space Heating_Natural Gas_Boiler_E3 | F5 | Residential | Multi-Family Moderate Income | New | Space Heating | Natural Gas | Boiler | E3 | RIM BC Ratio | 0.12174 | 0.12184 | 0.10836 | 0.10853 | 0.10822 | 0 | 0 | 0 | 0 | 0 | 0 | 0 | 0 | 0 | 0 | 0 | 0 | 0 | 0 | 0 | 0 | 0 | 0 | 0 | 0 | 0 | 0 | 0 | 0 | 0 | 0 | 0 | 0
F5_Residential_Multi-Family Moderate Income_New_Space Heating_Natural Gas_Boiler_E4 | F5 | Residential | Multi-Family Moderate Income | New | Space Heating | Natural Gas | Boiler | E4 | RIM BC Ratio | 0.24375 | 0.24392 | 0.33226 | 0.33267 | 0.33194 | 0 | 0 | 0 | 0 | 0 | 0 | 0 | 0 | 0 | 0 | 0 | 0 | 0 | 0 | 0 | 0 | 0 | 0 | 0 | 0 | 0 | 0 | 0 | 0 | 0 | 0 | 0 | 0
F5_Residential_Multi-Family Moderate Income_New_Space Heating_Natural Gas_Boiler_E5 | F5 | Residential | Multi-Family Moderate Income | New | Space Heating | Natural Gas | Boiler | E5 | RIM BC Ratio | 0.27789 | 0.27808 | 0.34166 | 0.34207 | 0.34133 | 0 | 0 | 0 | 0 | 0 | 0 | 0 | 0 | 0 | 0 | 0 | 0 | 0 | 0 | 0 | 0 | 0 | 0 | 0 | 0 | 0 | 0 | 0 | 0 | 0 | 0 | 0 | 0
F5_Residential_Multi-Family Moderate Income_New_Space Heating_Natural Gas_Boiler_E6 | F5 | Residential | Multi-Family Moderate Income | New | Space Heating | Natural Gas | Boiler | E6 | RIM BC Ratio | 0.073264 | 0.073342 | 0.07116 | 0.071212 | 0.071209 | 1 | 1 | 1 | 1 | 1 | 1 | 1 | 1 | 1 | 1 | 1 | 1 | 1 | 1 | 1 | 1 | 1 | 1 | 1 | 1 | 1 | 1 | 1 | 1 | 1 | 1 | 1 | 1
F5_Residential_Multi-Family Moderate Income_New_Space Heating_Natural Gas_Boiler_E7 | F5 | Residential | Multi-Family Moderate Income | New | Space Heating | Natural Gas | Boiler | E7 | RIM BC Ratio | 0.21792 | 0.21811 | 0.22604 | 0.2263 | 0.22588 | 1 | 1 | 1 | 1 | 1 | 1 | 1 | 1 | 1 | 1 | 1 | 1 | 1 | 1 | 1 | 1 | 1 | 1 | 1 | 1 | 1 | 1 | 1 | 1 | 1 | 1 | 1 | 1
F5_Residential_Multi-Family Moderate Income_New_Space Heating_Natural Gas_Boiler_E8 | F5 | Residential | Multi-Family Moderate Income | New | Space Heating | Natural Gas | Boiler | E8 | RIM BC Ratio | 0.23347 | 0.23366 | 0.24208 | 0.24237 | 0.24189 | 1 | 1 | 1 | 1 | 1 | 1 | 1 | 1 | 1 | 1 | 1 | 1 | 1 | 1 | 1 | 1 | 1 | 1 | 1 | 1 | 1 | 1 | 1 | 1 | 1 | 1 | 1 | 1
F5_Residential_Multi-Family Moderate Income_New_Space Heating_Natural Gas_Boiler_E9 | F5 | Residential | Multi-Family Moderate Income | New | Space Heating | Natural Gas | Boiler | E9 | RIM BC Ratio | 0 | 0 | 0 | 0 | 0 | 0 | 0 | 0 | 0 | 0 | 0 | 0 | 0 | 0 | 0 | 0 | 0 | 0 | 0 | 0 | 0 | 0 | 0 | 0 | 0 | 0 | 0 | 0 | 0 | 0 | 0 | 0 | 0
F5_Residential_Multi-Family Moderate Income_New_Space Heating_Natural Gas_Boiler_E10 | F5 | Residential | Multi-Family Moderate Income | New | Space Heating | Natural Gas | Boiler | E10 | RIM BC Ratio | 0 | 0 | 0 | 0 | 0 | 0 | 0 | 0 | 0 | 0 | 0 | 0 | 0 | 0 | 0 | 0 | 0 | 0 | 0 | 0 | 0 | 0 | 0 | 0 | 0 | 0 | 0 | 0 | 0 | 0 | 0 | 0 | 0
F0_Residential_Multi-Family Moderate Income_New_Secondary Heating_Natural Gas_Fireplace_E0 | F0 | Residential | Multi-Family Moderate Income | New | Secondary Heating | Natural Gas | Fireplace | E0 | Economic Unit | Baseline (>50% FE) | Baseline (>50% FE) | Baseline (>50% FE) | Baseline (>50% FE) | Baseline (>50% FE) | Baseline (>50% FE) | Baseline (>50% FE) | Baseline (>50% FE) | Baseline (>50% FE) | Baseline (>50% FE) | Baseline (>50% FE) | Baseline (>50% FE) | Baseline (>50% FE) | Baseline (>50% FE) | Baseline (>50% FE) | Baseline (>50% FE) | Baseline (>50% FE) | Baseline (>50% FE) | Baseline (>50% FE) | Baseline (>50% FE) | Baseline (>50% FE) | Baseline (>50% FE) | Baseline (>50% FE) | Baseline (>50% FE) | Baseline (>50% FE) | Baseline (>50% FE) | Baseline (>50% FE) | Baseline (>50% FE) | Baseline (>50% FE) | Baseline (>50% FE) | Baseline (>50% FE) | Baseline (>50% FE) | Baseline (>50% FE)
F1_Residential_Multi-Family Moderate Income_New_Secondary Heating_Natural Gas_Fireplace_E1 | F1 | Residential | Multi-Family Moderate Income | New | Secondary Heating | Natural Gas | Fireplace | E1 | CCE | 0 | 0 | 0 | 0 | 0 | 0 | 0 | 0 | 0 | 0 | 0 | 0 | 0 | 0 | 0 | 0 | 0 | 0 | 0 | 0 | 0 | 0 | 0 | 0 | 0 | 0 | 0 | 0 | 0 | 0 | 0 | 0 | 0
F1_Residential_Multi-Family Moderate Income_New_Secondary Heating_Natural Gas_Fireplace_E2 | F1 | Residential | Multi-Family Moderate Income | New | Secondary Heating | Natural Gas | Fireplace | E2 | CCE | 3.317 | 3.4191 | 3.3586 | 3.0872 | 3.0954 | 3.1038 | 3.1122 | 3.1207 | 3.1293 | 3.1379 | 3.1466 | 3.1554 | 3.1643 | 3.1732 | 3.1822 | 3.1913 | 3.2004 | 3.2097 | 3.219 | 3.2284 | 3.2379 | 3.2474 | 3.2571 | 3.2668 | 3.2766 | 3.2865 | 3.2965 | 3.3066 | 3.3168 | 3.3271 | 3.3375 | 3.3479 | 3.3479
F1_Residential_Multi-Family Moderate Income_New_Secondary Heating_Natural Gas_Fireplace_E3 | F1 | Residential | Multi-Family Moderate Income | New | Secondary Heating | Natural Gas | Fireplace | E3 | CCE | 3.3344 | 3.437 | 3.3762 | 3.1034 | 3.1117 | 3.1201 | 3.1286 | 3.1371 | 3.1457 | 3.1544 | 3.1631 | 3.172 | 3.1809 | 3.1898 | 3.1989 | 3.208 | 3.2172 | 3.2265 | 3.2359 | 3.2453 | 3.2549 | 3.2645 | 3.2742 | 3.2839 | 3.2938 | 3.3038 | 3.3138 | 3.324 | 3.3342 | 3.3445 | 3.355 | 3.3655 | 3.3655
F1_Residential_Multi-Family Moderate Income_New_Secondary Heating_Natural Gas_Fireplace_E4 | F1 | Residential | Multi-Family Moderate Income | New | Secondary Heating | Natural Gas | Fireplace | E4 | CCE | 0 | 0 | 0 | 0 | 0 | 0 | 0 | 0 | 0 | 0 | 0 | 0 | 0 | 0 | 0 | 0 | 0 | 0 | 0 | 0 | 0 | 0 | 0 | 0 | 0 | 0 | 0 | 0 | 0 | 0 | 0 | 0 | 0
F1_Residential_Multi-Family Moderate Income_New_Secondary Heating_Natural Gas_Fireplace_E5 | F1 | Residential | Multi-Family Moderate Income | New | Secondary Heating | Natural Gas | Fireplace | E5 | CCE | 0 | 0 | 0 | 0 | 0 | 0 | 0 | 0 | 0 | 0 | 0 | 0 | 0 | 0 | 0 | 0 | 0 | 0 | 0 | 0 | 0 | 0 | 0 | 0 | 0 | 0 | 0 | 0 | 0 | 0 | 0 | 0 | 0
F1_Residential_Multi-Family Moderate Income_New_Secondary Heating_Natural Gas_Fireplace_E6 | F1 | Residential | Multi-Family Moderate Income | New | Secondary Heating | Natural Gas | Fireplace | E6 | CCE | 0 | 0 | 0 | 0 | 0 | 0 | 0 | 0 | 0 | 0 | 0 | 0 | 0 | 0 | 0 | 0 | 0 | 0 | 0 | 0 | 0 | 0 | 0 | 0 | 0 | 0 | 0 | 0 | 0 | 0 | 0 | 0 | 0
F1_Residential_Multi-Family Moderate Income_New_Secondary Heating_Natural Gas_Fireplace_E7 | F1 | Residential | Multi-Family Moderate Income | New | Secondary Heating | Natural Gas | Fireplace | E7 | CCE | 0 | 0 | 0 | 0 | 0 | 0 | 0 | 0 | 0 | 0 | 0 | 0 | 0 | 0 | 0 | 0 | 0 | 0 | 0 | 0 | 0 | 0 | 0 | 0 | 0 | 0 | 0 | 0 | 0 | 0 | 0 | 0 | 0
F1_Residential_Multi-Family Moderate Income_New_Secondary Heating_Natural Gas_Fireplace_E8 | F1 | Residential | Multi-Family Moderate Income | New | Secondary Heating | Natural Gas | Fireplace | E8 | CCE | 0 | 0 | 0 | 0 | 0 | 0 | 0 | 0 | 0 | 0 | 0 | 0 | 0 | 0 | 0 | 0 | 0 | 0 | 0 | 0 | 0 | 0 | 0 | 0 | 0 | 0 | 0 | 0 | 0 | 0 | 0 | 0 | 0
F1_Residential_Multi-Family Moderate Income_New_Secondary Heating_Natural Gas_Fireplace_E9 | F1 | Residential | Multi-Family Moderate Income | New | Secondary Heating | Natural Gas | Fireplace | E9 | CCE | 0 | 0 | 0 | 0 | 0 | 0 | 0 | 0 | 0 | 0 | 0 | 0 | 0 | 0 | 0 | 0 | 0 | 0 | 0 | 0 | 0 | 0 | 0 | 0 | 0 | 0 | 0 | 0 | 0 | 0 | 0 | 0 | 0
F1_Residential_Multi-Family Moderate Income_New_Secondary Heating_Natural Gas_Fireplace_E10 | F1 | Residential | Multi-Family Moderate Income | New | Secondary Heating | Natural Gas | Fireplace | E10 | CCE | 0 | 0 | 0 | 0 | 0 | 0 | 0 | 0 | 0 | 0 | 0 | 0 | 0 | 0 | 0 | 0 | 0 | 0 | 0 | 0 | 0 | 0 | 0 | 0 | 0 | 0 | 0 | 0 | 0 | 0 | 0 | 0 | 0
F2_Residential_Multi-Family Moderate Income_New_Secondary Heating_Natural Gas_Fireplace_E1 | F2 | Residential | Multi-Family Moderate Income | New | Secondary Heating | Natural Gas | Fireplace | E1 | TRC BC Ratio | bar: 2019 to 2051
F2_Residential_Multi-Family Moderate Income_New_Secondary Heating_Natural Gas_Fireplace_E2 | F2 | Residential | Multi-Family Moderate Income | New | Secondary Heating | Natural Gas | Fireplace | E2 | TRC BC Ratio | 0.48954 | 0.49122 | 0.49427 | 0.49686 | 0.49623 | 0.49752 | 0.50059 | 0.50323 | 0.50648 | 0.50956 | 0.51256 | 0.51541 | 0.51849 | 0.52141 | 0.52387 | 0.52606 | 0.52791 | 0.52957 | 0.53076 | 0.5317 | 0.53198 | 0.53173 | 0.53106 | 0.53027 | 0.52899 | 0.52736 | 0.52539 | 0.52316 | 0.52037 | 0.51728 | 0.51363 | 0.5097 | 0.50501
F2_Residential_Multi-Family Moderate Income_New_Secondary Heating_Natural Gas_Fireplace_E3 | F2 | Residential | Multi-Family Moderate Income | New | Secondary Heating | Natural Gas | Fireplace | E3 | TRC BC Ratio | 0.48699 | 0.48865 | 0.49169 | 0.49426 | 0.49364 | 0.49492 | 0.49797 | 0.5006 | 0.50383 | 0.5069 | 0.50989 | 0.51272 | 0.51578 | 0.51869 | 0.52114 | 0.52331 | 0.52515 | 0.5268 | 0.52799 | 0.52892 | 0.5292 | 0.52896 | 0.52829 | 0.52751 | 0.52623 | 0.52461 | 0.52265 | 0.52043 | 0.51765 | 0.51458 | 0.51095 | 0.50704 | 0.50237
F2_Residential_Multi-Family Moderate Income_New_Secondary Heating_Natural Gas_Fireplace_E4 | F2 | Residential | Multi-Family Moderate Income | New | Secondary Heating | Natural Gas | Fireplace | E4 | TRC BC Ratio | 0 | 0 | 0 | 0 | 0 | 0 | 0 | 0 | 0 | 0 | 0 | 0 | 0 | 0 | 0 | 0 | 0 | 0 | 0 | 0 | 0 | 0 | 0 | 0 | 0 | 0 | 0 | 0 | 0 | 0 | 0 | 0 | 0
F2_Residential_Multi-Family Moderate Income_New_Secondary Heating_Natural Gas_Fireplace_E5 | F2 | Residential | Multi-Family Moderate Income | New | Secondary Heating | Natural Gas | Fireplace | E5 | TRC BC Ratio | 0 | 0 | 0 | 0 | 0 | 0 | 0 | 0 | 0 | 0 | 0 | 0 | 0 | 0 | 0 | 0 | 0 | 0 | 0 | 0 | 0 | 0 | 0 | 0 | 0 | 0 | 0 | 0 | 0 | 0 | 0 | 0 | 0
F2_Residential_Multi-Family Moderate Income_New_Secondary Heating_Natural Gas_Fireplace_E6 | F2 | Residential | Multi-Family Moderate Income | New | Secondary Heating | Natural Gas | Fireplace | E6 | TRC BC Ratio | 0 | 0 | 0 | 0 | 0 | 0 | 0 | 0 | 0 | 0 | 0 | 0 | 0 | 0 | 0 | 0 | 0 | 0 | 0 | 0 | 0 | 0 | 0 | 0 | 0 | 0 | 0 | 0 | 0 | 0 | 0 | 0 | 0
F2_Residential_Multi-Family Moderate Income_New_Secondary Heating_Natural Gas_Fireplace_E7 | F2 | Residential | Multi-Family Moderate Income | New | Secondary Heating | Natural Gas | Fireplace | E7 | TRC BC Ratio | 0 | 0 | 0 | 0 | 0 | 0 | 0 | 0 | 0 | 0 | 0 | 0 | 0 | 0 | 0 | 0 | 0 | 0 | 0 | 0 | 0 | 0 | 0 | 0 | 0 | 0 | 0 | 0 | 0 | 0 | 0 | 0 | 0
F2_Residential_Multi-Family Moderate Income_New_Secondary Heating_Natural Gas_Fireplace_E8 | F2 | Residential | Multi-Family Moderate Income | New | Secondary Heating | Natural Gas | Fireplace | E8 | TRC BC Ratio | 0 | 0 | 0 | 0 | 0 | 0 | 0 | 0 | 0 | 0 | 0 | 0 | 0 | 0 | 0 | 0 | 0 | 0 | 0 | 0 | 0 | 0 | 0 | 0 | 0 | 0 | 0 | 0 | 0 | 0 | 0 | 0 | 0
F2_Residential_Multi-Family Moderate Income_New_Secondary Heating_Natural Gas_Fireplace_E9 | F2 | Residential | Multi-Family Moderate Income | New | Secondary Heating | Natural Gas | Fireplace | E9 | TRC BC Ratio | 0 | 0 | 0 | 0 | 0 | 0 | 0 | 0 | 0 | 0 | 0 | 0 | 0 | 0 | 0 | 0 | 0 | 0 | 0 | 0 | 0 | 0 | 0 | 0 | 0 | 0 | 0 | 0 | 0 | 0 | 0 | 0 | 0
F2_Residential_Multi-Family Moderate Income_New_Secondary Heating_Natural Gas_Fireplace_E10 | F2 | Residential | Multi-Family Moderate Income | New | Secondary Heating | Natural Gas | Fireplace | E10 | TRC BC Ratio | 0 | 0 | 0 | 0 | 0 | 0 | 0 | 0 | 0 | 0 | 0 | 0 | 0 | 0 | 0 | 0 | 0 | 0 | 0 | 0 | 0 | 0 | 0 | 0 | 0 | 0 | 0 | 0 | 0 | 0 | 0 | 0 | 0
F3_Residential_Multi-Family Moderate Income_New_Secondary Heating_Natural Gas_Fireplace_E1 | F3 | Residential | Multi-Family Moderate Income | New | Secondary Heating | Natural Gas | Fireplace | E1 | PACT BC Ratio | bar: 2019 to 2051
F3_Residential_Multi-Family Moderate Income_New_Secondary Heating_Natural Gas_Fireplace_E2 | F3 | Residential | Multi-Family Moderate Income | New | Secondary Heating | Natural Gas | Fireplace | E2 | PACT BC Ratio | 0.89628 | 0.89935 | 0.90494 | 0.90968 | 0.90853 | 0.91089 | 0.9165 | 0.92134 | 0.92729 | 0.93293 | 0.93843 | 0.94365 | 0.94929 | 0.95463 | 0.95914 | 0.96314 | 0.96653 | 0.96957 | 0.97175 | 0.97347 | 0.97398 | 0.97353 | 0.9723 | 0.97086 | 0.96851 | 0.96553 | 0.96192 | 0.95784 | 0.95273 | 0.94708 | 0.94039 | 0.93319 | 0.9246
F3_Residential_Multi-Family Moderate Income_New_Secondary Heating_Natural Gas_Fireplace_E3 | F3 | Residential | Multi-Family Moderate Income | New | Secondary Heating | Natural Gas | Fireplace | E3 | PACT BC Ratio | 0.89161 | 0.89465 | 0.90022 | 0.90493 | 0.90378 | 0.90613 | 0.91172 | 0.91653 | 0.92245 | 0.92806 | 0.93353 | 0.93872 | 0.94433 | 0.94964 | 0.95413 | 0.95811 | 0.96148 | 0.9645 | 0.96668 | 0.96839 | 0.9689 | 0.96845 | 0.96723 | 0.96579 | 0.96345 | 0.96049 | 0.9569 | 0.95284 | 0.94775 | 0.94213 | 0.93548 | 0.92832 | 0.91977
F3_Residential_Multi-Family Moderate Income_New_Secondary Heating_Natural Gas_Fireplace_E4 | F3 | Residential | Multi-Family Moderate Income | New | Secondary Heating | Natural Gas | Fireplace | E4 | PACT BC Ratio | 0 | 0 | 0 | 0 | 0 | 0 | 0 | 0 | 0 | 0 | 0 | 0 | 0 | 0 | 0 | 0 | 0 | 0 | 0 | 0 | 0 | 0 | 0 | 0 | 0 | 0 | 0 | 0 | 0 | 0 | 0 | 0 | 0
F3_Residential_Multi-Family Moderate Income_New_Secondary Heating_Natural Gas_Fireplace_E5 | F3 | Residential | Multi-Family Moderate Income | New | Secondary Heating | Natural Gas | Fireplace | E5 | PACT BC Ratio | 0 | 0 | 0 | 0 | 0 | 0 | 0 | 0 | 0 | 0 | 0 | 0 | 0 | 0 | 0 | 0 | 0 | 0 | 0 | 0 | 0 | 0 | 0 | 0 | 0 | 0 | 0 | 0 | 0 | 0 | 0 | 0 | 0
F3_Residential_Multi-Family Moderate Income_New_Secondary Heating_Natural Gas_Fireplace_E6 | F3 | Residential | Multi-Family Moderate Income | New | Secondary Heating | Natural Gas | Fireplace | E6 | PACT BC Ratio | 0 | 0 | 0 | 0 | 0 | 0 | 0 | 0 | 0 | 0 | 0 | 0 | 0 | 0 | 0 | 0 | 0 | 0 | 0 | 0 | 0 | 0 | 0 | 0 | 0 | 0 | 0 | 0 | 0 | 0 | 0 | 0 | 0
F3_Residential_Multi-Family Moderate Income_New_Secondary Heating_Natural Gas_Fireplace_E7 | F3 | Residential | Multi-Family Moderate Income | New | Secondary Heating | Natural Gas | Fireplace | E7 | PACT BC Ratio | 0 | 0 | 0 | 0 | 0 | 0 | 0 | 0 | 0 | 0 | 0 | 0 | 0 | 0 | 0 | 0 | 0 | 0 | 0 | 0 | 0 | 0 | 0 | 0 | 0 | 0 | 0 | 0 | 0 | 0 | 0 | 0 | 0
F3_Residential_Multi-Family Moderate Income_New_Secondary Heating_Natural Gas_Fireplace_E8 | F3 | Residential | Multi-Family Moderate Income | New | Secondary Heating | Natural Gas | Fireplace | E8 | PACT BC Ratio | 0 | 0 | 0 | 0 | 0 | 0 | 0 | 0 | 0 | 0 | 0 | 0 | 0 | 0 | 0 | 0 | 0 | 0 | 0 | 0 | 0 | 0 | 0 | 0 | 0 | 0 | 0 | 0 | 0 | 0 | 0 | 0 | 0
F3_Residential_Multi-Family Moderate Income_New_Secondary Heating_Natural Gas_Fireplace_E9 | F3 | Residential | Multi-Family Moderate Income | New | Secondary Heating | Natural Gas | Fireplace | E9 | PACT BC Ratio | 0 | 0 | 0 | 0 | 0 | 0 | 0 | 0 | 0 | 0 | 0 | 0 | 0 | 0 | 0 | 0 | 0 | 0 | 0 | 0 | 0 | 0 | 0 | 0 | 0 | 0 | 0 | 0 | 0 | 0 | 0 | 0 | 0
F3_Residential_Multi-Family Moderate Income_New_Secondary Heating_Natural Gas_Fireplace_E10 | F3 | Residential | Multi-Family Moderate Income | New | Secondary Heating | Natural Gas | Fireplace | E10 | PACT BC Ratio | 0 | 0 | 0 | 0 | 0 | 0 | 0 | 0 | 0 | 0 | 0 | 0 | 0 | 0 | 0 | 0 | 0 | 0 | 0 | 0 | 0 | 0 | 0 | 0 | 0 | 0 | 0 | 0 | 0 | 0 | 0 | 0 | 0
F4_Residential_Multi-Family Moderate Income_New_Secondary Heating_Natural Gas_Fireplace_E1 | F4 | Residential | Multi-Family Moderate Income | New | Secondary Heating | Natural Gas | Fireplace | E1 | RVT BC Ratio | bar: 2019 to 2051
F4_Residential_Multi-Family Moderate Income_New_Secondary Heating_Natural Gas_Fireplace_E2 | F4 | Residential | Multi-Family Moderate Income | New | Secondary Heating | Natural Gas | Fireplace | E2 | RVT BC Ratio | 1.0419 | 1.0439 | 1.0476 | 1.0507 | 1.0499 | 1.0515 | 1.0552 | 1.0583 | 1.0622 | 1.0659 | 1.0695 | 1.0729 | 1.0766 | 1.0801 | 1.0831 | 1.0857 | 1.0879 | 1.0899 | 1.0913 | 1.0924 | 1.0928 | 1.0925 | 1.0917 | 1.0907 | 1.0892 | 1.0872 | 1.0849 | 1.0822 | 1.0789 | 1.0752 | 1.0708 | 1.0661 | 1.0605
F4_Residential_Multi-Family Moderate Income_New_Secondary Heating_Natural Gas_Fireplace_E3 | F4 | Residential | Multi-Family Moderate Income | New | Secondary Heating | Natural Gas | Fireplace | E3 | RVT BC Ratio | 1.0389 | 1.0409 | 1.0445 | 1.0476 | 1.0468 | 1.0484 | 1.052 | 1.0552 | 1.0591 | 1.0627 | 1.0663 | 1.0697 | 1.0734 | 1.0768 | 1.0798 | 1.0824 | 1.0846 | 1.0866 | 1.088 | 1.0891 | 1.0894 | 1.0892 | 1.0884 | 1.0874 | 1.0859 | 1.0839 | 1.0816 | 1.0789 | 1.0756 | 1.0719 | 1.0676 | 1.0629 | 1.0573
F4_Residential_Multi-Family Moderate Income_New_Secondary Heating_Natural Gas_Fireplace_E4 | F4 | Residential | Multi-Family Moderate Income | New | Secondary Heating | Natural Gas | Fireplace | E4 | RVT BC Ratio | 0 | 0 | 0 | 0 | 0 | 0 | 0 | 0 | 0 | 0 | 0 | 0 | 0 | 0 | 0 | 0 | 0 | 0 | 0 | 0 | 0 | 0 | 0 | 0 | 0 | 0 | 0 | 0 | 0 | 0 | 0 | 0 | 0
F4_Residential_Multi-Family Moderate Income_New_Secondary Heating_Natural Gas_Fireplace_E5 | F4 | Residential | Multi-Family Moderate Income | New | Secondary Heating | Natural Gas | Fireplace | E5 | RVT BC Ratio | 0 | 0 | 0 | 0 | 0 | 0 | 0 | 0 | 0 | 0 | 0 | 0 | 0 | 0 | 0 | 0 | 0 | 0 | 0 | 0 | 0 | 0 | 0 | 0 | 0 | 0 | 0 | 0 | 0 | 0 | 0 | 0 | 0
F4_Residential_Multi-Family Moderate Income_New_Secondary Heating_Natural Gas_Fireplace_E6 | F4 | Residential | Multi-Family Moderate Income | New | Secondary Heating | Natural Gas | Fireplace | E6 | RVT BC Ratio | 0 | 0 | 0 | 0 | 0 | 0 | 0 | 0 | 0 | 0 | 0 | 0 | 0 | 0 | 0 | 0 | 0 | 0 | 0 | 0 | 0 | 0 | 0 | 0 | 0 | 0 | 0 | 0 | 0 | 0 | 0 | 0 | 0
F4_Residential_Multi-Family Moderate Income_New_Secondary Heating_Natural Gas_Fireplace_E7 | F4 | Residential | Multi-Family Moderate Income | New | Secondary Heating | Natural Gas | Fireplace | E7 | RVT BC Ratio | 0 | 0 | 0 | 0 | 0 | 0 | 0 | 0 | 0 | 0 | 0 | 0 | 0 | 0 | 0 | 0 | 0 | 0 | 0 | 0 | 0 | 0 | 0 | 0 | 0 | 0 | 0 | 0 | 0 | 0 | 0 | 0 | 0
F4_Residential_Multi-Family Moderate Income_New_Secondary Heating_Natural Gas_Fireplace_E8 | F4 | Residential | Multi-Family Moderate Income | New | Secondary Heating | Natural Gas | Fireplace | E8 | RVT BC Ratio | 0 | 0 | 0 | 0 | 0 | 0 | 0 | 0 | 0 | 0 | 0 | 0 | 0 | 0 | 0 | 0 | 0 | 0 | 0 | 0 | 0 | 0 | 0 | 0 | 0 | 0 | 0 | 0 | 0 | 0 | 0 | 0 | 0
F4_Residential_Multi-Family Moderate Income_New_Secondary Heating_Natural Gas_Fireplace_E9 | F4 | Residential | Multi-Family Moderate Income | New | Secondary Heating | Natural Gas | Fireplace | E9 | RVT BC Ratio | 0 | 0 | 0 | 0 | 0 | 0 | 0 | 0 | 0 | 0 | 0 | 0 | 0 | 0 | 0 | 0 | 0 | 0 | 0 | 0 | 0 | 0 | 0 | 0 | 0 | 0 | 0 | 0 | 0 | 0 | 0 | 0 | 0
F4_Residential_Multi-Family Moderate Income_New_Secondary Heating_Natural Gas_Fireplace_E10 | F4 | Residential | Multi-Family Moderate Income | New | Secondary Heating | Natural Gas | Fireplace | E10 | RVT BC Ratio | 0 | 0 | 0 | 0 | 0 | 0 | 0 | 0 | 0 | 0 | 0 | 0 | 0 | 0 | 0 | 0 | 0 | 0 | 0 | 0 | 0 | 0 | 0 | 0 | 0 | 0 | 0 | 0 | 0 | 0 | 0 | 0 | 0
F5_Residential_Multi-Family Moderate Income_New_Secondary Heating_Natural Gas_Fireplace_E1 | F5 | Residential | Multi-Family Moderate Income | New | Secondary Heating | Natural Gas | Fireplace | E1 | RIM BC Ratio | bar: 2019 to 2051
F5_Residential_Multi-Family Moderate Income_New_Secondary Heating_Natural Gas_Fireplace_E2 | F5 | Residential | Multi-Family Moderate Income | New | Secondary Heating | Natural Gas | Fireplace | E2 | RIM BC Ratio | 0.47301 | 0.47387 | 0.47541 | 0.47672 | 0.4764 | 0.47705 | 0.47859 | 0.4799 | 0.48151 | 0.48303 | 0.4845 | 0.48588 | 0.48737 | 0.48878 | 0.48996 | 0.491 | 0.49188 | 0.49267 | 0.49323 | 0.49367 | 0.4938 | 0.49369 | 0.49337 | 0.493 | 0.49239 | 0.49162 | 0.49068 | 0.48962 | 0.48828 | 0.48679 | 0.48502 | 0.4831 | 0.48078
F5_Residential_Multi-Family Moderate Income_New_Secondary Heating_Natural Gas_Fireplace_E3 | F5 | Residential | Multi-Family Moderate Income | New | Secondary Heating | Natural Gas | Fireplace | E3 | RIM BC Ratio | 0.47171 | 0.47256 | 0.47411 | 0.47541 | 0.47509 | 0.47574 | 0.47728 | 0.47859 | 0.4802 | 0.48172 | 0.48319 | 0.48457 | 0.48606 | 0.48747 | 0.48865 | 0.48969 | 0.49057 | 0.49135 | 0.49192 | 0.49236 | 0.49249 | 0.49238 | 0.49206 | 0.49169 | 0.49108 | 0.49031 | 0.48937 | 0.48831 | 0.48697 | 0.48548 | 0.48371 | 0.48179 | 0.47948
F5_Residential_Multi-Family Moderate Income_New_Secondary Heating_Natural Gas_Fireplace_E4 | F5 | Residential | Multi-Family Moderate Income | New | Secondary Heating | Natural Gas | Fireplace | E4 | RIM BC Ratio | 0 | 0 | 0 | 0 | 0 | 0 | 0 | 0 | 0 | 0 | 0 | 0 | 0 | 0 | 0 | 0 | 0 | 0 | 0 | 0 | 0 | 0 | 0 | 0 | 0 | 0 | 0 | 0 | 0 | 0 | 0 | 0 | 0
F5_Residential_Multi-Family Moderate Income_New_Secondary Heating_Natural Gas_Fireplace_E5 | F5 | Residential | Multi-Family Moderate Income | New | Secondary Heating | Natural Gas | Fireplace | E5 | RIM BC Ratio | 0 | 0 | 0 | 0 | 0 | 0 | 0 | 0 | 0 | 0 | 0 | 0 | 0 | 0 | 0 | 0 | 0 | 0 | 0 | 0 | 0 | 0 | 0 | 0 | 0 | 0 | 0 | 0 | 0 | 0 | 0 | 0 | 0
F5_Residential_Multi-Family Moderate Income_New_Secondary Heating_Natural Gas_Fireplace_E6 | F5 | Residential | Multi-Family Moderate Income | New | Secondary Heating | Natural Gas | Fireplace | E6 | RIM BC Ratio | 0 | 0 | 0 | 0 | 0 | 0 | 0 | 0 | 0 | 0 | 0 | 0 | 0 | 0 | 0 | 0 | 0 | 0 | 0 | 0 | 0 | 0 | 0 | 0 | 0 | 0 | 0 | 0 | 0 | 0 | 0 | 0 | 0
F5_Residential_Multi-Family Moderate Income_New_Secondary Heating_Natural Gas_Fireplace_E7 | F5 | Residential | Multi-Family Moderate Income | New | Secondary Heating | Natural Gas | Fireplace | E7 | RIM BC Ratio | 0 | 0 | 0 | 0 | 0 | 0 | 0 | 0 | 0 | 0 | 0 | 0 | 0 | 0 | 0 | 0 | 0 | 0 | 0 | 0 | 0 | 0 | 0 | 0 | 0 | 0 | 0 | 0 | 0 | 0 | 0 | 0 | 0
F5_Residential_Multi-Family Moderate Income_New_Secondary Heating_Natural Gas_Fireplace_E8 | F5 | Residential | Multi-Family Moderate Income | New | Secondary Heating | Natural Gas | Fireplace | E8 | RIM BC Ratio | 0 | 0 | 0 | 0 | 0 | 0 | 0 | 0 | 0 | 0 | 0 | 0 | 0 | 0 | 0 | 0 | 0 | 0 | 0 | 0 | 0 | 0 | 0 | 0 | 0 | 0 | 0 | 0 | 0 | 0 | 0 | 0 | 0
F5_Residential_Multi-Family Moderate Income_New_Secondary Heating_Natural Gas_Fireplace_E9 | F5 | Residential | Multi-Family Moderate Income | New | Secondary Heating | Natural Gas | Fireplace | E9 | RIM BC Ratio | 0 | 0 | 0 | 0 | 0 | 0 | 0 | 0 | 0 | 0 | 0 | 0 | 0 | 0 | 0 | 0 | 0 | 0 | 0 | 0 | 0 | 0 | 0 | 0 | 0 | 0 | 0 | 0 | 0 | 0 | 0 | 0 | 0
F5_Residential_Multi-Family Moderate Income_New_Secondary Heating_Natural Gas_Fireplace_E10 | F5 | Residential | Multi-Family Moderate Income | New | Secondary Heating | Natural Gas | Fireplace | E10 | RIM BC Ratio | 0 | 0 | 0 | 0 | 0 | 0 | 0 | 0 | 0 | 0 | 0 | 0 | 0 | 0 | 0 | 0 | 0 | 0 | 0 | 0 | 0 | 0 | 0 | 0 | 0 | 0 | 0 | 0 | 0 | 0 | 0 | 0 | 0
F0_Residential_Multi-Family Moderate Income_New_Water Heating_Natural Gas_Water Heater (<= 55 gal)_E0 | F0 | Residential | Multi-Family Moderate Income | New | Water Heating | Natural Gas | Water Heater (<= 55 gal) | E0 | Economic Unit | UEF 0.58 (Standard) | UEF 0.58 (Standard) | UEF 0.58 (Standard) | UEF 0.64 (ENERGY STAR 4.0) | UEF 0.64 (ENERGY STAR 4.0) | UEF 1.0+ (Gas-Fired HPWH) | UEF 1.0+ (Gas-Fired HPWH) | UEF 1.0+ (Gas-Fired HPWH) | UEF 1.0+ (Gas-Fired HPWH) | UEF 1.0+ (Gas-Fired HPWH) | UEF 1.0+ (Gas-Fired HPWH) | UEF 1.0+ (Gas-Fired HPWH) | UEF 1.0+ (Gas-Fired HPWH) | UEF 1.0+ (Gas-Fired HPWH) | UEF 1.0+ (Gas-Fired HPWH) | UEF 1.0+ (Gas-Fired HPWH) | UEF 1.0+ (Gas-Fired HPWH) | UEF 1.0+ (Gas-Fired HPWH) | UEF 1.0+ (Gas-Fired HPWH) | UEF 1.0+ (Gas-Fired HPWH) | UEF 1.0+ (Gas-Fired HPWH) | UEF 1.0+ (Gas-Fired HPWH) | UEF 1.0+ (Gas-Fired HPWH) | UEF 1.0+ (Gas-Fired HPWH) | UEF 1.0+ (Gas-Fired HPWH) | UEF 1.0+ (Gas-Fired HPWH) | UEF 1.0+ (Gas-Fired HPWH) | UEF 1.0+ (Gas-Fired HPWH) | UEF 1.0+ (Gas-Fired HPWH) | UEF 1.0+ (Gas-Fired HPWH) | UEF 1.0+ (Gas-Fired HPWH) | UEF 1.0+ (Gas-Fired HPWH) | UEF 1.0+ (Gas-Fired HPWH)
F1_Residential_Multi-Family Moderate Income_New_Water Heating_Natural Gas_Water Heater (<= 55 gal)_E1 | F1 | Residential | Multi-Family Moderate Income | New | Water Heating | Natural Gas | Water Heater (<= 55 gal) | E1 | CCE | 0 | 0 | 0 | 0 | 0 | 0 | 0 | 0 | 0 | 0 | 0 | 0 | 0 | 0 | 0 | 0 | 0 | 0 | 0 | 0 | 0 | 0 | 0 | 0 | 0 | 0 | 0 | 0 | 0 | 0 | 0 | 0 | 0
F1_Residential_Multi-Family Moderate Income_New_Water Heating_Natural Gas_Water Heater (<= 55 gal)_E2 | F1 | Residential | Multi-Family Moderate Income | New | Water Heating | Natural Gas | Water Heater (<= 55 gal) | E2 | CCE | 1.3232 | 1.364 | 1.3363 | 1.225 | 1.225 | 0 | 0 | 0 | 0 | 0 | 0 | 0 | 0 | 0 | 0 | 0 | 0 | 0 | 0 | 0 | 0 | 0 | 0 | 0 | 0 | 0 | 0 | 0 | 0 | 0 | 0 | 0 | 0
F1_Residential_Multi-Family Moderate Income_New_Water Heating_Natural Gas_Water Heater (<= 55 gal)_E3 | F1 | Residential | Multi-Family Moderate Income | New | Water Heating | Natural Gas | Water Heater (<= 55 gal) | E3 | CCE | 7.4455 | 7.6746 | 7.5188 | 6.8928 | 6.8928 | 0 | 0 | 0 | 0 | 0 | 0 | 0 | 0 | 0 | 0 | 0 | 0 | 0 | 0 | 0 | 0 | 0 | 0 | 0 | 0 | 0 | 0 | 0 | 0 | 0 | 0 | 0 | 0
F1_Residential_Multi-Family Moderate Income_New_Water Heating_Natural Gas_Water Heater (<= 55 gal)_E4 | F1 | Residential | Multi-Family Moderate Income | New | Water Heating | Natural Gas | Water Heater (<= 55 gal) | E4 | CCE | 1.3789 | 1.4214 | 1.3925 | 1.2766 | 1.2766 | 0 | 0 | 0 | 0 | 0 | 0 | 0 | 0 | 0 | 0 | 0 | 0 | 0 | 0 | 0 | 0 | 0 | 0 | 0 | 0 | 0 | 0 | 0 | 0 | 0 | 0 | 0 | 0
F1_Residential_Multi-Family Moderate Income_New_Water Heating_Natural Gas_Water Heater (<= 55 gal)_E5 | F1 | Residential | Multi-Family Moderate Income | New | Water Heating | Natural Gas | Water Heater (<= 55 gal) | E5 | CCE | 1.7955 | 1.8507 | 1.8131 | 1.6622 | 1.6622 | 0 | 0 | 0 | 0 | 0 | 0 | 0 | 0 | 0 | 0 | 0 | 0 | 0 | 0 | 0 | 0 | 0 | 0 | 0 | 0 | 0 | 0 | 0 | 0 | 0 | 0 | 0 | 0
F1_Residential_Multi-Family Moderate Income_New_Water Heating_Natural Gas_Water Heater (<= 55 gal)_E6 | F1 | Residential | Multi-Family Moderate Income | New | Water Heating | Natural Gas | Water Heater (<= 55 gal) | E6 | CCE | 7.7148 | 7.9522 | 7.7907 | 7.142 | 7.142 | 0 | 0 | 0 | 0 | 0 | 0 | 0 | 0 | 0 | 0 | 0 | 0 | 0 | 0 | 0 | 0 | 0 | 0 | 0 | 0 | 0 | 0 | 0 | 0 | 0 | 0 | 0 | 0
F1_Residential_Multi-Family Moderate Income_New_Water Heating_Natural Gas_Water Heater (<= 55 gal)_E7 | F1 | Residential | Multi-Family Moderate Income | New | Water Heating | Natural Gas | Water Heater (<= 55 gal) | E7 | CCE | 0 | 0 | 0 | 0 | 7.216 | 7.5476 | 7.5476 | 7.5476 | 7.5476 | 7.5476 | 7.5476 | 7.5476 | 7.5476 | 7.5476 | 7.5476 | 7.5476 | 7.5476 | 7.5476 | 7.5476 | 7.5476 | 7.5476 | 7.5476 | 7.5476 | 7.5476 | 7.5476 | 7.5476 | 7.5476 | 7.5476 | 7.5476 | 7.5476 | 7.5476 | 7.5476 | 7.5476
F1_Residential_Multi-Family Moderate Income_New_Water Heating_Natural Gas_Water Heater (<= 55 gal)_E8 | F1 | Residential | Multi-Family Moderate Income | New | Water Heating | Natural Gas | Water Heater (<= 55 gal) | E8 | CCE | 0 | 0 | 0 | 0 | 0 | 0 | 0 | 0 | 0 | 0 | 0 | 0 | 0 | 0 | 0 | 0 | 0 | 0 | 0 | 0 | 0 | 0 | 0 | 0 | 0 | 0 | 0 | 0 | 0 | 0 | 0 | 0 | 0
F1_Residential_Multi-Family Moderate Income_New_Water Heating_Natural Gas_Water Heater (<= 55 gal)_E9 | F1 | Residential | Multi-Family Moderate Income | New | Water Heating | Natural Gas | Water Heater (<= 55 gal) | E9 | CCE | 0 | 0 | 0 | 0 | 0 | 0 | 0 | 0 | 0 | 0 | 0 | 0 | 0 | 0 | 0 | 0 | 0 | 0 | 0 | 0 | 0 | 0 | 0 | 0 | 0 | 0 | 0 | 0 | 0 | 0 | 0 | 0 | 0
F1_Residential_Multi-Family Moderate Income_New_Water Heating_Natural Gas_Water Heater (<= 55 gal)_E10 | F1 | Residential | Multi-Family Moderate Income | New | Water Heating | Natural Gas | Water Heater (<= 55 gal) | E10 | CCE | 0 | 0 | 0 | 0 | 0 | 0 | 0 | 0 | 0 | 0 | 0 | 0 | 0 | 0 | 0 | 0 | 0 | 0 | 0 | 0 | 0 | 0 | 0 | 0 | 0 | 0 | 0 | 0 | 0 | 0 | 0 | 0 | 0
F2_Residential_Multi-Family Moderate Income_New_Water Heating_Natural Gas_Water Heater (<= 55 gal)_E1 | F2 | Residential | Multi-Family Moderate Income | New | Water Heating | Natural Gas | Water Heater (<= 55 gal) | E1 | TRC BC Ratio | 1 | 1 | 1 | 1 | 1 | 0 | 0 | 0 | 0 | 0 | 0 | 0 | 0 | 0 | 0 | 0 | 0 | 0 | 0 | 0 | 0 | 0 | 0 | 0 | 0 | 0 | 0 | 0 | 0 | 0 | 0 | 0 | 0
F2_Residential_Multi-Family Moderate Income_New_Water Heating_Natural Gas_Water Heater (<= 55 gal)_E2 | F2 | Residential | Multi-Family Moderate Income | New | Water Heating | Natural Gas | Water Heater (<= 55 gal) | E2 | TRC BC Ratio | 0.98786 | 0.99076 | 0.99724 | 1.0027 | 1.0005 | 0 | 0 | 0 | 0 | 0 | 0 | 0 | 0 | 0 | 0 | 0 | 0 | 0 | 0 | 0 | 0 | 0 | 0 | 0 | 0 | 0 | 0 | 0 | 0 | 0 | 0 | 0 | 0
F2_Residential_Multi-Family Moderate Income_New_Water Heating_Natural Gas_Water Heater (<= 55 gal)_E3 | F2 | Residential | Multi-Family Moderate Income | New | Water Heating | Natural Gas | Water Heater (<= 55 gal) | E3 | TRC BC Ratio | 0.17557 | 0.17608 | 0.17723 | 0.1782 | 0.17781 | 0 | 0 | 0 | 0 | 0 | 0 | 0 | 0 | 0 | 0 | 0 | 0 | 0 | 0 | 0 | 0 | 0 | 0 | 0 | 0 | 0 | 0 | 0 | 0 | 0 | 0 | 0 | 0
F2_Residential_Multi-Family Moderate Income_New_Water Heating_Natural Gas_Water Heater (<= 55 gal)_E4 | F2 | Residential | Multi-Family Moderate Income | New | Water Heating | Natural Gas | Water Heater (<= 55 gal) | E4 | TRC BC Ratio | 0.90891 | 0.90728 | 0.9109 | 0.91279 | 0.90312 | 0 | 0 | 0 | 0 | 0 | 0 | 0 | 0 | 0 | 0 | 0 | 0 | 0 | 0 | 0 | 0 | 0 | 0 | 0 | 0 | 0 | 0 | 0 | 0 | 0 | 0 | 0 | 0
F2_Residential_Multi-Family Moderate Income_New_Water Heating_Natural Gas_Water Heater (<= 55 gal)_E5 | F2 | Residential | Multi-Family Moderate Income | New | Water Heating | Natural Gas | Water Heater (<= 55 gal) | E5 | TRC BC Ratio | 0.70169 | 0.70085 | 0.70387 | 0.70564 | 0.69891 | 0 | 0 | 0 | 0 | 0 | 0 | 0 | 0 | 0 | 0 | 0 | 0 | 0 | 0 | 0 | 0 | 0 | 0 | 0 | 0 | 0 | 0 | 0 | 0 | 0 | 0 | 0 | 0
F2_Residential_Multi-Family Moderate Income_New_Water Heating_Natural Gas_Water Heater (<= 55 gal)_E6 | F2 | Residential | Multi-Family Moderate Income | New | Water Heating | Natural Gas | Water Heater (<= 55 gal) | E6 | TRC BC Ratio | 0.16944 | 0.16994 | 0.17105 | 0.17198 | 0.1716 | 1 | 1 | 1 | 1 | 1 | 1 | 1 | 1 | 1 | 1 | 1 | 1 | 1 | 1 | 1 | 1 | 1 | 1 | 1 | 1 | 1 | 1 | 1 | 1 | 1 | 1 | 1 | 1
F2_Residential_Multi-Family Moderate Income_New_Water Heating_Natural Gas_Water Heater (<= 55 gal)_E7 | F2 | Residential | Multi-Family Moderate Income | New | Water Heating | Natural Gas | Water Heater (<= 55 gal) | E7 | TRC BC Ratio | 0 | 0 | 0 | 0 | 0.17138 | 0.17136 | 0.17335 | 0.17491 | 0.17678 | 0.17863 | 0.18054 | 0.18238 | 0.18438 | 0.18665 | 0.1892 | 0.19213 | 0.19542 | 0.19869 | 0.20172 | 0.20447 | 0.20674 | 0.20849 | 0.20947 | 0.20979 | 0.2099 | 0.20992 | 0.20997 | 0.21009 | 0.20994 | 0.20961 | 0.20893 | 0.20808 | 0.20693
F2_Residential_Multi-Family Moderate Income_New_Water Heating_Natural Gas_Water Heater (<= 55 gal)_E8 | F2 | Residential | Multi-Family Moderate Income | New | Water Heating | Natural Gas | Water Heater (<= 55 gal) | E8 | TRC BC Ratio | 0 | 0 | 0 | 0 | 0 | 0 | 0 | 0 | 0 | 0 | 0 | 0 | 0 | 0 | 0 | 0 | 0 | 0 | 0 | 0 | 0 | 0 | 0 | 0 | 0 | 0 | 0 | 0 | 0 | 0 | 0 | 0 | 0
F2_Residential_Multi-Family Moderate Income_New_Water Heating_Natural Gas_Water Heater (<= 55 gal)_E9 | F2 | Residential | Multi-Family Moderate Income | New | Water Heating | Natural Gas | Water Heater (<= 55 gal) | E9 | TRC BC Ratio | 0 | 0 | 0 | 0 | 0 | 0 | 0 | 0 | 0 | 0 | 0 | 0 | 0 | 0 | 0 | 0 | 0 | 0 | 0 | 0 | 0 | 0 | 0 | 0 | 0 | 0 | 0 | 0 | 0 | 0 | 0 | 0 | 0
F2_Residential_Multi-Family Moderate Income_New_Water Heating_Natural Gas_Water Heater (<= 55 gal)_E10 | F2 | Residential | Multi-Family Moderate Income | New | Water Heating | Natural Gas | Water Heater (<= 55 gal) | E10 | TRC BC Ratio | 0 | 0 | 0 | 0 | 0 | 0 | 0 | 0 | 0 | 0 | 0 | 0 | 0 | 0 | 0 | 0 | 0 | 0 | 0 | 0 | 0 | 0 | 0 | 0 | 0 | 0 | 0 | 0 | 0 | 0 | 0 | 0 | 0
F3_Residential_Multi-Family Moderate Income_New_Water Heating_Natural Gas_Water Heater (<= 55 gal)_E1 | F3 | Residential | Multi-Family Moderate Income | New | Water Heating | Natural Gas | Water Heater (<= 55 gal) | E1 | PACT BC Ratio | 1 | 1 | 1 | 1 | 1 | 0 | 0 | 0 | 0 | 0 | 0 | 0 | 0 | 0 | 0 | 0 | 0 | 0 | 0 | 0 | 0 | 0 | 0 | 0 | 0 | 0 | 0 | 0 | 0 | 0 | 0 | 0 | 0
F3_Residential_Multi-Family Moderate Income_New_Water Heating_Natural Gas_Water Heater (<= 55 gal)_E2 | F3 | Residential | Multi-Family Moderate Income | New | Water Heating | Natural Gas | Water Heater (<= 55 gal) | E2 | PACT BC Ratio | 0.98786 | 0.99076 | 0.99724 | 1.0027 | 1.0005 | 0 | 0 | 0 | 0 | 0 | 0 | 0 | 0 | 0 | 0 | 0 | 0 | 0 | 0 | 0 | 0 | 0 | 0 | 0 | 0 | 0 | 0 | 0 | 0 | 0 | 0 | 0 | 0
F3_Residential_Multi-Family Moderate Income_New_Water Heating_Natural Gas_Water Heater (<= 55 gal)_E3 | F3 | Residential | Multi-Family Moderate Income | New | Water Heating | Natural Gas | Water Heater (<= 55 gal) | E3 | PACT BC Ratio | 0.17557 | 0.17608 | 0.17723 | 0.1782 | 0.17781 | 0 | 0 | 0 | 0 | 0 | 0 | 0 | 0 | 0 | 0 | 0 | 0 | 0 | 0 | 0 | 0 | 0 | 0 | 0 | 0 | 0 | 0 | 0 | 0 | 0 | 0 | 0 | 0
F3_Residential_Multi-Family Moderate Income_New_Water Heating_Natural Gas_Water Heater (<= 55 gal)_E4 | F3 | Residential | Multi-Family Moderate Income | New | Water Heating | Natural Gas | Water Heater (<= 55 gal) | E4 | PACT BC Ratio | 0.90891 | 0.90728 | 0.9109 | 0.91279 | 0.90312 | 0 | 0 | 0 | 0 | 0 | 0 | 0 | 0 | 0 | 0 | 0 | 0 | 0 | 0 | 0 | 0 | 0 | 0 | 0 | 0 | 0 | 0 | 0 | 0 | 0 | 0 | 0 | 0
F3_Residential_Multi-Family Moderate Income_New_Water Heating_Natural Gas_Water Heater (<= 55 gal)_E5 | F3 | Residential | Multi-Family Moderate Income | New | Water Heating | Natural Gas | Water Heater (<= 55 gal) | E5 | PACT BC Ratio | 0.70169 | 0.70085 | 0.70387 | 0.70564 | 0.69891 | 0 | 0 | 0 | 0 | 0 | 0 | 0 | 0 | 0 | 0 | 0 | 0 | 0 | 0 | 0 | 0 | 0 | 0 | 0 | 0 | 0 | 0 | 0 | 0 | 0 | 0 | 0 | 0
F3_Residential_Multi-Family Moderate Income_New_Water Heating_Natural Gas_Water Heater (<= 55 gal)_E6 | F3 | Residential | Multi-Family Moderate Income | New | Water Heating | Natural Gas | Water Heater (<= 55 gal) | E6 | PACT BC Ratio | 0.16944 | 0.16994 | 0.17105 | 0.17198 | 0.1716 | 1 | 1 | 1 | 1 | 1 | 1 | 1 | 1 | 1 | 1 | 1 | 1 | 1 | 1 | 1 | 1 | 1 | 1 | 1 | 1 | 1 | 1 | 1 | 1 | 1 | 1 | 1 | 1
F3_Residential_Multi-Family Moderate Income_New_Water Heating_Natural Gas_Water Heater (<= 55 gal)_E7 | F3 | Residential | Multi-Family Moderate Income | New | Water Heating | Natural Gas | Water Heater (<= 55 gal) | E7 | PACT BC Ratio | 0 | 0 | 0 | 0 | 0.17138 | 0.17136 | 0.17335 | 0.17491 | 0.17678 | 0.17863 | 0.18054 | 0.18238 | 0.18438 | 0.18665 | 0.1892 | 0.19213 | 0.19542 | 0.19869 | 0.20172 | 0.20447 | 0.20674 | 0.20849 | 0.20947 | 0.20979 | 0.2099 | 0.20992 | 0.20997 | 0.21009 | 0.20994 | 0.20961 | 0.20893 | 0.20808 | 0.20693
F3_Residential_Multi-Family Moderate Income_New_Water Heating_Natural Gas_Water Heater (<= 55 gal)_E8 | F3 | Residential | Multi-Family Moderate Income | New | Water Heating | Natural Gas | Water Heater (<= 55 gal) | E8 | PACT BC Ratio | 0 | 0 | 0 | 0 | 0 | 0 | 0 | 0 | 0 | 0 | 0 | 0 | 0 | 0 | 0 | 0 | 0 | 0 | 0 | 0 | 0 | 0 | 0 | 0 | 0 | 0 | 0 | 0 | 0 | 0 | 0 | 0 | 0
F3_Residential_Multi-Family Moderate Income_New_Water Heating_Natural Gas_Water Heater (<= 55 gal)_E9 | F3 | Residential | Multi-Family Moderate Income | New | Water Heating | Natural Gas | Water Heater (<= 55 gal) | E9 | PACT BC Ratio | 0 | 0 | 0 | 0 | 0 | 0 | 0 | 0 | 0 | 0 | 0 | 0 | 0 | 0 | 0 | 0 | 0 | 0 | 0 | 0 | 0 | 0 | 0 | 0 | 0 | 0 | 0 | 0 | 0 | 0 | 0 | 0 | 0
F3_Residential_Multi-Family Moderate Income_New_Water Heating_Natural Gas_Water Heater (<= 55 gal)_E10 | F3 | Residential | Multi-Family Moderate Income | New | Water Heating | Natural Gas | Water Heater (<= 55 gal) | E10 | PACT BC Ratio | 0 | 0 | 0 | 0 | 0 | 0 | 0 | 0 | 0 | 0 | 0 | 0 | 0 | 0 | 0 | 0 | 0 | 0 | 0 | 0 | 0 | 0 | 0 | 0 | 0 | 0 | 0 | 0 | 0 | 0 | 0 | 0 | 0
F4_Residential_Multi-Family Moderate Income_New_Water Heating_Natural Gas_Water Heater (<= 55 gal)_E1 | F4 | Residential | Multi-Family Moderate Income | New | Water Heating | Natural Gas | Water Heater (<= 55 gal) | E1 | RVT BC Ratio | 1 | 1 | 1 | 1 | 1 | 0 | 0 | 0 | 0 | 0 | 0 | 0 | 0 | 0 | 0 | 0 | 0 | 0 | 0 | 0 | 0 | 0 | 0 | 0 | 0 | 0 | 0 | 0 | 0 | 0 | 0 | 0 | 0
F4_Residential_Multi-Family Moderate Income_New_Water Heating_Natural Gas_Water Heater (<= 55 gal)_E2 | F4 | Residential | Multi-Family Moderate Income | New | Water Heating | Natural Gas | Water Heater (<= 55 gal) | E2 | RVT BC Ratio | 2.1835 | 2.187 | 2.1948 | 2.2013 | 2.1986 | 0 | 0 | 0 | 0 | 0 | 0 | 0 | 0 | 0 | 0 | 0 | 0 | 0 | 0 | 0 | 0 | 0 | 0 | 0 | 0 | 0 | 0 | 0 | 0 | 0 | 0 | 0 | 0
F4_Residential_Multi-Family Moderate Income_New_Water Heating_Natural Gas_Water Heater (<= 55 gal)_E3 | F4 | Residential | Multi-Family Moderate Income | New | Water Heating | Natural Gas | Water Heater (<= 55 gal) | E3 | RVT BC Ratio | 1.2103 | 1.211 | 1.2123 | 1.2135 | 1.213 | 0 | 0 | 0 | 0 | 0 | 0 | 0 | 0 | 0 | 0 | 0 | 0 | 0 | 0 | 0 | 0 | 0 | 0 | 0 | 0 | 0 | 0 | 0 | 0 | 0 | 0 | 0 | 0
F4_Residential_Multi-Family Moderate Income_New_Water Heating_Natural Gas_Water Heater (<= 55 gal)_E4 | F4 | Residential | Multi-Family Moderate Income | New | Water Heating | Natural Gas | Water Heater (<= 55 gal) | E4 | RVT BC Ratio | 2.0889 | 2.087 | 2.0913 | 2.0936 | 2.082 | 0 | 0 | 0 | 0 | 0 | 0 | 0 | 0 | 0 | 0 | 0 | 0 | 0 | 0 | 0 | 0 | 0 | 0 | 0 | 0 | 0 | 0 | 0 | 0 | 0 | 0 | 0 | 0
F4_Residential_Multi-Family Moderate Income_New_Water Heating_Natural Gas_Water Heater (<= 55 gal)_E5 | F4 | Residential | Multi-Family Moderate Income | New | Water Heating | Natural Gas | Water Heater (<= 55 gal) | E5 | RVT BC Ratio | 1.8407 | 1.8397 | 1.8433 | 1.8454 | 1.8373 | 0 | 0 | 0 | 0 | 0 | 0 | 0 | 0 | 0 | 0 | 0 | 0 | 0 | 0 | 0 | 0 | 0 | 0 | 0 | 0 | 0 | 0 | 0 | 0 | 0 | 0 | 0 | 0
F4_Residential_Multi-Family Moderate Income_New_Water Heating_Natural Gas_Water Heater (<= 55 gal)_E6 | F4 | Residential | Multi-Family Moderate Income | New | Water Heating | Natural Gas | Water Heater (<= 55 gal) | E6 | RVT BC Ratio | 1.203 | 1.2036 | 1.2049 | 1.206 | 1.2056 | 1 | 1 | 1 | 1 | 1 | 1 | 1 | 1 | 1 | 1 | 1 | 1 | 1 | 1 | 1 | 1 | 1 | 1 | 1 | 1 | 1 | 1 | 1 | 1 | 1 | 1 | 1 | 1
F4_Residential_Multi-Family Moderate Income_New_Water Heating_Natural Gas_Water Heater (<= 55 gal)_E7 | F4 | Residential | Multi-Family Moderate Income | New | Water Heating | Natural Gas | Water Heater (<= 55 gal) | E7 | RVT BC Ratio | 0 | 0 | 0 | 0 | 1.2053 | 1.2053 | 1.2077 | 1.2096 | 1.2118 | 1.214 | 1.2163 | 1.2185 | 1.2209 | 1.2236 | 1.2267 | 1.2302 | 1.2341 | 1.238 | 1.2417 | 1.245 | 1.2477 | 1.2498 | 1.251 | 1.2513 | 1.2515 | 1.2515 | 1.2516 | 1.2517 | 1.2515 | 1.2511 | 1.2503 | 1.2493 | 1.2479
F4_Residential_Multi-Family Moderate Income_New_Water Heating_Natural Gas_Water Heater (<= 55 gal)_E8 | F4 | Residential | Multi-Family Moderate Income | New | Water Heating | Natural Gas | Water Heater (<= 55 gal) | E8 | RVT BC Ratio | 0 | 0 | 0 | 0 | 0 | 0 | 0 | 0 | 0 | 0 | 0 | 0 | 0 | 0 | 0 | 0 | 0 | 0 | 0 | 0 | 0 | 0 | 0 | 0 | 0 | 0 | 0 | 0 | 0 | 0 | 0 | 0 | 0
F4_Residential_Multi-Family Moderate Income_New_Water Heating_Natural Gas_Water Heater (<= 55 gal)_E9 | F4 | Residential | Multi-Family Moderate Income | New | Water Heating | Natural Gas | Water Heater (<= 55 gal) | E9 | RVT BC Ratio | 0 | 0 | 0 | 0 | 0 | 0 | 0 | 0 | 0 | 0 | 0 | 0 | 0 | 0 | 0 | 0 | 0 | 0 | 0 | 0 | 0 | 0 | 0 | 0 | 0 | 0 | 0 | 0 | 0 | 0 | 0 | 0 | 0
F4_Residential_Multi-Family Moderate Income_New_Water Heating_Natural Gas_Water Heater (<= 55 gal)_E10 | F4 | Residential | Multi-Family Moderate Income | New | Water Heating | Natural Gas | Water Heater (<= 55 gal) | E10 | RVT BC Ratio | 0 | 0 | 0 | 0 | 0 | 0 | 0 | 0 | 0 | 0 | 0 | 0 | 0 | 0 | 0 | 0 | 0 | 0 | 0 | 0 | 0 | 0 | 0 | 0 | 0 | 0 | 0 | 0 | 0 | 0 | 0 | 0 | 0
F5_Residential_Multi-Family Moderate Income_New_Water Heating_Natural Gas_Water Heater (<= 55 gal)_E1 | F5 | Residential | Multi-Family Moderate Income | New | Water Heating | Natural Gas | Water Heater (<= 55 gal) | E1 | RIM BC Ratio | 1 | 1 | 1 | 1 | 1 | 0 | 0 | 0 | 0 | 0 | 0 | 0 | 0 | 0 | 0 | 0 | 0 | 0 | 0 | 0 | 0 | 0 | 0 | 0 | 0 | 0 | 0 | 0 | 0 | 0 | 0 | 0 | 0
F5_Residential_Multi-Family Moderate Income_New_Water Heating_Natural Gas_Water Heater (<= 55 gal)_E2 | F5 | Residential | Multi-Family Moderate Income | New | Water Heating | Natural Gas | Water Heater (<= 55 gal) | E2 | RIM BC Ratio | 0.49735 | 0.49808 | 0.49971 | 0.50108 | 0.50052 | 0 | 0 | 0 | 0 | 0 | 0 | 0 | 0 | 0 | 0 | 0 | 0 | 0 | 0 | 0 | 0 | 0 | 0 | 0 | 0 | 0 | 0 | 0 | 0 | 0 | 0 | 0 | 0
F5_Residential_Multi-Family Moderate Income_New_Water Heating_Natural Gas_Water Heater (<= 55 gal)_E3 | F5 | Residential | Multi-Family Moderate Income | New | Water Heating | Natural Gas | Water Heater (<= 55 gal) | E3 | RIM BC Ratio | 0.14938 | 0.14975 | 0.15059 | 0.15129 | 0.151 | 0 | 0 | 0 | 0 | 0 | 0 | 0 | 0 | 0 | 0 | 0 | 0 | 0 | 0 | 0 | 0 | 0 | 0 | 0 | 0 | 0 | 0 | 0 | 0 | 0 | 0 | 0 | 0
F5_Residential_Multi-Family Moderate Income_New_Water Heating_Natural Gas_Water Heater (<= 55 gal)_E4 | F5 | Residential | Multi-Family Moderate Income | New | Water Heating | Natural Gas | Water Heater (<= 55 gal) | E4 | RIM BC Ratio | 0.47651 | 0.47606 | 0.47705 | 0.47757 | 0.47491 | 0 | 0 | 0 | 0 | 0 | 0 | 0 | 0 | 0 | 0 | 0 | 0 | 0 | 0 | 0 | 0 | 0 | 0 | 0 | 0 | 0 | 0 | 0 | 0 | 0 | 0 | 0 | 0
F5_Residential_Multi-Family Moderate Income_New_Water Heating_Natural Gas_Water Heater (<= 55 gal)_E5 | F5 | Residential | Multi-Family Moderate Income | New | Water Heating | Natural Gas | Water Heater (<= 55 gal) | E5 | RIM BC Ratio | 0.41262 | 0.41233 | 0.41338 | 0.41398 | 0.41166 | 0 | 0 | 0 | 0 | 0 | 0 | 0 | 0 | 0 | 0 | 0 | 0 | 0 | 0 | 0 | 0 | 0 | 0 | 0 | 0 | 0 | 0 | 0 | 0 | 0 | 0 | 0 | 0
F5_Residential_Multi-Family Moderate Income_New_Water Heating_Natural Gas_Water Heater (<= 55 gal)_E6 | F5 | Residential | Multi-Family Moderate Income | New | Water Heating | Natural Gas | Water Heater (<= 55 gal) | E6 | RIM BC Ratio | 0.14492 | 0.14529 | 0.1461 | 0.14678 | 0.1465 | 1 | 1 | 1 | 1 | 1 | 1 | 1 | 1 | 1 | 1 | 1 | 1 | 1 | 1 | 1 | 1 | 1 | 1 | 1 | 1 | 1 | 1 | 1 | 1 | 1 | 1 | 1 | 1
F5_Residential_Multi-Family Moderate Income_New_Water Heating_Natural Gas_Water Heater (<= 55 gal)_E7 | F5 | Residential | Multi-Family Moderate Income | New | Water Heating | Natural Gas | Water Heater (<= 55 gal) | E7 | RIM BC Ratio | 0 | 0 | 0 | 0 | 0.14634 | 0.14633 | 0.14778 | 0.14891 | 0.15026 | 0.1516 | 0.15297 | 0.15429 | 0.15572 | 0.15733 | 0.15914 | 0.16121 | 0.16352 | 0.1658 | 0.16791 | 0.16981 | 0.17137 | 0.17257 | 0.17324 | 0.17346 | 0.17353 | 0.17354 | 0.17358 | 0.17367 | 0.17356 | 0.17334 | 0.17287 | 0.17229 | 0.1715
F5_Residential_Multi-Family Moderate Income_New_Water Heating_Natural Gas_Water Heater (<= 55 gal)_E8 | F5 | Residential | Multi-Family Moderate Income | New | Water Heating | Natural Gas | Water Heater (<= 55 gal) | E8 | RIM BC Ratio | 0 | 0 | 0 | 0 | 0 | 0 | 0 | 0 | 0 | 0 | 0 | 0 | 0 | 0 | 0 | 0 | 0 | 0 | 0 | 0 | 0 | 0 | 0 | 0 | 0 | 0 | 0 | 0 | 0 | 0 | 0 | 0 | 0
F5_Residential_Multi-Family Moderate Income_New_Water Heating_Natural Gas_Water Heater (<= 55 gal)_E9 | F5 | Residential | Multi-Family Moderate Income | New | Water Heating | Natural Gas | Water Heater (<= 55 gal) | E9 | RIM BC Ratio | 0 | 0 | 0 | 0 | 0 | 0 | 0 | 0 | 0 | 0 | 0 | 0 | 0 | 0 | 0 | 0 | 0 | 0 | 0 | 0 | 0 | 0 | 0 | 0 | 0 | 0 | 0 | 0 | 0 | 0 | 0 | 0 | 0
F5_Residential_Multi-Family Moderate Income_New_Water Heating_Natural Gas_Water Heater (<= 55 gal)_E10 | F5 | Residential | Multi-Family Moderate Income | New | Water Heating | Natural Gas | Water Heater (<= 55 gal) | E10 | RIM BC Ratio | 0 | 0 | 0 | 0 | 0 | 0 | 0 | 0 | 0 | 0 | 0 | 0 | 0 | 0 | 0 | 0 | 0 | 0 | 0 | 0 | 0 | 0 | 0 | 0 | 0 | 0 | 0 | 0 | 0 | 0 | 0 | 0 | 0
F0_Residential_Multi-Family Moderate Income_New_Water Heating_Natural Gas_Water Heater (> 55 gal)_E0 | F0 | Residential | Multi-Family Moderate Income | New | Water Heating | Natural Gas | Water Heater (> 55 gal) | E0 | Economic Unit | UEF 0.76 (Standard) | UEF 0.76 (Standard) | UEF 0.76 (Standard) | UEF 0.76 (Standard) | UEF 0.76 (Standard) | UEF 1.0+ (Gas-Fired HPWH) | UEF 1.0+ (Gas-Fired HPWH) | UEF 1.0+ (Gas-Fired HPWH) | UEF 1.0+ (Gas-Fired HPWH) | UEF 1.0+ (Gas-Fired HPWH) | UEF 1.0+ (Gas-Fired HPWH) | UEF 1.0+ (Gas-Fired HPWH) | UEF 1.0+ (Gas-Fired HPWH) | UEF 1.0+ (Gas-Fired HPWH) | UEF 1.0+ (Gas-Fired HPWH) | UEF 1.0+ (Gas-Fired HPWH) | UEF 1.0+ (Gas-Fired HPWH) | UEF 1.0+ (Gas-Fired HPWH) | UEF 1.0+ (Gas-Fired HPWH) | UEF 1.0+ (Gas-Fired HPWH) | UEF 1.0+ (Gas-Fired HPWH) | UEF 1.0+ (Gas-Fired HPWH) | UEF 1.0+ (Gas-Fired HPWH) | UEF 1.0+ (Gas-Fired HPWH) | UEF 1.0+ (Gas-Fired HPWH) | UEF 1.0+ (Gas-Fired HPWH) | UEF 1.0+ (Gas-Fired HPWH) | UEF 1.0+ (Gas-Fired HPWH) | UEF 1.0+ (Gas-Fired HPWH) | UEF 1.0+ (Gas-Fired HPWH) | UEF 1.0+ (Gas-Fired HPWH) | UEF 1.0+ (Gas-Fired HPWH) | UEF 1.0+ (Gas-Fired HPWH)
F1_Residential_Multi-Family Moderate Income_New_Water Heating_Natural Gas_Water Heater (> 55 gal)_E1 | F1 | Residential | Multi-Family Moderate Income | New | Water Heating | Natural Gas | Water Heater (> 55 gal) | E1 | CCE | 0 | 0 | 0 | 0 | 0 | 0 | 0 | 0 | 0 | 0 | 0 | 0 | 0 | 0 | 0 | 0 | 0 | 0 | 0 | 0 | 0 | 0 | 0 | 0 | 0 | 0 | 0 | 0 | 0 | 0 | 0 | 0 | 0
F1_Residential_Multi-Family Moderate Income_New_Water Heating_Natural Gas_Water Heater (> 55 gal)_E2 | F1 | Residential | Multi-Family Moderate Income | New | Water Heating | Natural Gas | Water Heater (> 55 gal) | E2 | CCE | 5.5638 | 5.735 | 5.6186 | 5.1508 | 5.1508 | 0 | 0 | 0 | 0 | 0 | 0 | 0 | 0 | 0 | 0 | 0 | 0 | 0 | 0 | 0 | 0 | 0 | 0 | 0 | 0 | 0 | 0 | 0 | 0 | 0 | 0 | 0 | 0
F1_Residential_Multi-Family Moderate Income_New_Water Heating_Natural Gas_Water Heater (> 55 gal)_E3 | F1 | Residential | Multi-Family Moderate Income | New | Water Heating | Natural Gas | Water Heater (> 55 gal) | E3 | CCE | 39.3869 | 40.5988 | 39.7746 | 36.4628 | 36.4628 | 0 | 0 | 0 | 0 | 0 | 0 | 0 | 0 | 0 | 0 | 0 | 0 | 0 | 0 | 0 | 0 | 0 | 0 | 0 | 0 | 0 | 0 | 0 | 0 | 0 | 0 | 0 | 0
F1_Residential_Multi-Family Moderate Income_New_Water Heating_Natural Gas_Water Heater (> 55 gal)_E4 | F1 | Residential | Multi-Family Moderate Income | New | Water Heating | Natural Gas | Water Heater (> 55 gal) | E4 | CCE | 4.1807 | 4.3094 | 4.2219 | 3.8703 | 3.8703 | 0 | 0 | 0 | 0 | 0 | 0 | 0 | 0 | 0 | 0 | 0 | 0 | 0 | 0 | 0 | 0 | 0 | 0 | 0 | 0 | 0 | 0 | 0 | 0 | 0 | 0 | 0 | 0
F1_Residential_Multi-Family Moderate Income_New_Water Heating_Natural Gas_Water Heater (> 55 gal)_E5 | F1 | Residential | Multi-Family Moderate Income | New | Water Heating | Natural Gas | Water Heater (> 55 gal) | E5 | CCE | 4.5425 | 4.6823 | 4.5873 | 4.2053 | 4.2053 | 0 | 0 | 0 | 0 | 0 | 0 | 0 | 0 | 0 | 0 | 0 | 0 | 0 | 0 | 0 | 0 | 0 | 0 | 0 | 0 | 0 | 0 | 0 | 0 | 0 | 0 | 0 | 0
F1_Residential_Multi-Family Moderate Income_New_Water Heating_Natural Gas_Water Heater (> 55 gal)_E6 | F1 | Residential | Multi-Family Moderate Income | New | Water Heating | Natural Gas | Water Heater (> 55 gal) | E6 | CCE | 14.1952 | 14.632 | 14.3349 | 13.1414 | 13.1414 | 0 | 0 | 0 | 0 | 0 | 0 | 0 | 0 | 0 | 0 | 0 | 0 | 0 | 0 | 0 | 0 | 0 | 0 | 0 | 0 | 0 | 0 | 0 | 0 | 0 | 0 | 0 | 0
F1_Residential_Multi-Family Moderate Income_New_Water Heating_Natural Gas_Water Heater (> 55 gal)_E7 | F1 | Residential | Multi-Family Moderate Income | New | Water Heating | Natural Gas | Water Heater (> 55 gal) | E7 | CCE | 0 | 0 | 0 | 0 | 0 | 6.624 | 6.624 | 6.624 | 6.624 | 6.624 | 6.624 | 6.624 | 6.624 | 6.624 | 6.624 | 6.624 | 6.624 | 6.624 | 6.624 | 6.624 | 6.624 | 6.624 | 6.624 | 6.624 | 6.624 | 6.624 | 6.624 | 6.624 | 6.624 | 6.624 | 6.624 | 6.624 | 6.624
F1_Residential_Multi-Family Moderate Income_New_Water Heating_Natural Gas_Water Heater (> 55 gal)_E8 | F1 | Residential | Multi-Family Moderate Income | New | Water Heating | Natural Gas | Water Heater (> 55 gal) | E8 | CCE | 0 | 0 | 0 | 0 | 0 | 0 | 0 | 0 | 0 | 0 | 0 | 0 | 0 | 0 | 0 | 0 | 0 | 0 | 0 | 0 | 0 | 0 | 0 | 0 | 0 | 0 | 0 | 0 | 0 | 0 | 0 | 0 | 0
F1_Residential_Multi-Family Moderate Income_New_Water Heating_Natural Gas_Water Heater (> 55 gal)_E9 | F1 | Residential | Multi-Family Moderate Income | New | Water Heating | Natural Gas | Water Heater (> 55 gal) | E9 | CCE | 0 | 0 | 0 | 0 | 0 | 0 | 0 | 0 | 0 | 0 | 0 | 0 | 0 | 0 | 0 | 0 | 0 | 0 | 0 | 0 | 0 | 0 | 0 | 0 | 0 | 0 | 0 | 0 | 0 | 0 | 0 | 0 | 0
F1_Residential_Multi-Family Moderate Income_New_Water Heating_Natural Gas_Water Heater (> 55 gal)_E10 | F1 | Residential | Multi-Family Moderate Income | New | Water Heating | Natural Gas | Water Heater (> 55 gal) | E10 | CCE | 0 | 0 | 0 | 0 | 0 | 0 | 0 | 0 | 0 | 0 | 0 | 0 | 0 | 0 | 0 | 0 | 0 | 0 | 0 | 0 | 0 | 0 | 0 | 0 | 0 | 0 | 0 | 0 | 0 | 0 | 0 | 0 | 0
F2_Residential_Multi-Family Moderate Income_New_Water Heating_Natural Gas_Water Heater (> 55 gal)_E1 | F2 | Residential | Multi-Family Moderate Income | New | Water Heating | Natural Gas | Water Heater (> 55 gal) | E1 | TRC BC Ratio | 1 | 1 | 1 | 1 | 1 | 0 | 0 | 0 | 0 | 0 | 0 | 0 | 0 | 0 | 0 | 0 | 0 | 0 | 0 | 0 | 0 | 0 | 0 | 0 | 0 | 0 | 0 | 0 | 0 | 0 | 0 | 0 | 0
F2_Residential_Multi-Family Moderate Income_New_Water Heating_Natural Gas_Water Heater (> 55 gal)_E2 | F2 | Residential | Multi-Family Moderate Income | New | Water Heating | Natural Gas | Water Heater (> 55 gal) | E2 | TRC BC Ratio | 0.23494 | 0.23563 | 0.23717 | 0.23847 | 0.23794 | 0 | 0 | 0 | 0 | 0 | 0 | 0 | 0 | 0 | 0 | 0 | 0 | 0 | 0 | 0 | 0 | 0 | 0 | 0 | 0 | 0 | 0 | 0 | 0 | 0 | 0 | 0 | 0
F2_Residential_Multi-Family Moderate Income_New_Water Heating_Natural Gas_Water Heater (> 55 gal)_E3 | F2 | Residential | Multi-Family Moderate Income | New | Water Heating | Natural Gas | Water Heater (> 55 gal) | E3 | TRC BC Ratio | 0.033188 | 0.033286 | 0.033504 | 0.033687 | 0.033612 | 0 | 0 | 0 | 0 | 0 | 0 | 0 | 0 | 0 | 0 | 0 | 0 | 0 | 0 | 0 | 0 | 0 | 0 | 0 | 0 | 0 | 0 | 0 | 0 | 0 | 0 | 0 | 0
F2_Residential_Multi-Family Moderate Income_New_Water Heating_Natural Gas_Water Heater (> 55 gal)_E4 | F2 | Residential | Multi-Family Moderate Income | New | Water Heating | Natural Gas | Water Heater (> 55 gal) | E4 | TRC BC Ratio | 0.26817 | 0.26408 | 0.26316 | 0.26107 | 0.25178 | 0 | 0 | 0 | 0 | 0 | 0 | 0 | 0 | 0 | 0 | 0 | 0 | 0 | 0 | 0 | 0 | 0 | 0 | 0 | 0 | 0 | 0 | 0 | 0 | 0 | 0 | 0 | 0
F2_Residential_Multi-Family Moderate Income_New_Water Heating_Natural Gas_Water Heater (> 55 gal)_E5 | F2 | Residential | Multi-Family Moderate Income | New | Water Heating | Natural Gas | Water Heater (> 55 gal) | E5 | TRC BC Ratio | 0.25773 | 0.25519 | 0.25508 | 0.25409 | 0.24765 | 0 | 0 | 0 | 0 | 0 | 0 | 0 | 0 | 0 | 0 | 0 | 0 | 0 | 0 | 0 | 0 | 0 | 0 | 0 | 0 | 0 | 0 | 0 | 0 | 0 | 0 | 0 | 0
F2_Residential_Multi-Family Moderate Income_New_Water Heating_Natural Gas_Water Heater (> 55 gal)_E6 | F2 | Residential | Multi-Family Moderate Income | New | Water Heating | Natural Gas | Water Heater (> 55 gal) | E6 | TRC BC Ratio | 0.092086 | 0.092356 | 0.092961 | 0.09347 | 0.093263 | 1 | 1 | 1 | 1 | 1 | 1 | 1 | 1 | 1 | 1 | 1 | 1 | 1 | 1 | 1 | 1 | 1 | 1 | 1 | 1 | 1 | 1 | 1 | 1 | 1 | 1 | 1 | 1
F2_Residential_Multi-Family Moderate Income_New_Water Heating_Natural Gas_Water Heater (> 55 gal)_E7 | F2 | Residential | Multi-Family Moderate Income | New | Water Heating | Natural Gas | Water Heater (> 55 gal) | E7 | TRC BC Ratio | 0 | 0 | 0 | 0 | 0 | 0.19526 | 0.19752 | 0.1993 | 0.20143 | 0.20354 | 0.20572 | 0.20781 | 0.21009 | 0.21267 | 0.21558 | 0.21892 | 0.22267 | 0.22639 | 0.22985 | 0.23298 | 0.23556 | 0.23756 | 0.23867 | 0.23904 | 0.23917 | 0.23918 | 0.23924 | 0.23939 | 0.23922 | 0.23884 | 0.23806 | 0.2371 | 0.23578
F2_Residential_Multi-Family Moderate Income_New_Water Heating_Natural Gas_Water Heater (> 55 gal)_E8 | F2 | Residential | Multi-Family Moderate Income | New | Water Heating | Natural Gas | Water Heater (> 55 gal) | E8 | TRC BC Ratio | 0 | 0 | 0 | 0 | 0 | 0 | 0 | 0 | 0 | 0 | 0 | 0 | 0 | 0 | 0 | 0 | 0 | 0 | 0 | 0 | 0 | 0 | 0 | 0 | 0 | 0 | 0 | 0 | 0 | 0 | 0 | 0 | 0
F2_Residential_Multi-Family Moderate Income_New_Water Heating_Natural Gas_Water Heater (> 55 gal)_E9 | F2 | Residential | Multi-Family Moderate Income | New | Water Heating | Natural Gas | Water Heater (> 55 gal) | E9 | TRC BC Ratio | 0 | 0 | 0 | 0 | 0 | 0 | 0 | 0 | 0 | 0 | 0 | 0 | 0 | 0 | 0 | 0 | 0 | 0 | 0 | 0 | 0 | 0 | 0 | 0 | 0 | 0 | 0 | 0 | 0 | 0 | 0 | 0 | 0
F2_Residential_Multi-Family Moderate Income_New_Water Heating_Natural Gas_Water Heater (> 55 gal)_E10 | F2 | Residential | Multi-Family Moderate Income | New | Water Heating | Natural Gas | Water Heater (> 55 gal) | E10 | TRC BC Ratio | 0 | 0 | 0 | 0 | 0 | 0 | 0 | 0 | 0 | 0 | 0 | 0 | 0 | 0 | 0 | 0 | 0 | 0 | 0 | 0 | 0 | 0 | 0 | 0 | 0 | 0 | 0 | 0 | 0 | 0 | 0 | 0 | 0
F3_Residential_Multi-Family Moderate Income_New_Water Heating_Natural Gas_Water Heater (> 55 gal)_E1 | F3 | Residential | Multi-Family Moderate Income | New | Water Heating | Natural Gas | Water Heater (> 55 gal) | E1 | PACT BC Ratio | 1 | 1 | 1 | 1 | 1 | 0 | 0 | 0 | 0 | 0 | 0 | 0 | 0 | 0 | 0 | 0 | 0 | 0 | 0 | 0 | 0 | 0 | 0 | 0 | 0 | 0 | 0 | 0 | 0 | 0 | 0 | 0 | 0
F3_Residential_Multi-Family Moderate Income_New_Water Heating_Natural Gas_Water Heater (> 55 gal)_E2 | F3 | Residential | Multi-Family Moderate Income | New | Water Heating | Natural Gas | Water Heater (> 55 gal) | E2 | PACT BC Ratio | 0.29888 | 0.29976 | 0.30172 | 0.30337 | 0.3027 | 0 | 0 | 0 | 0 | 0 | 0 | 0 | 0 | 0 | 0 | 0 | 0 | 0 | 0 | 0 | 0 | 0 | 0 | 0 | 0 | 0 | 0 | 0 | 0 | 0 | 0 | 0 | 0
F3_Residential_Multi-Family Moderate Income_New_Water Heating_Natural Gas_Water Heater (> 55 gal)_E3 | F3 | Residential | Multi-Family Moderate Income | New | Water Heating | Natural Gas | Water Heater (> 55 gal) | E3 | PACT BC Ratio | 0.04222 | 0.042344 | 0.042621 | 0.042854 | 0.042759 | 0 | 0 | 0 | 0 | 0 | 0 | 0 | 0 | 0 | 0 | 0 | 0 | 0 | 0 | 0 | 0 | 0 | 0 | 0 | 0 | 0 | 0 | 0 | 0 | 0 | 0 | 0 | 0
F3_Residential_Multi-Family Moderate Income_New_Water Heating_Natural Gas_Water Heater (> 55 gal)_E4 | F3 | Residential | Multi-Family Moderate Income | New | Water Heating | Natural Gas | Water Heater (> 55 gal) | E4 | PACT BC Ratio | 0.34115 | 0.33594 | 0.33477 | 0.33212 | 0.3203 | 0 | 0 | 0 | 0 | 0 | 0 | 0 | 0 | 0 | 0 | 0 | 0 | 0 | 0 | 0 | 0 | 0 | 0 | 0 | 0 | 0 | 0 | 0 | 0 | 0 | 0 | 0 | 0
F3_Residential_Multi-Family Moderate Income_New_Water Heating_Natural Gas_Water Heater (> 55 gal)_E5 | F3 | Residential | Multi-Family Moderate Income | New | Water Heating | Natural Gas | Water Heater (> 55 gal) | E5 | PACT BC Ratio | 0.32787 | 0.32464 | 0.32449 | 0.32324 | 0.31504 | 0 | 0 | 0 | 0 | 0 | 0 | 0 | 0 | 0 | 0 | 0 | 0 | 0 | 0 | 0 | 0 | 0 | 0 | 0 | 0 | 0 | 0 | 0 | 0 | 0 | 0 | 0 | 0
F3_Residential_Multi-Family Moderate Income_New_Water Heating_Natural Gas_Water Heater (> 55 gal)_E6 | F3 | Residential | Multi-Family Moderate Income | New | Water Heating | Natural Gas | Water Heater (> 55 gal) | E6 | PACT BC Ratio | 0.11715 | 0.11749 | 0.11826 | 0.11891 | 0.11864 | 1 | 1 | 1 | 1 | 1 | 1 | 1 | 1 | 1 | 1 | 1 | 1 | 1 | 1 | 1 | 1 | 1 | 1 | 1 | 1 | 1 | 1 | 1 | 1 | 1 | 1 | 1 | 1
F3_Residential_Multi-Family Moderate Income_New_Water Heating_Natural Gas_Water Heater (> 55 gal)_E7 | F3 | Residential | Multi-Family Moderate Income | New | Water Heating | Natural Gas | Water Heater (> 55 gal) | E7 | PACT BC Ratio | 0 | 0 | 0 | 0 | 0 | 0.24839 | 0.25128 | 0.25354 | 0.25624 | 0.25893 | 0.2617 | 0.26436 | 0.26727 | 0.27055 | 0.27425 | 0.27849 | 0.28327 | 0.288 | 0.2924 | 0.29638 | 0.29967 | 0.30221 | 0.30363 | 0.3041 | 0.30425 | 0.30428 | 0.30435 | 0.30453 | 0.30432 | 0.30384 | 0.30285 | 0.30162 | 0.29995
F3_Residential_Multi-Family Moderate Income_New_Water Heating_Natural Gas_Water Heater (> 55 gal)_E8 | F3 | Residential | Multi-Family Moderate Income | New | Water Heating | Natural Gas | Water Heater (> 55 gal) | E8 | PACT BC Ratio | 0 | 0 | 0 | 0 | 0 | 0 | 0 | 0 | 0 | 0 | 0 | 0 | 0 | 0 | 0 | 0 | 0 | 0 | 0 | 0 | 0 | 0 | 0 | 0 | 0 | 0 | 0 | 0 | 0 | 0 | 0 | 0 | 0
F3_Residential_Multi-Family Moderate Income_New_Water Heating_Natural Gas_Water Heater (> 55 gal)_E9 | F3 | Residential | Multi-Family Moderate Income | New | Water Heating | Natural Gas | Water Heater (> 55 gal) | E9 | PACT BC Ratio | 0 | 0 | 0 | 0 | 0 | 0 | 0 | 0 | 0 | 0 | 0 | 0 | 0 | 0 | 0 | 0 | 0 | 0 | 0 | 0 | 0 | 0 | 0 | 0 | 0 | 0 | 0 | 0 | 0 | 0 | 0 | 0 | 0
F3_Residential_Multi-Family Moderate Income_New_Water Heating_Natural Gas_Water Heater (> 55 gal)_E10 | F3 | Residential | Multi-Family Moderate Income | New | Water Heating | Natural Gas | Water Heater (> 55 gal) | E10 | PACT BC Ratio | 0 | 0 | 0 | 0 | 0 | 0 | 0 | 0 | 0 | 0 | 0 | 0 | 0 | 0 | 0 | 0 | 0 | 0 | 0 | 0 | 0 | 0 | 0 | 0 | 0 | 0 | 0 | 0 | 0 | 0 | 0 | 0 | 0
F4_Residential_Multi-Family Moderate Income_New_Water Heating_Natural Gas_Water Heater (> 55 gal)_E1 | F4 | Residential | Multi-Family Moderate Income | New | Water Heating | Natural Gas | Water Heater (> 55 gal) | E1 | RVT BC Ratio | 1 | 1 | 1 | 1 | 1 | 0 | 0 | 0 | 0 | 0 | 0 | 0 | 0 | 0 | 0 | 0 | 0 | 0 | 0 | 0 | 0 | 0 | 0 | 0 | 0 | 0 | 0 | 0 | 0 | 0 | 0 | 0 | 0
F4_Residential_Multi-Family Moderate Income_New_Water Heating_Natural Gas_Water Heater (> 55 gal)_E2 | F4 | Residential | Multi-Family Moderate Income | New | Water Heating | Natural Gas | Water Heater (> 55 gal) | E2 | RVT BC Ratio | 1.0248 | 1.0256 | 1.0274 | 1.029 | 1.0284 | 0 | 0 | 0 | 0 | 0 | 0 | 0 | 0 | 0 | 0 | 0 | 0 | 0 | 0 | 0 | 0 | 0 | 0 | 0 | 0 | 0 | 0 | 0 | 0 | 0 | 0 | 0 | 0
F4_Residential_Multi-Family Moderate Income_New_Water Heating_Natural Gas_Water Heater (> 55 gal)_E3 | F4 | Residential | Multi-Family Moderate Income | New | Water Heating | Natural Gas | Water Heater (> 55 gal) | E3 | RVT BC Ratio | 0.78306 | 0.78317 | 0.78343 | 0.78365 | 0.78356 | 0 | 0 | 0 | 0 | 0 | 0 | 0 | 0 | 0 | 0 | 0 | 0 | 0 | 0 | 0 | 0 | 0 | 0 | 0 | 0 | 0 | 0 | 0 | 0 | 0 | 0 | 0 | 0
F4_Residential_Multi-Family Moderate Income_New_Water Heating_Natural Gas_Water Heater (> 55 gal)_E4 | F4 | Residential | Multi-Family Moderate Income | New | Water Heating | Natural Gas | Water Heater (> 55 gal) | E4 | RVT BC Ratio | 1.0646 | 1.0597 | 1.0586 | 1.0561 | 1.0449 | 0 | 0 | 0 | 0 | 0 | 0 | 0 | 0 | 0 | 0 | 0 | 0 | 0 | 0 | 0 | 0 | 0 | 0 | 0 | 0 | 0 | 0 | 0 | 0 | 0 | 0 | 0 | 0
F4_Residential_Multi-Family Moderate Income_New_Water Heating_Natural Gas_Water Heater (> 55 gal)_E5 | F4 | Residential | Multi-Family Moderate Income | New | Water Heating | Natural Gas | Water Heater (> 55 gal) | E5 | RVT BC Ratio | 1.0521 | 1.049 | 1.0489 | 1.0477 | 1.04 | 0 | 0 | 0 | 0 | 0 | 0 | 0 | 0 | 0 | 0 | 0 | 0 | 0 | 0 | 0 | 0 | 0 | 0 | 0 | 0 | 0 | 0 | 0 | 0 | 0 | 0 | 0 | 0
F4_Residential_Multi-Family Moderate Income_New_Water Heating_Natural Gas_Water Heater (> 55 gal)_E6 | F4 | Residential | Multi-Family Moderate Income | New | Water Heating | Natural Gas | Water Heater (> 55 gal) | E6 | RVT BC Ratio | 0.85362 | 0.85394 | 0.85467 | 0.85528 | 0.85503 | 1 | 1 | 1 | 1 | 1 | 1 | 1 | 1 | 1 | 1 | 1 | 1 | 1 | 1 | 1 | 1 | 1 | 1 | 1 | 1 | 1 | 1 | 1 | 1 | 1 | 1 | 1 | 1
F4_Residential_Multi-Family Moderate Income_New_Water Heating_Natural Gas_Water Heater (> 55 gal)_E7 | F4 | Residential | Multi-Family Moderate Income | New | Water Heating | Natural Gas | Water Heater (> 55 gal) | E7 | RVT BC Ratio | 0 | 0 | 0 | 0 | 0 | 0.97722 | 0.97994 | 0.98207 | 0.98462 | 0.98715 | 0.98976 | 0.99226 | 0.995 | 0.99809 | 1.0016 | 1.0056 | 1.0101 | 1.0145 | 1.0187 | 1.0224 | 1.0255 | 1.0279 | 1.0292 | 1.0297 | 1.0298 | 1.0299 | 1.0299 | 1.0301 | 1.0299 | 1.0294 | 1.0285 | 1.0274 | 1.0258
F4_Residential_Multi-Family Moderate Income_New_Water Heating_Natural Gas_Water Heater (> 55 gal)_E8 | F4 | Residential | Multi-Family Moderate Income | New | Water Heating | Natural Gas | Water Heater (> 55 gal) | E8 | RVT BC Ratio | 0 | 0 | 0 | 0 | 0 | 0 | 0 | 0 | 0 | 0 | 0 | 0 | 0 | 0 | 0 | 0 | 0 | 0 | 0 | 0 | 0 | 0 | 0 | 0 | 0 | 0 | 0 | 0 | 0 | 0 | 0 | 0 | 0
F4_Residential_Multi-Family Moderate Income_New_Water Heating_Natural Gas_Water Heater (> 55 gal)_E9 | F4 | Residential | Multi-Family Moderate Income | New | Water Heating | Natural Gas | Water Heater (> 55 gal) | E9 | RVT BC Ratio | 0 | 0 | 0 | 0 | 0 | 0 | 0 | 0 | 0 | 0 | 0 | 0 | 0 | 0 | 0 | 0 | 0 | 0 | 0 | 0 | 0 | 0 | 0 | 0 | 0 | 0 | 0 | 0 | 0 | 0 | 0 | 0 | 0
F4_Residential_Multi-Family Moderate Income_New_Water Heating_Natural Gas_Water Heater (> 55 gal)_E10 | F4 | Residential | Multi-Family Moderate Income | New | Water Heating | Natural Gas | Water Heater (> 55 gal) | E10 | RVT BC Ratio | 0 | 0 | 0 | 0 | 0 | 0 | 0 | 0 | 0 | 0 | 0 | 0 | 0 | 0 | 0 | 0 | 0 | 0 | 0 | 0 | 0 | 0 | 0 | 0 | 0 | 0 | 0 | 0 | 0 | 0 | 0 | 0 | 0
F5_Residential_Multi-Family Moderate Income_New_Water Heating_Natural Gas_Water Heater (> 55 gal)_E1 | F5 | Residential | Multi-Family Moderate Income | New | Water Heating | Natural Gas | Water Heater (> 55 gal) | E1 | RIM BC Ratio | 1 | 1 | 1 | 1 | 1 | 0 | 0 | 0 | 0 | 0 | 0 | 0 | 0 | 0 | 0 | 0 | 0 | 0 | 0 | 0 | 0 | 0 | 0 | 0 | 0 | 0 | 0 | 0 | 0 | 0 | 0 | 0 | 0
F5_Residential_Multi-Family Moderate Income_New_Water Heating_Natural Gas_Water Heater (> 55 gal)_E2 | F5 | Residential | Multi-Family Moderate Income | New | Water Heating | Natural Gas | Water Heater (> 55 gal) | E2 | RIM BC Ratio | 0.23019 | 0.23071 | 0.23187 | 0.23284 | 0.23245 | 0 | 0 | 0 | 0 | 0 | 0 | 0 | 0 | 0 | 0 | 0 | 0 | 0 | 0 | 0 | 0 | 0 | 0 | 0 | 0 | 0 | 0 | 0 | 0 | 0 | 0 | 0 | 0
F5_Residential_Multi-Family Moderate Income_New_Water Heating_Natural Gas_Water Heater (> 55 gal)_E3 | F5 | Residential | Multi-Family Moderate Income | New | Water Heating | Natural Gas | Water Heater (> 55 gal) | E3 | RIM BC Ratio | 0.040512 | 0.040626 | 0.040881 | 0.041096 | 0.041009 | 0 | 0 | 0 | 0 | 0 | 0 | 0 | 0 | 0 | 0 | 0 | 0 | 0 | 0 | 0 | 0 | 0 | 0 | 0 | 0 | 0 | 0 | 0 | 0 | 0 | 0 | 0 | 0
F5_Residential_Multi-Family Moderate Income_New_Water Heating_Natural Gas_Water Heater (> 55 gal)_E4 | F5 | Residential | Multi-Family Moderate Income | New | Water Heating | Natural Gas | Water Heater (> 55 gal) | E4 | RIM BC Ratio | 0.25448 | 0.25157 | 0.25091 | 0.24942 | 0.24269 | 0 | 0 | 0 | 0 | 0 | 0 | 0 | 0 | 0 | 0 | 0 | 0 | 0 | 0 | 0 | 0 | 0 | 0 | 0 | 0 | 0 | 0 | 0 | 0 | 0 | 0 | 0 | 0
F5_Residential_Multi-Family Moderate Income_New_Water Heating_Natural Gas_Water Heater (> 55 gal)_E5 | F5 | Residential | Multi-Family Moderate Income | New | Water Heating | Natural Gas | Water Heater (> 55 gal) | E5 | RIM BC Ratio | 0.24701 | 0.24518 | 0.24509 | 0.24438 | 0.23966 | 0 | 0 | 0 | 0 | 0 | 0 | 0 | 0 | 0 | 0 | 0 | 0 | 0 | 0 | 0 | 0 | 0 | 0 | 0 | 0 | 0 | 0 | 0 | 0 | 0 | 0 | 0 | 0
F5_Residential_Multi-Family Moderate Income_New_Water Heating_Natural Gas_Water Heater (> 55 gal)_E6 | F5 | Residential | Multi-Family Moderate Income | New | Water Heating | Natural Gas | Water Heater (> 55 gal) | E6 | RIM BC Ratio | 0.10488 | 0.10515 | 0.10577 | 0.10629 | 0.10608 | 1 | 1 | 1 | 1 | 1 | 1 | 1 | 1 | 1 | 1 | 1 | 1 | 1 | 1 | 1 | 1 | 1 | 1 | 1 | 1 | 1 | 1 | 1 | 1 | 1 | 1 | 1 | 1
F5_Residential_Multi-Family Moderate Income_New_Water Heating_Natural Gas_Water Heater (> 55 gal)_E7 | F5 | Residential | Multi-Family Moderate Income | New | Water Heating | Natural Gas | Water Heater (> 55 gal) | E7 | RIM BC Ratio | 0 | 0 | 0 | 0 | 0 | 0.19903 | 0.20088 | 0.20233 | 0.20404 | 0.20574 | 0.20749 | 0.20916 | 0.21097 | 0.21301 | 0.2153 | 0.2179 | 0.22082 | 0.22368 | 0.22633 | 0.22871 | 0.23066 | 0.23216 | 0.233 | 0.23327 | 0.23337 | 0.23338 | 0.23342 | 0.23353 | 0.2334 | 0.23312 | 0.23254 | 0.23181 | 0.23083
F5_Residential_Multi-Family Moderate Income_New_Water Heating_Natural Gas_Water Heater (> 55 gal)_E8 | F5 | Residential | Multi-Family Moderate Income | New | Water Heating | Natural Gas | Water Heater (> 55 gal) | E8 | RIM BC Ratio | 0 | 0 | 0 | 0 | 0 | 0 | 0 | 0 | 0 | 0 | 0 | 0 | 0 | 0 | 0 | 0 | 0 | 0 | 0 | 0 | 0 | 0 | 0 | 0 | 0 | 0 | 0 | 0 | 0 | 0 | 0 | 0 | 0
F5_Residential_Multi-Family Moderate Income_New_Water Heating_Natural Gas_Water Heater (> 55 gal)_E9 | F5 | Residential | Multi-Family Moderate Income | New | Water Heating | Natural Gas | Water Heater (> 55 gal) | E9 | RIM BC Ratio | 0 | 0 | 0 | 0 | 0 | 0 | 0 | 0 | 0 | 0 | 0 | 0 | 0 | 0 | 0 | 0 | 0 | 0 | 0 | 0 | 0 | 0 | 0 | 0 | 0 | 0 | 0 | 0 | 0 | 0 | 0 | 0 | 0
F5_Residential_Multi-Family Moderate Income_New_Water Heating_Natural Gas_Water Heater (> 55 gal)_E10 | F5 | Residential | Multi-Family Moderate Income | New | Water Heating | Natural Gas | Water Heater (> 55 gal) | E10 | RIM BC Ratio | 0 | 0 | 0 | 0 | 0 | 0 | 0 | 0 | 0 | 0 | 0 | 0 | 0 | 0 | 0 | 0 | 0 | 0 | 0 | 0 | 0 | 0 | 0 | 0 | 0 | 0 | 0 | 0 | 0 | 0 | 0 | 0 | 0
F0_Residential_Multi-Family Moderate Income_New_Appliances_Natural Gas_Clothes Dryer_E0 | F0 | Residential | Multi-Family Moderate Income | New | Appliances | Natural Gas | Clothes Dryer | E0 | Economic Unit | Standard | Standard | Standard | Standard | Standard | Standard | Standard | Standard | Standard | Standard | Standard | Standard | Standard | Standard | Standard | Standard | Standard | Standard | Standard | Standard | Standard | Standard | Standard | Standard | Standard | Standard | Standard | Standard | Standard | Standard | Standard | Standard | Standard
F1_Residential_Multi-Family Moderate Income_New_Appliances_Natural Gas_Clothes Dryer_E1 | F1 | Residential | Multi-Family Moderate Income | New | Appliances | Natural Gas | Clothes Dryer | E1 | CCE | 0 | 0 | 0 | 0 | 0 | 0 | 0 | 0 | 0 | 0 | 0 | 0 | 0 | 0 | 0 | 0 | 0 | 0 | 0 | 0 | 0 | 0 | 0 | 0 | 0 | 0 | 0 | 0 | 0 | 0 | 0 | 0 | 0
F1_Residential_Multi-Family Moderate Income_New_Appliances_Natural Gas_Clothes Dryer_E2 | F1 | Residential | Multi-Family Moderate Income | New | Appliances | Natural Gas | Clothes Dryer | E2 | CCE | 9.1473 | 9.4287 | 9.2373 | 8.4682 | 8.4682 | 8.4682 | 8.4682 | 8.4682 | 8.4682 | 8.4682 | 8.4682 | 8.4682 | 8.4682 | 8.4682 | 8.4682 | 8.4682 | 8.4682 | 8.4682 | 8.4682 | 8.4682 | 8.4682 | 8.4682 | 8.4682 | 8.4682 | 8.4682 | 8.4682 | 8.4682 | 8.4682 | 8.4682 | 8.4682 | 8.4682 | 8.4682 | 8.4682
F1_Residential_Multi-Family Moderate Income_New_Appliances_Natural Gas_Clothes Dryer_E3 | F1 | Residential | Multi-Family Moderate Income | New | Appliances | Natural Gas | Clothes Dryer | E3 | CCE | 0 | 0 | 0 | 0 | 0 | 0 | 0 | 0 | 0 | 0 | 0 | 0 | 0 | 0 | 0 | 0 | 0 | 0 | 0 | 0 | 0 | 0 | 0 | 0 | 0 | 0 | 0 | 0 | 0 | 0 | 0 | 0 | 0
F1_Residential_Multi-Family Moderate Income_New_Appliances_Natural Gas_Clothes Dryer_E4 | F1 | Residential | Multi-Family Moderate Income | New | Appliances | Natural Gas | Clothes Dryer | E4 | CCE | 0 | 0 | 0 | 0 | 0 | 0 | 0 | 0 | 0 | 0 | 0 | 0 | 0 | 0 | 0 | 0 | 0 | 0 | 0 | 0 | 0 | 0 | 0 | 0 | 0 | 0 | 0 | 0 | 0 | 0 | 0 | 0 | 0
F1_Residential_Multi-Family Moderate Income_New_Appliances_Natural Gas_Clothes Dryer_E5 | F1 | Residential | Multi-Family Moderate Income | New | Appliances | Natural Gas | Clothes Dryer | E5 | CCE | 0 | 0 | 0 | 0 | 0 | 0 | 0 | 0 | 0 | 0 | 0 | 0 | 0 | 0 | 0 | 0 | 0 | 0 | 0 | 0 | 0 | 0 | 0 | 0 | 0 | 0 | 0 | 0 | 0 | 0 | 0 | 0 | 0
F1_Residential_Multi-Family Moderate Income_New_Appliances_Natural Gas_Clothes Dryer_E6 | F1 | Residential | Multi-Family Moderate Income | New | Appliances | Natural Gas | Clothes Dryer | E6 | CCE | 0 | 0 | 0 | 0 | 0 | 0 | 0 | 0 | 0 | 0 | 0 | 0 | 0 | 0 | 0 | 0 | 0 | 0 | 0 | 0 | 0 | 0 | 0 | 0 | 0 | 0 | 0 | 0 | 0 | 0 | 0 | 0 | 0
F1_Residential_Multi-Family Moderate Income_New_Appliances_Natural Gas_Clothes Dryer_E7 | F1 | Residential | Multi-Family Moderate Income | New | Appliances | Natural Gas | Clothes Dryer | E7 | CCE | 0 | 0 | 0 | 0 | 0 | 0 | 0 | 0 | 0 | 0 | 0 | 0 | 0 | 0 | 0 | 0 | 0 | 0 | 0 | 0 | 0 | 0 | 0 | 0 | 0 | 0 | 0 | 0 | 0 | 0 | 0 | 0 | 0
F1_Residential_Multi-Family Moderate Income_New_Appliances_Natural Gas_Clothes Dryer_E8 | F1 | Residential | Multi-Family Moderate Income | New | Appliances | Natural Gas | Clothes Dryer | E8 | CCE | 0 | 0 | 0 | 0 | 0 | 0 | 0 | 0 | 0 | 0 | 0 | 0 | 0 | 0 | 0 | 0 | 0 | 0 | 0 | 0 | 0 | 0 | 0 | 0 | 0 | 0 | 0 | 0 | 0 | 0 | 0 | 0 | 0
F1_Residential_Multi-Family Moderate Income_New_Appliances_Natural Gas_Clothes Dryer_E9 | F1 | Residential | Multi-Family Moderate Income | New | Appliances | Natural Gas | Clothes Dryer | E9 | CCE | 0 | 0 | 0 | 0 | 0 | 0 | 0 | 0 | 0 | 0 | 0 | 0 | 0 | 0 | 0 | 0 | 0 | 0 | 0 | 0 | 0 | 0 | 0 | 0 | 0 | 0 | 0 | 0 | 0 | 0 | 0 | 0 | 0
F1_Residential_Multi-Family Moderate Income_New_Appliances_Natural Gas_Clothes Dryer_E10 | F1 | Residential | Multi-Family Moderate Income | New | Appliances | Natural Gas | Clothes Dryer | E10 | CCE | 0 | 0 | 0 | 0 | 0 | 0 | 0 | 0 | 0 | 0 | 0 | 0 | 0 | 0 | 0 | 0 | 0 | 0 | 0 | 0 | 0 | 0 | 0 | 0 | 0 | 0 | 0 | 0 | 0 | 0 | 0 | 0 | 0
F2_Residential_Multi-Family Moderate Income_New_Appliances_Natural Gas_Clothes Dryer_E1 | F2 | Residential | Multi-Family Moderate Income | New | Appliances | Natural Gas | Clothes Dryer | E1 | TRC BC Ratio | bar: 2019 to 2051
F2_Residential_Multi-Family Moderate Income_New_Appliances_Natural Gas_Clothes Dryer_E2 | F2 | Residential | Multi-Family Moderate Income | New | Appliances | Natural Gas | Clothes Dryer | E2 | TRC BC Ratio | 0.18118 | 0.18175 | 0.183 | 0.18403 | 0.18353 | 0.18427 | 0.18602 | 0.18747 | 0.18921 | 0.1909 | 0.1926 | 0.19421 | 0.19591 | 0.19769 | 0.19939 | 0.20115 | 0.20291 | 0.20481 | 0.20664 | 0.20841 | 0.20995 | 0.21139 | 0.21247 | 0.21343 | 0.21399 | 0.21431 | 0.21448 | 0.21444 | 0.21415 | 0.21367 | 0.21285 | 0.21187 | 0.2106
F2_Residential_Multi-Family Moderate Income_New_Appliances_Natural Gas_Clothes Dryer_E3 | F2 | Residential | Multi-Family Moderate Income | New | Appliances | Natural Gas | Clothes Dryer | E3 | TRC BC Ratio | 0 | 0 | 0 | 0 | 0 | 0 | 0 | 0 | 0 | 0 | 0 | 0 | 0 | 0 | 0 | 0 | 0 | 0 | 0 | 0 | 0 | 0 | 0 | 0 | 0 | 0 | 0 | 0 | 0 | 0 | 0 | 0 | 0
F2_Residential_Multi-Family Moderate Income_New_Appliances_Natural Gas_Clothes Dryer_E4 | F2 | Residential | Multi-Family Moderate Income | New | Appliances | Natural Gas | Clothes Dryer | E4 | TRC BC Ratio | 0 | 0 | 0 | 0 | 0 | 0 | 0 | 0 | 0 | 0 | 0 | 0 | 0 | 0 | 0 | 0 | 0 | 0 | 0 | 0 | 0 | 0 | 0 | 0 | 0 | 0 | 0 | 0 | 0 | 0 | 0 | 0 | 0
F2_Residential_Multi-Family Moderate Income_New_Appliances_Natural Gas_Clothes Dryer_E5 | F2 | Residential | Multi-Family Moderate Income | New | Appliances | Natural Gas | Clothes Dryer | E5 | TRC BC Ratio | 0 | 0 | 0 | 0 | 0 | 0 | 0 | 0 | 0 | 0 | 0 | 0 | 0 | 0 | 0 | 0 | 0 | 0 | 0 | 0 | 0 | 0 | 0 | 0 | 0 | 0 | 0 | 0 | 0 | 0 | 0 | 0 | 0
F2_Residential_Multi-Family Moderate Income_New_Appliances_Natural Gas_Clothes Dryer_E6 | F2 | Residential | Multi-Family Moderate Income | New | Appliances | Natural Gas | Clothes Dryer | E6 | TRC BC Ratio | 0 | 0 | 0 | 0 | 0 | 0 | 0 | 0 | 0 | 0 | 0 | 0 | 0 | 0 | 0 | 0 | 0 | 0 | 0 | 0 | 0 | 0 | 0 | 0 | 0 | 0 | 0 | 0 | 0 | 0 | 0 | 0 | 0
F2_Residential_Multi-Family Moderate Income_New_Appliances_Natural Gas_Clothes Dryer_E7 | F2 | Residential | Multi-Family Moderate Income | New | Appliances | Natural Gas | Clothes Dryer | E7 | TRC BC Ratio | 0 | 0 | 0 | 0 | 0 | 0 | 0 | 0 | 0 | 0 | 0 | 0 | 0 | 0 | 0 | 0 | 0 | 0 | 0 | 0 | 0 | 0 | 0 | 0 | 0 | 0 | 0 | 0 | 0 | 0 | 0 | 0 | 0
F2_Residential_Multi-Family Moderate Income_New_Appliances_Natural Gas_Clothes Dryer_E8 | F2 | Residential | Multi-Family Moderate Income | New | Appliances | Natural Gas | Clothes Dryer | E8 | TRC BC Ratio | 0 | 0 | 0 | 0 | 0 | 0 | 0 | 0 | 0 | 0 | 0 | 0 | 0 | 0 | 0 | 0 | 0 | 0 | 0 | 0 | 0 | 0 | 0 | 0 | 0 | 0 | 0 | 0 | 0 | 0 | 0 | 0 | 0
F2_Residential_Multi-Family Moderate Income_New_Appliances_Natural Gas_Clothes Dryer_E9 | F2 | Residential | Multi-Family Moderate Income | New | Appliances | Natural Gas | Clothes Dryer | E9 | TRC BC Ratio | 0 | 0 | 0 | 0 | 0 | 0 | 0 | 0 | 0 | 0 | 0 | 0 | 0 | 0 | 0 | 0 | 0 | 0 | 0 | 0 | 0 | 0 | 0 | 0 | 0 | 0 | 0 | 0 | 0 | 0 | 0 | 0 | 0
F2_Residential_Multi-Family Moderate Income_New_Appliances_Natural Gas_Clothes Dryer_E10 | F2 | Residential | Multi-Family Moderate Income | New | Appliances | Natural Gas | Clothes Dryer | E10 | TRC BC Ratio | 0 | 0 | 0 | 0 | 0 | 0 | 0 | 0 | 0 | 0 | 0 | 0 | 0 | 0 | 0 | 0 | 0 | 0 | 0 | 0 | 0 | 0 | 0 | 0 | 0 | 0 | 0 | 0 | 0 | 0 | 0 | 0 | 0
F3_Residential_Multi-Family Moderate Income_New_Appliances_Natural Gas_Clothes Dryer_E1 | F3 | Residential | Multi-Family Moderate Income | New | Appliances | Natural Gas | Clothes Dryer | E1 | PACT BC Ratio | bar: 2019 to 2051
F3_Residential_Multi-Family Moderate Income_New_Appliances_Natural Gas_Clothes Dryer_E2 | F3 | Residential | Multi-Family Moderate Income | New | Appliances | Natural Gas | Clothes Dryer | E2 | PACT BC Ratio | 0.24158 | 0.24233 | 0.244 | 0.24538 | 0.24471 | 0.24569 | 0.24803 | 0.24996 | 0.25228 | 0.25453 | 0.2568 | 0.25895 | 0.26122 | 0.26359 | 0.26585 | 0.2682 | 0.27055 | 0.27308 | 0.27553 | 0.27788 | 0.27994 | 0.28185 | 0.2833 | 0.28458 | 0.28532 | 0.28575 | 0.28597 | 0.28592 | 0.28553 | 0.28489 | 0.2838 | 0.28249 | 0.2808
F3_Residential_Multi-Family Moderate Income_New_Appliances_Natural Gas_Clothes Dryer_E3 | F3 | Residential | Multi-Family Moderate Income | New | Appliances | Natural Gas | Clothes Dryer | E3 | PACT BC Ratio | 0 | 0 | 0 | 0 | 0 | 0 | 0 | 0 | 0 | 0 | 0 | 0 | 0 | 0 | 0 | 0 | 0 | 0 | 0 | 0 | 0 | 0 | 0 | 0 | 0 | 0 | 0 | 0 | 0 | 0 | 0 | 0 | 0
F3_Residential_Multi-Family Moderate Income_New_Appliances_Natural Gas_Clothes Dryer_E4 | F3 | Residential | Multi-Family Moderate Income | New | Appliances | Natural Gas | Clothes Dryer | E4 | PACT BC Ratio | 0 | 0 | 0 | 0 | 0 | 0 | 0 | 0 | 0 | 0 | 0 | 0 | 0 | 0 | 0 | 0 | 0 | 0 | 0 | 0 | 0 | 0 | 0 | 0 | 0 | 0 | 0 | 0 | 0 | 0 | 0 | 0 | 0
F3_Residential_Multi-Family Moderate Income_New_Appliances_Natural Gas_Clothes Dryer_E5 | F3 | Residential | Multi-Family Moderate Income | New | Appliances | Natural Gas | Clothes Dryer | E5 | PACT BC Ratio | 0 | 0 | 0 | 0 | 0 | 0 | 0 | 0 | 0 | 0 | 0 | 0 | 0 | 0 | 0 | 0 | 0 | 0 | 0 | 0 | 0 | 0 | 0 | 0 | 0 | 0 | 0 | 0 | 0 | 0 | 0 | 0 | 0
F3_Residential_Multi-Family Moderate Income_New_Appliances_Natural Gas_Clothes Dryer_E6 | F3 | Residential | Multi-Family Moderate Income | New | Appliances | Natural Gas | Clothes Dryer | E6 | PACT BC Ratio | 0 | 0 | 0 | 0 | 0 | 0 | 0 | 0 | 0 | 0 | 0 | 0 | 0 | 0 | 0 | 0 | 0 | 0 | 0 | 0 | 0 | 0 | 0 | 0 | 0 | 0 | 0 | 0 | 0 | 0 | 0 | 0 | 0
F3_Residential_Multi-Family Moderate Income_New_Appliances_Natural Gas_Clothes Dryer_E7 | F3 | Residential | Multi-Family Moderate Income | New | Appliances | Natural Gas | Clothes Dryer | E7 | PACT BC Ratio | 0 | 0 | 0 | 0 | 0 | 0 | 0 | 0 | 0 | 0 | 0 | 0 | 0 | 0 | 0 | 0 | 0 | 0 | 0 | 0 | 0 | 0 | 0 | 0 | 0 | 0 | 0 | 0 | 0 | 0 | 0 | 0 | 0
F3_Residential_Multi-Family Moderate Income_New_Appliances_Natural Gas_Clothes Dryer_E8 | F3 | Residential | Multi-Family Moderate Income | New | Appliances | Natural Gas | Clothes Dryer | E8 | PACT BC Ratio | 0 | 0 | 0 | 0 | 0 | 0 | 0 | 0 | 0 | 0 | 0 | 0 | 0 | 0 | 0 | 0 | 0 | 0 | 0 | 0 | 0 | 0 | 0 | 0 | 0 | 0 | 0 | 0 | 0 | 0 | 0 | 0 | 0
F3_Residential_Multi-Family Moderate Income_New_Appliances_Natural Gas_Clothes Dryer_E9 | F3 | Residential | Multi-Family Moderate Income | New | Appliances | Natural Gas | Clothes Dryer | E9 | PACT BC Ratio | 0 | 0 | 0 | 0 | 0 | 0 | 0 | 0 | 0 | 0 | 0 | 0 | 0 | 0 | 0 | 0 | 0 | 0 | 0 | 0 | 0 | 0 | 0 | 0 | 0 | 0 | 0 | 0 | 0 | 0 | 0 | 0 | 0
F3_Residential_Multi-Family Moderate Income_New_Appliances_Natural Gas_Clothes Dryer_E10 | F3 | Residential | Multi-Family Moderate Income | New | Appliances | Natural Gas | Clothes Dryer | E10 | PACT BC Ratio | 0 | 0 | 0 | 0 | 0 | 0 | 0 | 0 | 0 | 0 | 0 | 0 | 0 | 0 | 0 | 0 | 0 | 0 | 0 | 0 | 0 | 0 | 0 | 0 | 0 | 0 | 0 | 0 | 0 | 0 | 0 | 0 | 0
F4_Residential_Multi-Family Moderate Income_New_Appliances_Natural Gas_Clothes Dryer_E1 | F4 | Residential | Multi-Family Moderate Income | New | Appliances | Natural Gas | Clothes Dryer | E1 | RVT BC Ratio | bar: 2019 to 2051
F4_Residential_Multi-Family Moderate Income_New_Appliances_Natural Gas_Clothes Dryer_E2 | F4 | Residential | Multi-Family Moderate Income | New | Appliances | Natural Gas | Clothes Dryer | E2 | RVT BC Ratio | 0.85525 | 0.85549 | 0.85637 | 0.85708 | 0.85648 | 0.85736 | 0.85946 | 0.8612 | 0.86328 | 0.8653 | 0.86734 | 0.86927 | 0.87131 | 0.87344 | 0.87548 | 0.87758 | 0.8797 | 0.88197 | 0.88419 | 0.88636 | 0.8883 | 0.89014 | 0.89159 | 0.89293 | 0.89383 | 0.89445 | 0.89489 | 0.8951 | 0.89501 | 0.89471 | 0.894 | 0.89312 | 0.8919
F4_Residential_Multi-Family Moderate Income_New_Appliances_Natural Gas_Clothes Dryer_E3 | F4 | Residential | Multi-Family Moderate Income | New | Appliances | Natural Gas | Clothes Dryer | E3 | RVT BC Ratio | 0 | 0 | 0 | 0 | 0 | 0 | 0 | 0 | 0 | 0 | 0 | 0 | 0 | 0 | 0 | 0 | 0 | 0 | 0 | 0 | 0 | 0 | 0 | 0 | 0 | 0 | 0 | 0 | 0 | 0 | 0 | 0 | 0
F4_Residential_Multi-Family Moderate Income_New_Appliances_Natural Gas_Clothes Dryer_E4 | F4 | Residential | Multi-Family Moderate Income | New | Appliances | Natural Gas | Clothes Dryer | E4 | RVT BC Ratio | 0 | 0 | 0 | 0 | 0 | 0 | 0 | 0 | 0 | 0 | 0 | 0 | 0 | 0 | 0 | 0 | 0 | 0 | 0 | 0 | 0 | 0 | 0 | 0 | 0 | 0 | 0 | 0 | 0 | 0 | 0 | 0 | 0
F4_Residential_Multi-Family Moderate Income_New_Appliances_Natural Gas_Clothes Dryer_E5 | F4 | Residential | Multi-Family Moderate Income | New | Appliances | Natural Gas | Clothes Dryer | E5 | RVT BC Ratio | 0 | 0 | 0 | 0 | 0 | 0 | 0 | 0 | 0 | 0 | 0 | 0 | 0 | 0 | 0 | 0 | 0 | 0 | 0 | 0 | 0 | 0 | 0 | 0 | 0 | 0 | 0 | 0 | 0 | 0 | 0 | 0 | 0
F4_Residential_Multi-Family Moderate Income_New_Appliances_Natural Gas_Clothes Dryer_E6 | F4 | Residential | Multi-Family Moderate Income | New | Appliances | Natural Gas | Clothes Dryer | E6 | RVT BC Ratio | 0 | 0 | 0 | 0 | 0 | 0 | 0 | 0 | 0 | 0 | 0 | 0 | 0 | 0 | 0 | 0 | 0 | 0 | 0 | 0 | 0 | 0 | 0 | 0 | 0 | 0 | 0 | 0 | 0 | 0 | 0 | 0 | 0
F4_Residential_Multi-Family Moderate Income_New_Appliances_Natural Gas_Clothes Dryer_E7 | F4 | Residential | Multi-Family Moderate Income | New | Appliances | Natural Gas | Clothes Dryer | E7 | RVT BC Ratio | 0 | 0 | 0 | 0 | 0 | 0 | 0 | 0 | 0 | 0 | 0 | 0 | 0 | 0 | 0 | 0 | 0 | 0 | 0 | 0 | 0 | 0 | 0 | 0 | 0 | 0 | 0 | 0 | 0 | 0 | 0 | 0 | 0
F4_Residential_Multi-Family Moderate Income_New_Appliances_Natural Gas_Clothes Dryer_E8 | F4 | Residential | Multi-Family Moderate Income | New | Appliances | Natural Gas | Clothes Dryer | E8 | RVT BC Ratio | 0 | 0 | 0 | 0 | 0 | 0 | 0 | 0 | 0 | 0 | 0 | 0 | 0 | 0 | 0 | 0 | 0 | 0 | 0 | 0 | 0 | 0 | 0 | 0 | 0 | 0 | 0 | 0 | 0 | 0 | 0 | 0 | 0
F4_Residential_Multi-Family Moderate Income_New_Appliances_Natural Gas_Clothes Dryer_E9 | F4 | Residential | Multi-Family Moderate Income | New | Appliances | Natural Gas | Clothes Dryer | E9 | RVT BC Ratio | 0 | 0 | 0 | 0 | 0 | 0 | 0 | 0 | 0 | 0 | 0 | 0 | 0 | 0 | 0 | 0 | 0 | 0 | 0 | 0 | 0 | 0 | 0 | 0 | 0 | 0 | 0 | 0 | 0 | 0 | 0 | 0 | 0
F4_Residential_Multi-Family Moderate Income_New_Appliances_Natural Gas_Clothes Dryer_E10 | F4 | Residential | Multi-Family Moderate Income | New | Appliances | Natural Gas | Clothes Dryer | E10 | RVT BC Ratio | 0 | 0 | 0 | 0 | 0 | 0 | 0 | 0 | 0 | 0 | 0 | 0 | 0 | 0 | 0 | 0 | 0 | 0 | 0 | 0 | 0 | 0 | 0 | 0 | 0 | 0 | 0 | 0 | 0 | 0 | 0 | 0 | 0
F5_Residential_Multi-Family Moderate Income_New_Appliances_Natural Gas_Clothes Dryer_E1 | F5 | Residential | Multi-Family Moderate Income | New | Appliances | Natural Gas | Clothes Dryer | E1 | RIM BC Ratio | bar: 2019 to 2051
F5_Residential_Multi-Family Moderate Income_New_Appliances_Natural Gas_Clothes Dryer_E2 | F5 | Residential | Multi-Family Moderate Income | New | Appliances | Natural Gas | Clothes Dryer | E2 | RIM BC Ratio | 0.20604 | 0.20663 | 0.20788 | 0.20891 | 0.20847 | 0.20912 | 0.2107 | 0.21199 | 0.21354 | 0.21504 | 0.21654 | 0.21795 | 0.21945 | 0.221 | 0.22248 | 0.224 | 0.22552 | 0.22715 | 0.22872 | 0.23021 | 0.2315 | 0.23269 | 0.23358 | 0.23434 | 0.23476 | 0.23498 | 0.23507 | 0.23498 | 0.23468 | 0.23422 | 0.23347 | 0.23258 | 0.23145
F5_Residential_Multi-Family Moderate Income_New_Appliances_Natural Gas_Clothes Dryer_E3 | F5 | Residential | Multi-Family Moderate Income | New | Appliances | Natural Gas | Clothes Dryer | E3 | RIM BC Ratio | 0 | 0 | 0 | 0 | 0 | 0 | 0 | 0 | 0 | 0 | 0 | 0 | 0 | 0 | 0 | 0 | 0 | 0 | 0 | 0 | 0 | 0 | 0 | 0 | 0 | 0 | 0 | 0 | 0 | 0 | 0 | 0 | 0
F5_Residential_Multi-Family Moderate Income_New_Appliances_Natural Gas_Clothes Dryer_E4 | F5 | Residential | Multi-Family Moderate Income | New | Appliances | Natural Gas | Clothes Dryer | E4 | RIM BC Ratio | 0 | 0 | 0 | 0 | 0 | 0 | 0 | 0 | 0 | 0 | 0 | 0 | 0 | 0 | 0 | 0 | 0 | 0 | 0 | 0 | 0 | 0 | 0 | 0 | 0 | 0 | 0 | 0 | 0 | 0 | 0 | 0 | 0
F5_Residential_Multi-Family Moderate Income_New_Appliances_Natural Gas_Clothes Dryer_E5 | F5 | Residential | Multi-Family Moderate Income | New | Appliances | Natural Gas | Clothes Dryer | E5 | RIM BC Ratio | 0 | 0 | 0 | 0 | 0 | 0 | 0 | 0 | 0 | 0 | 0 | 0 | 0 | 0 | 0 | 0 | 0 | 0 | 0 | 0 | 0 | 0 | 0 | 0 | 0 | 0 | 0 | 0 | 0 | 0 | 0 | 0 | 0
F5_Residential_Multi-Family Moderate Income_New_Appliances_Natural Gas_Clothes Dryer_E6 | F5 | Residential | Multi-Family Moderate Income | New | Appliances | Natural Gas | Clothes Dryer | E6 | RIM BC Ratio | 0 | 0 | 0 | 0 | 0 | 0 | 0 | 0 | 0 | 0 | 0 | 0 | 0 | 0 | 0 | 0 | 0 | 0 | 0 | 0 | 0 | 0 | 0 | 0 | 0 | 0 | 0 | 0 | 0 | 0 | 0 | 0 | 0
F5_Residential_Multi-Family Moderate Income_New_Appliances_Natural Gas_Clothes Dryer_E7 | F5 | Residential | Multi-Family Moderate Income | New | Appliances | Natural Gas | Clothes Dryer | E7 | RIM BC Ratio | 0 | 0 | 0 | 0 | 0 | 0 | 0 | 0 | 0 | 0 | 0 | 0 | 0 | 0 | 0 | 0 | 0 | 0 | 0 | 0 | 0 | 0 | 0 | 0 | 0 | 0 | 0 | 0 | 0 | 0 | 0 | 0 | 0
F5_Residential_Multi-Family Moderate Income_New_Appliances_Natural Gas_Clothes Dryer_E8 | F5 | Residential | Multi-Family Moderate Income | New | Appliances | Natural Gas | Clothes Dryer | E8 | RIM BC Ratio | 0 | 0 | 0 | 0 | 0 | 0 | 0 | 0 | 0 | 0 | 0 | 0 | 0 | 0 | 0 | 0 | 0 | 0 | 0 | 0 | 0 | 0 | 0 | 0 | 0 | 0 | 0 | 0 | 0 | 0 | 0 | 0 | 0
F5_Residential_Multi-Family Moderate Income_New_Appliances_Natural Gas_Clothes Dryer_E9 | F5 | Residential | Multi-Family Moderate Income | New | Appliances | Natural Gas | Clothes Dryer | E9 | RIM BC Ratio | 0 | 0 | 0 | 0 | 0 | 0 | 0 | 0 | 0 | 0 | 0 | 0 | 0 | 0 | 0 | 0 | 0 | 0 | 0 | 0 | 0 | 0 | 0 | 0 | 0 | 0 | 0 | 0 | 0 | 0 | 0 | 0 | 0
F5_Residential_Multi-Family Moderate Income_New_Appliances_Natural Gas_Clothes Dryer_E10 | F5 | Residential | Multi-Family Moderate Income | New | Appliances | Natural Gas | Clothes Dryer | E10 | RIM BC Ratio | 0 | 0 | 0 | 0 | 0 | 0 | 0 | 0 | 0 | 0 | 0 | 0 | 0 | 0 | 0 | 0 | 0 | 0 | 0 | 0 | 0 | 0 | 0 | 0 | 0 | 0 | 0 | 0 | 0 | 0 | 0 | 0 | 0
F0_Residential_Multi-Family Moderate Income_New_Appliances_Natural Gas_Stove/Oven_E0 | F0 | Residential | Multi-Family Moderate Income | New | Appliances | Natural Gas | Stove/Oven | E0 | Economic Unit | High Efficiency (730 + 1660 IAEC) | High Efficiency (730 + 1660 IAEC) | High Efficiency (730 + 1660 IAEC) | High Efficiency (730 + 1660 IAEC) | High Efficiency (730 + 1660 IAEC) | High Efficiency (730 + 1660 IAEC) | High Efficiency (730 + 1660 IAEC) | High Efficiency (730 + 1660 IAEC) | High Efficiency (730 + 1660 IAEC) | High Efficiency (730 + 1660 IAEC) | High Efficiency (730 + 1660 IAEC) | High Efficiency (730 + 1660 IAEC) | High Efficiency (730 + 1660 IAEC) | High Efficiency (730 + 1660 IAEC) | High Efficiency (730 + 1660 IAEC) | High Efficiency (730 + 1660 IAEC) | High Efficiency (730 + 1660 IAEC) | High Efficiency (730 + 1660 IAEC) | High Efficiency (730 + 1660 IAEC) | High Efficiency (730 + 1660 IAEC) | High Efficiency (730 + 1660 IAEC) | High Efficiency (730 + 1660 IAEC) | High Efficiency (730 + 1660 IAEC) | High Efficiency (730 + 1660 IAEC) | High Efficiency (730 + 1660 IAEC) | High Efficiency (730 + 1660 IAEC) | High Efficiency (730 + 1660 IAEC) | High Efficiency (730 + 1660 IAEC) | High Efficiency (730 + 1660 IAEC) | High Efficiency (730 + 1660 IAEC) | High Efficiency (730 + 1660 IAEC) | High Efficiency (730 + 1660 IAEC) | High Efficiency (730 + 1660 IAEC)
F1_Residential_Multi-Family Moderate Income_New_Appliances_Natural Gas_Stove/Oven_E1 | F1 | Residential | Multi-Family Moderate Income | New | Appliances | Natural Gas | Stove/Oven | E1 | CCE | 0 | 0 | 0 | 0 | 0 | 0 | 0 | 0 | 0 | 0 | 0 | 0 | 0 | 0 | 0 | 0 | 0 | 0 | 0 | 0 | 0 | 0 | 0 | 0 | 0 | 0 | 0 | 0 | 0 | 0 | 0 | 0 | 0
F1_Residential_Multi-Family Moderate Income_New_Appliances_Natural Gas_Stove/Oven_E2 | F1 | Residential | Multi-Family Moderate Income | New | Appliances | Natural Gas | Stove/Oven | E2 | CCE | 1.6657 | 1.7169 | 1.6821 | 1.542 | 1.542 | 1.542 | 1.542 | 1.542 | 1.542 | 1.542 | 1.542 | 1.542 | 1.542 | 1.542 | 1.542 | 1.542 | 1.542 | 1.542 | 1.542 | 1.542 | 1.542 | 1.542 | 1.542 | 1.542 | 1.542 | 1.542 | 1.542 | 1.542 | 1.542 | 1.542 | 1.542 | 1.542 | 1.542
F1_Residential_Multi-Family Moderate Income_New_Appliances_Natural Gas_Stove/Oven_E3 | F1 | Residential | Multi-Family Moderate Income | New | Appliances | Natural Gas | Stove/Oven | E3 | CCE | 0 | 0 | 0 | 0 | 0 | 0 | 0 | 0 | 0 | 0 | 0 | 0 | 0 | 0 | 0 | 0 | 0 | 0 | 0 | 0 | 0 | 0 | 0 | 0 | 0 | 0 | 0 | 0 | 0 | 0 | 0 | 0 | 0
F1_Residential_Multi-Family Moderate Income_New_Appliances_Natural Gas_Stove/Oven_E4 | F1 | Residential | Multi-Family Moderate Income | New | Appliances | Natural Gas | Stove/Oven | E4 | CCE | 0 | 0 | 0 | 0 | 0 | 0 | 0 | 0 | 0 | 0 | 0 | 0 | 0 | 0 | 0 | 0 | 0 | 0 | 0 | 0 | 0 | 0 | 0 | 0 | 0 | 0 | 0 | 0 | 0 | 0 | 0 | 0 | 0
F1_Residential_Multi-Family Moderate Income_New_Appliances_Natural Gas_Stove/Oven_E5 | F1 | Residential | Multi-Family Moderate Income | New | Appliances | Natural Gas | Stove/Oven | E5 | CCE | 0 | 0 | 0 | 0 | 0 | 0 | 0 | 0 | 0 | 0 | 0 | 0 | 0 | 0 | 0 | 0 | 0 | 0 | 0 | 0 | 0 | 0 | 0 | 0 | 0 | 0 | 0 | 0 | 0 | 0 | 0 | 0 | 0
F1_Residential_Multi-Family Moderate Income_New_Appliances_Natural Gas_Stove/Oven_E6 | F1 | Residential | Multi-Family Moderate Income | New | Appliances | Natural Gas | Stove/Oven | E6 | CCE | 0 | 0 | 0 | 0 | 0 | 0 | 0 | 0 | 0 | 0 | 0 | 0 | 0 | 0 | 0 | 0 | 0 | 0 | 0 | 0 | 0 | 0 | 0 | 0 | 0 | 0 | 0 | 0 | 0 | 0 | 0 | 0 | 0
F1_Residential_Multi-Family Moderate Income_New_Appliances_Natural Gas_Stove/Oven_E7 | F1 | Residential | Multi-Family Moderate Income | New | Appliances | Natural Gas | Stove/Oven | E7 | CCE | 0 | 0 | 0 | 0 | 0 | 0 | 0 | 0 | 0 | 0 | 0 | 0 | 0 | 0 | 0 | 0 | 0 | 0 | 0 | 0 | 0 | 0 | 0 | 0 | 0 | 0 | 0 | 0 | 0 | 0 | 0 | 0 | 0
F1_Residential_Multi-Family Moderate Income_New_Appliances_Natural Gas_Stove/Oven_E8 | F1 | Residential | Multi-Family Moderate Income | New | Appliances | Natural Gas | Stove/Oven | E8 | CCE | 0 | 0 | 0 | 0 | 0 | 0 | 0 | 0 | 0 | 0 | 0 | 0 | 0 | 0 | 0 | 0 | 0 | 0 | 0 | 0 | 0 | 0 | 0 | 0 | 0 | 0 | 0 | 0 | 0 | 0 | 0 | 0 | 0
F1_Residential_Multi-Family Moderate Income_New_Appliances_Natural Gas_Stove/Oven_E9 | F1 | Residential | Multi-Family Moderate Income | New | Appliances | Natural Gas | Stove/Oven | E9 | CCE | 0 | 0 | 0 | 0 | 0 | 0 | 0 | 0 | 0 | 0 | 0 | 0 | 0 | 0 | 0 | 0 | 0 | 0 | 0 | 0 | 0 | 0 | 0 | 0 | 0 | 0 | 0 | 0 | 0 | 0 | 0 | 0 | 0
F1_Residential_Multi-Family Moderate Income_New_Appliances_Natural Gas_Stove/Oven_E10 | F1 | Residential | Multi-Family Moderate Income | New | Appliances | Natural Gas | Stove/Oven | E10 | CCE | 0 | 0 | 0 | 0 | 0 | 0 | 0 | 0 | 0 | 0 | 0 | 0 | 0 | 0 | 0 | 0 | 0 | 0 | 0 | 0 | 0 | 0 | 0 | 0 | 0 | 0 | 0 | 0 | 0 | 0 | 0 | 0 | 0
F2_Residential_Multi-Family Moderate Income_New_Appliances_Natural Gas_Stove/Oven_E1 | F2 | Residential | Multi-Family Moderate Income | New | Appliances | Natural Gas | Stove/Oven | E1 | TRC BC Ratio | bar: 2019 to 2051
F2_Residential_Multi-Family Moderate Income_New_Appliances_Natural Gas_Stove/Oven_E2 | F2 | Residential | Multi-Family Moderate Income | New | Appliances | Natural Gas | Stove/Oven | E2 | TRC BC Ratio | 0.99498 | 0.99808 | 1.005 | 1.0106 | 1.0079 | 1.0119 | 1.0216 | 1.0295 | 1.0391 | 1.0483 | 1.0577 | 1.0665 | 1.0759 | 1.0856 | 1.095 | 1.1046 | 1.1143 | 1.1247 | 1.1348 | 1.1445 | 1.153 | 1.1609 | 1.1668 | 1.1721 | 1.1752 | 1.1769 | 1.1778 | 1.1776 | 1.176 | 1.1734 | 1.1689 | 1.1635 | 1.1565
F2_Residential_Multi-Family Moderate Income_New_Appliances_Natural Gas_Stove/Oven_E3 | F2 | Residential | Multi-Family Moderate Income | New | Appliances | Natural Gas | Stove/Oven | E3 | TRC BC Ratio | 0 | 0 | 0 | 0 | 0 | 0 | 0 | 0 | 0 | 0 | 0 | 0 | 0 | 0 | 0 | 0 | 0 | 0 | 0 | 0 | 0 | 0 | 0 | 0 | 0 | 0 | 0 | 0 | 0 | 0 | 0 | 0 | 0
F2_Residential_Multi-Family Moderate Income_New_Appliances_Natural Gas_Stove/Oven_E4 | F2 | Residential | Multi-Family Moderate Income | New | Appliances | Natural Gas | Stove/Oven | E4 | TRC BC Ratio | 0 | 0 | 0 | 0 | 0 | 0 | 0 | 0 | 0 | 0 | 0 | 0 | 0 | 0 | 0 | 0 | 0 | 0 | 0 | 0 | 0 | 0 | 0 | 0 | 0 | 0 | 0 | 0 | 0 | 0 | 0 | 0 | 0
F2_Residential_Multi-Family Moderate Income_New_Appliances_Natural Gas_Stove/Oven_E5 | F2 | Residential | Multi-Family Moderate Income | New | Appliances | Natural Gas | Stove/Oven | E5 | TRC BC Ratio | 0 | 0 | 0 | 0 | 0 | 0 | 0 | 0 | 0 | 0 | 0 | 0 | 0 | 0 | 0 | 0 | 0 | 0 | 0 | 0 | 0 | 0 | 0 | 0 | 0 | 0 | 0 | 0 | 0 | 0 | 0 | 0 | 0
F2_Residential_Multi-Family Moderate Income_New_Appliances_Natural Gas_Stove/Oven_E6 | F2 | Residential | Multi-Family Moderate Income | New | Appliances | Natural Gas | Stove/Oven | E6 | TRC BC Ratio | 0 | 0 | 0 | 0 | 0 | 0 | 0 | 0 | 0 | 0 | 0 | 0 | 0 | 0 | 0 | 0 | 0 | 0 | 0 | 0 | 0 | 0 | 0 | 0 | 0 | 0 | 0 | 0 | 0 | 0 | 0 | 0 | 0
F2_Residential_Multi-Family Moderate Income_New_Appliances_Natural Gas_Stove/Oven_E7 | F2 | Residential | Multi-Family Moderate Income | New | Appliances | Natural Gas | Stove/Oven | E7 | TRC BC Ratio | 0 | 0 | 0 | 0 | 0 | 0 | 0 | 0 | 0 | 0 | 0 | 0 | 0 | 0 | 0 | 0 | 0 | 0 | 0 | 0 | 0 | 0 | 0 | 0 | 0 | 0 | 0 | 0 | 0 | 0 | 0 | 0 | 0
F2_Residential_Multi-Family Moderate Income_New_Appliances_Natural Gas_Stove/Oven_E8 | F2 | Residential | Multi-Family Moderate Income | New | Appliances | Natural Gas | Stove/Oven | E8 | TRC BC Ratio | 0 | 0 | 0 | 0 | 0 | 0 | 0 | 0 | 0 | 0 | 0 | 0 | 0 | 0 | 0 | 0 | 0 | 0 | 0 | 0 | 0 | 0 | 0 | 0 | 0 | 0 | 0 | 0 | 0 | 0 | 0 | 0 | 0
F2_Residential_Multi-Family Moderate Income_New_Appliances_Natural Gas_Stove/Oven_E9 | F2 | Residential | Multi-Family Moderate Income | New | Appliances | Natural Gas | Stove/Oven | E9 | TRC BC Ratio | 0 | 0 | 0 | 0 | 0 | 0 | 0 | 0 | 0 | 0 | 0 | 0 | 0 | 0 | 0 | 0 | 0 | 0 | 0 | 0 | 0 | 0 | 0 | 0 | 0 | 0 | 0 | 0 | 0 | 0 | 0 | 0 | 0
F2_Residential_Multi-Family Moderate Income_New_Appliances_Natural Gas_Stove/Oven_E10 | F2 | Residential | Multi-Family Moderate Income | New | Appliances | Natural Gas | Stove/Oven | E10 | TRC BC Ratio | 0 | 0 | 0 | 0 | 0 | 0 | 0 | 0 | 0 | 0 | 0 | 0 | 0 | 0 | 0 | 0 | 0 | 0 | 0 | 0 | 0 | 0 | 0 | 0 | 0 | 0 | 0 | 0 | 0 | 0 | 0 | 0 | 0
F3_Residential_Multi-Family Moderate Income_New_Appliances_Natural Gas_Stove/Oven_E1 | F3 | Residential | Multi-Family Moderate Income | New | Appliances | Natural Gas | Stove/Oven | E1 | PACT BC Ratio | bar: 2019 to 2051
F3_Residential_Multi-Family Moderate Income_New_Appliances_Natural Gas_Stove/Oven_E2 | F3 | Residential | Multi-Family Moderate Income | New | Appliances | Natural Gas | Stove/Oven | E2 | PACT BC Ratio | 1.3266 | 1.3308 | 1.34 | 1.3475 | 1.3438 | 1.3492 | 1.3621 | 1.3727 | 1.3854 | 1.3978 | 1.4102 | 1.422 | 1.4345 | 1.4475 | 1.46 | 1.4728 | 1.4858 | 1.4996 | 1.5131 | 1.526 | 1.5373 | 1.5478 | 1.5558 | 1.5628 | 1.5669 | 1.5692 | 1.5704 | 1.5702 | 1.568 | 1.5645 | 1.5585 | 1.5513 | 1.542
F3_Residential_Multi-Family Moderate Income_New_Appliances_Natural Gas_Stove/Oven_E3 | F3 | Residential | Multi-Family Moderate Income | New | Appliances | Natural Gas | Stove/Oven | E3 | PACT BC Ratio | 0 | 0 | 0 | 0 | 0 | 0 | 0 | 0 | 0 | 0 | 0 | 0 | 0 | 0 | 0 | 0 | 0 | 0 | 0 | 0 | 0 | 0 | 0 | 0 | 0 | 0 | 0 | 0 | 0 | 0 | 0 | 0 | 0
F3_Residential_Multi-Family Moderate Income_New_Appliances_Natural Gas_Stove/Oven_E4 | F3 | Residential | Multi-Family Moderate Income | New | Appliances | Natural Gas | Stove/Oven | E4 | PACT BC Ratio | 0 | 0 | 0 | 0 | 0 | 0 | 0 | 0 | 0 | 0 | 0 | 0 | 0 | 0 | 0 | 0 | 0 | 0 | 0 | 0 | 0 | 0 | 0 | 0 | 0 | 0 | 0 | 0 | 0 | 0 | 0 | 0 | 0
F3_Residential_Multi-Family Moderate Income_New_Appliances_Natural Gas_Stove/Oven_E5 | F3 | Residential | Multi-Family Moderate Income | New | Appliances | Natural Gas | Stove/Oven | E5 | PACT BC Ratio | 0 | 0 | 0 | 0 | 0 | 0 | 0 | 0 | 0 | 0 | 0 | 0 | 0 | 0 | 0 | 0 | 0 | 0 | 0 | 0 | 0 | 0 | 0 | 0 | 0 | 0 | 0 | 0 | 0 | 0 | 0 | 0 | 0
F3_Residential_Multi-Family Moderate Income_New_Appliances_Natural Gas_Stove/Oven_E6 | F3 | Residential | Multi-Family Moderate Income | New | Appliances | Natural Gas | Stove/Oven | E6 | PACT BC Ratio | 0 | 0 | 0 | 0 | 0 | 0 | 0 | 0 | 0 | 0 | 0 | 0 | 0 | 0 | 0 | 0 | 0 | 0 | 0 | 0 | 0 | 0 | 0 | 0 | 0 | 0 | 0 | 0 | 0 | 0 | 0 | 0 | 0
F3_Residential_Multi-Family Moderate Income_New_Appliances_Natural Gas_Stove/Oven_E7 | F3 | Residential | Multi-Family Moderate Income | New | Appliances | Natural Gas | Stove/Oven | E7 | PACT BC Ratio | 0 | 0 | 0 | 0 | 0 | 0 | 0 | 0 | 0 | 0 | 0 | 0 | 0 | 0 | 0 | 0 | 0 | 0 | 0 | 0 | 0 | 0 | 0 | 0 | 0 | 0 | 0 | 0 | 0 | 0 | 0 | 0 | 0
F3_Residential_Multi-Family Moderate Income_New_Appliances_Natural Gas_Stove/Oven_E8 | F3 | Residential | Multi-Family Moderate Income | New | Appliances | Natural Gas | Stove/Oven | E8 | PACT BC Ratio | 0 | 0 | 0 | 0 | 0 | 0 | 0 | 0 | 0 | 0 | 0 | 0 | 0 | 0 | 0 | 0 | 0 | 0 | 0 | 0 | 0 | 0 | 0 | 0 | 0 | 0 | 0 | 0 | 0 | 0 | 0 | 0 | 0
F3_Residential_Multi-Family Moderate Income_New_Appliances_Natural Gas_Stove/Oven_E9 | F3 | Residential | Multi-Family Moderate Income | New | Appliances | Natural Gas | Stove/Oven | E9 | PACT BC Ratio | 0 | 0 | 0 | 0 | 0 | 0 | 0 | 0 | 0 | 0 | 0 | 0 | 0 | 0 | 0 | 0 | 0 | 0 | 0 | 0 | 0 | 0 | 0 | 0 | 0 | 0 | 0 | 0 | 0 | 0 | 0 | 0 | 0
F3_Residential_Multi-Family Moderate Income_New_Appliances_Natural Gas_Stove/Oven_E10 | F3 | Residential | Multi-Family Moderate Income | New | Appliances | Natural Gas | Stove/Oven | E10 | PACT BC Ratio | 0 | 0 | 0 | 0 | 0 | 0 | 0 | 0 | 0 | 0 | 0 | 0 | 0 | 0 | 0 | 0 | 0 | 0 | 0 | 0 | 0 | 0 | 0 | 0 | 0 | 0 | 0 | 0 | 0 | 0 | 0 | 0 | 0
F4_Residential_Multi-Family Moderate Income_New_Appliances_Natural Gas_Stove/Oven_E1 | F4 | Residential | Multi-Family Moderate Income | New | Appliances | Natural Gas | Stove/Oven | E1 | RVT BC Ratio | bar: 2019 to 2051
F4_Residential_Multi-Family Moderate Income_New_Appliances_Natural Gas_Stove/Oven_E2 | F4 | Residential | Multi-Family Moderate Income | New | Appliances | Natural Gas | Stove/Oven | E2 | RVT BC Ratio | 1.5526 | 1.5539 | 1.5587 | 1.5626 | 1.5593 | 1.5641 | 1.5757 | 1.5852 | 1.5967 | 1.6078 | 1.619 | 1.6296 | 1.6408 | 1.6524 | 1.6636 | 1.6752 | 1.6868 | 1.6993 | 1.7115 | 1.7234 | 1.7341 | 1.7441 | 1.7521 | 1.7595 | 1.7644 | 1.7678 | 1.7703 | 1.7714 | 1.7709 | 1.7692 | 1.7654 | 1.7605 | 1.7538
F4_Residential_Multi-Family Moderate Income_New_Appliances_Natural Gas_Stove/Oven_E3 | F4 | Residential | Multi-Family Moderate Income | New | Appliances | Natural Gas | Stove/Oven | E3 | RVT BC Ratio | 0 | 0 | 0 | 0 | 0 | 0 | 0 | 0 | 0 | 0 | 0 | 0 | 0 | 0 | 0 | 0 | 0 | 0 | 0 | 0 | 0 | 0 | 0 | 0 | 0 | 0 | 0 | 0 | 0 | 0 | 0 | 0 | 0
F4_Residential_Multi-Family Moderate Income_New_Appliances_Natural Gas_Stove/Oven_E4 | F4 | Residential | Multi-Family Moderate Income | New | Appliances | Natural Gas | Stove/Oven | E4 | RVT BC Ratio | 0 | 0 | 0 | 0 | 0 | 0 | 0 | 0 | 0 | 0 | 0 | 0 | 0 | 0 | 0 | 0 | 0 | 0 | 0 | 0 | 0 | 0 | 0 | 0 | 0 | 0 | 0 | 0 | 0 | 0 | 0 | 0 | 0
F4_Residential_Multi-Family Moderate Income_New_Appliances_Natural Gas_Stove/Oven_E5 | F4 | Residential | Multi-Family Moderate Income | New | Appliances | Natural Gas | Stove/Oven | E5 | RVT BC Ratio | 0 | 0 | 0 | 0 | 0 | 0 | 0 | 0 | 0 | 0 | 0 | 0 | 0 | 0 | 0 | 0 | 0 | 0 | 0 | 0 | 0 | 0 | 0 | 0 | 0 | 0 | 0 | 0 | 0 | 0 | 0 | 0 | 0
F4_Residential_Multi-Family Moderate Income_New_Appliances_Natural Gas_Stove/Oven_E6 | F4 | Residential | Multi-Family Moderate Income | New | Appliances | Natural Gas | Stove/Oven | E6 | RVT BC Ratio | 0 | 0 | 0 | 0 | 0 | 0 | 0 | 0 | 0 | 0 | 0 | 0 | 0 | 0 | 0 | 0 | 0 | 0 | 0 | 0 | 0 | 0 | 0 | 0 | 0 | 0 | 0 | 0 | 0 | 0 | 0 | 0 | 0
F4_Residential_Multi-Family Moderate Income_New_Appliances_Natural Gas_Stove/Oven_E7 | F4 | Residential | Multi-Family Moderate Income | New | Appliances | Natural Gas | Stove/Oven | E7 | RVT BC Ratio | 0 | 0 | 0 | 0 | 0 | 0 | 0 | 0 | 0 | 0 | 0 | 0 | 0 | 0 | 0 | 0 | 0 | 0 | 0 | 0 | 0 | 0 | 0 | 0 | 0 | 0 | 0 | 0 | 0 | 0 | 0 | 0 | 0
F4_Residential_Multi-Family Moderate Income_New_Appliances_Natural Gas_Stove/Oven_E8 | F4 | Residential | Multi-Family Moderate Income | New | Appliances | Natural Gas | Stove/Oven | E8 | RVT BC Ratio | 0 | 0 | 0 | 0 | 0 | 0 | 0 | 0 | 0 | 0 | 0 | 0 | 0 | 0 | 0 | 0 | 0 | 0 | 0 | 0 | 0 | 0 | 0 | 0 | 0 | 0 | 0 | 0 | 0 | 0 | 0 | 0 | 0
F4_Residential_Multi-Family Moderate Income_New_Appliances_Natural Gas_Stove/Oven_E9 | F4 | Residential | Multi-Family Moderate Income | New | Appliances | Natural Gas | Stove/Oven | E9 | RVT BC Ratio | 0 | 0 | 0 | 0 | 0 | 0 | 0 | 0 | 0 | 0 | 0 | 0 | 0 | 0 | 0 | 0 | 0 | 0 | 0 | 0 | 0 | 0 | 0 | 0 | 0 | 0 | 0 | 0 | 0 | 0 | 0 | 0 | 0
F4_Residential_Multi-Family Moderate Income_New_Appliances_Natural Gas_Stove/Oven_E10 | F4 | Residential | Multi-Family Moderate Income | New | Appliances | Natural Gas | Stove/Oven | E10 | RVT BC Ratio | 0 | 0 | 0 | 0 | 0 | 0 | 0 | 0 | 0 | 0 | 0 | 0 | 0 | 0 | 0 | 0 | 0 | 0 | 0 | 0 | 0 | 0 | 0 | 0 | 0 | 0 | 0 | 0 | 0 | 0 | 0 | 0 | 0
F5_Residential_Multi-Family Moderate Income_New_Appliances_Natural Gas_Stove/Oven_E1 | F5 | Residential | Multi-Family Moderate Income | New | Appliances | Natural Gas | Stove/Oven | E1 | RIM BC Ratio | bar: 2019 to 2051
F5_Residential_Multi-Family Moderate Income_New_Appliances_Natural Gas_Stove/Oven_E2 | F5 | Residential | Multi-Family Moderate Income | New | Appliances | Natural Gas | Stove/Oven | E2 | RIM BC Ratio | 0.68127 | 0.68287 | 0.68571 | 0.68805 | 0.68746 | 0.68832 | 0.69036 | 0.69202 | 0.694 | 0.69589 | 0.69777 | 0.69953 | 0.70136 | 0.70326 | 0.70505 | 0.70688 | 0.70869 | 0.71062 | 0.7124 | 0.71404 | 0.71537 | 0.71652 | 0.71726 | 0.71779 | 0.71786 | 0.71769 | 0.71736 | 0.71682 | 0.71602 | 0.71502 | 0.71367 | 0.71215 | 0.71031
F5_Residential_Multi-Family Moderate Income_New_Appliances_Natural Gas_Stove/Oven_E3 | F5 | Residential | Multi-Family Moderate Income | New | Appliances | Natural Gas | Stove/Oven | E3 | RIM BC Ratio | 0 | 0 | 0 | 0 | 0 | 0 | 0 | 0 | 0 | 0 | 0 | 0 | 0 | 0 | 0 | 0 | 0 | 0 | 0 | 0 | 0 | 0 | 0 | 0 | 0 | 0 | 0 | 0 | 0 | 0 | 0 | 0 | 0
F5_Residential_Multi-Family Moderate Income_New_Appliances_Natural Gas_Stove/Oven_E4 | F5 | Residential | Multi-Family Moderate Income | New | Appliances | Natural Gas | Stove/Oven | E4 | RIM BC Ratio | 0 | 0 | 0 | 0 | 0 | 0 | 0 | 0 | 0 | 0 | 0 | 0 | 0 | 0 | 0 | 0 | 0 | 0 | 0 | 0 | 0 | 0 | 0 | 0 | 0 | 0 | 0 | 0 | 0 | 0 | 0 | 0 | 0
F5_Residential_Multi-Family Moderate Income_New_Appliances_Natural Gas_Stove/Oven_E5 | F5 | Residential | Multi-Family Moderate Income | New | Appliances | Natural Gas | Stove/Oven | E5 | RIM BC Ratio | 0 | 0 | 0 | 0 | 0 | 0 | 0 | 0 | 0 | 0 | 0 | 0 | 0 | 0 | 0 | 0 | 0 | 0 | 0 | 0 | 0 | 0 | 0 | 0 | 0 | 0 | 0 | 0 | 0 | 0 | 0 | 0 | 0
F5_Residential_Multi-Family Moderate Income_New_Appliances_Natural Gas_Stove/Oven_E6 | F5 | Residential | Multi-Family Moderate Income | New | Appliances | Natural Gas | Stove/Oven | E6 | RIM BC Ratio | 0 | 0 | 0 | 0 | 0 | 0 | 0 | 0 | 0 | 0 | 0 | 0 | 0 | 0 | 0 | 0 | 0 | 0 | 0 | 0 | 0 | 0 | 0 | 0 | 0 | 0 | 0 | 0 | 0 | 0 | 0 | 0 | 0
F5_Residential_Multi-Family Moderate Income_New_Appliances_Natural Gas_Stove/Oven_E7 | F5 | Residential | Multi-Family Moderate Income | New | Appliances | Natural Gas | Stove/Oven | E7 | RIM BC Ratio | 0 | 0 | 0 | 0 | 0 | 0 | 0 | 0 | 0 | 0 | 0 | 0 | 0 | 0 | 0 | 0 | 0 | 0 | 0 | 0 | 0 | 0 | 0 | 0 | 0 | 0 | 0 | 0 | 0 | 0 | 0 | 0 | 0
F5_Residential_Multi-Family Moderate Income_New_Appliances_Natural Gas_Stove/Oven_E8 | F5 | Residential | Multi-Family Moderate Income | New | Appliances | Natural Gas | Stove/Oven | E8 | RIM BC Ratio | 0 | 0 | 0 | 0 | 0 | 0 | 0 | 0 | 0 | 0 | 0 | 0 | 0 | 0 | 0 | 0 | 0 | 0 | 0 | 0 | 0 | 0 | 0 | 0 | 0 | 0 | 0 | 0 | 0 | 0 | 0 | 0 | 0
F5_Residential_Multi-Family Moderate Income_New_Appliances_Natural Gas_Stove/Oven_E9 | F5 | Residential | Multi-Family Moderate Income | New | Appliances | Natural Gas | Stove/Oven | E9 | RIM BC Ratio | 0 | 0 | 0 | 0 | 0 | 0 | 0 | 0 | 0 | 0 | 0 | 0 | 0 | 0 | 0 | 0 | 0 | 0 | 0 | 0 | 0 | 0 | 0 | 0 | 0 | 0 | 0 | 0 | 0 | 0 | 0 | 0 | 0
F5_Residential_Multi-Family Moderate Income_New_Appliances_Natural Gas_Stove/Oven_E10 | F5 | Residential | Multi-Family Moderate Income | New | Appliances | Natural Gas | Stove/Oven | E10 | RIM BC Ratio | 0 | 0 | 0 | 0 | 0 | 0 | 0 | 0 | 0 | 0 | 0 | 0 | 0 | 0 | 0 | 0 | 0 | 0 | 0 | 0 | 0 | 0 | 0 | 0 | 0 | 0 | 0 | 0 | 0 | 0 | 0 | 0 | 0
F0_Residential_Multi-Family Moderate Income_New_Miscellaneous_Natural Gas_Pool Heater_E0 | F0 | Residential | Multi-Family Moderate Income | New | Miscellaneous | Natural Gas | Pool Heater | E0 | Economic Unit | Standard (EF 0.82) | Standard (EF 0.82) | Standard (EF 0.82) | Standard (EF 0.82) | Standard (EF 0.82) | Standard (EF 0.82) | Standard (EF 0.82) | Standard (EF 0.82) | Standard (EF 0.82) | Standard (EF 0.82) | Standard (EF 0.82) | Standard (EF 0.82) | Standard (EF 0.82) | Standard (EF 0.82) | Standard (EF 0.82) | Standard (EF 0.82) | Standard (EF 0.82) | Standard (EF 0.82) | Standard (EF 0.82) | Standard (EF 0.82) | Standard (EF 0.82) | Standard (EF 0.82) | Standard (EF 0.82) | Standard (EF 0.82) | Standard (EF 0.82) | Standard (EF 0.82) | Standard (EF 0.82) | Standard (EF 0.82) | Standard (EF 0.82) | Standard (EF 0.82) | Standard (EF 0.82) | Standard (EF 0.82) | Standard (EF 0.82)
F1_Residential_Multi-Family Moderate Income_New_Miscellaneous_Natural Gas_Pool Heater_E1 | F1 | Residential | Multi-Family Moderate Income | New | Miscellaneous | Natural Gas | Pool Heater | E1 | CCE | 0 | 0 | 0 | 0 | 0 | 0 | 0 | 0 | 0 | 0 | 0 | 0 | 0 | 0 | 0 | 0 | 0 | 0 | 0 | 0 | 0 | 0 | 0 | 0 | 0 | 0 | 0 | 0 | 0 | 0 | 0 | 0 | 0
F1_Residential_Multi-Family Moderate Income_New_Miscellaneous_Natural Gas_Pool Heater_E2 | F1 | Residential | Multi-Family Moderate Income | New | Miscellaneous | Natural Gas | Pool Heater | E2 | CCE | 42.1912 | 43.4894 | 42.6065 | 39.0589 | 39.0589 | 39.0589 | 39.0589 | 39.0589 | 39.0589 | 39.0589 | 39.0589 | 39.0589 | 39.0589 | 39.0589 | 39.0589 | 39.0589 | 39.0589 | 39.0589 | 39.0589 | 39.0589 | 39.0589 | 39.0589 | 39.0589 | 39.0589 | 39.0589 | 39.0589 | 39.0589 | 39.0589 | 39.0589 | 39.0589 | 39.0589 | 39.0589 | 39.0589
F1_Residential_Multi-Family Moderate Income_New_Miscellaneous_Natural Gas_Pool Heater_E3 | F1 | Residential | Multi-Family Moderate Income | New | Miscellaneous | Natural Gas | Pool Heater | E3 | CCE | 49.4829 | 51.0054 | 49.9699 | 45.8092 | 45.8092 | 45.8092 | 45.8092 | 45.8092 | 45.8092 | 45.8092 | 45.8092 | 45.8092 | 45.8092 | 45.8092 | 45.8092 | 45.8092 | 45.8092 | 45.8092 | 45.8092 | 45.8092 | 45.8092 | 45.8092 | 45.8092 | 45.8092 | 45.8092 | 45.8092 | 45.8092 | 45.8092 | 45.8092 | 45.8092 | 45.8092 | 45.8092 | 45.8092
F1_Residential_Multi-Family Moderate Income_New_Miscellaneous_Natural Gas_Pool Heater_E4 | F1 | Residential | Multi-Family Moderate Income | New | Miscellaneous | Natural Gas | Pool Heater | E4 | CCE | 47.5688 | 49.0325 | 48.0371 | 44.0373 | 44.0373 | 44.0373 | 44.0373 | 44.0373 | 44.0373 | 44.0373 | 44.0373 | 44.0373 | 44.0373 | 44.0373 | 44.0373 | 44.0373 | 44.0373 | 44.0373 | 44.0373 | 44.0373 | 44.0373 | 44.0373 | 44.0373 | 44.0373 | 44.0373 | 44.0373 | 44.0373 | 44.0373 | 44.0373 | 44.0373 | 44.0373 | 44.0373 | 44.0373
F1_Residential_Multi-Family Moderate Income_New_Miscellaneous_Natural Gas_Pool Heater_E5 | F1 | Residential | Multi-Family Moderate Income | New | Miscellaneous | Natural Gas | Pool Heater | E5 | CCE | 0 | 0 | 0 | 0 | 0 | 0 | 0 | 0 | 0 | 0 | 0 | 0 | 0 | 0 | 0 | 0 | 0 | 0 | 0 | 0 | 0 | 0 | 0 | 0 | 0 | 0 | 0 | 0 | 0 | 0 | 0 | 0 | 0
F1_Residential_Multi-Family Moderate Income_New_Miscellaneous_Natural Gas_Pool Heater_E6 | F1 | Residential | Multi-Family Moderate Income | New | Miscellaneous | Natural Gas | Pool Heater | E6 | CCE | 0 | 0 | 0 | 0 | 0 | 0 | 0 | 0 | 0 | 0 | 0 | 0 | 0 | 0 | 0 | 0 | 0 | 0 | 0 | 0 | 0 | 0 | 0 | 0 | 0 | 0 | 0 | 0 | 0 | 0 | 0 | 0 | 0
F1_Residential_Multi-Family Moderate Income_New_Miscellaneous_Natural Gas_Pool Heater_E7 | F1 | Residential | Multi-Family Moderate Income | New | Miscellaneous | Natural Gas | Pool Heater | E7 | CCE | 0 | 0 | 0 | 0 | 0 | 0 | 0 | 0 | 0 | 0 | 0 | 0 | 0 | 0 | 0 | 0 | 0 | 0 | 0 | 0 | 0 | 0 | 0 | 0 | 0 | 0 | 0 | 0 | 0 | 0 | 0 | 0 | 0
F1_Residential_Multi-Family Moderate Income_New_Miscellaneous_Natural Gas_Pool Heater_E8 | F1 | Residential | Multi-Family Moderate Income | New | Miscellaneous | Natural Gas | Pool Heater | E8 | CCE | 0 | 0 | 0 | 0 | 0 | 0 | 0 | 0 | 0 | 0 | 0 | 0 | 0 | 0 | 0 | 0 | 0 | 0 | 0 | 0 | 0 | 0 | 0 | 0 | 0 | 0 | 0 | 0 | 0 | 0 | 0 | 0 | 0
F1_Residential_Multi-Family Moderate Income_New_Miscellaneous_Natural Gas_Pool Heater_E9 | F1 | Residential | Multi-Family Moderate Income | New | Miscellaneous | Natural Gas | Pool Heater | E9 | CCE | 0 | 0 | 0 | 0 | 0 | 0 | 0 | 0 | 0 | 0 | 0 | 0 | 0 | 0 | 0 | 0 | 0 | 0 | 0 | 0 | 0 | 0 | 0 | 0 | 0 | 0 | 0 | 0 | 0 | 0 | 0 | 0 | 0
F1_Residential_Multi-Family Moderate Income_New_Miscellaneous_Natural Gas_Pool Heater_E10 | F1 | Residential | Multi-Family Moderate Income | New | Miscellaneous | Natural Gas | Pool Heater | E10 | CCE | 0 | 0 | 0 | 0 | 0 | 0 | 0 | 0 | 0 | 0 | 0 | 0 | 0 | 0 | 0 | 0 | 0 | 0 | 0 | 0 | 0 | 0 | 0 | 0 | 0 | 0 | 0 | 0 | 0 | 0 | 0 | 0 | 0
F2_Residential_Multi-Family Moderate Income_New_Miscellaneous_Natural Gas_Pool Heater_E1 | F2 | Residential | Multi-Family Moderate Income | New | Miscellaneous | Natural Gas | Pool Heater | E1 | TRC BC Ratio | bar: 2019 to 2051
F2_Residential_Multi-Family Moderate Income_New_Miscellaneous_Natural Gas_Pool Heater_E2 | F2 | Residential | Multi-Family Moderate Income | New | Miscellaneous | Natural Gas | Pool Heater | E2 | TRC BC Ratio | 0 | 0 | 0 | 0 | 0 | 0 | 0 | 0 | 0 | 0 | 0 | 0 | 0 | 0 | 0 | 0 | 0 | 0 | 0 | 0 | 0 | 0 | 0 | 0 | 0 | 0 | 0 | 0 | 0 | 0 | 0 | 0 | 0
F2_Residential_Multi-Family Moderate Income_New_Miscellaneous_Natural Gas_Pool Heater_E3 | F2 | Residential | Multi-Family Moderate Income | New | Miscellaneous | Natural Gas | Pool Heater | E3 | TRC BC Ratio | 0 | 0 | 0 | 0 | 0 | 0 | 0 | 0 | 0 | 0 | 0 | 0 | 0 | 0 | 0 | 0 | 0 | 0 | 0 | 0 | 0 | 0 | 0 | 0 | 0 | 0 | 0 | 0 | 0 | 0 | 0 | 0 | 0
F2_Residential_Multi-Family Moderate Income_New_Miscellaneous_Natural Gas_Pool Heater_E4 | F2 | Residential | Multi-Family Moderate Income | New | Miscellaneous | Natural Gas | Pool Heater | E4 | TRC BC Ratio | 0 | 0 | 0 | 0 | 0 | 0 | 0 | 0 | 0 | 0 | 0 | 0 | 0 | 0 | 0 | 0 | 0 | 0 | 0 | 0 | 0 | 0 | 0 | 0 | 0 | 0 | 0 | 0 | 0 | 0 | 0 | 0 | 0
F2_Residential_Multi-Family Moderate Income_New_Miscellaneous_Natural Gas_Pool Heater_E5 | F2 | Residential | Multi-Family Moderate Income | New | Miscellaneous | Natural Gas | Pool Heater | E5 | TRC BC Ratio | 0 | 0 | 0 | 0 | 0 | 0 | 0 | 0 | 0 | 0 | 0 | 0 | 0 | 0 | 0 | 0 | 0 | 0 | 0 | 0 | 0 | 0 | 0 | 0 | 0 | 0 | 0 | 0 | 0 | 0 | 0 | 0 | 0
F2_Residential_Multi-Family Moderate Income_New_Miscellaneous_Natural Gas_Pool Heater_E6 | F2 | Residential | Multi-Family Moderate Income | New | Miscellaneous | Natural Gas | Pool Heater | E6 | TRC BC Ratio | 0 | 0 | 0 | 0 | 0 | 0 | 0 | 0 | 0 | 0 | 0 | 0 | 0 | 0 | 0 | 0 | 0 | 0 | 0 | 0 | 0 | 0 | 0 | 0 | 0 | 0 | 0 | 0 | 0 | 0 | 0 | 0 | 0
F2_Residential_Multi-Family Moderate Income_New_Miscellaneous_Natural Gas_Pool Heater_E7 | F2 | Residential | Multi-Family Moderate Income | New | Miscellaneous | Natural Gas | Pool Heater | E7 | TRC BC Ratio | 0 | 0 | 0 | 0 | 0 | 0 | 0 | 0 | 0 | 0 | 0 | 0 | 0 | 0 | 0 | 0 | 0 | 0 | 0 | 0 | 0 | 0 | 0 | 0 | 0 | 0 | 0 | 0 | 0 | 0 | 0 | 0 | 0
F2_Residential_Multi-Family Moderate Income_New_Miscellaneous_Natural Gas_Pool Heater_E8 | F2 | Residential | Multi-Family Moderate Income | New | Miscellaneous | Natural Gas | Pool Heater | E8 | TRC BC Ratio | 0 | 0 | 0 | 0 | 0 | 0 | 0 | 0 | 0 | 0 | 0 | 0 | 0 | 0 | 0 | 0 | 0 | 0 | 0 | 0 | 0 | 0 | 0 | 0 | 0 | 0 | 0 | 0 | 0 | 0 | 0 | 0 | 0
F2_Residential_Multi-Family Moderate Income_New_Miscellaneous_Natural Gas_Pool Heater_E9 | F2 | Residential | Multi-Family Moderate Income | New | Miscellaneous | Natural Gas | Pool Heater | E9 | TRC BC Ratio | 0 | 0 | 0 | 0 | 0 | 0 | 0 | 0 | 0 | 0 | 0 | 0 | 0 | 0 | 0 | 0 | 0 | 0 | 0 | 0 | 0 | 0 | 0 | 0 | 0 | 0 | 0 | 0 | 0 | 0 | 0 | 0 | 0
F2_Residential_Multi-Family Moderate Income_New_Miscellaneous_Natural Gas_Pool Heater_E10 | F2 | Residential | Multi-Family Moderate Income | New | Miscellaneous | Natural Gas | Pool Heater | E10 | TRC BC Ratio | 0 | 0 | 0 | 0 | 0 | 0 | 0 | 0 | 0 | 0 | 0 | 0 | 0 | 0 | 0 | 0 | 0 | 0 | 0 | 0 | 0 | 0 | 0 | 0 | 0 | 0 | 0 | 0 | 0 | 0 | 0 | 0 | 0
F3_Residential_Multi-Family Moderate Income_New_Miscellaneous_Natural Gas_Pool Heater_E1 | F3 | Residential | Multi-Family Moderate Income | New | Miscellaneous | Natural Gas | Pool Heater | E1 | PACT BC Ratio | bar: 2019 to 2051
F3_Residential_Multi-Family Moderate Income_New_Miscellaneous_Natural Gas_Pool Heater_E2 | F3 | Residential | Multi-Family Moderate Income | New | Miscellaneous | Natural Gas | Pool Heater | E2 | PACT BC Ratio | 0 | 0 | 0 | 0 | 0 | 0 | 0 | 0 | 0 | 0 | 0 | 0 | 0 | 0 | 0 | 0 | 0 | 0 | 0 | 0 | 0 | 0 | 0 | 0 | 0 | 0 | 0 | 0 | 0 | 0 | 0 | 0 | 0
F3_Residential_Multi-Family Moderate Income_New_Miscellaneous_Natural Gas_Pool Heater_E3 | F3 | Residential | Multi-Family Moderate Income | New | Miscellaneous | Natural Gas | Pool Heater | E3 | PACT BC Ratio | 0 | 0 | 0 | 0 | 0 | 0 | 0 | 0 | 0 | 0 | 0 | 0 | 0 | 0 | 0 | 0 | 0 | 0 | 0 | 0 | 0 | 0 | 0 | 0 | 0 | 0 | 0 | 0 | 0 | 0 | 0 | 0 | 0
F3_Residential_Multi-Family Moderate Income_New_Miscellaneous_Natural Gas_Pool Heater_E4 | F3 | Residential | Multi-Family Moderate Income | New | Miscellaneous | Natural Gas | Pool Heater | E4 | PACT BC Ratio | 0 | 0 | 0 | 0 | 0 | 0 | 0 | 0 | 0 | 0 | 0 | 0 | 0 | 0 | 0 | 0 | 0 | 0 | 0 | 0 | 0 | 0 | 0 | 0 | 0 | 0 | 0 | 0 | 0 | 0 | 0 | 0 | 0
F3_Residential_Multi-Family Moderate Income_New_Miscellaneous_Natural Gas_Pool Heater_E5 | F3 | Residential | Multi-Family Moderate Income | New | Miscellaneous | Natural Gas | Pool Heater | E5 | PACT BC Ratio | 0 | 0 | 0 | 0 | 0 | 0 | 0 | 0 | 0 | 0 | 0 | 0 | 0 | 0 | 0 | 0 | 0 | 0 | 0 | 0 | 0 | 0 | 0 | 0 | 0 | 0 | 0 | 0 | 0 | 0 | 0 | 0 | 0
F3_Residential_Multi-Family Moderate Income_New_Miscellaneous_Natural Gas_Pool Heater_E6 | F3 | Residential | Multi-Family Moderate Income | New | Miscellaneous | Natural Gas | Pool Heater | E6 | PACT BC Ratio | 0 | 0 | 0 | 0 | 0 | 0 | 0 | 0 | 0 | 0 | 0 | 0 | 0 | 0 | 0 | 0 | 0 | 0 | 0 | 0 | 0 | 0 | 0 | 0 | 0 | 0 | 0 | 0 | 0 | 0 | 0 | 0 | 0
F3_Residential_Multi-Family Moderate Income_New_Miscellaneous_Natural Gas_Pool Heater_E7 | F3 | Residential | Multi-Family Moderate Income | New | Miscellaneous | Natural Gas | Pool Heater | E7 | PACT BC Ratio | 0 | 0 | 0 | 0 | 0 | 0 | 0 | 0 | 0 | 0 | 0 | 0 | 0 | 0 | 0 | 0 | 0 | 0 | 0 | 0 | 0 | 0 | 0 | 0 | 0 | 0 | 0 | 0 | 0 | 0 | 0 | 0 | 0
F3_Residential_Multi-Family Moderate Income_New_Miscellaneous_Natural Gas_Pool Heater_E8 | F3 | Residential | Multi-Family Moderate Income | New | Miscellaneous | Natural Gas | Pool Heater | E8 | PACT BC Ratio | 0 | 0 | 0 | 0 | 0 | 0 | 0 | 0 | 0 | 0 | 0 | 0 | 0 | 0 | 0 | 0 | 0 | 0 | 0 | 0 | 0 | 0 | 0 | 0 | 0 | 0 | 0 | 0 | 0 | 0 | 0 | 0 | 0
F3_Residential_Multi-Family Moderate Income_New_Miscellaneous_Natural Gas_Pool Heater_E9 | F3 | Residential | Multi-Family Moderate Income | New | Miscellaneous | Natural Gas | Pool Heater | E9 | PACT BC Ratio | 0 | 0 | 0 | 0 | 0 | 0 | 0 | 0 | 0 | 0 | 0 | 0 | 0 | 0 | 0 | 0 | 0 | 0 | 0 | 0 | 0 | 0 | 0 | 0 | 0 | 0 | 0 | 0 | 0 | 0 | 0 | 0 | 0
F3_Residential_Multi-Family Moderate Income_New_Miscellaneous_Natural Gas_Pool Heater_E10 | F3 | Residential | Multi-Family Moderate Income | New | Miscellaneous | Natural Gas | Pool Heater | E10 | PACT BC Ratio | 0 | 0 | 0 | 0 | 0 | 0 | 0 | 0 | 0 | 0 | 0 | 0 | 0 | 0 | 0 | 0 | 0 | 0 | 0 | 0 | 0 | 0 | 0 | 0 | 0 | 0 | 0 | 0 | 0 | 0 | 0 | 0 | 0
F4_Residential_Multi-Family Moderate Income_New_Miscellaneous_Natural Gas_Pool Heater_E1 | F4 | Residential | Multi-Family Moderate Income | New | Miscellaneous | Natural Gas | Pool Heater | E1 | RVT BC Ratio | bar: 2019 to 2051
F4_Residential_Multi-Family Moderate Income_New_Miscellaneous_Natural Gas_Pool Heater_E2 | F4 | Residential | Multi-Family Moderate Income | New | Miscellaneous | Natural Gas | Pool Heater | E2 | RVT BC Ratio | 0.7 | 0.7 | 0.7 | 0.7 | 0.7 | 0.7 | 0.7 | 0.7 | 0.7 | 0.7 | 0.7 | 0.7 | 0.7 | 0.7 | 0.7 | 0.7 | 0.7 | 0.7 | 0.7 | 0.7 | 0.7 | 0.7 | 0.7 | 0.7 | 0.7 | 0.7 | 0.7 | 0.7 | 0.7 | 0.7 | 0.7 | 0.7 | 0.7
F4_Residential_Multi-Family Moderate Income_New_Miscellaneous_Natural Gas_Pool Heater_E3 | F4 | Residential | Multi-Family Moderate Income | New | Miscellaneous | Natural Gas | Pool Heater | E3 | RVT BC Ratio | 0.7 | 0.7 | 0.7 | 0.7 | 0.7 | 0.7 | 0.7 | 0.7 | 0.7 | 0.7 | 0.7 | 0.7 | 0.7 | 0.7 | 0.7 | 0.7 | 0.7 | 0.7 | 0.7 | 0.7 | 0.7 | 0.7 | 0.7 | 0.7 | 0.7 | 0.7 | 0.7 | 0.7 | 0.7 | 0.7 | 0.7 | 0.7 | 0.7
F4_Residential_Multi-Family Moderate Income_New_Miscellaneous_Natural Gas_Pool Heater_E4 | F4 | Residential | Multi-Family Moderate Income | New | Miscellaneous | Natural Gas | Pool Heater | E4 | RVT BC Ratio | 0.7 | 0.7 | 0.7 | 0.7 | 0.7 | 0.7 | 0.7 | 0.7 | 0.7 | 0.7 | 0.7 | 0.7 | 0.7 | 0.7 | 0.7 | 0.7 | 0.7 | 0.7 | 0.7 | 0.7 | 0.7 | 0.7 | 0.7 | 0.7 | 0.7 | 0.7 | 0.7 | 0.7 | 0.7 | 0.7 | 0.7 | 0.7 | 0.7
F4_Residential_Multi-Family Moderate Income_New_Miscellaneous_Natural Gas_Pool Heater_E5 | F4 | Residential | Multi-Family Moderate Income | New | Miscellaneous | Natural Gas | Pool Heater | E5 | RVT BC Ratio | 0 | 0 | 0 | 0 | 0 | 0 | 0 | 0 | 0 | 0 | 0 | 0 | 0 | 0 | 0 | 0 | 0 | 0 | 0 | 0 | 0 | 0 | 0 | 0 | 0 | 0 | 0 | 0 | 0 | 0 | 0 | 0 | 0
F4_Residential_Multi-Family Moderate Income_New_Miscellaneous_Natural Gas_Pool Heater_E6 | F4 | Residential | Multi-Family Moderate Income | New | Miscellaneous | Natural Gas | Pool Heater | E6 | RVT BC Ratio | 0 | 0 | 0 | 0 | 0 | 0 | 0 | 0 | 0 | 0 | 0 | 0 | 0 | 0 | 0 | 0 | 0 | 0 | 0 | 0 | 0 | 0 | 0 | 0 | 0 | 0 | 0 | 0 | 0 | 0 | 0 | 0 | 0
F4_Residential_Multi-Family Moderate Income_New_Miscellaneous_Natural Gas_Pool Heater_E7 | F4 | Residential | Multi-Family Moderate Income | New | Miscellaneous | Natural Gas | Pool Heater | E7 | RVT BC Ratio | 0 | 0 | 0 | 0 | 0 | 0 | 0 | 0 | 0 | 0 | 0 | 0 | 0 | 0 | 0 | 0 | 0 | 0 | 0 | 0 | 0 | 0 | 0 | 0 | 0 | 0 | 0 | 0 | 0 | 0 | 0 | 0 | 0
F4_Residential_Multi-Family Moderate Income_New_Miscellaneous_Natural Gas_Pool Heater_E8 | F4 | Residential | Multi-Family Moderate Income | New | Miscellaneous | Natural Gas | Pool Heater | E8 | RVT BC Ratio | 0 | 0 | 0 | 0 | 0 | 0 | 0 | 0 | 0 | 0 | 0 | 0 | 0 | 0 | 0 | 0 | 0 | 0 | 0 | 0 | 0 | 0 | 0 | 0 | 0 | 0 | 0 | 0 | 0 | 0 | 0 | 0 | 0
F4_Residential_Multi-Family Moderate Income_New_Miscellaneous_Natural Gas_Pool Heater_E9 | F4 | Residential | Multi-Family Moderate Income | New | Miscellaneous | Natural Gas | Pool Heater | E9 | RVT BC Ratio | 0 | 0 | 0 | 0 | 0 | 0 | 0 | 0 | 0 | 0 | 0 | 0 | 0 | 0 | 0 | 0 | 0 | 0 | 0 | 0 | 0 | 0 | 0 | 0 | 0 | 0 | 0 | 0 | 0 | 0 | 0 | 0 | 0
F4_Residential_Multi-Family Moderate Income_New_Miscellaneous_Natural Gas_Pool Heater_E10 | F4 | Residential | Multi-Family Moderate Income | New | Miscellaneous | Natural Gas | Pool Heater | E10 | RVT BC Ratio | 0 | 0 | 0 | 0 | 0 | 0 | 0 | 0 | 0 | 0 | 0 | 0 | 0 | 0 | 0 | 0 | 0 | 0 | 0 | 0 | 0 | 0 | 0 | 0 | 0 | 0 | 0 | 0 | 0 | 0 | 0 | 0 | 0
F5_Residential_Multi-Family Moderate Income_New_Miscellaneous_Natural Gas_Pool Heater_E1 | F5 | Residential | Multi-Family Moderate Income | New | Miscellaneous | Natural Gas | Pool Heater | E1 | RIM BC Ratio | bar: 2019 to 2051
F5_Residential_Multi-Family Moderate Income_New_Miscellaneous_Natural Gas_Pool Heater_E2 | F5 | Residential | Multi-Family Moderate Income | New | Miscellaneous | Natural Gas | Pool Heater | E2 | RIM BC Ratio | 0 | 0 | 0 | 0 | 0 | 0 | 0 | 0 | 0 | 0 | 0 | 0 | 0 | 0 | 0 | 0 | 0 | 0 | 0 | 0 | 0 | 0 | 0 | 0 | 0 | 0 | 0 | 0 | 0 | 0 | 0 | 0 | 0
F5_Residential_Multi-Family Moderate Income_New_Miscellaneous_Natural Gas_Pool Heater_E3 | F5 | Residential | Multi-Family Moderate Income | New | Miscellaneous | Natural Gas | Pool Heater | E3 | RIM BC Ratio | 0 | 0 | 0 | 0 | 0 | 0 | 0 | 0 | 0 | 0 | 0 | 0 | 0 | 0 | 0 | 0 | 0 | 0 | 0 | 0 | 0 | 0 | 0 | 0 | 0 | 0 | 0 | 0 | 0 | 0 | 0 | 0 | 0
F5_Residential_Multi-Family Moderate Income_New_Miscellaneous_Natural Gas_Pool Heater_E4 | F5 | Residential | Multi-Family Moderate Income | New | Miscellaneous | Natural Gas | Pool Heater | E4 | RIM BC Ratio | 0 | 0 | 0 | 0 | 0 | 0 | 0 | 0 | 0 | 0 | 0 | 0 | 0 | 0 | 0 | 0 | 0 | 0 | 0 | 0 | 0 | 0 | 0 | 0 | 0 | 0 | 0 | 0 | 0 | 0 | 0 | 0 | 0
F5_Residential_Multi-Family Moderate Income_New_Miscellaneous_Natural Gas_Pool Heater_E5 | F5 | Residential | Multi-Family Moderate Income | New | Miscellaneous | Natural Gas | Pool Heater | E5 | RIM BC Ratio | 0 | 0 | 0 | 0 | 0 | 0 | 0 | 0 | 0 | 0 | 0 | 0 | 0 | 0 | 0 | 0 | 0 | 0 | 0 | 0 | 0 | 0 | 0 | 0 | 0 | 0 | 0 | 0 | 0 | 0 | 0 | 0 | 0
F5_Residential_Multi-Family Moderate Income_New_Miscellaneous_Natural Gas_Pool Heater_E6 | F5 | Residential | Multi-Family Moderate Income | New | Miscellaneous | Natural Gas | Pool Heater | E6 | RIM BC Ratio | 0 | 0 | 0 | 0 | 0 | 0 | 0 | 0 | 0 | 0 | 0 | 0 | 0 | 0 | 0 | 0 | 0 | 0 | 0 | 0 | 0 | 0 | 0 | 0 | 0 | 0 | 0 | 0 | 0 | 0 | 0 | 0 | 0
F5_Residential_Multi-Family Moderate Income_New_Miscellaneous_Natural Gas_Pool Heater_E7 | F5 | Residential | Multi-Family Moderate Income | New | Miscellaneous | Natural Gas | Pool Heater | E7 | RIM BC Ratio | 0 | 0 | 0 | 0 | 0 | 0 | 0 | 0 | 0 | 0 | 0 | 0 | 0 | 0 | 0 | 0 | 0 | 0 | 0 | 0 | 0 | 0 | 0 | 0 | 0 | 0 | 0 | 0 | 0 | 0 | 0 | 0 | 0
F5_Residential_Multi-Family Moderate Income_New_Miscellaneous_Natural Gas_Pool Heater_E8 | F5 | Residential | Multi-Family Moderate Income | New | Miscellaneous | Natural Gas | Pool Heater | E8 | RIM BC Ratio | 0 | 0 | 0 | 0 | 0 | 0 | 0 | 0 | 0 | 0 | 0 | 0 | 0 | 0 | 0 | 0 | 0 | 0 | 0 | 0 | 0 | 0 | 0 | 0 | 0 | 0 | 0 | 0 | 0 | 0 | 0 | 0 | 0
F5_Residential_Multi-Family Moderate Income_New_Miscellaneous_Natural Gas_Pool Heater_E9 | F5 | Residential | Multi-Family Moderate Income | New | Miscellaneous | Natural Gas | Pool Heater | E9 | RIM BC Ratio | 0 | 0 | 0 | 0 | 0 | 0 | 0 | 0 | 0 | 0 | 0 | 0 | 0 | 0 | 0 | 0 | 0 | 0 | 0 | 0 | 0 | 0 | 0 | 0 | 0 | 0 | 0 | 0 | 0 | 0 | 0 | 0 | 0
F5_Residential_Multi-Family Moderate Income_New_Miscellaneous_Natural Gas_Pool Heater_E10 | F5 | Residential | Multi-Family Moderate Income | New | Miscellaneous | Natural Gas | Pool Heater | E10 | RIM BC Ratio | 0 | 0 | 0 | 0 | 0 | 0 | 0 | 0 | 0 | 0 | 0 | 0 | 0 | 0 | 0 | 0 | 0 | 0 | 0 | 0 | 0 | 0 | 0 | 0 | 0 | 0 | 0 | 0 | 0 | 0 | 0 | 0 | 0
F0_Residential_Multi-Family Moderate Income_New_Miscellaneous_Natural Gas_Miscellaneous_E0 | F0 | Residential | Multi-Family Moderate Income | New | Miscellaneous | Natural Gas | Miscellaneous | E0 | Economic Unit | Default | Default | Default | Default | Default | Default | Default | Default | Default | Default | Default | Default | Default | Default | Default | Default | Default | Default | Default | Default | Default | Default | Default | Default | Default | Default | Default | Default | Default | Default | Default | Default | Default
F1_Residential_Multi-Family Moderate Income_New_Miscellaneous_Natural Gas_Miscellaneous_E1 | F1 | Residential | Multi-Family Moderate Income | New | Miscellaneous | Natural Gas | Miscellaneous | E1 | CCE | 0 | 0 | 0 | 0 | 0 | 0 | 0 | 0 | 0 | 0 | 0 | 0 | 0 | 0 | 0 | 0 | 0 | 0 | 0 | 0 | 0 | 0 | 0 | 0 | 0 | 0 | 0 | 0 | 0 | 0 | 0 | 0 | 0
F1_Residential_Multi-Family Moderate Income_New_Miscellaneous_Natural Gas_Miscellaneous_E2 | F1 | Residential | Multi-Family Moderate Income | New | Miscellaneous | Natural Gas | Miscellaneous | E2 | CCE | 0 | 0 | 0 | 0 | 0 | 0 | 0 | 0 | 0 | 0 | 0 | 0 | 0 | 0 | 0 | 0 | 0 | 0 | 0 | 0 | 0 | 0 | 0 | 0 | 0 | 0 | 0 | 0 | 0 | 0 | 0 | 0 | 0
F1_Residential_Multi-Family Moderate Income_New_Miscellaneous_Natural Gas_Miscellaneous_E3 | F1 | Residential | Multi-Family Moderate Income | New | Miscellaneous | Natural Gas | Miscellaneous | E3 | CCE | 0 | 0 | 0 | 0 | 0 | 0 | 0 | 0 | 0 | 0 | 0 | 0 | 0 | 0 | 0 | 0 | 0 | 0 | 0 | 0 | 0 | 0 | 0 | 0 | 0 | 0 | 0 | 0 | 0 | 0 | 0 | 0 | 0
F1_Residential_Multi-Family Moderate Income_New_Miscellaneous_Natural Gas_Miscellaneous_E4 | F1 | Residential | Multi-Family Moderate Income | New | Miscellaneous | Natural Gas | Miscellaneous | E4 | CCE | 0 | 0 | 0 | 0 | 0 | 0 | 0 | 0 | 0 | 0 | 0 | 0 | 0 | 0 | 0 | 0 | 0 | 0 | 0 | 0 | 0 | 0 | 0 | 0 | 0 | 0 | 0 | 0 | 0 | 0 | 0 | 0 | 0
F1_Residential_Multi-Family Moderate Income_New_Miscellaneous_Natural Gas_Miscellaneous_E5 | F1 | Residential | Multi-Family Moderate Income | New | Miscellaneous | Natural Gas | Miscellaneous | E5 | CCE | 0 | 0 | 0 | 0 | 0 | 0 | 0 | 0 | 0 | 0 | 0 | 0 | 0 | 0 | 0 | 0 | 0 | 0 | 0 | 0 | 0 | 0 | 0 | 0 | 0 | 0 | 0 | 0 | 0 | 0 | 0 | 0 | 0
F1_Residential_Multi-Family Moderate Income_New_Miscellaneous_Natural Gas_Miscellaneous_E6 | F1 | Residential | Multi-Family Moderate Income | New | Miscellaneous | Natural Gas | Miscellaneous | E6 | CCE | 0 | 0 | 0 | 0 | 0 | 0 | 0 | 0 | 0 | 0 | 0 | 0 | 0 | 0 | 0 | 0 | 0 | 0 | 0 | 0 | 0 | 0 | 0 | 0 | 0 | 0 | 0 | 0 | 0 | 0 | 0 | 0 | 0
F1_Residential_Multi-Family Moderate Income_New_Miscellaneous_Natural Gas_Miscellaneous_E7 | F1 | Residential | Multi-Family Moderate Income | New | Miscellaneous | Natural Gas | Miscellaneous | E7 | CCE | 0 | 0 | 0 | 0 | 0 | 0 | 0 | 0 | 0 | 0 | 0 | 0 | 0 | 0 | 0 | 0 | 0 | 0 | 0 | 0 | 0 | 0 | 0 | 0 | 0 | 0 | 0 | 0 | 0 | 0 | 0 | 0 | 0
F1_Residential_Multi-Family Moderate Income_New_Miscellaneous_Natural Gas_Miscellaneous_E8 | F1 | Residential | Multi-Family Moderate Income | New | Miscellaneous | Natural Gas | Miscellaneous | E8 | CCE | 0 | 0 | 0 | 0 | 0 | 0 | 0 | 0 | 0 | 0 | 0 | 0 | 0 | 0 | 0 | 0 | 0 | 0 | 0 | 0 | 0 | 0 | 0 | 0 | 0 | 0 | 0 | 0 | 0 | 0 | 0 | 0 | 0
F1_Residential_Multi-Family Moderate Income_New_Miscellaneous_Natural Gas_Miscellaneous_E9 | F1 | Residential | Multi-Family Moderate Income | New | Miscellaneous | Natural Gas | Miscellaneous | E9 | CCE | 0 | 0 | 0 | 0 | 0 | 0 | 0 | 0 | 0 | 0 | 0 | 0 | 0 | 0 | 0 | 0 | 0 | 0 | 0 | 0 | 0 | 0 | 0 | 0 | 0 | 0 | 0 | 0 | 0 | 0 | 0 | 0 | 0
F1_Residential_Multi-Family Moderate Income_New_Miscellaneous_Natural Gas_Miscellaneous_E10 | F1 | Residential | Multi-Family Moderate Income | New | Miscellaneous | Natural Gas | Miscellaneous | E10 | CCE | 0 | 0 | 0 | 0 | 0 | 0 | 0 | 0 | 0 | 0 | 0 | 0 | 0 | 0 | 0 | 0 | 0 | 0 | 0 | 0 | 0 | 0 | 0 | 0 | 0 | 0 | 0 | 0 | 0 | 0 | 0 | 0 | 0
F2_Residential_Multi-Family Moderate Income_New_Miscellaneous_Natural Gas_Miscellaneous_E1 | F2 | Residential | Multi-Family Moderate Income | New | Miscellaneous | Natural Gas | Miscellaneous | E1 | TRC BC Ratio | bar: 2019 to 2051
F2_Residential_Multi-Family Moderate Income_New_Miscellaneous_Natural Gas_Miscellaneous_E2 | F2 | Residential | Multi-Family Moderate Income | New | Miscellaneous | Natural Gas | Miscellaneous | E2 | TRC BC Ratio | 0 | 0 | 0 | 0 | 0 | 0 | 0 | 0 | 0 | 0 | 0 | 0 | 0 | 0 | 0 | 0 | 0 | 0 | 0 | 0 | 0 | 0 | 0 | 0 | 0 | 0 | 0 | 0 | 0 | 0 | 0 | 0 | 0
F2_Residential_Multi-Family Moderate Income_New_Miscellaneous_Natural Gas_Miscellaneous_E3 | F2 | Residential | Multi-Family Moderate Income | New | Miscellaneous | Natural Gas | Miscellaneous | E3 | TRC BC Ratio | 0 | 0 | 0 | 0 | 0 | 0 | 0 | 0 | 0 | 0 | 0 | 0 | 0 | 0 | 0 | 0 | 0 | 0 | 0 | 0 | 0 | 0 | 0 | 0 | 0 | 0 | 0 | 0 | 0 | 0 | 0 | 0 | 0
F2_Residential_Multi-Family Moderate Income_New_Miscellaneous_Natural Gas_Miscellaneous_E4 | F2 | Residential | Multi-Family Moderate Income | New | Miscellaneous | Natural Gas | Miscellaneous | E4 | TRC BC Ratio | 0 | 0 | 0 | 0 | 0 | 0 | 0 | 0 | 0 | 0 | 0 | 0 | 0 | 0 | 0 | 0 | 0 | 0 | 0 | 0 | 0 | 0 | 0 | 0 | 0 | 0 | 0 | 0 | 0 | 0 | 0 | 0 | 0
F2_Residential_Multi-Family Moderate Income_New_Miscellaneous_Natural Gas_Miscellaneous_E5 | F2 | Residential | Multi-Family Moderate Income | New | Miscellaneous | Natural Gas | Miscellaneous | E5 | TRC BC Ratio | 0 | 0 | 0 | 0 | 0 | 0 | 0 | 0 | 0 | 0 | 0 | 0 | 0 | 0 | 0 | 0 | 0 | 0 | 0 | 0 | 0 | 0 | 0 | 0 | 0 | 0 | 0 | 0 | 0 | 0 | 0 | 0 | 0
F2_Residential_Multi-Family Moderate Income_New_Miscellaneous_Natural Gas_Miscellaneous_E6 | F2 | Residential | Multi-Family Moderate Income | New | Miscellaneous | Natural Gas | Miscellaneous | E6 | TRC BC Ratio | 0 | 0 | 0 | 0 | 0 | 0 | 0 | 0 | 0 | 0 | 0 | 0 | 0 | 0 | 0 | 0 | 0 | 0 | 0 | 0 | 0 | 0 | 0 | 0 | 0 | 0 | 0 | 0 | 0 | 0 | 0 | 0 | 0
F2_Residential_Multi-Family Moderate Income_New_Miscellaneous_Natural Gas_Miscellaneous_E7 | F2 | Residential | Multi-Family Moderate Income | New | Miscellaneous | Natural Gas | Miscellaneous | E7 | TRC BC Ratio | 0 | 0 | 0 | 0 | 0 | 0 | 0 | 0 | 0 | 0 | 0 | 0 | 0 | 0 | 0 | 0 | 0 | 0 | 0 | 0 | 0 | 0 | 0 | 0 | 0 | 0 | 0 | 0 | 0 | 0 | 0 | 0 | 0
F2_Residential_Multi-Family Moderate Income_New_Miscellaneous_Natural Gas_Miscellaneous_E8 | F2 | Residential | Multi-Family Moderate Income | New | Miscellaneous | Natural Gas | Miscellaneous | E8 | TRC BC Ratio | 0 | 0 | 0 | 0 | 0 | 0 | 0 | 0 | 0 | 0 | 0 | 0 | 0 | 0 | 0 | 0 | 0 | 0 | 0 | 0 | 0 | 0 | 0 | 0 | 0 | 0 | 0 | 0 | 0 | 0 | 0 | 0 | 0
F2_Residential_Multi-Family Moderate Income_New_Miscellaneous_Natural Gas_Miscellaneous_E9 | F2 | Residential | Multi-Family Moderate Income | New | Miscellaneous | Natural Gas | Miscellaneous | E9 | TRC BC Ratio | 0 | 0 | 0 | 0 | 0 | 0 | 0 | 0 | 0 | 0 | 0 | 0 | 0 | 0 | 0 | 0 | 0 | 0 | 0 | 0 | 0 | 0 | 0 | 0 | 0 | 0 | 0 | 0 | 0 | 0 | 0 | 0 | 0
F2_Residential_Multi-Family Moderate Income_New_Miscellaneous_Natural Gas_Miscellaneous_E10 | F2 | Residential | Multi-Family Moderate Income | New | Miscellaneous | Natural Gas | Miscellaneous | E10 | TRC BC Ratio | 0 | 0 | 0 | 0 | 0 | 0 | 0 | 0 | 0 | 0 | 0 | 0 | 0 | 0 | 0 | 0 | 0 | 0 | 0 | 0 | 0 | 0 | 0 | 0 | 0 | 0 | 0 | 0 | 0 | 0 | 0 | 0 | 0
F3_Residential_Multi-Family Moderate Income_New_Miscellaneous_Natural Gas_Miscellaneous_E1 | F3 | Residential | Multi-Family Moderate Income | New | Miscellaneous | Natural Gas | Miscellaneous | E1 | PACT BC Ratio | bar: 2019 to 2051
F3_Residential_Multi-Family Moderate Income_New_Miscellaneous_Natural Gas_Miscellaneous_E2 | F3 | Residential | Multi-Family Moderate Income | New | Miscellaneous | Natural Gas | Miscellaneous | E2 | PACT BC Ratio | 0 | 0 | 0 | 0 | 0 | 0 | 0 | 0 | 0 | 0 | 0 | 0 | 0 | 0 | 0 | 0 | 0 | 0 | 0 | 0 | 0 | 0 | 0 | 0 | 0 | 0 | 0 | 0 | 0 | 0 | 0 | 0 | 0
F3_Residential_Multi-Family Moderate Income_New_Miscellaneous_Natural Gas_Miscellaneous_E3 | F3 | Residential | Multi-Family Moderate Income | New | Miscellaneous | Natural Gas | Miscellaneous | E3 | PACT BC Ratio | 0 | 0 | 0 | 0 | 0 | 0 | 0 | 0 | 0 | 0 | 0 | 0 | 0 | 0 | 0 | 0 | 0 | 0 | 0 | 0 | 0 | 0 | 0 | 0 | 0 | 0 | 0 | 0 | 0 | 0 | 0 | 0 | 0
F3_Residential_Multi-Family Moderate Income_New_Miscellaneous_Natural Gas_Miscellaneous_E4 | F3 | Residential | Multi-Family Moderate Income | New | Miscellaneous | Natural Gas | Miscellaneous | E4 | PACT BC Ratio | 0 | 0 | 0 | 0 | 0 | 0 | 0 | 0 | 0 | 0 | 0 | 0 | 0 | 0 | 0 | 0 | 0 | 0 | 0 | 0 | 0 | 0 | 0 | 0 | 0 | 0 | 0 | 0 | 0 | 0 | 0 | 0 | 0
F3_Residential_Multi-Family Moderate Income_New_Miscellaneous_Natural Gas_Miscellaneous_E5 | F3 | Residential | Multi-Family Moderate Income | New | Miscellaneous | Natural Gas | Miscellaneous | E5 | PACT BC Ratio | 0 | 0 | 0 | 0 | 0 | 0 | 0 | 0 | 0 | 0 | 0 | 0 | 0 | 0 | 0 | 0 | 0 | 0 | 0 | 0 | 0 | 0 | 0 | 0 | 0 | 0 | 0 | 0 | 0 | 0 | 0 | 0 | 0
F3_Residential_Multi-Family Moderate Income_New_Miscellaneous_Natural Gas_Miscellaneous_E6 | F3 | Residential | Multi-Family Moderate Income | New | Miscellaneous | Natural Gas | Miscellaneous | E6 | PACT BC Ratio | 0 | 0 | 0 | 0 | 0 | 0 | 0 | 0 | 0 | 0 | 0 | 0 | 0 | 0 | 0 | 0 | 0 | 0 | 0 | 0 | 0 | 0 | 0 | 0 | 0 | 0 | 0 | 0 | 0 | 0 | 0 | 0 | 0
F3_Residential_Multi-Family Moderate Income_New_Miscellaneous_Natural Gas_Miscellaneous_E7 | F3 | Residential | Multi-Family Moderate Income | New | Miscellaneous | Natural Gas | Miscellaneous | E7 | PACT BC Ratio | 0 | 0 | 0 | 0 | 0 | 0 | 0 | 0 | 0 | 0 | 0 | 0 | 0 | 0 | 0 | 0 | 0 | 0 | 0 | 0 | 0 | 0 | 0 | 0 | 0 | 0 | 0 | 0 | 0 | 0 | 0 | 0 | 0
F3_Residential_Multi-Family Moderate Income_New_Miscellaneous_Natural Gas_Miscellaneous_E8 | F3 | Residential | Multi-Family Moderate Income | New | Miscellaneous | Natural Gas | Miscellaneous | E8 | PACT BC Ratio | 0 | 0 | 0 | 0 | 0 | 0 | 0 | 0 | 0 | 0 | 0 | 0 | 0 | 0 | 0 | 0 | 0 | 0 | 0 | 0 | 0 | 0 | 0 | 0 | 0 | 0 | 0 | 0 | 0 | 0 | 0 | 0 | 0
F3_Residential_Multi-Family Moderate Income_New_Miscellaneous_Natural Gas_Miscellaneous_E9 | F3 | Residential | Multi-Family Moderate Income | New | Miscellaneous | Natural Gas | Miscellaneous | E9 | PACT BC Ratio | 0 | 0 | 0 | 0 | 0 | 0 | 0 | 0 | 0 | 0 | 0 | 0 | 0 | 0 | 0 | 0 | 0 | 0 | 0 | 0 | 0 | 0 | 0 | 0 | 0 | 0 | 0 | 0 | 0 | 0 | 0 | 0 | 0
F3_Residential_Multi-Family Moderate Income_New_Miscellaneous_Natural Gas_Miscellaneous_E10 | F3 | Residential | Multi-Family Moderate Income | New | Miscellaneous | Natural Gas | Miscellaneous | E10 | PACT BC Ratio | 0 | 0 | 0 | 0 | 0 | 0 | 0 | 0 | 0 | 0 | 0 | 0 | 0 | 0 | 0 | 0 | 0 | 0 | 0 | 0 | 0 | 0 | 0 | 0 | 0 | 0 | 0 | 0 | 0 | 0 | 0 | 0 | 0
F4_Residential_Multi-Family Moderate Income_New_Miscellaneous_Natural Gas_Miscellaneous_E1 | F4 | Residential | Multi-Family Moderate Income | New | Miscellaneous | Natural Gas | Miscellaneous | E1 | RVT BC Ratio | bar: 2019 to 2051
F4_Residential_Multi-Family Moderate Income_New_Miscellaneous_Natural Gas_Miscellaneous_E2 | F4 | Residential | Multi-Family Moderate Income | New | Miscellaneous | Natural Gas | Miscellaneous | E2 | RVT BC Ratio | 0 | 0 | 0 | 0 | 0 | 0 | 0 | 0 | 0 | 0 | 0 | 0 | 0 | 0 | 0 | 0 | 0 | 0 | 0 | 0 | 0 | 0 | 0 | 0 | 0 | 0 | 0 | 0 | 0 | 0 | 0 | 0 | 0
F4_Residential_Multi-Family Moderate Income_New_Miscellaneous_Natural Gas_Miscellaneous_E3 | F4 | Residential | Multi-Family Moderate Income | New | Miscellaneous | Natural Gas | Miscellaneous | E3 | RVT BC Ratio | 0 | 0 | 0 | 0 | 0 | 0 | 0 | 0 | 0 | 0 | 0 | 0 | 0 | 0 | 0 | 0 | 0 | 0 | 0 | 0 | 0 | 0 | 0 | 0 | 0 | 0 | 0 | 0 | 0 | 0 | 0 | 0 | 0
F4_Residential_Multi-Family Moderate Income_New_Miscellaneous_Natural Gas_Miscellaneous_E4 | F4 | Residential | Multi-Family Moderate Income | New | Miscellaneous | Natural Gas | Miscellaneous | E4 | RVT BC Ratio | 0 | 0 | 0 | 0 | 0 | 0 | 0 | 0 | 0 | 0 | 0 | 0 | 0 | 0 | 0 | 0 | 0 | 0 | 0 | 0 | 0 | 0 | 0 | 0 | 0 | 0 | 0 | 0 | 0 | 0 | 0 | 0 | 0
F4_Residential_Multi-Family Moderate Income_New_Miscellaneous_Natural Gas_Miscellaneous_E5 | F4 | Residential | Multi-Family Moderate Income | New | Miscellaneous | Natural Gas | Miscellaneous | E5 | RVT BC Ratio | 0 | 0 | 0 | 0 | 0 | 0 | 0 | 0 | 0 | 0 | 0 | 0 | 0 | 0 | 0 | 0 | 0 | 0 | 0 | 0 | 0 | 0 | 0 | 0 | 0 | 0 | 0 | 0 | 0 | 0 | 0 | 0 | 0
F4_Residential_Multi-Family Moderate Income_New_Miscellaneous_Natural Gas_Miscellaneous_E6 | F4 | Residential | Multi-Family Moderate Income | New | Miscellaneous | Natural Gas | Miscellaneous | E6 | RVT BC Ratio | 0 | 0 | 0 | 0 | 0 | 0 | 0 | 0 | 0 | 0 | 0 | 0 | 0 | 0 | 0 | 0 | 0 | 0 | 0 | 0 | 0 | 0 | 0 | 0 | 0 | 0 | 0 | 0 | 0 | 0 | 0 | 0 | 0
F4_Residential_Multi-Family Moderate Income_New_Miscellaneous_Natural Gas_Miscellaneous_E7 | F4 | Residential | Multi-Family Moderate Income | New | Miscellaneous | Natural Gas | Miscellaneous | E7 | RVT BC Ratio | 0 | 0 | 0 | 0 | 0 | 0 | 0 | 0 | 0 | 0 | 0 | 0 | 0 | 0 | 0 | 0 | 0 | 0 | 0 | 0 | 0 | 0 | 0 | 0 | 0 | 0 | 0 | 0 | 0 | 0 | 0 | 0 | 0
F4_Residential_Multi-Family Moderate Income_New_Miscellaneous_Natural Gas_Miscellaneous_E8 | F4 | Residential | Multi-Family Moderate Income | New | Miscellaneous | Natural Gas | Miscellaneous | E8 | RVT BC Ratio | 0 | 0 | 0 | 0 | 0 | 0 | 0 | 0 | 0 | 0 | 0 | 0 | 0 | 0 | 0 | 0 | 0 | 0 | 0 | 0 | 0 | 0 | 0 | 0 | 0 | 0 | 0 | 0 | 0 | 0 | 0 | 0 | 0
F4_Residential_Multi-Family Moderate Income_New_Miscellaneous_Natural Gas_Miscellaneous_E9 | F4 | Residential | Multi-Family Moderate Income | New | Miscellaneous | Natural Gas | Miscellaneous | E9 | RVT BC Ratio | 0 | 0 | 0 | 0 | 0 | 0 | 0 | 0 | 0 | 0 | 0 | 0 | 0 | 0 | 0 | 0 | 0 | 0 | 0 | 0 | 0 | 0 | 0 | 0 | 0 | 0 | 0 | 0 | 0 | 0 | 0 | 0 | 0
F4_Residential_Multi-Family Moderate Income_New_Miscellaneous_Natural Gas_Miscellaneous_E10 | F4 | Residential | Multi-Family Moderate Income | New | Miscellaneous | Natural Gas | Miscellaneous | E10 | RVT BC Ratio | 0 | 0 | 0 | 0 | 0 | 0 | 0 | 0 | 0 | 0 | 0 | 0 | 0 | 0 | 0 | 0 | 0 | 0 | 0 | 0 | 0 | 0 | 0 | 0 | 0 | 0 | 0 | 0 | 0 | 0 | 0 | 0 | 0
F5_Residential_Multi-Family Moderate Income_New_Miscellaneous_Natural Gas_Miscellaneous_E1 | F5 | Residential | Multi-Family Moderate Income | New | Miscellaneous | Natural Gas | Miscellaneous | E1 | RIM BC Ratio | bar: 2019 to 2051
F5_Residential_Multi-Family Moderate Income_New_Miscellaneous_Natural Gas_Miscellaneous_E2 | F5 | Residential | Multi-Family Moderate Income | New | Miscellaneous | Natural Gas | Miscellaneous | E2 | RIM BC Ratio | 0 | 0 | 0 | 0 | 0 | 0 | 0 | 0 | 0 | 0 | 0 | 0 | 0 | 0 | 0 | 0 | 0 | 0 | 0 | 0 | 0 | 0 | 0 | 0 | 0 | 0 | 0 | 0 | 0 | 0 | 0 | 0 | 0
F5_Residential_Multi-Family Moderate Income_New_Miscellaneous_Natural Gas_Miscellaneous_E3 | F5 | Residential | Multi-Family Moderate Income | New | Miscellaneous | Natural Gas | Miscellaneous | E3 | RIM BC Ratio | 0 | 0 | 0 | 0 | 0 | 0 | 0 | 0 | 0 | 0 | 0 | 0 | 0 | 0 | 0 | 0 | 0 | 0 | 0 | 0 | 0 | 0 | 0 | 0 | 0 | 0 | 0 | 0 | 0 | 0 | 0 | 0 | 0
F5_Residential_Multi-Family Moderate Income_New_Miscellaneous_Natural Gas_Miscellaneous_E4 | F5 | Residential | Multi-Family Moderate Income | New | Miscellaneous | Natural Gas | Miscellaneous | E4 | RIM BC Ratio | 0 | 0 | 0 | 0 | 0 | 0 | 0 | 0 | 0 | 0 | 0 | 0 | 0 | 0 | 0 | 0 | 0 | 0 | 0 | 0 | 0 | 0 | 0 | 0 | 0 | 0 | 0 | 0 | 0 | 0 | 0 | 0 | 0
F5_Residential_Multi-Family Moderate Income_New_Miscellaneous_Natural Gas_Miscellaneous_E5 | F5 | Residential | Multi-Family Moderate Income | New | Miscellaneous | Natural Gas | Miscellaneous | E5 | RIM BC Ratio | 0 | 0 | 0 | 0 | 0 | 0 | 0 | 0 | 0 | 0 | 0 | 0 | 0 | 0 | 0 | 0 | 0 | 0 | 0 | 0 | 0 | 0 | 0 | 0 | 0 | 0 | 0 | 0 | 0 | 0 | 0 | 0 | 0
F5_Residential_Multi-Family Moderate Income_New_Miscellaneous_Natural Gas_Miscellaneous_E6 | F5 | Residential | Multi-Family Moderate Income | New | Miscellaneous | Natural Gas | Miscellaneous | E6 | RIM BC Ratio | 0 | 0 | 0 | 0 | 0 | 0 | 0 | 0 | 0 | 0 | 0 | 0 | 0 | 0 | 0 | 0 | 0 | 0 | 0 | 0 | 0 | 0 | 0 | 0 | 0 | 0 | 0 | 0 | 0 | 0 | 0 | 0 | 0
F5_Residential_Multi-Family Moderate Income_New_Miscellaneous_Natural Gas_Miscellaneous_E7 | F5 | Residential | Multi-Family Moderate Income | New | Miscellaneous | Natural Gas | Miscellaneous | E7 | RIM BC Ratio | 0 | 0 | 0 | 0 | 0 | 0 | 0 | 0 | 0 | 0 | 0 | 0 | 0 | 0 | 0 | 0 | 0 | 0 | 0 | 0 | 0 | 0 | 0 | 0 | 0 | 0 | 0 | 0 | 0 | 0 | 0 | 0 | 0
F5_Residential_Multi-Family Moderate Income_New_Miscellaneous_Natural Gas_Miscellaneous_E8 | F5 | Residential | Multi-Family Moderate Income | New | Miscellaneous | Natural Gas | Miscellaneous | E8 | RIM BC Ratio | 0 | 0 | 0 | 0 | 0 | 0 | 0 | 0 | 0 | 0 | 0 | 0 | 0 | 0 | 0 | 0 | 0 | 0 | 0 | 0 | 0 | 0 | 0 | 0 | 0 | 0 | 0 | 0 | 0 | 0 | 0 | 0 | 0
F5_Residential_Multi-Family Moderate Income_New_Miscellaneous_Natural Gas_Miscellaneous_E9 | F5 | Residential | Multi-Family Moderate Income | New | Miscellaneous | Natural Gas | Miscellaneous | E9 | RIM BC Ratio | 0 | 0 | 0 | 0 | 0 | 0 | 0 | 0 | 0 | 0 | 0 | 0 | 0 | 0 | 0 | 0 | 0 | 0 | 0 | 0 | 0 | 0 | 0 | 0 | 0 | 0 | 0 | 0 | 0 | 0 | 0 | 0 | 0
F5_Residential_Multi-Family Moderate Income_New_Miscellaneous_Natural Gas_Miscellaneous_E10 | F5 | Residential | Multi-Family Moderate Income | New | Miscellaneous | Natural Gas | Miscellaneous | E10 | RIM BC Ratio | 0 | 0 | 0 | 0 | 0 | 0 | 0 | 0 | 0 | 0 | 0 | 0 | 0 | 0 | 0 | 0 | 0 | 0 | 0 | 0 | 0 | 0 | 0 | 0 | 0 | 0 | 0 | 0 | 0 | 0 | 0 | 0 | 0
F0_Residential_Multi-Family Low Income_Existing_Space Heating_Natural Gas_Furnace_E0 | F0 | Residential | Multi-Family Low Income | Existing | Space Heating | Natural Gas | Furnace | E0 | Economic Unit | AFUE 80% | AFUE 80% | AFUE 80% | AFUE 80% | AFUE 80% | AFUE 80% | AFUE 80% | AFUE 80% | AFUE 80% | AFUE 80% | AFUE 80% | AFUE 80% | AFUE 80% | AFUE 80% | AFUE 80% | AFUE 80% | AFUE 80% | AFUE 80% | AFUE 80% | AFUE 80% | AFUE 80% | AFUE 80% | AFUE 80% | AFUE 80% | AFUE 80% | AFUE 80% | AFUE 80% | AFUE 80% | AFUE 80% | AFUE 80% | AFUE 80% | AFUE 80% | AFUE 80%
F1_Residential_Multi-Family Low Income_Existing_Space Heating_Natural Gas_Furnace_E1 | F1 | Residential | Multi-Family Low Income | Existing | Space Heating | Natural Gas | Furnace | E1 | CCE | 0 | 0 | 0 | 0 | 0 | 0 | 0 | 0 | 0 | 0 | 0 | 0 | 0 | 0 | 0 | 0 | 0 | 0 | 0 | 0 | 0 | 0 | 0 | 0 | 0 | 0 | 0 | 0 | 0 | 0 | 0 | 0 | 0
F1_Residential_Multi-Family Low Income_Existing_Space Heating_Natural Gas_Furnace_E2 | F1 | Residential | Multi-Family Low Income | Existing | Space Heating | Natural Gas | Furnace | E2 | CCE | 2.1019 | 2.1666 | 2.1339 | 1.9667 | 1.9773 | 1.9879 | 1.9988 | 2.0097 | 2.0207 | 2.0319 | 2.0432 | 2.0546 | 2.0662 | 2.0778 | 2.0896 | 2.1016 | 2.1137 | 2.1259 | 2.1382 | 2.1507 | 2.1634 | 2.1762 | 2.1891 | 2.2022 | 2.2155 | 2.2289 | 2.2425 | 2.2562 | 2.2702 | 2.2842 | 2.2985 | 2.313 | 2.313
F1_Residential_Multi-Family Low Income_Existing_Space Heating_Natural Gas_Furnace_E3 | F1 | Residential | Multi-Family Low Income | Existing | Space Heating | Natural Gas | Furnace | E3 | CCE | 2.2329 | 2.3016 | 2.2669 | 2.0892 | 2.1005 | 2.1118 | 2.1233 | 2.1349 | 2.1466 | 2.1585 | 2.1705 | 2.1826 | 2.1949 | 2.2073 | 2.2198 | 2.2325 | 2.2454 | 2.2583 | 2.2715 | 2.2848 | 2.2982 | 2.3118 | 2.3255 | 2.3395 | 2.3536 | 2.3678 | 2.3822 | 2.3968 | 2.4116 | 2.4266 | 2.4418 | 2.4571 | 2.4571
F1_Residential_Multi-Family Low Income_Existing_Space Heating_Natural Gas_Furnace_E4 | F1 | Residential | Multi-Family Low Income | Existing | Space Heating | Natural Gas | Furnace | E4 | CCE | 17.1353 | 17.6626 | 17.3961 | 16.033 | 16.1192 | 16.2063 | 16.2945 | 16.3836 | 16.4736 | 16.5646 | 16.6567 | 16.7498 | 16.8439 | 16.939 | 17.0354 | 17.1327 | 17.2312 | 17.3307 | 17.4316 | 17.5335 | 17.6367 | 17.7408 | 17.8465 | 17.9533 | 18.0615 | 18.1706 | 18.2816 | 18.3936 | 18.5071 | 18.6219 | 18.7384 | 18.8562 | 18.8562
F1_Residential_Multi-Family Low Income_Existing_Space Heating_Natural Gas_Furnace_E5 | F1 | Residential | Multi-Family Low Income | Existing | Space Heating | Natural Gas | Furnace | E5 | CCE | 4.1146 | 4.2412 | 4.1772 | 3.8499 | 3.8706 | 3.8915 | 3.9127 | 3.9341 | 3.9557 | 3.9775 | 3.9997 | 4.022 | 4.0446 | 4.0674 | 4.0906 | 4.114 | 4.1376 | 4.1615 | 4.1857 | 4.2102 | 4.235 | 4.26 | 4.2854 | 4.311 | 4.337 | 4.3632 | 4.3898 | 4.4167 | 4.444 | 4.4715 | 4.4995 | 4.5278 | 4.5278
F1_Residential_Multi-Family Low Income_Existing_Space Heating_Natural Gas_Furnace_E6 | F1 | Residential | Multi-Family Low Income | Existing | Space Heating | Natural Gas | Furnace | E6 | CCE | 3.8579 | 3.9766 | 3.9167 | 3.6098 | 3.6292 | 3.6488 | 3.6686 | 3.6887 | 3.709 | 3.7294 | 3.7502 | 3.7711 | 3.7923 | 3.8137 | 3.8354 | 3.8574 | 3.8795 | 3.9019 | 3.9246 | 3.9476 | 3.9708 | 3.9943 | 4.0181 | 4.0421 | 4.0665 | 4.091 | 4.116 | 4.1412 | 4.1668 | 4.1926 | 4.2189 | 4.2454 | 4.2454
F1_Residential_Multi-Family Low Income_Existing_Space Heating_Natural Gas_Furnace_E7 | F1 | Residential | Multi-Family Low Income | Existing | Space Heating | Natural Gas | Furnace | E7 | CCE | 0 | 0 | 0 | 0 | 0 | 0 | 0 | 0 | 0 | 0 | 0 | 0 | 0 | 0 | 0 | 0 | 0 | 0 | 0 | 0 | 0 | 0 | 0 | 0 | 0 | 0 | 0 | 0 | 0 | 0 | 0 | 0 | 0
F1_Residential_Multi-Family Low Income_Existing_Space Heating_Natural Gas_Furnace_E8 | F1 | Residential | Multi-Family Low Income | Existing | Space Heating | Natural Gas | Furnace | E8 | CCE | 0 | 0 | 0 | 0 | 0 | 0 | 0 | 0 | 0 | 0 | 0 | 0 | 0 | 0 | 0 | 0 | 0 | 0 | 0 | 0 | 0 | 0 | 0 | 0 | 0 | 0 | 0 | 0 | 0 | 0 | 0 | 0 | 0
F1_Residential_Multi-Family Low Income_Existing_Space Heating_Natural Gas_Furnace_E9 | F1 | Residential | Multi-Family Low Income | Existing | Space Heating | Natural Gas | Furnace | E9 | CCE | 0 | 0 | 0 | 0 | 0 | 0 | 0 | 0 | 0 | 0 | 0 | 0 | 0 | 0 | 0 | 0 | 0 | 0 | 0 | 0 | 0 | 0 | 0 | 0 | 0 | 0 | 0 | 0 | 0 | 0 | 0 | 0 | 0
F1_Residential_Multi-Family Low Income_Existing_Space Heating_Natural Gas_Furnace_E10 | F1 | Residential | Multi-Family Low Income | Existing | Space Heating | Natural Gas | Furnace | E10 | CCE | 0 | 0 | 0 | 0 | 0 | 0 | 0 | 0 | 0 | 0 | 0 | 0 | 0 | 0 | 0 | 0 | 0 | 0 | 0 | 0 | 0 | 0 | 0 | 0 | 0 | 0 | 0 | 0 | 0 | 0 | 0 | 0 | 0
F2_Residential_Multi-Family Low Income_Existing_Space Heating_Natural Gas_Furnace_E1 | F2 | Residential | Multi-Family Low Income | Existing | Space Heating | Natural Gas | Furnace | E1 | TRC BC Ratio | bar: 2019 to 2051
F2_Residential_Multi-Family Low Income_Existing_Space Heating_Natural Gas_Furnace_E2 | F2 | Residential | Multi-Family Low Income | Existing | Space Heating | Natural Gas | Furnace | E2 | TRC BC Ratio | 0.96727 | 0.96809 | 0.9709 | 0.9729 | 0.96967 | 0.9689 | 0.97014 | 0.97056 | 0.97142 | 0.97174 | 0.97159 | 0.97085 | 0.96994 | 0.96873 | 0.96688 | 0.9646 | 0.96184 | 0.95879 | 0.95552 | 0.95234 | 0.94882 | 0.94519 | 0.94117 | 0.93712 | 0.93261 | 0.92783 | 0.92277 | 0.91755 | 0.91182 | 0.9059 | 0.89947 | 0.89289 | 0.88559
F2_Residential_Multi-Family Low Income_Existing_Space Heating_Natural Gas_Furnace_E3 | F2 | Residential | Multi-Family Low Income | Existing | Space Heating | Natural Gas | Furnace | E3 | TRC BC Ratio | 0.91054 | 0.91131 | 0.91395 | 0.91583 | 0.9128 | 0.91207 | 0.91323 | 0.91363 | 0.91444 | 0.91475 | 0.9146 | 0.9139 | 0.91305 | 0.91191 | 0.91016 | 0.90802 | 0.90542 | 0.90255 | 0.89947 | 0.89648 | 0.89316 | 0.88975 | 0.88596 | 0.88216 | 0.87791 | 0.8734 | 0.86864 | 0.86373 | 0.85833 | 0.85276 | 0.84671 | 0.84052 | 0.83365
F2_Residential_Multi-Family Low Income_Existing_Space Heating_Natural Gas_Furnace_E4 | F2 | Residential | Multi-Family Low Income | Existing | Space Heating | Natural Gas | Furnace | E4 | TRC BC Ratio | 0.11835 | 0.11846 | 0.11867 | 0.11885 | 0.1188 | 0.11889 | 0.119 | 0.119 | 0.11893 | 0.11873 | 0.1184 | 0.11793 | 0.11731 | 0.11655 | 0.1156 | 0.11466 | 0.11373 | 0.11282 | 0.11206 | 0.11149 | 0.11109 | 0.11092 | 0.11072 | 0.11052 | 0.1103 | 0.11007 | 0.10982 | 0.10956 | 0.10928 | 0.10899 | 0.10868 | 0.10835 | 0.108
F2_Residential_Multi-Family Low Income_Existing_Space Heating_Natural Gas_Furnace_E5 | F2 | Residential | Multi-Family Low Income | Existing | Space Heating | Natural Gas | Furnace | E5 | TRC BC Ratio | 0.49362 | 0.49407 | 0.49538 | 0.49637 | 0.49511 | 0.49494 | 0.49546 | 0.49546 | 0.49545 | 0.495 | 0.4941 | 0.49297 | 0.49179 | 0.4905 | 0.48896 | 0.48726 | 0.4854 | 0.48345 | 0.4817 | 0.48033 | 0.4788 | 0.47723 | 0.47549 | 0.47374 | 0.47179 | 0.46972 | 0.46753 | 0.46528 | 0.46279 | 0.46023 | 0.45745 | 0.45461 | 0.45145
F2_Residential_Multi-Family Low Income_Existing_Space Heating_Natural Gas_Furnace_E6 | F2 | Residential | Multi-Family Low Income | Existing | Space Heating | Natural Gas | Furnace | E6 | TRC BC Ratio | 0.52661 | 0.52708 | 0.52852 | 0.52958 | 0.52812 | 0.52787 | 0.52846 | 0.52852 | 0.52865 | 0.52836 | 0.52765 | 0.52667 | 0.52564 | 0.52447 | 0.523 | 0.52136 | 0.51951 | 0.51755 | 0.51571 | 0.51417 | 0.51245 | 0.51069 | 0.50874 | 0.50678 | 0.50459 | 0.50227 | 0.49981 | 0.49728 | 0.4945 | 0.49162 | 0.48851 | 0.48531 | 0.48177
F2_Residential_Multi-Family Low Income_Existing_Space Heating_Natural Gas_Furnace_E7 | F2 | Residential | Multi-Family Low Income | Existing | Space Heating | Natural Gas | Furnace | E7 | TRC BC Ratio | 0 | 0 | 0 | 0 | 0 | 0 | 0 | 0 | 0 | 0 | 0 | 0 | 0 | 0 | 0 | 0 | 0 | 0 | 0 | 0 | 0 | 0 | 0 | 0 | 0 | 0 | 0 | 0 | 0 | 0 | 0 | 0 | 0
F2_Residential_Multi-Family Low Income_Existing_Space Heating_Natural Gas_Furnace_E8 | F2 | Residential | Multi-Family Low Income | Existing | Space Heating | Natural Gas | Furnace | E8 | TRC BC Ratio | 0 | 0 | 0 | 0 | 0 | 0 | 0 | 0 | 0 | 0 | 0 | 0 | 0 | 0 | 0 | 0 | 0 | 0 | 0 | 0 | 0 | 0 | 0 | 0 | 0 | 0 | 0 | 0 | 0 | 0 | 0 | 0 | 0
F2_Residential_Multi-Family Low Income_Existing_Space Heating_Natural Gas_Furnace_E9 | F2 | Residential | Multi-Family Low Income | Existing | Space Heating | Natural Gas | Furnace | E9 | TRC BC Ratio | 0 | 0 | 0 | 0 | 0 | 0 | 0 | 0 | 0 | 0 | 0 | 0 | 0 | 0 | 0 | 0 | 0 | 0 | 0 | 0 | 0 | 0 | 0 | 0 | 0 | 0 | 0 | 0 | 0 | 0 | 0 | 0 | 0
F2_Residential_Multi-Family Low Income_Existing_Space Heating_Natural Gas_Furnace_E10 | F2 | Residential | Multi-Family Low Income | Existing | Space Heating | Natural Gas | Furnace | E10 | TRC BC Ratio | 0 | 0 | 0 | 0 | 0 | 0 | 0 | 0 | 0 | 0 | 0 | 0 | 0 | 0 | 0 | 0 | 0 | 0 | 0 | 0 | 0 | 0 | 0 | 0 | 0 | 0 | 0 | 0 | 0 | 0 | 0 | 0 | 0
F3_Residential_Multi-Family Low Income_Existing_Space Heating_Natural Gas_Furnace_E1 | F3 | Residential | Multi-Family Low Income | Existing | Space Heating | Natural Gas | Furnace | E1 | PACT BC Ratio | bar: 2019 to 2051
F3_Residential_Multi-Family Low Income_Existing_Space Heating_Natural Gas_Furnace_E2 | F3 | Residential | Multi-Family Low Income | Existing | Space Heating | Natural Gas | Furnace | E2 | PACT BC Ratio | 0.9852 | 0.98604 | 0.98889 | 0.99093 | 0.98765 | 0.98687 | 0.98812 | 0.98855 | 0.98943 | 0.98976 | 0.9896 | 0.98884 | 0.98792 | 0.98669 | 0.9848 | 0.98248 | 0.97967 | 0.97656 | 0.97323 | 0.97 | 0.9664 | 0.96271 | 0.95861 | 0.9545 | 0.9499 | 0.94503 | 0.93987 | 0.93456 | 0.92872 | 0.92269 | 0.91614 | 0.90944 | 0.90201
F3_Residential_Multi-Family Low Income_Existing_Space Heating_Natural Gas_Furnace_E3 | F3 | Residential | Multi-Family Low Income | Existing | Space Heating | Natural Gas | Furnace | E3 | PACT BC Ratio | 0.92742 | 0.9282 | 0.93089 | 0.93281 | 0.92972 | 0.92898 | 0.93016 | 0.93057 | 0.9314 | 0.9317 | 0.93155 | 0.93084 | 0.92998 | 0.92882 | 0.92704 | 0.92485 | 0.9222 | 0.91928 | 0.91615 | 0.9131 | 0.90972 | 0.90624 | 0.90239 | 0.89851 | 0.89419 | 0.88959 | 0.88475 | 0.87975 | 0.87425 | 0.86857 | 0.86241 | 0.8561 | 0.8491
F3_Residential_Multi-Family Low Income_Existing_Space Heating_Natural Gas_Furnace_E4 | F3 | Residential | Multi-Family Low Income | Existing | Space Heating | Natural Gas | Furnace | E4 | PACT BC Ratio | 0.12055 | 0.12065 | 0.12087 | 0.12106 | 0.121 | 0.12109 | 0.12121 | 0.12121 | 0.12113 | 0.12093 | 0.12059 | 0.12011 | 0.11949 | 0.11871 | 0.11774 | 0.11679 | 0.11584 | 0.11491 | 0.11414 | 0.11356 | 0.11315 | 0.11297 | 0.11277 | 0.11257 | 0.11234 | 0.11211 | 0.11185 | 0.11159 | 0.11131 | 0.11101 | 0.11069 | 0.11036 | 0.11
F3_Residential_Multi-Family Low Income_Existing_Space Heating_Natural Gas_Furnace_E5 | F3 | Residential | Multi-Family Low Income | Existing | Space Heating | Natural Gas | Furnace | E5 | PACT BC Ratio | 0.50277 | 0.50323 | 0.50457 | 0.50557 | 0.50429 | 0.50411 | 0.50465 | 0.50464 | 0.50463 | 0.50418 | 0.50326 | 0.50211 | 0.50091 | 0.49959 | 0.49802 | 0.4963 | 0.4944 | 0.49241 | 0.49063 | 0.48923 | 0.48768 | 0.48608 | 0.48431 | 0.48253 | 0.48054 | 0.47843 | 0.4762 | 0.4739 | 0.47137 | 0.46876 | 0.46593 | 0.46303 | 0.45982
F3_Residential_Multi-Family Low Income_Existing_Space Heating_Natural Gas_Furnace_E6 | F3 | Residential | Multi-Family Low Income | Existing | Space Heating | Natural Gas | Furnace | E6 | PACT BC Ratio | 0.53638 | 0.53685 | 0.53832 | 0.5394 | 0.53791 | 0.53765 | 0.53826 | 0.53832 | 0.53845 | 0.53815 | 0.53743 | 0.53644 | 0.53538 | 0.53419 | 0.5327 | 0.53102 | 0.52914 | 0.52714 | 0.52527 | 0.5237 | 0.52195 | 0.52016 | 0.51817 | 0.51617 | 0.51395 | 0.51158 | 0.50908 | 0.5065 | 0.50367 | 0.50074 | 0.49756 | 0.49431 | 0.4907
F3_Residential_Multi-Family Low Income_Existing_Space Heating_Natural Gas_Furnace_E7 | F3 | Residential | Multi-Family Low Income | Existing | Space Heating | Natural Gas | Furnace | E7 | PACT BC Ratio | 0 | 0 | 0 | 0 | 0 | 0 | 0 | 0 | 0 | 0 | 0 | 0 | 0 | 0 | 0 | 0 | 0 | 0 | 0 | 0 | 0 | 0 | 0 | 0 | 0 | 0 | 0 | 0 | 0 | 0 | 0 | 0 | 0
F3_Residential_Multi-Family Low Income_Existing_Space Heating_Natural Gas_Furnace_E8 | F3 | Residential | Multi-Family Low Income | Existing | Space Heating | Natural Gas | Furnace | E8 | PACT BC Ratio | 0 | 0 | 0 | 0 | 0 | 0 | 0 | 0 | 0 | 0 | 0 | 0 | 0 | 0 | 0 | 0 | 0 | 0 | 0 | 0 | 0 | 0 | 0 | 0 | 0 | 0 | 0 | 0 | 0 | 0 | 0 | 0 | 0
F3_Residential_Multi-Family Low Income_Existing_Space Heating_Natural Gas_Furnace_E9 | F3 | Residential | Multi-Family Low Income | Existing | Space Heating | Natural Gas | Furnace | E9 | PACT BC Ratio | 0 | 0 | 0 | 0 | 0 | 0 | 0 | 0 | 0 | 0 | 0 | 0 | 0 | 0 | 0 | 0 | 0 | 0 | 0 | 0 | 0 | 0 | 0 | 0 | 0 | 0 | 0 | 0 | 0 | 0 | 0 | 0 | 0
F3_Residential_Multi-Family Low Income_Existing_Space Heating_Natural Gas_Furnace_E10 | F3 | Residential | Multi-Family Low Income | Existing | Space Heating | Natural Gas | Furnace | E10 | PACT BC Ratio | 0 | 0 | 0 | 0 | 0 | 0 | 0 | 0 | 0 | 0 | 0 | 0 | 0 | 0 | 0 | 0 | 0 | 0 | 0 | 0 | 0 | 0 | 0 | 0 | 0 | 0 | 0 | 0 | 0 | 0 | 0 | 0 | 0
F4_Residential_Multi-Family Low Income_Existing_Space Heating_Natural Gas_Furnace_E1 | F4 | Residential | Multi-Family Low Income | Existing | Space Heating | Natural Gas | Furnace | E1 | RVT BC Ratio | bar: 2019 to 2051
F4_Residential_Multi-Family Low Income_Existing_Space Heating_Natural Gas_Furnace_E2 | F4 | Residential | Multi-Family Low Income | Existing | Space Heating | Natural Gas | Furnace | E2 | RVT BC Ratio | 2.137 | 2.138 | 2.1414 | 2.1438 | 2.1399 | 2.139 | 2.1404 | 2.141 | 2.142 | 2.1424 | 2.1422 | 2.1413 | 2.1402 | 2.1388 | 2.1365 | 2.1338 | 2.1305 | 2.1268 | 2.1229 | 2.1191 | 2.1149 | 2.1106 | 2.1057 | 2.1009 | 2.0955 | 2.0898 | 2.0837 | 2.0774 | 2.0706 | 2.0635 | 2.0558 | 2.0479 | 2.0368
F4_Residential_Multi-Family Low Income_Existing_Space Heating_Natural Gas_Furnace_E3 | F4 | Residential | Multi-Family Low Income | Existing | Space Heating | Natural Gas | Furnace | E3 | RVT BC Ratio | 2.069 | 2.07 | 2.0731 | 2.0754 | 2.0717 | 2.0709 | 2.0723 | 2.0728 | 2.0737 | 2.0741 | 2.0739 | 2.0731 | 2.0721 | 2.0707 | 2.0686 | 2.066 | 2.0629 | 2.0595 | 2.0558 | 2.0522 | 2.0482 | 2.0441 | 2.0396 | 2.035 | 2.03 | 2.0246 | 2.0188 | 2.013 | 2.0065 | 1.9998 | 1.9926 | 1.9852 | 1.9747
F4_Residential_Multi-Family Low Income_Existing_Space Heating_Natural Gas_Furnace_E4 | F4 | Residential | Multi-Family Low Income | Existing | Space Heating | Natural Gas | Furnace | E4 | RVT BC Ratio | 1.12 | 1.1201 | 1.1203 | 1.1206 | 1.1205 | 1.1206 | 1.1207 | 1.1207 | 1.1206 | 1.1204 | 1.12 | 1.1194 | 1.1187 | 1.1178 | 1.1167 | 1.1155 | 1.1144 | 1.1133 | 1.1124 | 1.1117 | 1.1113 | 1.111 | 1.1108 | 1.1106 | 1.1103 | 1.11 | 1.1097 | 1.1094 | 1.1091 | 1.1087 | 1.1084 | 1.108 | 1.1067
F4_Residential_Multi-Family Low Income_Existing_Space Heating_Natural Gas_Furnace_E5 | F4 | Residential | Multi-Family Low Income | Existing | Space Heating | Natural Gas | Furnace | E5 | RVT BC Ratio | 1.5696 | 1.5701 | 1.5717 | 1.5728 | 1.5713 | 1.5711 | 1.5718 | 1.5717 | 1.5717 | 1.5712 | 1.5701 | 1.5688 | 1.5674 | 1.5658 | 1.564 | 1.5619 | 1.5597 | 1.5574 | 1.5553 | 1.5536 | 1.5518 | 1.5499 | 1.5478 | 1.5457 | 1.5434 | 1.5409 | 1.5383 | 1.5356 | 1.5326 | 1.5295 | 1.5262 | 1.5228 | 1.5164
F4_Residential_Multi-Family Low Income_Existing_Space Heating_Natural Gas_Furnace_E6 | F4 | Residential | Multi-Family Low Income | Existing | Space Heating | Natural Gas | Furnace | E6 | RVT BC Ratio | 1.6091 | 1.6096 | 1.6114 | 1.6126 | 1.6109 | 1.6106 | 1.6113 | 1.6114 | 1.6115 | 1.6112 | 1.6103 | 1.6091 | 1.6079 | 1.6065 | 1.6047 | 1.6028 | 1.6006 | 1.5982 | 1.596 | 1.5942 | 1.5921 | 1.59 | 1.5877 | 1.5853 | 1.5827 | 1.5799 | 1.577 | 1.5739 | 1.5706 | 1.5672 | 1.5634 | 1.5596 | 1.553
F4_Residential_Multi-Family Low Income_Existing_Space Heating_Natural Gas_Furnace_E7 | F4 | Residential | Multi-Family Low Income | Existing | Space Heating | Natural Gas | Furnace | E7 | RVT BC Ratio | 0 | 0 | 0 | 0 | 0 | 0 | 0 | 0 | 0 | 0 | 0 | 0 | 0 | 0 | 0 | 0 | 0 | 0 | 0 | 0 | 0 | 0 | 0 | 0 | 0 | 0 | 0 | 0 | 0 | 0 | 0 | 0 | 0
F4_Residential_Multi-Family Low Income_Existing_Space Heating_Natural Gas_Furnace_E8 | F4 | Residential | Multi-Family Low Income | Existing | Space Heating | Natural Gas | Furnace | E8 | RVT BC Ratio | 0 | 0 | 0 | 0 | 0 | 0 | 0 | 0 | 0 | 0 | 0 | 0 | 0 | 0 | 0 | 0 | 0 | 0 | 0 | 0 | 0 | 0 | 0 | 0 | 0 | 0 | 0 | 0 | 0 | 0 | 0 | 0 | 0
F4_Residential_Multi-Family Low Income_Existing_Space Heating_Natural Gas_Furnace_E9 | F4 | Residential | Multi-Family Low Income | Existing | Space Heating | Natural Gas | Furnace | E9 | RVT BC Ratio | 0 | 0 | 0 | 0 | 0 | 0 | 0 | 0 | 0 | 0 | 0 | 0 | 0 | 0 | 0 | 0 | 0 | 0 | 0 | 0 | 0 | 0 | 0 | 0 | 0 | 0 | 0 | 0 | 0 | 0 | 0 | 0 | 0
F4_Residential_Multi-Family Low Income_Existing_Space Heating_Natural Gas_Furnace_E10 | F4 | Residential | Multi-Family Low Income | Existing | Space Heating | Natural Gas | Furnace | E10 | RVT BC Ratio | 0 | 0 | 0 | 0 | 0 | 0 | 0 | 0 | 0 | 0 | 0 | 0 | 0 | 0 | 0 | 0 | 0 | 0 | 0 | 0 | 0 | 0 | 0 | 0 | 0 | 0 | 0 | 0 | 0 | 0 | 0 | 0 | 0
F5_Residential_Multi-Family Low Income_Existing_Space Heating_Natural Gas_Furnace_E1 | F5 | Residential | Multi-Family Low Income | Existing | Space Heating | Natural Gas | Furnace | E1 | RIM BC Ratio | bar: 2019 to 2051
F5_Residential_Multi-Family Low Income_Existing_Space Heating_Natural Gas_Furnace_E2 | F5 | Residential | Multi-Family Low Income | Existing | Space Heating | Natural Gas | Furnace | E2 | RIM BC Ratio | 0.49667 | 0.49688 | 0.49761 | 0.49812 | 0.49729 | 0.49709 | 0.49741 | 0.49752 | 0.49774 | 0.49783 | 0.49778 | 0.49759 | 0.49736 | 0.49705 | 0.49657 | 0.49598 | 0.49526 | 0.49446 | 0.49361 | 0.49278 | 0.49185 | 0.49089 | 0.48982 | 0.48874 | 0.48754 | 0.48625 | 0.48488 | 0.48346 | 0.4819 | 0.48027 | 0.47849 | 0.47665 | 0.47511
F5_Residential_Multi-Family Low Income_Existing_Space Heating_Natural Gas_Furnace_E3 | F5 | Residential | Multi-Family Low Income | Existing | Space Heating | Natural Gas | Furnace | E3 | RIM BC Ratio | 0.48154 | 0.48176 | 0.48248 | 0.48299 | 0.48216 | 0.48197 | 0.48228 | 0.48239 | 0.48262 | 0.4827 | 0.48266 | 0.48247 | 0.48223 | 0.48192 | 0.48144 | 0.48085 | 0.48013 | 0.47934 | 0.47849 | 0.47766 | 0.47673 | 0.47577 | 0.47471 | 0.47363 | 0.47243 | 0.47114 | 0.46978 | 0.46837 | 0.4668 | 0.46518 | 0.46341 | 0.46158 | 0.46001
F5_Residential_Multi-Family Low Income_Existing_Space Heating_Natural Gas_Furnace_E4 | F5 | Residential | Multi-Family Low Income | Existing | Space Heating | Natural Gas | Furnace | E4 | RIM BC Ratio | 0.1076 | 0.10768 | 0.10785 | 0.108 | 0.10796 | 0.10803 | 0.10813 | 0.10812 | 0.10806 | 0.10791 | 0.10764 | 0.10725 | 0.10675 | 0.10613 | 0.10536 | 0.10459 | 0.10383 | 0.10309 | 0.10246 | 0.10199 | 0.10167 | 0.10152 | 0.10136 | 0.1012 | 0.10101 | 0.10082 | 0.10062 | 0.10041 | 0.10017 | 0.099935 | 0.099675 | 0.099409 | 0.099179
F5_Residential_Multi-Family Low Income_Existing_Space Heating_Natural Gas_Furnace_E5 | F5 | Residential | Multi-Family Low Income | Existing | Space Heating | Natural Gas | Furnace | E5 | RIM BC Ratio | 0.33474 | 0.33494 | 0.33554 | 0.33598 | 0.33542 | 0.33534 | 0.33557 | 0.33557 | 0.33557 | 0.33537 | 0.33496 | 0.33445 | 0.33392 | 0.33333 | 0.33263 | 0.33186 | 0.33101 | 0.33012 | 0.32932 | 0.32869 | 0.32798 | 0.32726 | 0.32646 | 0.32565 | 0.32474 | 0.32377 | 0.32275 | 0.3217 | 0.32053 | 0.31932 | 0.318 | 0.31665 | 0.31562
F5_Residential_Multi-Family Low Income_Existing_Space Heating_Natural Gas_Furnace_E6 | F5 | Residential | Multi-Family Low Income | Existing | Space Heating | Natural Gas | Furnace | E6 | RIM BC Ratio | 0.34931 | 0.34952 | 0.35014 | 0.3506 | 0.34997 | 0.34986 | 0.35011 | 0.35014 | 0.35019 | 0.35007 | 0.34976 | 0.34934 | 0.34889 | 0.34839 | 0.34775 | 0.34704 | 0.34623 | 0.34538 | 0.34457 | 0.34389 | 0.34314 | 0.34236 | 0.3415 | 0.34063 | 0.33966 | 0.33862 | 0.33753 | 0.33639 | 0.33514 | 0.33384 | 0.33243 | 0.33097 | 0.32979
F5_Residential_Multi-Family Low Income_Existing_Space Heating_Natural Gas_Furnace_E7 | F5 | Residential | Multi-Family Low Income | Existing | Space Heating | Natural Gas | Furnace | E7 | RIM BC Ratio | 0 | 0 | 0 | 0 | 0 | 0 | 0 | 0 | 0 | 0 | 0 | 0 | 0 | 0 | 0 | 0 | 0 | 0 | 0 | 0 | 0 | 0 | 0 | 0 | 0 | 0 | 0 | 0 | 0 | 0 | 0 | 0 | 0
F5_Residential_Multi-Family Low Income_Existing_Space Heating_Natural Gas_Furnace_E8 | F5 | Residential | Multi-Family Low Income | Existing | Space Heating | Natural Gas | Furnace | E8 | RIM BC Ratio | 0 | 0 | 0 | 0 | 0 | 0 | 0 | 0 | 0 | 0 | 0 | 0 | 0 | 0 | 0 | 0 | 0 | 0 | 0 | 0 | 0 | 0 | 0 | 0 | 0 | 0 | 0 | 0 | 0 | 0 | 0 | 0 | 0
F5_Residential_Multi-Family Low Income_Existing_Space Heating_Natural Gas_Furnace_E9 | F5 | Residential | Multi-Family Low Income | Existing | Space Heating | Natural Gas | Furnace | E9 | RIM BC Ratio | 0 | 0 | 0 | 0 | 0 | 0 | 0 | 0 | 0 | 0 | 0 | 0 | 0 | 0 | 0 | 0 | 0 | 0 | 0 | 0 | 0 | 0 | 0 | 0 | 0 | 0 | 0 | 0 | 0 | 0 | 0 | 0 | 0
F5_Residential_Multi-Family Low Income_Existing_Space Heating_Natural Gas_Furnace_E10 | F5 | Residential | Multi-Family Low Income | Existing | Space Heating | Natural Gas | Furnace | E10 | RIM BC Ratio | 0 | 0 | 0 | 0 | 0 | 0 | 0 | 0 | 0 | 0 | 0 | 0 | 0 | 0 | 0 | 0 | 0 | 0 | 0 | 0 | 0 | 0 | 0 | 0 | 0 | 0 | 0 | 0 | 0 | 0 | 0 | 0 | 0
F0_Residential_Multi-Family Low Income_Existing_Space Heating_Natural Gas_Boiler_E0 | F0 | Residential | Multi-Family Low Income | Existing | Space Heating | Natural Gas | Boiler | E0 | Economic Unit | AFUE 80% | AFUE 80% | AFUE 82% | AFUE 82% | AFUE 82% | AFUE 82% | AFUE 82% | AFUE 82% | AFUE 82% | AFUE 82% | AFUE 82% | AFUE 82% | AFUE 82% | AFUE 82% | AFUE 82% | AFUE 82% | AFUE 82% | AFUE 82% | AFUE 82% | AFUE 82% | AFUE 82% | AFUE 82% | AFUE 82% | AFUE 82% | AFUE 82% | AFUE 82% | AFUE 82% | AFUE 82% | AFUE 82% | AFUE 82% | AFUE 82% | AFUE 82% | AFUE 82%
F1_Residential_Multi-Family Low Income_Existing_Space Heating_Natural Gas_Boiler_E1 | F1 | Residential | Multi-Family Low Income | Existing | Space Heating | Natural Gas | Boiler | E1 | CCE | 0 | 0 | 0 | 0 | 0 | 0 | 0 | 0 | 0 | 0 | 0 | 0 | 0 | 0 | 0 | 0 | 0 | 0 | 0 | 0 | 0 | 0 | 0 | 0 | 0 | 0 | 0 | 0 | 0 | 0 | 0 | 0 | 0
F1_Residential_Multi-Family Low Income_Existing_Space Heating_Natural Gas_Boiler_E2 | F1 | Residential | Multi-Family Low Income | Existing | Space Heating | Natural Gas | Boiler | E2 | CCE | 11.81 | 12.1734 | 0 | 0 | 0 | 0 | 0 | 0 | 0 | 0 | 0 | 0 | 0 | 0 | 0 | 0 | 0 | 0 | 0 | 0 | 0 | 0 | 0 | 0 | 0 | 0 | 0 | 0 | 0 | 0 | 0 | 0 | 0
F1_Residential_Multi-Family Low Income_Existing_Space Heating_Natural Gas_Boiler_E3 | F1 | Residential | Multi-Family Low Income | Existing | Space Heating | Natural Gas | Boiler | E3 | CCE | 12.9581 | 13.3568 | 15.2312 | 14.0377 | 14.1132 | 14.1894 | 14.2666 | 14.3446 | 14.4234 | 14.5031 | 14.5838 | 14.6653 | 14.7477 | 14.8309 | 14.9153 | 15.0005 | 15.0868 | 15.1739 | 15.2622 | 15.3515 | 15.4418 | 15.5329 | 15.6255 | 15.719 | 15.8137 | 15.9093 | 16.0064 | 16.1045 | 16.2039 | 16.3044 | 16.4064 | 16.5095 | 16.5095
F1_Residential_Multi-Family Low Income_Existing_Space Heating_Natural Gas_Boiler_E4 | F1 | Residential | Multi-Family Low Income | Existing | Space Heating | Natural Gas | Boiler | E4 | CCE | 5.5941 | 5.7662 | 3.7048 | 3.4145 | 3.4329 | 3.4514 | 3.4702 | 3.4892 | 3.5084 | 3.5277 | 3.5474 | 3.5672 | 3.5872 | 3.6075 | 3.628 | 3.6487 | 3.6697 | 3.6909 | 3.7124 | 3.7341 | 3.7561 | 3.7782 | 3.8007 | 3.8235 | 3.8465 | 3.8698 | 3.8934 | 3.9173 | 3.9414 | 3.9659 | 3.9907 | 4.0158 | 4.0158
F1_Residential_Multi-Family Low Income_Existing_Space Heating_Natural Gas_Boiler_E5 | F1 | Residential | Multi-Family Low Income | Existing | Space Heating | Natural Gas | Boiler | E5 | CCE | 4.6869 | 4.8311 | 3.5483 | 3.2703 | 3.2879 | 3.3056 | 3.3236 | 3.3418 | 3.3602 | 3.3787 | 3.3975 | 3.4165 | 3.4357 | 3.4551 | 3.4747 | 3.4946 | 3.5147 | 3.535 | 3.5556 | 3.5764 | 3.5974 | 3.6186 | 3.6402 | 3.662 | 3.684 | 3.7063 | 3.7289 | 3.7518 | 3.7749 | 3.7983 | 3.8221 | 3.8461 | 3.8461
F1_Residential_Multi-Family Low Income_Existing_Space Heating_Natural Gas_Boiler_E6 | F1 | Residential | Multi-Family Low Income | Existing | Space Heating | Natural Gas | Boiler | E6 | CCE | 21.7873 | 22.4577 | 22.8247 | 21.0361 | 21.1493 | 21.2635 | 21.3792 | 21.4961 | 21.6142 | 21.7336 | 21.8545 | 21.9766 | 22.1001 | 22.2249 | 22.3513 | 22.479 | 22.6083 | 22.7388 | 22.8712 | 23.0049 | 23.1403 | 23.2768 | 23.4156 | 23.5557 | 23.6976 | 23.8408 | 23.9864 | 24.1334 | 24.2823 | 24.4329 | 24.5858 | 24.7404 | 24.7404
F1_Residential_Multi-Family Low Income_Existing_Space Heating_Natural Gas_Boiler_E7 | F1 | Residential | Multi-Family Low Income | Existing | Space Heating | Natural Gas | Boiler | E7 | CCE | 6.3017 | 6.4956 | 6.1205 | 5.6409 | 5.6713 | 5.7019 | 5.733 | 5.7643 | 5.796 | 5.828 | 5.8604 | 5.8931 | 5.9263 | 5.9597 | 5.9936 | 6.0279 | 6.0625 | 6.0975 | 6.133 | 6.1689 | 6.2052 | 6.2418 | 6.279 | 6.3166 | 6.3546 | 6.393 | 6.4321 | 6.4715 | 6.5114 | 6.5518 | 6.5928 | 6.6343 | 6.6343
F1_Residential_Multi-Family Low Income_Existing_Space Heating_Natural Gas_Boiler_E8 | F1 | Residential | Multi-Family Low Income | Existing | Space Heating | Natural Gas | Boiler | E8 | CCE | 5.806 | 5.9846 | 5.6389 | 5.1971 | 5.225 | 5.2532 | 5.2818 | 5.3107 | 5.3399 | 5.3694 | 5.3992 | 5.4294 | 5.4599 | 5.4908 | 5.522 | 5.5535 | 5.5855 | 5.6177 | 5.6504 | 5.6835 | 5.7169 | 5.7506 | 5.7849 | 5.8195 | 5.8546 | 5.89 | 5.9259 | 5.9623 | 5.9991 | 6.0363 | 6.074 | 6.1122 | 6.1122
F1_Residential_Multi-Family Low Income_Existing_Space Heating_Natural Gas_Boiler_E9 | F1 | Residential | Multi-Family Low Income | Existing | Space Heating | Natural Gas | Boiler | E9 | CCE | 0 | 0 | 0 | 0 | 0 | 0 | 0 | 0 | 0 | 0 | 0 | 0 | 0 | 0 | 0 | 0 | 0 | 0 | 0 | 0 | 0 | 0 | 0 | 0 | 0 | 0 | 0 | 0 | 0 | 0 | 0 | 0 | 0
F1_Residential_Multi-Family Low Income_Existing_Space Heating_Natural Gas_Boiler_E10 | F1 | Residential | Multi-Family Low Income | Existing | Space Heating | Natural Gas | Boiler | E10 | CCE | 0 | 0 | 0 | 0 | 0 | 0 | 0 | 0 | 0 | 0 | 0 | 0 | 0 | 0 | 0 | 0 | 0 | 0 | 0 | 0 | 0 | 0 | 0 | 0 | 0 | 0 | 0 | 0 | 0 | 0 | 0 | 0 | 0
F2_Residential_Multi-Family Low Income_Existing_Space Heating_Natural Gas_Boiler_E1 | F2 | Residential | Multi-Family Low Income | Existing | Space Heating | Natural Gas | Boiler | E1 | TRC BC Ratio | 1 | 1 | 0 | 0 | 0 | 0 | 0 | 0 | 0 | 0 | 0 | 0 | 0 | 0 | 0 | 0 | 0 | 0 | 0 | 0 | 0 | 0 | 0 | 0 | 0 | 0 | 0 | 0 | 0 | 0 | 0 | 0 | 0
F2_Residential_Multi-Family Low Income_Existing_Space Heating_Natural Gas_Boiler_E2 | F2 | Residential | Multi-Family Low Income | Existing | Space Heating | Natural Gas | Boiler | E2 | TRC BC Ratio | 0.17268 | 0.17284 | 1 | 1 | 1 | 1 | 1 | 1 | 1 | 1 | 1 | 1 | 1 | 1 | 1 | 1 | 1 | 1 | 1 | 1 | 1 | 1 | 1 | 1 | 1 | 1 | 1 | 1 | 1 | 1 | 1 | 1 | 1
F2_Residential_Multi-Family Low Income_Existing_Space Heating_Natural Gas_Boiler_E3 | F2 | Residential | Multi-Family Low Income | Existing | Space Heating | Natural Gas | Boiler | E3 | TRC BC Ratio | 0.15738 | 0.15753 | 0.13644 | 0.13669 | 0.13624 | 0.13607 | 0.13615 | 0.13611 | 0.13612 | 0.13605 | 0.13591 | 0.13568 | 0.13543 | 0.13512 | 0.13476 | 0.13439 | 0.13399 | 0.13361 | 0.13319 | 0.13279 | 0.13234 | 0.13188 | 0.13137 | 0.13086 | 0.13029 | 0.12968 | 0.12904 | 0.12838 | 0.12765 | 0.1269 | 0.12609 | 0.12525 | 0.12432
F2_Residential_Multi-Family Low Income_Existing_Space Heating_Natural Gas_Boiler_E4 | F2 | Residential | Multi-Family Low Income | Existing | Space Heating | Natural Gas | Boiler | E4 | TRC BC Ratio | 0.36456 | 0.3649 | 0.56093 | 0.56196 | 0.56012 | 0.55942 | 0.55972 | 0.55956 | 0.5596 | 0.55931 | 0.55874 | 0.55782 | 0.55676 | 0.5555 | 0.55403 | 0.5525 | 0.55087 | 0.54928 | 0.54758 | 0.54592 | 0.54409 | 0.54219 | 0.5401 | 0.53799 | 0.53564 | 0.53315 | 0.53051 | 0.52779 | 0.5248 | 0.52171 | 0.51836 | 0.51493 | 0.51112
F2_Residential_Multi-Family Low Income_Existing_Space Heating_Natural Gas_Boiler_E5 | F2 | Residential | Multi-Family Low Income | Existing | Space Heating | Natural Gas | Boiler | E5 | TRC BC Ratio | 0.43513 | 0.43553 | 0.58567 | 0.58674 | 0.58483 | 0.58409 | 0.5844 | 0.58424 | 0.58428 | 0.58398 | 0.58338 | 0.58242 | 0.58132 | 0.58 | 0.57847 | 0.57686 | 0.57517 | 0.57351 | 0.57173 | 0.57 | 0.56808 | 0.56611 | 0.56392 | 0.56172 | 0.55927 | 0.55666 | 0.55391 | 0.55107 | 0.54795 | 0.54472 | 0.54122 | 0.53764 | 0.53366
F2_Residential_Multi-Family Low Income_Existing_Space Heating_Natural Gas_Boiler_E6 | F2 | Residential | Multi-Family Low Income | Existing | Space Heating | Natural Gas | Boiler | E6 | TRC BC Ratio | 0.093929 | 0.094035 | 0.091285 | 0.091363 | 0.091338 | 0.091277 | 0.091163 | 0.090964 | 0.09068 | 0.090297 | 0.089803 | 0.089193 | 0.088457 | 0.087588 | 0.086663 | 0.08583 | 0.085096 | 0.084478 | 0.083983 | 0.083631 | 0.083425 | 0.08339 | 0.083352 | 0.083313 | 0.08327 | 0.083225 | 0.083176 | 0.083127 | 0.083072 | 0.083015 | 0.082952 | 0.082887 | 0.082814
F2_Residential_Multi-Family Low Income_Existing_Space Heating_Natural Gas_Boiler_E7 | F2 | Residential | Multi-Family Low Income | Existing | Space Heating | Natural Gas | Boiler | E7 | TRC BC Ratio | 0.32441 | 0.32475 | 0.34034 | 0.34084 | 0.34002 | 0.33955 | 0.33937 | 0.33885 | 0.33824 | 0.33732 | 0.33607 | 0.33464 | 0.33314 | 0.33151 | 0.32993 | 0.32848 | 0.32716 | 0.32605 | 0.32509 | 0.32438 | 0.32359 | 0.32278 | 0.32188 | 0.32098 | 0.31997 | 0.31891 | 0.31778 | 0.31661 | 0.31533 | 0.31401 | 0.31257 | 0.31109 | 0.30946
F2_Residential_Multi-Family Low Income_Existing_Space Heating_Natural Gas_Boiler_E8 | F2 | Residential | Multi-Family Low Income | Existing | Space Heating | Natural Gas | Boiler | E8 | TRC BC Ratio | 0.35187 | 0.35223 | 0.36916 | 0.36974 | 0.36876 | 0.36826 | 0.36818 | 0.36775 | 0.36728 | 0.36651 | 0.36544 | 0.36416 | 0.3628 | 0.36131 | 0.35981 | 0.3584 | 0.35707 | 0.35591 | 0.35484 | 0.35398 | 0.35302 | 0.35204 | 0.35095 | 0.34985 | 0.34863 | 0.34733 | 0.34596 | 0.34455 | 0.34299 | 0.34139 | 0.33964 | 0.33785 | 0.33586
F2_Residential_Multi-Family Low Income_Existing_Space Heating_Natural Gas_Boiler_E9 | F2 | Residential | Multi-Family Low Income | Existing | Space Heating | Natural Gas | Boiler | E9 | TRC BC Ratio | 0 | 0 | 0 | 0 | 0 | 0 | 0 | 0 | 0 | 0 | 0 | 0 | 0 | 0 | 0 | 0 | 0 | 0 | 0 | 0 | 0 | 0 | 0 | 0 | 0 | 0 | 0 | 0 | 0 | 0 | 0 | 0 | 0
F2_Residential_Multi-Family Low Income_Existing_Space Heating_Natural Gas_Boiler_E10 | F2 | Residential | Multi-Family Low Income | Existing | Space Heating | Natural Gas | Boiler | E10 | TRC BC Ratio | 0 | 0 | 0 | 0 | 0 | 0 | 0 | 0 | 0 | 0 | 0 | 0 | 0 | 0 | 0 | 0 | 0 | 0 | 0 | 0 | 0 | 0 | 0 | 0 | 0 | 0 | 0 | 0 | 0 | 0 | 0 | 0 | 0
F3_Residential_Multi-Family Low Income_Existing_Space Heating_Natural Gas_Boiler_E1 | F3 | Residential | Multi-Family Low Income | Existing | Space Heating | Natural Gas | Boiler | E1 | PACT BC Ratio | 1 | 1 | 0 | 0 | 0 | 0 | 0 | 0 | 0 | 0 | 0 | 0 | 0 | 0 | 0 | 0 | 0 | 0 | 0 | 0 | 0 | 0 | 0 | 0 | 0 | 0 | 0 | 0 | 0 | 0 | 0 | 0 | 0
F3_Residential_Multi-Family Low Income_Existing_Space Heating_Natural Gas_Boiler_E2 | F3 | Residential | Multi-Family Low Income | Existing | Space Heating | Natural Gas | Boiler | E2 | PACT BC Ratio | 0.17268 | 0.17284 | 1 | 1 | 1 | 1 | 1 | 1 | 1 | 1 | 1 | 1 | 1 | 1 | 1 | 1 | 1 | 1 | 1 | 1 | 1 | 1 | 1 | 1 | 1 | 1 | 1 | 1 | 1 | 1 | 1 | 1 | 1
F3_Residential_Multi-Family Low Income_Existing_Space Heating_Natural Gas_Boiler_E3 | F3 | Residential | Multi-Family Low Income | Existing | Space Heating | Natural Gas | Boiler | E3 | PACT BC Ratio | 0.15738 | 0.15753 | 0.13644 | 0.13669 | 0.13624 | 0.13607 | 0.13615 | 0.13611 | 0.13612 | 0.13605 | 0.13591 | 0.13568 | 0.13543 | 0.13512 | 0.13476 | 0.13439 | 0.13399 | 0.13361 | 0.13319 | 0.13279 | 0.13234 | 0.13188 | 0.13137 | 0.13086 | 0.13029 | 0.12968 | 0.12904 | 0.12838 | 0.12765 | 0.1269 | 0.12609 | 0.12525 | 0.12432
F3_Residential_Multi-Family Low Income_Existing_Space Heating_Natural Gas_Boiler_E4 | F3 | Residential | Multi-Family Low Income | Existing | Space Heating | Natural Gas | Boiler | E4 | PACT BC Ratio | 0.36456 | 0.3649 | 0.56093 | 0.56196 | 0.56012 | 0.55942 | 0.55972 | 0.55956 | 0.5596 | 0.55931 | 0.55874 | 0.55782 | 0.55676 | 0.5555 | 0.55403 | 0.5525 | 0.55087 | 0.54928 | 0.54758 | 0.54592 | 0.54409 | 0.54219 | 0.5401 | 0.53799 | 0.53564 | 0.53315 | 0.53051 | 0.52779 | 0.5248 | 0.52171 | 0.51836 | 0.51493 | 0.51112
F3_Residential_Multi-Family Low Income_Existing_Space Heating_Natural Gas_Boiler_E5 | F3 | Residential | Multi-Family Low Income | Existing | Space Heating | Natural Gas | Boiler | E5 | PACT BC Ratio | 0.43513 | 0.43553 | 0.58567 | 0.58674 | 0.58483 | 0.58409 | 0.5844 | 0.58424 | 0.58428 | 0.58398 | 0.58338 | 0.58242 | 0.58132 | 0.58 | 0.57847 | 0.57686 | 0.57517 | 0.57351 | 0.57173 | 0.57 | 0.56808 | 0.56611 | 0.56392 | 0.56172 | 0.55927 | 0.55666 | 0.55391 | 0.55107 | 0.54795 | 0.54472 | 0.54122 | 0.53764 | 0.53366
F3_Residential_Multi-Family Low Income_Existing_Space Heating_Natural Gas_Boiler_E6 | F3 | Residential | Multi-Family Low Income | Existing | Space Heating | Natural Gas | Boiler | E6 | PACT BC Ratio | 0.093929 | 0.094035 | 0.091285 | 0.091363 | 0.091338 | 0.091277 | 0.091163 | 0.090964 | 0.09068 | 0.090297 | 0.089803 | 0.089193 | 0.088457 | 0.087588 | 0.086663 | 0.08583 | 0.085096 | 0.084478 | 0.083983 | 0.083631 | 0.083425 | 0.08339 | 0.083352 | 0.083313 | 0.08327 | 0.083225 | 0.083176 | 0.083127 | 0.083072 | 0.083015 | 0.082952 | 0.082887 | 0.082814
F3_Residential_Multi-Family Low Income_Existing_Space Heating_Natural Gas_Boiler_E7 | F3 | Residential | Multi-Family Low Income | Existing | Space Heating | Natural Gas | Boiler | E7 | PACT BC Ratio | 0.32441 | 0.32475 | 0.34034 | 0.34084 | 0.34002 | 0.33955 | 0.33937 | 0.33885 | 0.33824 | 0.33732 | 0.33607 | 0.33464 | 0.33314 | 0.33151 | 0.32993 | 0.32848 | 0.32716 | 0.32605 | 0.32509 | 0.32438 | 0.32359 | 0.32278 | 0.32188 | 0.32098 | 0.31997 | 0.31891 | 0.31778 | 0.31661 | 0.31533 | 0.31401 | 0.31257 | 0.31109 | 0.30946
F3_Residential_Multi-Family Low Income_Existing_Space Heating_Natural Gas_Boiler_E8 | F3 | Residential | Multi-Family Low Income | Existing | Space Heating | Natural Gas | Boiler | E8 | PACT BC Ratio | 0.35187 | 0.35223 | 0.36916 | 0.36974 | 0.36876 | 0.36826 | 0.36818 | 0.36775 | 0.36728 | 0.36651 | 0.36544 | 0.36416 | 0.3628 | 0.36131 | 0.35981 | 0.3584 | 0.35707 | 0.35591 | 0.35484 | 0.35398 | 0.35302 | 0.35204 | 0.35095 | 0.34985 | 0.34863 | 0.34733 | 0.34596 | 0.34455 | 0.34299 | 0.34139 | 0.33964 | 0.33785 | 0.33586
F3_Residential_Multi-Family Low Income_Existing_Space Heating_Natural Gas_Boiler_E9 | F3 | Residential | Multi-Family Low Income | Existing | Space Heating | Natural Gas | Boiler | E9 | PACT BC Ratio | 0 | 0 | 0 | 0 | 0 | 0 | 0 | 0 | 0 | 0 | 0 | 0 | 0 | 0 | 0 | 0 | 0 | 0 | 0 | 0 | 0 | 0 | 0 | 0 | 0 | 0 | 0 | 0 | 0 | 0 | 0 | 0 | 0
F3_Residential_Multi-Family Low Income_Existing_Space Heating_Natural Gas_Boiler_E10 | F3 | Residential | Multi-Family Low Income | Existing | Space Heating | Natural Gas | Boiler | E10 | PACT BC Ratio | 0 | 0 | 0 | 0 | 0 | 0 | 0 | 0 | 0 | 0 | 0 | 0 | 0 | 0 | 0 | 0 | 0 | 0 | 0 | 0 | 0 | 0 | 0 | 0 | 0 | 0 | 0 | 0 | 0 | 0 | 0 | 0 | 0
F4_Residential_Multi-Family Low Income_Existing_Space Heating_Natural Gas_Boiler_E1 | F4 | Residential | Multi-Family Low Income | Existing | Space Heating | Natural Gas | Boiler | E1 | RVT BC Ratio | 1 | 1 | 0 | 0 | 0 | 0 | 0 | 0 | 0 | 0 | 0 | 0 | 0 | 0 | 0 | 0 | 0 | 0 | 0 | 0 | 0 | 0 | 0 | 0 | 0 | 0 | 0 | 0 | 0 | 0 | 0 | 0 | 0
F4_Residential_Multi-Family Low Income_Existing_Space Heating_Natural Gas_Boiler_E2 | F4 | Residential | Multi-Family Low Income | Existing | Space Heating | Natural Gas | Boiler | E2 | RVT BC Ratio | 1.2069 | 1.2071 | 1 | 1 | 1 | 1 | 1 | 1 | 1 | 1 | 1 | 1 | 1 | 1 | 1 | 1 | 1 | 1 | 1 | 1 | 1 | 1 | 1 | 1 | 1 | 1 | 1 | 1 | 1 | 1 | 1 | 1 | 1
F4_Residential_Multi-Family Low Income_Existing_Space Heating_Natural Gas_Boiler_E3 | F4 | Residential | Multi-Family Low Income | Existing | Space Heating | Natural Gas | Boiler | E3 | RVT BC Ratio | 1.1886 | 1.1887 | 1.1635 | 1.1638 | 1.1632 | 1.163 | 1.1631 | 1.1631 | 1.1631 | 1.163 | 1.1628 | 1.1626 | 1.1623 | 1.1619 | 1.1615 | 1.161 | 1.1605 | 1.1601 | 1.1596 | 1.1591 | 1.1586 | 1.158 | 1.1574 | 1.1568 | 1.1561 | 1.1554 | 1.1546 | 1.1538 | 1.1529 | 1.1517 | 1.1501 | 1.1482 | 1.1457
F4_Residential_Multi-Family Low Income_Existing_Space Heating_Natural Gas_Boiler_E4 | F4 | Residential | Multi-Family Low Income | Existing | Space Heating | Natural Gas | Boiler | E4 | RVT BC Ratio | 1.4368 | 1.4372 | 1.672 | 1.6733 | 1.6711 | 1.6702 | 1.6706 | 1.6704 | 1.6704 | 1.6701 | 1.6694 | 1.6683 | 1.667 | 1.6655 | 1.6638 | 1.6619 | 1.66 | 1.6581 | 1.656 | 1.6541 | 1.6518 | 1.6496 | 1.6471 | 1.6445 | 1.6417 | 1.6387 | 1.6356 | 1.6323 | 1.6287 | 1.6238 | 1.6173 | 1.6092 | 1.5992
F4_Residential_Multi-Family Low Income_Existing_Space Heating_Natural Gas_Boiler_E5 | F4 | Residential | Multi-Family Low Income | Existing | Space Heating | Natural Gas | Boiler | E5 | RVT BC Ratio | 1.5213 | 1.5218 | 1.7017 | 1.703 | 1.7007 | 1.6998 | 1.7002 | 1.7 | 1.7 | 1.6996 | 1.6989 | 1.6978 | 1.6965 | 1.6949 | 1.693 | 1.6911 | 1.6891 | 1.6871 | 1.685 | 1.6829 | 1.6806 | 1.6782 | 1.6756 | 1.673 | 1.67 | 1.6669 | 1.6636 | 1.6602 | 1.6565 | 1.6513 | 1.6445 | 1.6361 | 1.6256
F4_Residential_Multi-Family Low Income_Existing_Space Heating_Natural Gas_Boiler_E6 | F4 | Residential | Multi-Family Low Income | Existing | Space Heating | Natural Gas | Boiler | E6 | RVT BC Ratio | 1.1125 | 1.1127 | 1.1094 | 1.1095 | 1.1094 | 1.1094 | 1.1092 | 1.109 | 1.1086 | 1.1082 | 1.1076 | 1.1069 | 1.106 | 1.1049 | 1.1038 | 1.1028 | 1.102 | 1.1012 | 1.1006 | 1.1002 | 1.0999 | 1.0999 | 1.0999 | 1.0998 | 1.0998 | 1.0997 | 1.0997 | 1.0996 | 1.0995 | 1.0989 | 1.0975 | 1.0955 | 1.0927
F4_Residential_Multi-Family Low Income_Existing_Space Heating_Natural Gas_Boiler_E7 | F4 | Residential | Multi-Family Low Income | Existing | Space Heating | Natural Gas | Boiler | E7 | RVT BC Ratio | 1.3887 | 1.3891 | 1.4077 | 1.4084 | 1.4074 | 1.4068 | 1.4066 | 1.406 | 1.4052 | 1.4041 | 1.4026 | 1.4009 | 1.3991 | 1.3972 | 1.3953 | 1.3935 | 1.392 | 1.3906 | 1.3895 | 1.3886 | 1.3877 | 1.3867 | 1.3856 | 1.3846 | 1.3833 | 1.3821 | 1.3807 | 1.3793 | 1.3778 | 1.3746 | 1.3696 | 1.3626 | 1.3536
F4_Residential_Multi-Family Low Income_Existing_Space Heating_Natural Gas_Boiler_E8 | F4 | Residential | Multi-Family Low Income | Existing | Space Heating | Natural Gas | Boiler | E8 | RVT BC Ratio | 1.4216 | 1.422 | 1.4423 | 1.443 | 1.4418 | 1.4412 | 1.4411 | 1.4406 | 1.44 | 1.4391 | 1.4378 | 1.4363 | 1.4347 | 1.4329 | 1.4311 | 1.4294 | 1.4278 | 1.4264 | 1.4251 | 1.4241 | 1.4229 | 1.4218 | 1.4205 | 1.4191 | 1.4177 | 1.4161 | 1.4145 | 1.4128 | 1.4109 | 1.4075 | 1.4024 | 1.3955 | 1.3866
F4_Residential_Multi-Family Low Income_Existing_Space Heating_Natural Gas_Boiler_E9 | F4 | Residential | Multi-Family Low Income | Existing | Space Heating | Natural Gas | Boiler | E9 | RVT BC Ratio | 0 | 0 | 0 | 0 | 0 | 0 | 0 | 0 | 0 | 0 | 0 | 0 | 0 | 0 | 0 | 0 | 0 | 0 | 0 | 0 | 0 | 0 | 0 | 0 | 0 | 0 | 0 | 0 | 0 | 0 | 0 | 0 | 0
F4_Residential_Multi-Family Low Income_Existing_Space Heating_Natural Gas_Boiler_E10 | F4 | Residential | Multi-Family Low Income | Existing | Space Heating | Natural Gas | Boiler | E10 | RVT BC Ratio | 0 | 0 | 0 | 0 | 0 | 0 | 0 | 0 | 0 | 0 | 0 | 0 | 0 | 0 | 0 | 0 | 0 | 0 | 0 | 0 | 0 | 0 | 0 | 0 | 0 | 0 | 0 | 0 | 0 | 0 | 0 | 0 | 0
F5_Residential_Multi-Family Low Income_Existing_Space Heating_Natural Gas_Boiler_E1 | F5 | Residential | Multi-Family Low Income | Existing | Space Heating | Natural Gas | Boiler | E1 | RIM BC Ratio | 1 | 1 | 0 | 0 | 0 | 0 | 0 | 0 | 0 | 0 | 0 | 0 | 0 | 0 | 0 | 0 | 0 | 0 | 0 | 0 | 0 | 0 | 0 | 0 | 0 | 0 | 0 | 0 | 0 | 0 | 0 | 0 | 0
F5_Residential_Multi-Family Low Income_Existing_Space Heating_Natural Gas_Boiler_E2 | F5 | Residential | Multi-Family Low Income | Existing | Space Heating | Natural Gas | Boiler | E2 | RIM BC Ratio | 0.14729 | 0.14741 | 1 | 1 | 1 | 1 | 1 | 1 | 1 | 1 | 1 | 1 | 1 | 1 | 1 | 1 | 1 | 1 | 1 | 1 | 1 | 1 | 1 | 1 | 1 | 1 | 1 | 1 | 1 | 1 | 1 | 1 | 1
F5_Residential_Multi-Family Low Income_Existing_Space Heating_Natural Gas_Boiler_E3 | F5 | Residential | Multi-Family Low Income | Existing | Space Heating | Natural Gas | Boiler | E3 | RIM BC Ratio | 0.13601 | 0.13612 | 0.12008 | 0.12028 | 0.11993 | 0.1198 | 0.11985 | 0.11982 | 0.11983 | 0.11978 | 0.11967 | 0.1195 | 0.1193 | 0.11906 | 0.11878 | 0.11849 | 0.11818 | 0.11788 | 0.11756 | 0.11725 | 0.1169 | 0.11654 | 0.11614 | 0.11574 | 0.11529 | 0.11482 | 0.11431 | 0.11379 | 0.11322 | 0.11266 | 0.11206 | 0.11148 | 0.11086
F5_Residential_Multi-Family Low Income_Existing_Space Heating_Natural Gas_Boiler_E4 | F5 | Residential | Multi-Family Low Income | Existing | Space Heating | Natural Gas | Boiler | E4 | RIM BC Ratio | 0.26728 | 0.26746 | 0.35957 | 0.35999 | 0.35923 | 0.35894 | 0.35907 | 0.359 | 0.35902 | 0.3589 | 0.35866 | 0.35828 | 0.35785 | 0.35733 | 0.35672 | 0.35608 | 0.3554 | 0.35474 | 0.35403 | 0.35334 | 0.35257 | 0.35177 | 0.35089 | 0.35 | 0.349 | 0.34794 | 0.34682 | 0.34565 | 0.34437 | 0.34327 | 0.34229 | 0.34154 | 0.3409
F5_Residential_Multi-Family Low Income_Existing_Space Heating_Natural Gas_Boiler_E5 | F5 | Residential | Multi-Family Low Income | Existing | Space Heating | Natural Gas | Boiler | E5 | RIM BC Ratio | 0.30335 | 0.30354 | 0.36957 | 0.37 | 0.36924 | 0.36894 | 0.36907 | 0.369 | 0.36902 | 0.3689 | 0.36866 | 0.36827 | 0.36784 | 0.36731 | 0.36669 | 0.36605 | 0.36536 | 0.36469 | 0.36397 | 0.36327 | 0.36249 | 0.36169 | 0.36079 | 0.35989 | 0.35888 | 0.35781 | 0.35667 | 0.35549 | 0.35419 | 0.35308 | 0.35212 | 0.35139 | 0.35078
F5_Residential_Multi-Family Low Income_Existing_Space Heating_Natural Gas_Boiler_E6 | F5 | Residential | Multi-Family Low Income | Existing | Space Heating | Natural Gas | Boiler | E6 | RIM BC Ratio | 0.085876 | 0.085964 | 0.08366 | 0.083726 | 0.083705 | 0.083654 | 0.083558 | 0.083391 | 0.083152 | 0.08283 | 0.082414 | 0.0819 | 0.081279 | 0.080545 | 0.079762 | 0.079056 | 0.078432 | 0.077907 | 0.077486 | 0.077186 | 0.07701 | 0.076981 | 0.076948 | 0.076915 | 0.076879 | 0.07684 | 0.076799 | 0.076757 | 0.07671 | 0.076697 | 0.076717 | 0.076776 | 0.076873
F5_Residential_Multi-Family Low Income_Existing_Space Heating_Natural Gas_Boiler_E7 | F5 | Residential | Multi-Family Low Income | Existing | Space Heating | Natural Gas | Boiler | E7 | RIM BC Ratio | 0.24504 | 0.24524 | 0.25402 | 0.25431 | 0.25385 | 0.25359 | 0.25349 | 0.25319 | 0.25285 | 0.25234 | 0.25164 | 0.25084 | 0.24999 | 0.24907 | 0.24818 | 0.24736 | 0.24661 | 0.24598 | 0.24543 | 0.24502 | 0.24458 | 0.24411 | 0.2436 | 0.24308 | 0.2425 | 0.24189 | 0.24124 | 0.24057 | 0.23983 | 0.23931 | 0.23897 | 0.2389 | 0.23903
F5_Residential_Multi-Family Low Income_Existing_Space Heating_Natural Gas_Boiler_E8 | F5 | Residential | Multi-Family Low Income | Existing | Space Heating | Natural Gas | Boiler | E8 | RIM BC Ratio | 0.26039 | 0.26059 | 0.26974 | 0.27005 | 0.26953 | 0.26926 | 0.26922 | 0.26899 | 0.26874 | 0.26833 | 0.26775 | 0.26706 | 0.26633 | 0.26552 | 0.26471 | 0.26395 | 0.26323 | 0.2626 | 0.26202 | 0.26155 | 0.26102 | 0.26049 | 0.25989 | 0.25929 | 0.25862 | 0.2579 | 0.25714 | 0.25636 | 0.2555 | 0.25484 | 0.25435 | 0.2541 | 0.25402
F5_Residential_Multi-Family Low Income_Existing_Space Heating_Natural Gas_Boiler_E9 | F5 | Residential | Multi-Family Low Income | Existing | Space Heating | Natural Gas | Boiler | E9 | RIM BC Ratio | 0 | 0 | 0 | 0 | 0 | 0 | 0 | 0 | 0 | 0 | 0 | 0 | 0 | 0 | 0 | 0 | 0 | 0 | 0 | 0 | 0 | 0 | 0 | 0 | 0 | 0 | 0 | 0 | 0 | 0 | 0 | 0 | 0
F5_Residential_Multi-Family Low Income_Existing_Space Heating_Natural Gas_Boiler_E10 | F5 | Residential | Multi-Family Low Income | Existing | Space Heating | Natural Gas | Boiler | E10 | RIM BC Ratio | 0 | 0 | 0 | 0 | 0 | 0 | 0 | 0 | 0 | 0 | 0 | 0 | 0 | 0 | 0 | 0 | 0 | 0 | 0 | 0 | 0 | 0 | 0 | 0 | 0 | 0 | 0 | 0 | 0 | 0 | 0 | 0 | 0
F0_Residential_Multi-Family Low Income_Existing_Secondary Heating_Natural Gas_Fireplace_E0 | F0 | Residential | Multi-Family Low Income | Existing | Secondary Heating | Natural Gas | Fireplace | E0 | Economic Unit | Baseline (>50% FE) | Baseline (>50% FE) | Baseline (>50% FE) | Baseline (>50% FE) | Baseline (>50% FE) | Baseline (>50% FE) | Baseline (>50% FE) | Baseline (>50% FE) | Baseline (>50% FE) | Baseline (>50% FE) | Baseline (>50% FE) | Baseline (>50% FE) | Baseline (>50% FE) | Baseline (>50% FE) | Baseline (>50% FE) | Baseline (>50% FE) | Baseline (>50% FE) | Baseline (>50% FE) | Baseline (>50% FE) | Baseline (>50% FE) | Baseline (>50% FE) | Baseline (>50% FE) | Baseline (>50% FE) | Baseline (>50% FE) | Baseline (>50% FE) | Baseline (>50% FE) | Baseline (>50% FE) | Baseline (>50% FE) | Baseline (>50% FE) | Baseline (>50% FE) | Baseline (>50% FE) | Baseline (>50% FE) | Baseline (>50% FE)
F1_Residential_Multi-Family Low Income_Existing_Secondary Heating_Natural Gas_Fireplace_E1 | F1 | Residential | Multi-Family Low Income | Existing | Secondary Heating | Natural Gas | Fireplace | E1 | CCE | 0 | 0 | 0 | 0 | 0 | 0 | 0 | 0 | 0 | 0 | 0 | 0 | 0 | 0 | 0 | 0 | 0 | 0 | 0 | 0 | 0 | 0 | 0 | 0 | 0 | 0 | 0 | 0 | 0 | 0 | 0 | 0 | 0
F1_Residential_Multi-Family Low Income_Existing_Secondary Heating_Natural Gas_Fireplace_E2 | F1 | Residential | Multi-Family Low Income | Existing | Secondary Heating | Natural Gas | Fireplace | E2 | CCE | 4.7698 | 4.9166 | 4.8296 | 4.4393 | 4.4512 | 4.4632 | 4.4753 | 4.4875 | 4.4999 | 4.5123 | 4.5248 | 4.5374 | 4.5502 | 4.563 | 4.5759 | 4.589 | 4.6022 | 4.6154 | 4.6288 | 4.6424 | 4.656 | 4.6697 | 4.6836 | 4.6976 | 4.7117 | 4.726 | 4.7404 | 4.7549 | 4.7695 | 4.7843 | 4.7992 | 4.8143 | 4.8143
F1_Residential_Multi-Family Low Income_Existing_Secondary Heating_Natural Gas_Fireplace_E3 | F1 | Residential | Multi-Family Low Income | Existing | Secondary Heating | Natural Gas | Fireplace | E3 | CCE | 4.7856 | 4.9328 | 4.8456 | 4.454 | 4.4659 | 4.478 | 4.4901 | 4.5024 | 4.5147 | 4.5272 | 4.5398 | 4.5524 | 4.5652 | 4.5781 | 4.5911 | 4.6042 | 4.6174 | 4.6307 | 4.6442 | 4.6577 | 4.6714 | 4.6852 | 4.6991 | 4.7132 | 4.7273 | 4.7416 | 4.756 | 4.7706 | 4.7853 | 4.8001 | 4.8151 | 4.8302 | 4.8302
F1_Residential_Multi-Family Low Income_Existing_Secondary Heating_Natural Gas_Fireplace_E4 | F1 | Residential | Multi-Family Low Income | Existing | Secondary Heating | Natural Gas | Fireplace | E4 | CCE | 0 | 0 | 0 | 0 | 0 | 0 | 0 | 0 | 0 | 0 | 0 | 0 | 0 | 0 | 0 | 0 | 0 | 0 | 0 | 0 | 0 | 0 | 0 | 0 | 0 | 0 | 0 | 0 | 0 | 0 | 0 | 0 | 0
F1_Residential_Multi-Family Low Income_Existing_Secondary Heating_Natural Gas_Fireplace_E5 | F1 | Residential | Multi-Family Low Income | Existing | Secondary Heating | Natural Gas | Fireplace | E5 | CCE | 0 | 0 | 0 | 0 | 0 | 0 | 0 | 0 | 0 | 0 | 0 | 0 | 0 | 0 | 0 | 0 | 0 | 0 | 0 | 0 | 0 | 0 | 0 | 0 | 0 | 0 | 0 | 0 | 0 | 0 | 0 | 0 | 0
F1_Residential_Multi-Family Low Income_Existing_Secondary Heating_Natural Gas_Fireplace_E6 | F1 | Residential | Multi-Family Low Income | Existing | Secondary Heating | Natural Gas | Fireplace | E6 | CCE | 0 | 0 | 0 | 0 | 0 | 0 | 0 | 0 | 0 | 0 | 0 | 0 | 0 | 0 | 0 | 0 | 0 | 0 | 0 | 0 | 0 | 0 | 0 | 0 | 0 | 0 | 0 | 0 | 0 | 0 | 0 | 0 | 0
F1_Residential_Multi-Family Low Income_Existing_Secondary Heating_Natural Gas_Fireplace_E7 | F1 | Residential | Multi-Family Low Income | Existing | Secondary Heating | Natural Gas | Fireplace | E7 | CCE | 0 | 0 | 0 | 0 | 0 | 0 | 0 | 0 | 0 | 0 | 0 | 0 | 0 | 0 | 0 | 0 | 0 | 0 | 0 | 0 | 0 | 0 | 0 | 0 | 0 | 0 | 0 | 0 | 0 | 0 | 0 | 0 | 0
F1_Residential_Multi-Family Low Income_Existing_Secondary Heating_Natural Gas_Fireplace_E8 | F1 | Residential | Multi-Family Low Income | Existing | Secondary Heating | Natural Gas | Fireplace | E8 | CCE | 0 | 0 | 0 | 0 | 0 | 0 | 0 | 0 | 0 | 0 | 0 | 0 | 0 | 0 | 0 | 0 | 0 | 0 | 0 | 0 | 0 | 0 | 0 | 0 | 0 | 0 | 0 | 0 | 0 | 0 | 0 | 0 | 0
F1_Residential_Multi-Family Low Income_Existing_Secondary Heating_Natural Gas_Fireplace_E9 | F1 | Residential | Multi-Family Low Income | Existing | Secondary Heating | Natural Gas | Fireplace | E9 | CCE | 0 | 0 | 0 | 0 | 0 | 0 | 0 | 0 | 0 | 0 | 0 | 0 | 0 | 0 | 0 | 0 | 0 | 0 | 0 | 0 | 0 | 0 | 0 | 0 | 0 | 0 | 0 | 0 | 0 | 0 | 0 | 0 | 0
F1_Residential_Multi-Family Low Income_Existing_Secondary Heating_Natural Gas_Fireplace_E10 | F1 | Residential | Multi-Family Low Income | Existing | Secondary Heating | Natural Gas | Fireplace | E10 | CCE | 0 | 0 | 0 | 0 | 0 | 0 | 0 | 0 | 0 | 0 | 0 | 0 | 0 | 0 | 0 | 0 | 0 | 0 | 0 | 0 | 0 | 0 | 0 | 0 | 0 | 0 | 0 | 0 | 0 | 0 | 0 | 0 | 0
F2_Residential_Multi-Family Low Income_Existing_Secondary Heating_Natural Gas_Fireplace_E1 | F2 | Residential | Multi-Family Low Income | Existing | Secondary Heating | Natural Gas | Fireplace | E1 | TRC BC Ratio | bar: 2019 to 2051
F2_Residential_Multi-Family Low Income_Existing_Secondary Heating_Natural Gas_Fireplace_E2 | F2 | Residential | Multi-Family Low Income | Existing | Secondary Heating | Natural Gas | Fireplace | E2 | TRC BC Ratio | 0.34044 | 0.3416 | 0.34373 | 0.34552 | 0.34509 | 0.34598 | 0.34812 | 0.34996 | 0.35221 | 0.35436 | 0.35645 | 0.35843 | 0.36057 | 0.3626 | 0.36431 | 0.36583 | 0.36712 | 0.36827 | 0.3691 | 0.36975 | 0.36995 | 0.36978 | 0.36931 | 0.36876 | 0.36787 | 0.36674 | 0.36537 | 0.36382 | 0.36188 | 0.35973 | 0.35719 | 0.35445 | 0.35119
F2_Residential_Multi-Family Low Income_Existing_Secondary Heating_Natural Gas_Fireplace_E3 | F2 | Residential | Multi-Family Low Income | Existing | Secondary Heating | Natural Gas | Fireplace | E3 | TRC BC Ratio | 0.33931 | 0.34047 | 0.34259 | 0.34439 | 0.34395 | 0.34484 | 0.34697 | 0.3488 | 0.35105 | 0.35319 | 0.35527 | 0.35724 | 0.35938 | 0.3614 | 0.36311 | 0.36462 | 0.36591 | 0.36706 | 0.36789 | 0.36853 | 0.36873 | 0.36856 | 0.36809 | 0.36755 | 0.36666 | 0.36553 | 0.36416 | 0.36262 | 0.36068 | 0.35854 | 0.35601 | 0.35329 | 0.35003
F2_Residential_Multi-Family Low Income_Existing_Secondary Heating_Natural Gas_Fireplace_E4 | F2 | Residential | Multi-Family Low Income | Existing | Secondary Heating | Natural Gas | Fireplace | E4 | TRC BC Ratio | 0 | 0 | 0 | 0 | 0 | 0 | 0 | 0 | 0 | 0 | 0 | 0 | 0 | 0 | 0 | 0 | 0 | 0 | 0 | 0 | 0 | 0 | 0 | 0 | 0 | 0 | 0 | 0 | 0 | 0 | 0 | 0 | 0
F2_Residential_Multi-Family Low Income_Existing_Secondary Heating_Natural Gas_Fireplace_E5 | F2 | Residential | Multi-Family Low Income | Existing | Secondary Heating | Natural Gas | Fireplace | E5 | TRC BC Ratio | 0 | 0 | 0 | 0 | 0 | 0 | 0 | 0 | 0 | 0 | 0 | 0 | 0 | 0 | 0 | 0 | 0 | 0 | 0 | 0 | 0 | 0 | 0 | 0 | 0 | 0 | 0 | 0 | 0 | 0 | 0 | 0 | 0
F2_Residential_Multi-Family Low Income_Existing_Secondary Heating_Natural Gas_Fireplace_E6 | F2 | Residential | Multi-Family Low Income | Existing | Secondary Heating | Natural Gas | Fireplace | E6 | TRC BC Ratio | 0 | 0 | 0 | 0 | 0 | 0 | 0 | 0 | 0 | 0 | 0 | 0 | 0 | 0 | 0 | 0 | 0 | 0 | 0 | 0 | 0 | 0 | 0 | 0 | 0 | 0 | 0 | 0 | 0 | 0 | 0 | 0 | 0
F2_Residential_Multi-Family Low Income_Existing_Secondary Heating_Natural Gas_Fireplace_E7 | F2 | Residential | Multi-Family Low Income | Existing | Secondary Heating | Natural Gas | Fireplace | E7 | TRC BC Ratio | 0 | 0 | 0 | 0 | 0 | 0 | 0 | 0 | 0 | 0 | 0 | 0 | 0 | 0 | 0 | 0 | 0 | 0 | 0 | 0 | 0 | 0 | 0 | 0 | 0 | 0 | 0 | 0 | 0 | 0 | 0 | 0 | 0
F2_Residential_Multi-Family Low Income_Existing_Secondary Heating_Natural Gas_Fireplace_E8 | F2 | Residential | Multi-Family Low Income | Existing | Secondary Heating | Natural Gas | Fireplace | E8 | TRC BC Ratio | 0 | 0 | 0 | 0 | 0 | 0 | 0 | 0 | 0 | 0 | 0 | 0 | 0 | 0 | 0 | 0 | 0 | 0 | 0 | 0 | 0 | 0 | 0 | 0 | 0 | 0 | 0 | 0 | 0 | 0 | 0 | 0 | 0
F2_Residential_Multi-Family Low Income_Existing_Secondary Heating_Natural Gas_Fireplace_E9 | F2 | Residential | Multi-Family Low Income | Existing | Secondary Heating | Natural Gas | Fireplace | E9 | TRC BC Ratio | 0 | 0 | 0 | 0 | 0 | 0 | 0 | 0 | 0 | 0 | 0 | 0 | 0 | 0 | 0 | 0 | 0 | 0 | 0 | 0 | 0 | 0 | 0 | 0 | 0 | 0 | 0 | 0 | 0 | 0 | 0 | 0 | 0
F2_Residential_Multi-Family Low Income_Existing_Secondary Heating_Natural Gas_Fireplace_E10 | F2 | Residential | Multi-Family Low Income | Existing | Secondary Heating | Natural Gas | Fireplace | E10 | TRC BC Ratio | 0 | 0 | 0 | 0 | 0 | 0 | 0 | 0 | 0 | 0 | 0 | 0 | 0 | 0 | 0 | 0 | 0 | 0 | 0 | 0 | 0 | 0 | 0 | 0 | 0 | 0 | 0 | 0 | 0 | 0 | 0 | 0 | 0
F3_Residential_Multi-Family Low Income_Existing_Secondary Heating_Natural Gas_Fireplace_E1 | F3 | Residential | Multi-Family Low Income | Existing | Secondary Heating | Natural Gas | Fireplace | E1 | PACT BC Ratio | bar: 2019 to 2051
F3_Residential_Multi-Family Low Income_Existing_Secondary Heating_Natural Gas_Fireplace_E2 | F3 | Residential | Multi-Family Low Income | Existing | Secondary Heating | Natural Gas | Fireplace | E2 | PACT BC Ratio | 0.62329 | 0.62542 | 0.62931 | 0.63261 | 0.63181 | 0.63345 | 0.63735 | 0.64072 | 0.64485 | 0.64878 | 0.6526 | 0.65623 | 0.66015 | 0.66387 | 0.667 | 0.66979 | 0.67214 | 0.67425 | 0.67578 | 0.67697 | 0.67732 | 0.67701 | 0.67616 | 0.67515 | 0.67352 | 0.67144 | 0.66894 | 0.6661 | 0.66254 | 0.65861 | 0.65396 | 0.64896 | 0.64298
F3_Residential_Multi-Family Low Income_Existing_Secondary Heating_Natural Gas_Fireplace_E3 | F3 | Residential | Multi-Family Low Income | Existing | Secondary Heating | Natural Gas | Fireplace | E3 | PACT BC Ratio | 0.62124 | 0.62336 | 0.62724 | 0.63052 | 0.62972 | 0.63136 | 0.63525 | 0.63861 | 0.64273 | 0.64664 | 0.65045 | 0.65407 | 0.65797 | 0.66168 | 0.6648 | 0.66758 | 0.66993 | 0.67203 | 0.67355 | 0.67474 | 0.67509 | 0.67478 | 0.67393 | 0.67293 | 0.6713 | 0.66923 | 0.66673 | 0.6639 | 0.66036 | 0.65644 | 0.65181 | 0.64682 | 0.64086
F3_Residential_Multi-Family Low Income_Existing_Secondary Heating_Natural Gas_Fireplace_E4 | F3 | Residential | Multi-Family Low Income | Existing | Secondary Heating | Natural Gas | Fireplace | E4 | PACT BC Ratio | 0 | 0 | 0 | 0 | 0 | 0 | 0 | 0 | 0 | 0 | 0 | 0 | 0 | 0 | 0 | 0 | 0 | 0 | 0 | 0 | 0 | 0 | 0 | 0 | 0 | 0 | 0 | 0 | 0 | 0 | 0 | 0 | 0
F3_Residential_Multi-Family Low Income_Existing_Secondary Heating_Natural Gas_Fireplace_E5 | F3 | Residential | Multi-Family Low Income | Existing | Secondary Heating | Natural Gas | Fireplace | E5 | PACT BC Ratio | 0 | 0 | 0 | 0 | 0 | 0 | 0 | 0 | 0 | 0 | 0 | 0 | 0 | 0 | 0 | 0 | 0 | 0 | 0 | 0 | 0 | 0 | 0 | 0 | 0 | 0 | 0 | 0 | 0 | 0 | 0 | 0 | 0
F3_Residential_Multi-Family Low Income_Existing_Secondary Heating_Natural Gas_Fireplace_E6 | F3 | Residential | Multi-Family Low Income | Existing | Secondary Heating | Natural Gas | Fireplace | E6 | PACT BC Ratio | 0 | 0 | 0 | 0 | 0 | 0 | 0 | 0 | 0 | 0 | 0 | 0 | 0 | 0 | 0 | 0 | 0 | 0 | 0 | 0 | 0 | 0 | 0 | 0 | 0 | 0 | 0 | 0 | 0 | 0 | 0 | 0 | 0
F3_Residential_Multi-Family Low Income_Existing_Secondary Heating_Natural Gas_Fireplace_E7 | F3 | Residential | Multi-Family Low Income | Existing | Secondary Heating | Natural Gas | Fireplace | E7 | PACT BC Ratio | 0 | 0 | 0 | 0 | 0 | 0 | 0 | 0 | 0 | 0 | 0 | 0 | 0 | 0 | 0 | 0 | 0 | 0 | 0 | 0 | 0 | 0 | 0 | 0 | 0 | 0 | 0 | 0 | 0 | 0 | 0 | 0 | 0
F3_Residential_Multi-Family Low Income_Existing_Secondary Heating_Natural Gas_Fireplace_E8 | F3 | Residential | Multi-Family Low Income | Existing | Secondary Heating | Natural Gas | Fireplace | E8 | PACT BC Ratio | 0 | 0 | 0 | 0 | 0 | 0 | 0 | 0 | 0 | 0 | 0 | 0 | 0 | 0 | 0 | 0 | 0 | 0 | 0 | 0 | 0 | 0 | 0 | 0 | 0 | 0 | 0 | 0 | 0 | 0 | 0 | 0 | 0
F3_Residential_Multi-Family Low Income_Existing_Secondary Heating_Natural Gas_Fireplace_E9 | F3 | Residential | Multi-Family Low Income | Existing | Secondary Heating | Natural Gas | Fireplace | E9 | PACT BC Ratio | 0 | 0 | 0 | 0 | 0 | 0 | 0 | 0 | 0 | 0 | 0 | 0 | 0 | 0 | 0 | 0 | 0 | 0 | 0 | 0 | 0 | 0 | 0 | 0 | 0 | 0 | 0 | 0 | 0 | 0 | 0 | 0 | 0
F3_Residential_Multi-Family Low Income_Existing_Secondary Heating_Natural Gas_Fireplace_E10 | F3 | Residential | Multi-Family Low Income | Existing | Secondary Heating | Natural Gas | Fireplace | E10 | PACT BC Ratio | 0 | 0 | 0 | 0 | 0 | 0 | 0 | 0 | 0 | 0 | 0 | 0 | 0 | 0 | 0 | 0 | 0 | 0 | 0 | 0 | 0 | 0 | 0 | 0 | 0 | 0 | 0 | 0 | 0 | 0 | 0 | 0 | 0
F4_Residential_Multi-Family Low Income_Existing_Secondary Heating_Natural Gas_Fireplace_E1 | F4 | Residential | Multi-Family Low Income | Existing | Secondary Heating | Natural Gas | Fireplace | E1 | RVT BC Ratio | bar: 2019 to 2051
F4_Residential_Multi-Family Low Income_Existing_Secondary Heating_Natural Gas_Fireplace_E2 | F4 | Residential | Multi-Family Low Income | Existing | Secondary Heating | Natural Gas | Fireplace | E2 | RVT BC Ratio | 0.86329 | 0.86469 | 0.86723 | 0.86939 | 0.86887 | 0.86994 | 0.8725 | 0.8747 | 0.8774 | 0.87997 | 0.88247 | 0.88485 | 0.88741 | 0.88984 | 0.8919 | 0.89372 | 0.89526 | 0.89664 | 0.89764 | 0.89842 | 0.89865 | 0.89845 | 0.89789 | 0.89723 | 0.89616 | 0.8948 | 0.89316 | 0.89131 | 0.88898 | 0.88641 | 0.88336 | 0.88009 | 0.87618
F4_Residential_Multi-Family Low Income_Existing_Secondary Heating_Natural Gas_Fireplace_E3 | F4 | Residential | Multi-Family Low Income | Existing | Secondary Heating | Natural Gas | Fireplace | E3 | RVT BC Ratio | 0.86195 | 0.86334 | 0.86588 | 0.86802 | 0.8675 | 0.86857 | 0.87112 | 0.87332 | 0.87601 | 0.87857 | 0.88107 | 0.88343 | 0.88599 | 0.88841 | 0.89046 | 0.89227 | 0.89381 | 0.89519 | 0.89618 | 0.89696 | 0.89719 | 0.89699 | 0.89643 | 0.89577 | 0.89471 | 0.89335 | 0.89172 | 0.88987 | 0.88755 | 0.88499 | 0.88195 | 0.87869 | 0.87479
F4_Residential_Multi-Family Low Income_Existing_Secondary Heating_Natural Gas_Fireplace_E4 | F4 | Residential | Multi-Family Low Income | Existing | Secondary Heating | Natural Gas | Fireplace | E4 | RVT BC Ratio | 0 | 0 | 0 | 0 | 0 | 0 | 0 | 0 | 0 | 0 | 0 | 0 | 0 | 0 | 0 | 0 | 0 | 0 | 0 | 0 | 0 | 0 | 0 | 0 | 0 | 0 | 0 | 0 | 0 | 0 | 0 | 0 | 0
F4_Residential_Multi-Family Low Income_Existing_Secondary Heating_Natural Gas_Fireplace_E5 | F4 | Residential | Multi-Family Low Income | Existing | Secondary Heating | Natural Gas | Fireplace | E5 | RVT BC Ratio | 0 | 0 | 0 | 0 | 0 | 0 | 0 | 0 | 0 | 0 | 0 | 0 | 0 | 0 | 0 | 0 | 0 | 0 | 0 | 0 | 0 | 0 | 0 | 0 | 0 | 0 | 0 | 0 | 0 | 0 | 0 | 0 | 0
F4_Residential_Multi-Family Low Income_Existing_Secondary Heating_Natural Gas_Fireplace_E6 | F4 | Residential | Multi-Family Low Income | Existing | Secondary Heating | Natural Gas | Fireplace | E6 | RVT BC Ratio | 0 | 0 | 0 | 0 | 0 | 0 | 0 | 0 | 0 | 0 | 0 | 0 | 0 | 0 | 0 | 0 | 0 | 0 | 0 | 0 | 0 | 0 | 0 | 0 | 0 | 0 | 0 | 0 | 0 | 0 | 0 | 0 | 0
F4_Residential_Multi-Family Low Income_Existing_Secondary Heating_Natural Gas_Fireplace_E7 | F4 | Residential | Multi-Family Low Income | Existing | Secondary Heating | Natural Gas | Fireplace | E7 | RVT BC Ratio | 0 | 0 | 0 | 0 | 0 | 0 | 0 | 0 | 0 | 0 | 0 | 0 | 0 | 0 | 0 | 0 | 0 | 0 | 0 | 0 | 0 | 0 | 0 | 0 | 0 | 0 | 0 | 0 | 0 | 0 | 0 | 0 | 0
F4_Residential_Multi-Family Low Income_Existing_Secondary Heating_Natural Gas_Fireplace_E8 | F4 | Residential | Multi-Family Low Income | Existing | Secondary Heating | Natural Gas | Fireplace | E8 | RVT BC Ratio | 0 | 0 | 0 | 0 | 0 | 0 | 0 | 0 | 0 | 0 | 0 | 0 | 0 | 0 | 0 | 0 | 0 | 0 | 0 | 0 | 0 | 0 | 0 | 0 | 0 | 0 | 0 | 0 | 0 | 0 | 0 | 0 | 0
F4_Residential_Multi-Family Low Income_Existing_Secondary Heating_Natural Gas_Fireplace_E9 | F4 | Residential | Multi-Family Low Income | Existing | Secondary Heating | Natural Gas | Fireplace | E9 | RVT BC Ratio | 0 | 0 | 0 | 0 | 0 | 0 | 0 | 0 | 0 | 0 | 0 | 0 | 0 | 0 | 0 | 0 | 0 | 0 | 0 | 0 | 0 | 0 | 0 | 0 | 0 | 0 | 0 | 0 | 0 | 0 | 0 | 0 | 0
F4_Residential_Multi-Family Low Income_Existing_Secondary Heating_Natural Gas_Fireplace_E10 | F4 | Residential | Multi-Family Low Income | Existing | Secondary Heating | Natural Gas | Fireplace | E10 | RVT BC Ratio | 0 | 0 | 0 | 0 | 0 | 0 | 0 | 0 | 0 | 0 | 0 | 0 | 0 | 0 | 0 | 0 | 0 | 0 | 0 | 0 | 0 | 0 | 0 | 0 | 0 | 0 | 0 | 0 | 0 | 0 | 0 | 0 | 0
F5_Residential_Multi-Family Low Income_Existing_Secondary Heating_Natural Gas_Fireplace_E1 | F5 | Residential | Multi-Family Low Income | Existing | Secondary Heating | Natural Gas | Fireplace | E1 | RIM BC Ratio | bar: 2019 to 2051
F5_Residential_Multi-Family Low Income_Existing_Secondary Heating_Natural Gas_Fireplace_E2 | F5 | Residential | Multi-Family Low Income | Existing | Secondary Heating | Natural Gas | Fireplace | E2 | RIM BC Ratio | 0.38421 | 0.38501 | 0.38649 | 0.38773 | 0.38742 | 0.38804 | 0.3895 | 0.39076 | 0.39229 | 0.39374 | 0.39515 | 0.39647 | 0.3979 | 0.39925 | 0.40038 | 0.40138 | 0.40223 | 0.40298 | 0.40352 | 0.40395 | 0.40408 | 0.40396 | 0.40366 | 0.4033 | 0.40272 | 0.40198 | 0.40107 | 0.40005 | 0.39877 | 0.39734 | 0.39564 | 0.39381 | 0.3916
F5_Residential_Multi-Family Low Income_Existing_Secondary Heating_Natural Gas_Fireplace_E3 | F5 | Residential | Multi-Family Low Income | Existing | Secondary Heating | Natural Gas | Fireplace | E3 | RIM BC Ratio | 0.38342 | 0.38423 | 0.3857 | 0.38694 | 0.38664 | 0.38726 | 0.38872 | 0.38997 | 0.3915 | 0.39295 | 0.39436 | 0.39568 | 0.39711 | 0.39845 | 0.39959 | 0.40059 | 0.40143 | 0.40219 | 0.40273 | 0.40315 | 0.40328 | 0.40317 | 0.40286 | 0.40251 | 0.40192 | 0.40118 | 0.40028 | 0.39926 | 0.39798 | 0.39655 | 0.39485 | 0.39302 | 0.39081
F5_Residential_Multi-Family Low Income_Existing_Secondary Heating_Natural Gas_Fireplace_E4 | F5 | Residential | Multi-Family Low Income | Existing | Secondary Heating | Natural Gas | Fireplace | E4 | RIM BC Ratio | 0 | 0 | 0 | 0 | 0 | 0 | 0 | 0 | 0 | 0 | 0 | 0 | 0 | 0 | 0 | 0 | 0 | 0 | 0 | 0 | 0 | 0 | 0 | 0 | 0 | 0 | 0 | 0 | 0 | 0 | 0 | 0 | 0
F5_Residential_Multi-Family Low Income_Existing_Secondary Heating_Natural Gas_Fireplace_E5 | F5 | Residential | Multi-Family Low Income | Existing | Secondary Heating | Natural Gas | Fireplace | E5 | RIM BC Ratio | 0 | 0 | 0 | 0 | 0 | 0 | 0 | 0 | 0 | 0 | 0 | 0 | 0 | 0 | 0 | 0 | 0 | 0 | 0 | 0 | 0 | 0 | 0 | 0 | 0 | 0 | 0 | 0 | 0 | 0 | 0 | 0 | 0
F5_Residential_Multi-Family Low Income_Existing_Secondary Heating_Natural Gas_Fireplace_E6 | F5 | Residential | Multi-Family Low Income | Existing | Secondary Heating | Natural Gas | Fireplace | E6 | RIM BC Ratio | 0 | 0 | 0 | 0 | 0 | 0 | 0 | 0 | 0 | 0 | 0 | 0 | 0 | 0 | 0 | 0 | 0 | 0 | 0 | 0 | 0 | 0 | 0 | 0 | 0 | 0 | 0 | 0 | 0 | 0 | 0 | 0 | 0
F5_Residential_Multi-Family Low Income_Existing_Secondary Heating_Natural Gas_Fireplace_E7 | F5 | Residential | Multi-Family Low Income | Existing | Secondary Heating | Natural Gas | Fireplace | E7 | RIM BC Ratio | 0 | 0 | 0 | 0 | 0 | 0 | 0 | 0 | 0 | 0 | 0 | 0 | 0 | 0 | 0 | 0 | 0 | 0 | 0 | 0 | 0 | 0 | 0 | 0 | 0 | 0 | 0 | 0 | 0 | 0 | 0 | 0 | 0
F5_Residential_Multi-Family Low Income_Existing_Secondary Heating_Natural Gas_Fireplace_E8 | F5 | Residential | Multi-Family Low Income | Existing | Secondary Heating | Natural Gas | Fireplace | E8 | RIM BC Ratio | 0 | 0 | 0 | 0 | 0 | 0 | 0 | 0 | 0 | 0 | 0 | 0 | 0 | 0 | 0 | 0 | 0 | 0 | 0 | 0 | 0 | 0 | 0 | 0 | 0 | 0 | 0 | 0 | 0 | 0 | 0 | 0 | 0
F5_Residential_Multi-Family Low Income_Existing_Secondary Heating_Natural Gas_Fireplace_E9 | F5 | Residential | Multi-Family Low Income | Existing | Secondary Heating | Natural Gas | Fireplace | E9 | RIM BC Ratio | 0 | 0 | 0 | 0 | 0 | 0 | 0 | 0 | 0 | 0 | 0 | 0 | 0 | 0 | 0 | 0 | 0 | 0 | 0 | 0 | 0 | 0 | 0 | 0 | 0 | 0 | 0 | 0 | 0 | 0 | 0 | 0 | 0
F5_Residential_Multi-Family Low Income_Existing_Secondary Heating_Natural Gas_Fireplace_E10 | F5 | Residential | Multi-Family Low Income | Existing | Secondary Heating | Natural Gas | Fireplace | E10 | RIM BC Ratio | 0 | 0 | 0 | 0 | 0 | 0 | 0 | 0 | 0 | 0 | 0 | 0 | 0 | 0 | 0 | 0 | 0 | 0 | 0 | 0 | 0 | 0 | 0 | 0 | 0 | 0 | 0 | 0 | 0 | 0 | 0 | 0 | 0
F0_Residential_Multi-Family Low Income_Existing_Water Heating_Natural Gas_Water Heater (<= 55 gal)_E0 | F0 | Residential | Multi-Family Low Income | Existing | Water Heating | Natural Gas | Water Heater (<= 55 gal) | E0 | Economic Unit | UEF 0.58 (Standard) | UEF 0.58 (Standard) | UEF 0.58 (Standard) | UEF 0.58 (Standard) | UEF 0.58 (Standard) | UEF 0.58 (Standard) | UEF 0.58 (Standard) | UEF 0.58 (Standard) | UEF 0.58 (Standard) | UEF 0.58 (Standard) | UEF 0.58 (Standard) | UEF 0.58 (Standard) | UEF 0.58 (Standard) | UEF 0.58 (Standard) | UEF 0.58 (Standard) | UEF 0.58 (Standard) | UEF 0.58 (Standard) | UEF 0.58 (Standard) | UEF 0.58 (Standard) | UEF 0.58 (Standard) | UEF 0.58 (Standard) | UEF 0.58 (Standard) | UEF 0.58 (Standard) | UEF 0.58 (Standard) | UEF 0.58 (Standard) | UEF 0.58 (Standard) | UEF 0.58 (Standard) | UEF 0.58 (Standard) | UEF 0.58 (Standard) | UEF 0.58 (Standard) | UEF 0.58 (Standard) | UEF 0.58 (Standard) | UEF 0.58 (Standard)
F1_Residential_Multi-Family Low Income_Existing_Water Heating_Natural Gas_Water Heater (<= 55 gal)_E1 | F1 | Residential | Multi-Family Low Income | Existing | Water Heating | Natural Gas | Water Heater (<= 55 gal) | E1 | CCE | 0 | 0 | 0 | 0 | 0 | 0 | 0 | 0 | 0 | 0 | 0 | 0 | 0 | 0 | 0 | 0 | 0 | 0 | 0 | 0 | 0 | 0 | 0 | 0 | 0 | 0 | 0 | 0 | 0 | 0 | 0 | 0 | 0
F1_Residential_Multi-Family Low Income_Existing_Water Heating_Natural Gas_Water Heater (<= 55 gal)_E2 | F1 | Residential | Multi-Family Low Income | Existing | Water Heating | Natural Gas | Water Heater (<= 55 gal) | E2 | CCE | 1.6541 | 1.705 | 1.6703 | 1.5313 | 1.5313 | 1.5313 | 1.5313 | 1.5313 | 1.5313 | 1.5313 | 1.5313 | 1.5313 | 1.5313 | 1.5313 | 1.5313 | 1.5313 | 1.5313 | 1.5313 | 1.5313 | 1.5313 | 1.5313 | 1.5313 | 1.5313 | 1.5313 | 1.5313 | 1.5313 | 1.5313 | 1.5313 | 1.5313 | 1.5313 | 1.5313 | 1.5313 | 1.5313
F1_Residential_Multi-Family Low Income_Existing_Water Heating_Natural Gas_Water Heater (<= 55 gal)_E3 | F1 | Residential | Multi-Family Low Income | Existing | Water Heating | Natural Gas | Water Heater (<= 55 gal) | E3 | CCE | 9.3069 | 9.5933 | 9.3985 | 8.616 | 8.616 | 8.616 | 8.616 | 8.616 | 8.616 | 8.616 | 8.616 | 8.616 | 8.616 | 8.616 | 8.616 | 8.616 | 8.616 | 8.616 | 8.616 | 8.616 | 8.616 | 8.616 | 8.616 | 8.616 | 8.616 | 8.616 | 8.616 | 8.616 | 8.616 | 8.616 | 8.616 | 8.616 | 8.616
F1_Residential_Multi-Family Low Income_Existing_Water Heating_Natural Gas_Water Heater (<= 55 gal)_E4 | F1 | Residential | Multi-Family Low Income | Existing | Water Heating | Natural Gas | Water Heater (<= 55 gal) | E4 | CCE | 1.7237 | 1.7767 | 1.7407 | 1.5957 | 1.5957 | 1.5957 | 1.5957 | 1.5957 | 1.5957 | 1.5957 | 1.5957 | 1.5957 | 1.5957 | 1.5957 | 1.5957 | 1.5957 | 1.5957 | 1.5957 | 1.5957 | 1.5957 | 1.5957 | 1.5957 | 1.5957 | 1.5957 | 1.5957 | 1.5957 | 1.5957 | 1.5957 | 1.5957 | 1.5957 | 1.5957 | 1.5957 | 1.5957
F1_Residential_Multi-Family Low Income_Existing_Water Heating_Natural Gas_Water Heater (<= 55 gal)_E5 | F1 | Residential | Multi-Family Low Income | Existing | Water Heating | Natural Gas | Water Heater (<= 55 gal) | E5 | CCE | 2.2443 | 2.3134 | 2.2664 | 2.0777 | 2.0777 | 2.0777 | 2.0777 | 2.0777 | 2.0777 | 2.0777 | 2.0777 | 2.0777 | 2.0777 | 2.0777 | 2.0777 | 2.0777 | 2.0777 | 2.0777 | 2.0777 | 2.0777 | 2.0777 | 2.0777 | 2.0777 | 2.0777 | 2.0777 | 2.0777 | 2.0777 | 2.0777 | 2.0777 | 2.0777 | 2.0777 | 2.0777 | 2.0777
F1_Residential_Multi-Family Low Income_Existing_Water Heating_Natural Gas_Water Heater (<= 55 gal)_E6 | F1 | Residential | Multi-Family Low Income | Existing | Water Heating | Natural Gas | Water Heater (<= 55 gal) | E6 | CCE | 9.6435 | 9.9402 | 9.7384 | 8.9275 | 8.9275 | 8.9275 | 8.9275 | 8.9275 | 8.9275 | 8.9275 | 8.9275 | 8.9275 | 8.9275 | 8.9275 | 8.9275 | 8.9275 | 8.9275 | 8.9275 | 8.9275 | 8.9275 | 8.9275 | 8.9275 | 8.9275 | 8.9275 | 8.9275 | 8.9275 | 8.9275 | 8.9275 | 8.9275 | 8.9275 | 8.9275 | 8.9275 | 8.9275
F1_Residential_Multi-Family Low Income_Existing_Water Heating_Natural Gas_Water Heater (<= 55 gal)_E7 | F1 | Residential | Multi-Family Low Income | Existing | Water Heating | Natural Gas | Water Heater (<= 55 gal) | E7 | CCE | 0 | 0 | 0 | 0 | 9.02 | 9.02 | 9.02 | 9.02 | 9.02 | 9.02 | 9.02 | 9.02 | 9.02 | 9.02 | 9.02 | 9.02 | 9.02 | 9.02 | 9.02 | 9.02 | 9.02 | 9.02 | 9.02 | 9.02 | 9.02 | 9.02 | 9.02 | 9.02 | 9.02 | 9.02 | 9.02 | 9.02 | 9.02
F1_Residential_Multi-Family Low Income_Existing_Water Heating_Natural Gas_Water Heater (<= 55 gal)_E8 | F1 | Residential | Multi-Family Low Income | Existing | Water Heating | Natural Gas | Water Heater (<= 55 gal) | E8 | CCE | 0 | 0 | 0 | 0 | 0 | 0 | 0 | 0 | 0 | 0 | 0 | 0 | 0 | 0 | 0 | 0 | 0 | 0 | 0 | 0 | 0 | 0 | 0 | 0 | 0 | 0 | 0 | 0 | 0 | 0 | 0 | 0 | 0
F1_Residential_Multi-Family Low Income_Existing_Water Heating_Natural Gas_Water Heater (<= 55 gal)_E9 | F1 | Residential | Multi-Family Low Income | Existing | Water Heating | Natural Gas | Water Heater (<= 55 gal) | E9 | CCE | 0 | 0 | 0 | 0 | 0 | 0 | 0 | 0 | 0 | 0 | 0 | 0 | 0 | 0 | 0 | 0 | 0 | 0 | 0 | 0 | 0 | 0 | 0 | 0 | 0 | 0 | 0 | 0 | 0 | 0 | 0 | 0 | 0
F1_Residential_Multi-Family Low Income_Existing_Water Heating_Natural Gas_Water Heater (<= 55 gal)_E10 | F1 | Residential | Multi-Family Low Income | Existing | Water Heating | Natural Gas | Water Heater (<= 55 gal) | E10 | CCE | 0 | 0 | 0 | 0 | 0 | 0 | 0 | 0 | 0 | 0 | 0 | 0 | 0 | 0 | 0 | 0 | 0 | 0 | 0 | 0 | 0 | 0 | 0 | 0 | 0 | 0 | 0 | 0 | 0 | 0 | 0 | 0 | 0
F2_Residential_Multi-Family Low Income_Existing_Water Heating_Natural Gas_Water Heater (<= 55 gal)_E1 | F2 | Residential | Multi-Family Low Income | Existing | Water Heating | Natural Gas | Water Heater (<= 55 gal) | E1 | TRC BC Ratio | bar: 2019 to 2051
F2_Residential_Multi-Family Low Income_Existing_Water Heating_Natural Gas_Water Heater (<= 55 gal)_E2 | F2 | Residential | Multi-Family Low Income | Existing | Water Heating | Natural Gas | Water Heater (<= 55 gal) | E2 | TRC BC Ratio | 0.79029 | 0.7926 | 0.7978 | 0.80216 | 0.80038 | 0.80467 | 0.81431 | 0.82231 | 0.83193 | 0.84132 | 0.85078 | 0.85973 | 0.86926 | 0.87911 | 0.8887 | 0.89852 | 0.90837 | 0.91837 | 0.92799 | 0.93723 | 0.94533 | 0.95275 | 0.95844 | 0.96339 | 0.96698 | 0.96939 | 0.971 | 0.97163 | 0.9709 | 0.96926 | 0.9659 | 0.96172 | 0.95605
F2_Residential_Multi-Family Low Income_Existing_Water Heating_Natural Gas_Water Heater (<= 55 gal)_E3 | F2 | Residential | Multi-Family Low Income | Existing | Water Heating | Natural Gas | Water Heater (<= 55 gal) | E3 | TRC BC Ratio | 0.14045 | 0.14086 | 0.14179 | 0.14256 | 0.14225 | 0.14301 | 0.14472 | 0.14614 | 0.14785 | 0.14952 | 0.1512 | 0.15279 | 0.15449 | 0.15624 | 0.15794 | 0.15969 | 0.16144 | 0.16322 | 0.16493 | 0.16657 | 0.16801 | 0.16933 | 0.17034 | 0.17122 | 0.17186 | 0.17228 | 0.17257 | 0.17268 | 0.17255 | 0.17226 | 0.17166 | 0.17092 | 0.16991
F2_Residential_Multi-Family Low Income_Existing_Water Heating_Natural Gas_Water Heater (<= 55 gal)_E4 | F2 | Residential | Multi-Family Low Income | Existing | Water Heating | Natural Gas | Water Heater (<= 55 gal) | E4 | TRC BC Ratio | 0.72712 | 0.72583 | 0.72872 | 0.73023 | 0.7225 | 0.72353 | 0.73241 | 0.73854 | 0.74733 | 0.75611 | 0.7655 | 0.77472 | 0.78555 | 0.79763 | 0.81042 | 0.82463 | 0.84016 | 0.85651 | 0.87287 | 0.88864 | 0.90252 | 0.91496 | 0.92425 | 0.93165 | 0.93701 | 0.94059 | 0.943 | 0.94393 | 0.94285 | 0.9404 | 0.9354 | 0.92916 | 0.9207
F2_Residential_Multi-Family Low Income_Existing_Water Heating_Natural Gas_Water Heater (<= 55 gal)_E5 | F2 | Residential | Multi-Family Low Income | Existing | Water Heating | Natural Gas | Water Heater (<= 55 gal) | E5 | TRC BC Ratio | 0.56135 | 0.56068 | 0.5631 | 0.56451 | 0.55913 | 0.56021 | 0.56706 | 0.57191 | 0.57871 | 0.58547 | 0.59266 | 0.59968 | 0.60784 | 0.61687 | 0.62636 | 0.63683 | 0.64819 | 0.66012 | 0.67202 | 0.68349 | 0.69358 | 0.70264 | 0.70942 | 0.71485 | 0.71879 | 0.72143 | 0.72319 | 0.72388 | 0.72308 | 0.72129 | 0.71761 | 0.71302 | 0.7068
F2_Residential_Multi-Family Low Income_Existing_Water Heating_Natural Gas_Water Heater (<= 55 gal)_E6 | F2 | Residential | Multi-Family Low Income | Existing | Water Heating | Natural Gas | Water Heater (<= 55 gal) | E6 | TRC BC Ratio | 0.13555 | 0.13595 | 0.13684 | 0.13759 | 0.13728 | 0.13802 | 0.13967 | 0.14104 | 0.14269 | 0.1443 | 0.14593 | 0.14746 | 0.1491 | 0.15079 | 0.15243 | 0.15411 | 0.1558 | 0.15752 | 0.15917 | 0.16076 | 0.16214 | 0.16342 | 0.16439 | 0.16524 | 0.16586 | 0.16627 | 0.16655 | 0.16665 | 0.16653 | 0.16625 | 0.16567 | 0.16496 | 0.16398
F2_Residential_Multi-Family Low Income_Existing_Water Heating_Natural Gas_Water Heater (<= 55 gal)_E7 | F2 | Residential | Multi-Family Low Income | Existing | Water Heating | Natural Gas | Water Heater (<= 55 gal) | E7 | TRC BC Ratio | 0 | 0 | 0 | 0 | 0.13711 | 0.13784 | 0.13948 | 0.14083 | 0.14245 | 0.14404 | 0.14564 | 0.14716 | 0.14879 | 0.15051 | 0.15223 | 0.15404 | 0.15591 | 0.15779 | 0.15959 | 0.16129 | 0.16276 | 0.16406 | 0.165 | 0.16574 | 0.16625 | 0.16659 | 0.16682 | 0.16693 | 0.1668 | 0.16652 | 0.16595 | 0.16524 | 0.16428
F2_Residential_Multi-Family Low Income_Existing_Water Heating_Natural Gas_Water Heater (<= 55 gal)_E8 | F2 | Residential | Multi-Family Low Income | Existing | Water Heating | Natural Gas | Water Heater (<= 55 gal) | E8 | TRC BC Ratio | 0 | 0 | 0 | 0 | 0 | 0 | 0 | 0 | 0 | 0 | 0 | 0 | 0 | 0 | 0 | 0 | 0 | 0 | 0 | 0 | 0 | 0 | 0 | 0 | 0 | 0 | 0 | 0 | 0 | 0 | 0 | 0 | 0
F2_Residential_Multi-Family Low Income_Existing_Water Heating_Natural Gas_Water Heater (<= 55 gal)_E9 | F2 | Residential | Multi-Family Low Income | Existing | Water Heating | Natural Gas | Water Heater (<= 55 gal) | E9 | TRC BC Ratio | 0 | 0 | 0 | 0 | 0 | 0 | 0 | 0 | 0 | 0 | 0 | 0 | 0 | 0 | 0 | 0 | 0 | 0 | 0 | 0 | 0 | 0 | 0 | 0 | 0 | 0 | 0 | 0 | 0 | 0 | 0 | 0 | 0
F2_Residential_Multi-Family Low Income_Existing_Water Heating_Natural Gas_Water Heater (<= 55 gal)_E10 | F2 | Residential | Multi-Family Low Income | Existing | Water Heating | Natural Gas | Water Heater (<= 55 gal) | E10 | TRC BC Ratio | 0 | 0 | 0 | 0 | 0 | 0 | 0 | 0 | 0 | 0 | 0 | 0 | 0 | 0 | 0 | 0 | 0 | 0 | 0 | 0 | 0 | 0 | 0 | 0 | 0 | 0 | 0 | 0 | 0 | 0 | 0 | 0 | 0
F3_Residential_Multi-Family Low Income_Existing_Water Heating_Natural Gas_Water Heater (<= 55 gal)_E1 | F3 | Residential | Multi-Family Low Income | Existing | Water Heating | Natural Gas | Water Heater (<= 55 gal) | E1 | PACT BC Ratio | bar: 2019 to 2051
F3_Residential_Multi-Family Low Income_Existing_Water Heating_Natural Gas_Water Heater (<= 55 gal)_E2 | F3 | Residential | Multi-Family Low Income | Existing | Water Heating | Natural Gas | Water Heater (<= 55 gal) | E2 | PACT BC Ratio | 0.79029 | 0.7926 | 0.7978 | 0.80216 | 0.80038 | 0.80467 | 0.81431 | 0.82231 | 0.83193 | 0.84132 | 0.85078 | 0.85973 | 0.86926 | 0.87911 | 0.8887 | 0.89852 | 0.90837 | 0.91837 | 0.92799 | 0.93723 | 0.94533 | 0.95275 | 0.95844 | 0.96339 | 0.96698 | 0.96939 | 0.971 | 0.97163 | 0.9709 | 0.96926 | 0.9659 | 0.96172 | 0.95605
F3_Residential_Multi-Family Low Income_Existing_Water Heating_Natural Gas_Water Heater (<= 55 gal)_E3 | F3 | Residential | Multi-Family Low Income | Existing | Water Heating | Natural Gas | Water Heater (<= 55 gal) | E3 | PACT BC Ratio | 0.14045 | 0.14086 | 0.14179 | 0.14256 | 0.14225 | 0.14301 | 0.14472 | 0.14614 | 0.14785 | 0.14952 | 0.1512 | 0.15279 | 0.15449 | 0.15624 | 0.15794 | 0.15969 | 0.16144 | 0.16322 | 0.16493 | 0.16657 | 0.16801 | 0.16933 | 0.17034 | 0.17122 | 0.17186 | 0.17228 | 0.17257 | 0.17268 | 0.17255 | 0.17226 | 0.17166 | 0.17092 | 0.16991
F3_Residential_Multi-Family Low Income_Existing_Water Heating_Natural Gas_Water Heater (<= 55 gal)_E4 | F3 | Residential | Multi-Family Low Income | Existing | Water Heating | Natural Gas | Water Heater (<= 55 gal) | E4 | PACT BC Ratio | 0.72712 | 0.72583 | 0.72872 | 0.73023 | 0.7225 | 0.72353 | 0.73241 | 0.73854 | 0.74733 | 0.75611 | 0.7655 | 0.77472 | 0.78555 | 0.79763 | 0.81042 | 0.82463 | 0.84016 | 0.85651 | 0.87287 | 0.88864 | 0.90252 | 0.91496 | 0.92425 | 0.93165 | 0.93701 | 0.94059 | 0.943 | 0.94393 | 0.94285 | 0.9404 | 0.9354 | 0.92916 | 0.9207
F3_Residential_Multi-Family Low Income_Existing_Water Heating_Natural Gas_Water Heater (<= 55 gal)_E5 | F3 | Residential | Multi-Family Low Income | Existing | Water Heating | Natural Gas | Water Heater (<= 55 gal) | E5 | PACT BC Ratio | 0.56135 | 0.56068 | 0.5631 | 0.56451 | 0.55913 | 0.56021 | 0.56706 | 0.57191 | 0.57871 | 0.58547 | 0.59266 | 0.59968 | 0.60784 | 0.61687 | 0.62636 | 0.63683 | 0.64819 | 0.66012 | 0.67202 | 0.68349 | 0.69358 | 0.70264 | 0.70942 | 0.71485 | 0.71879 | 0.72143 | 0.72319 | 0.72388 | 0.72308 | 0.72129 | 0.71761 | 0.71302 | 0.7068
F3_Residential_Multi-Family Low Income_Existing_Water Heating_Natural Gas_Water Heater (<= 55 gal)_E6 | F3 | Residential | Multi-Family Low Income | Existing | Water Heating | Natural Gas | Water Heater (<= 55 gal) | E6 | PACT BC Ratio | 0.13555 | 0.13595 | 0.13684 | 0.13759 | 0.13728 | 0.13802 | 0.13967 | 0.14104 | 0.14269 | 0.1443 | 0.14593 | 0.14746 | 0.1491 | 0.15079 | 0.15243 | 0.15411 | 0.1558 | 0.15752 | 0.15917 | 0.16076 | 0.16214 | 0.16342 | 0.16439 | 0.16524 | 0.16586 | 0.16627 | 0.16655 | 0.16665 | 0.16653 | 0.16625 | 0.16567 | 0.16496 | 0.16398
F3_Residential_Multi-Family Low Income_Existing_Water Heating_Natural Gas_Water Heater (<= 55 gal)_E7 | F3 | Residential | Multi-Family Low Income | Existing | Water Heating | Natural Gas | Water Heater (<= 55 gal) | E7 | PACT BC Ratio | 0 | 0 | 0 | 0 | 0.13711 | 0.13784 | 0.13948 | 0.14083 | 0.14245 | 0.14404 | 0.14564 | 0.14716 | 0.14879 | 0.15051 | 0.15223 | 0.15404 | 0.15591 | 0.15779 | 0.15959 | 0.16129 | 0.16276 | 0.16406 | 0.165 | 0.16574 | 0.16625 | 0.16659 | 0.16682 | 0.16693 | 0.1668 | 0.16652 | 0.16595 | 0.16524 | 0.16428
F3_Residential_Multi-Family Low Income_Existing_Water Heating_Natural Gas_Water Heater (<= 55 gal)_E8 | F3 | Residential | Multi-Family Low Income | Existing | Water Heating | Natural Gas | Water Heater (<= 55 gal) | E8 | PACT BC Ratio | 0 | 0 | 0 | 0 | 0 | 0 | 0 | 0 | 0 | 0 | 0 | 0 | 0 | 0 | 0 | 0 | 0 | 0 | 0 | 0 | 0 | 0 | 0 | 0 | 0 | 0 | 0 | 0 | 0 | 0 | 0 | 0 | 0
F3_Residential_Multi-Family Low Income_Existing_Water Heating_Natural Gas_Water Heater (<= 55 gal)_E9 | F3 | Residential | Multi-Family Low Income | Existing | Water Heating | Natural Gas | Water Heater (<= 55 gal) | E9 | PACT BC Ratio | 0 | 0 | 0 | 0 | 0 | 0 | 0 | 0 | 0 | 0 | 0 | 0 | 0 | 0 | 0 | 0 | 0 | 0 | 0 | 0 | 0 | 0 | 0 | 0 | 0 | 0 | 0 | 0 | 0 | 0 | 0 | 0 | 0
F3_Residential_Multi-Family Low Income_Existing_Water Heating_Natural Gas_Water Heater (<= 55 gal)_E10 | F3 | Residential | Multi-Family Low Income | Existing | Water Heating | Natural Gas | Water Heater (<= 55 gal) | E10 | PACT BC Ratio | 0 | 0 | 0 | 0 | 0 | 0 | 0 | 0 | 0 | 0 | 0 | 0 | 0 | 0 | 0 | 0 | 0 | 0 | 0 | 0 | 0 | 0 | 0 | 0 | 0 | 0 | 0 | 0 | 0 | 0 | 0 | 0 | 0
F4_Residential_Multi-Family Low Income_Existing_Water Heating_Natural Gas_Water Heater (<= 55 gal)_E1 | F4 | Residential | Multi-Family Low Income | Existing | Water Heating | Natural Gas | Water Heater (<= 55 gal) | E1 | RVT BC Ratio | bar: 2019 to 2051
F4_Residential_Multi-Family Low Income_Existing_Water Heating_Natural Gas_Water Heater (<= 55 gal)_E2 | F4 | Residential | Multi-Family Low Income | Existing | Water Heating | Natural Gas | Water Heater (<= 55 gal) | E2 | RVT BC Ratio | 1.9468 | 1.9496 | 1.9558 | 1.961 | 1.9589 | 1.964 | 1.9756 | 1.9852 | 1.9967 | 2.008 | 2.0193 | 2.03 | 2.0414 | 2.0532 | 2.0647 | 2.0765 | 2.0883 | 2.1003 | 2.1118 | 2.1229 | 2.1326 | 2.1415 | 2.1483 | 2.1542 | 2.1585 | 2.1614 | 2.1633 | 2.1641 | 2.1632 | 2.1612 | 2.1572 | 2.1522 | 2.1454
F4_Residential_Multi-Family Low Income_Existing_Water Heating_Natural Gas_Water Heater (<= 55 gal)_E3 | F4 | Residential | Multi-Family Low Income | Existing | Water Heating | Natural Gas | Water Heater (<= 55 gal) | E3 | RVT BC Ratio | 1.1683 | 1.1688 | 1.1699 | 1.1708 | 1.1704 | 1.1713 | 1.1734 | 1.1751 | 1.1771 | 1.1791 | 1.1812 | 1.1831 | 1.1851 | 1.1872 | 1.1892 | 1.1913 | 1.1934 | 1.1955 | 1.1976 | 1.1996 | 1.2013 | 1.2029 | 1.2041 | 1.2051 | 1.2059 | 1.2064 | 1.2067 | 1.2069 | 1.2067 | 1.2064 | 1.2057 | 1.2048 | 1.2036
F4_Residential_Multi-Family Low Income_Existing_Water Heating_Natural Gas_Water Heater (<= 55 gal)_E4 | F4 | Residential | Multi-Family Low Income | Existing | Water Heating | Natural Gas | Water Heater (<= 55 gal) | E4 | RVT BC Ratio | 1.8711 | 1.8696 | 1.8731 | 1.8749 | 1.8656 | 1.8668 | 1.8775 | 1.8848 | 1.8954 | 1.9059 | 1.9171 | 1.9282 | 1.9411 | 1.9556 | 1.9709 | 1.988 | 2.0066 | 2.0262 | 2.0458 | 2.0647 | 2.0813 | 2.0962 | 2.1073 | 2.1162 | 2.1226 | 2.1269 | 2.1298 | 2.1309 | 2.1296 | 2.1267 | 2.1207 | 2.1132 | 2.1031
F4_Residential_Multi-Family Low Income_Existing_Water Heating_Natural Gas_Water Heater (<= 55 gal)_E5 | F4 | Residential | Multi-Family Low Income | Existing | Water Heating | Natural Gas | Water Heater (<= 55 gal) | E5 | RVT BC Ratio | 1.6725 | 1.6717 | 1.6746 | 1.6763 | 1.6699 | 1.6712 | 1.6794 | 1.6852 | 1.6933 | 1.7014 | 1.71 | 1.7185 | 1.7282 | 1.739 | 1.7504 | 1.763 | 1.7766 | 1.7909 | 1.8051 | 1.8189 | 1.831 | 1.8418 | 1.8499 | 1.8564 | 1.8612 | 1.8643 | 1.8664 | 1.8673 | 1.8663 | 1.8641 | 1.8597 | 1.8542 | 1.8468
F4_Residential_Multi-Family Low Income_Existing_Water Heating_Natural Gas_Water Heater (<= 55 gal)_E6 | F4 | Residential | Multi-Family Low Income | Existing | Water Heating | Natural Gas | Water Heater (<= 55 gal) | E6 | RVT BC Ratio | 1.1624 | 1.1629 | 1.1639 | 1.1648 | 1.1645 | 1.1654 | 1.1673 | 1.169 | 1.171 | 1.1729 | 1.1748 | 1.1767 | 1.1786 | 1.1807 | 1.1826 | 1.1846 | 1.1867 | 1.1887 | 1.1907 | 1.1926 | 1.1943 | 1.1958 | 1.197 | 1.198 | 1.1987 | 1.1992 | 1.1995 | 1.1997 | 1.1995 | 1.1992 | 1.1985 | 1.1976 | 1.1965
F4_Residential_Multi-Family Low Income_Existing_Water Heating_Natural Gas_Water Heater (<= 55 gal)_E7 | F4 | Residential | Multi-Family Low Income | Existing | Water Heating | Natural Gas | Water Heater (<= 55 gal) | E7 | RVT BC Ratio | 0 | 0 | 0 | 0 | 1.1643 | 1.1651 | 1.1671 | 1.1687 | 1.1707 | 1.1726 | 1.1745 | 1.1763 | 1.1783 | 1.1803 | 1.1824 | 1.1845 | 1.1868 | 1.189 | 1.1912 | 1.1932 | 1.195 | 1.1966 | 1.1977 | 1.1986 | 1.1992 | 1.1996 | 1.1999 | 1.2 | 1.1998 | 1.1995 | 1.1988 | 1.198 | 1.1968
F4_Residential_Multi-Family Low Income_Existing_Water Heating_Natural Gas_Water Heater (<= 55 gal)_E8 | F4 | Residential | Multi-Family Low Income | Existing | Water Heating | Natural Gas | Water Heater (<= 55 gal) | E8 | RVT BC Ratio | 0 | 0 | 0 | 0 | 0 | 0 | 0 | 0 | 0 | 0 | 0 | 0 | 0 | 0 | 0 | 0 | 0 | 0 | 0 | 0 | 0 | 0 | 0 | 0 | 0 | 0 | 0 | 0 | 0 | 0 | 0 | 0 | 0
F4_Residential_Multi-Family Low Income_Existing_Water Heating_Natural Gas_Water Heater (<= 55 gal)_E9 | F4 | Residential | Multi-Family Low Income | Existing | Water Heating | Natural Gas | Water Heater (<= 55 gal) | E9 | RVT BC Ratio | 0 | 0 | 0 | 0 | 0 | 0 | 0 | 0 | 0 | 0 | 0 | 0 | 0 | 0 | 0 | 0 | 0 | 0 | 0 | 0 | 0 | 0 | 0 | 0 | 0 | 0 | 0 | 0 | 0 | 0 | 0 | 0 | 0
F4_Residential_Multi-Family Low Income_Existing_Water Heating_Natural Gas_Water Heater (<= 55 gal)_E10 | F4 | Residential | Multi-Family Low Income | Existing | Water Heating | Natural Gas | Water Heater (<= 55 gal) | E10 | RVT BC Ratio | 0 | 0 | 0 | 0 | 0 | 0 | 0 | 0 | 0 | 0 | 0 | 0 | 0 | 0 | 0 | 0 | 0 | 0 | 0 | 0 | 0 | 0 | 0 | 0 | 0 | 0 | 0 | 0 | 0 | 0 | 0 | 0 | 0
F5_Residential_Multi-Family Low Income_Existing_Water Heating_Natural Gas_Water Heater (<= 55 gal)_E1 | F5 | Residential | Multi-Family Low Income | Existing | Water Heating | Natural Gas | Water Heater (<= 55 gal) | E1 | RIM BC Ratio | bar: 2019 to 2051
F5_Residential_Multi-Family Low Income_Existing_Water Heating_Natural Gas_Water Heater (<= 55 gal)_E2 | F5 | Residential | Multi-Family Low Income | Existing | Water Heating | Natural Gas | Water Heater (<= 55 gal) | E2 | RIM BC Ratio | 0.44175 | 0.44247 | 0.44408 | 0.44543 | 0.44488 | 0.4462 | 0.44915 | 0.45157 | 0.45446 | 0.45725 | 0.46003 | 0.46263 | 0.46538 | 0.46819 | 0.47089 | 0.47363 | 0.47636 | 0.47909 | 0.4817 | 0.48418 | 0.48633 | 0.48828 | 0.48977 | 0.49107 | 0.492 | 0.49262 | 0.49304 | 0.4932 | 0.49301 | 0.49259 | 0.49172 | 0.49063 | 0.48915
F5_Residential_Multi-Family Low Income_Existing_Water Heating_Natural Gas_Water Heater (<= 55 gal)_E3 | F5 | Residential | Multi-Family Low Income | Existing | Water Heating | Natural Gas | Water Heater (<= 55 gal) | E3 | RIM BC Ratio | 0.12318 | 0.1235 | 0.1242 | 0.1248 | 0.12456 | 0.12514 | 0.12645 | 0.12754 | 0.12884 | 0.1301 | 0.13137 | 0.13257 | 0.13384 | 0.13516 | 0.13643 | 0.13773 | 0.13903 | 0.14035 | 0.14161 | 0.14282 | 0.14387 | 0.14484 | 0.14558 | 0.14622 | 0.14669 | 0.147 | 0.14721 | 0.14729 | 0.14719 | 0.14698 | 0.14655 | 0.14601 | 0.14527
F5_Residential_Multi-Family Low Income_Existing_Water Heating_Natural Gas_Water Heater (<= 55 gal)_E4 | F5 | Residential | Multi-Family Low Income | Existing | Water Heating | Natural Gas | Water Heater (<= 55 gal) | E4 | RIM BC Ratio | 0.42129 | 0.42085 | 0.42182 | 0.42233 | 0.41973 | 0.42008 | 0.42306 | 0.42509 | 0.42799 | 0.43086 | 0.43389 | 0.43684 | 0.44026 | 0.44403 | 0.44797 | 0.45227 | 0.45691 | 0.4617 | 0.46641 | 0.47088 | 0.47475 | 0.47816 | 0.48069 | 0.48268 | 0.48412 | 0.48507 | 0.48571 | 0.48596 | 0.48567 | 0.48502 | 0.48369 | 0.48201 | 0.47973
F5_Residential_Multi-Family Low Income_Existing_Water Heating_Natural Gas_Water Heater (<= 55 gal)_E5 | F5 | Residential | Multi-Family Low Income | Existing | Water Heating | Natural Gas | Water Heater (<= 55 gal) | E5 | RIM BC Ratio | 0.35974 | 0.35946 | 0.36045 | 0.36103 | 0.35882 | 0.35927 | 0.36207 | 0.36405 | 0.36679 | 0.36949 | 0.37234 | 0.3751 | 0.37828 | 0.38176 | 0.38537 | 0.38931 | 0.39352 | 0.39789 | 0.40218 | 0.40626 | 0.40981 | 0.41295 | 0.41528 | 0.41714 | 0.41848 | 0.41937 | 0.41997 | 0.4202 | 0.41993 | 0.41932 | 0.41808 | 0.41652 | 0.41439
F5_Residential_Multi-Family Low Income_Existing_Water Heating_Natural Gas_Water Heater (<= 55 gal)_E6 | F5 | Residential | Multi-Family Low Income | Existing | Water Heating | Natural Gas | Water Heater (<= 55 gal) | E6 | RIM BC Ratio | 0.11939 | 0.1197 | 0.12039 | 0.12097 | 0.12073 | 0.1213 | 0.12258 | 0.12363 | 0.1249 | 0.12613 | 0.12737 | 0.12854 | 0.12978 | 0.13106 | 0.1323 | 0.13356 | 0.13483 | 0.13611 | 0.13734 | 0.13852 | 0.13955 | 0.14049 | 0.14121 | 0.14184 | 0.1423 | 0.1426 | 0.1428 | 0.14288 | 0.14279 | 0.14258 | 0.14216 | 0.14163 | 0.14091
F5_Residential_Multi-Family Low Income_Existing_Water Heating_Natural Gas_Water Heater (<= 55 gal)_E7 | F5 | Residential | Multi-Family Low Income | Existing | Water Heating | Natural Gas | Water Heater (<= 55 gal) | E7 | RIM BC Ratio | 0 | 0 | 0 | 0 | 0.1206 | 0.12117 | 0.12243 | 0.12347 | 0.12471 | 0.12593 | 0.12715 | 0.12831 | 0.12955 | 0.13084 | 0.13214 | 0.1335 | 0.13491 | 0.13632 | 0.13766 | 0.13892 | 0.14001 | 0.14097 | 0.14166 | 0.14221 | 0.14258 | 0.14283 | 0.143 | 0.14308 | 0.14299 | 0.14278 | 0.14237 | 0.14184 | 0.14113
F5_Residential_Multi-Family Low Income_Existing_Water Heating_Natural Gas_Water Heater (<= 55 gal)_E8 | F5 | Residential | Multi-Family Low Income | Existing | Water Heating | Natural Gas | Water Heater (<= 55 gal) | E8 | RIM BC Ratio | 0 | 0 | 0 | 0 | 0 | 0 | 0 | 0 | 0 | 0 | 0 | 0 | 0 | 0 | 0 | 0 | 0 | 0 | 0 | 0 | 0 | 0 | 0 | 0 | 0 | 0 | 0 | 0 | 0 | 0 | 0 | 0 | 0
F5_Residential_Multi-Family Low Income_Existing_Water Heating_Natural Gas_Water Heater (<= 55 gal)_E9 | F5 | Residential | Multi-Family Low Income | Existing | Water Heating | Natural Gas | Water Heater (<= 55 gal) | E9 | RIM BC Ratio | 0 | 0 | 0 | 0 | 0 | 0 | 0 | 0 | 0 | 0 | 0 | 0 | 0 | 0 | 0 | 0 | 0 | 0 | 0 | 0 | 0 | 0 | 0 | 0 | 0 | 0 | 0 | 0 | 0 | 0 | 0 | 0 | 0
F5_Residential_Multi-Family Low Income_Existing_Water Heating_Natural Gas_Water Heater (<= 55 gal)_E10 | F5 | Residential | Multi-Family Low Income | Existing | Water Heating | Natural Gas | Water Heater (<= 55 gal) | E10 | RIM BC Ratio | 0 | 0 | 0 | 0 | 0 | 0 | 0 | 0 | 0 | 0 | 0 | 0 | 0 | 0 | 0 | 0 | 0 | 0 | 0 | 0 | 0 | 0 | 0 | 0 | 0 | 0 | 0 | 0 | 0 | 0 | 0 | 0 | 0
F0_Residential_Multi-Family Low Income_Existing_Water Heating_Natural Gas_Water Heater (> 55 gal)_E0 | F0 | Residential | Multi-Family Low Income | Existing | Water Heating | Natural Gas | Water Heater (> 55 gal) | E0 | Economic Unit | UEF 0.76 (Standard) | UEF 0.76 (Standard) | UEF 0.76 (Standard) | UEF 0.76 (Standard) | UEF 0.76 (Standard) | UEF 0.76 (Standard) | UEF 0.76 (Standard) | UEF 0.76 (Standard) | UEF 0.76 (Standard) | UEF 0.76 (Standard) | UEF 0.76 (Standard) | UEF 0.76 (Standard) | UEF 0.76 (Standard) | UEF 0.76 (Standard) | UEF 0.76 (Standard) | UEF 0.76 (Standard) | UEF 0.76 (Standard) | UEF 0.76 (Standard) | UEF 0.76 (Standard) | UEF 0.76 (Standard) | UEF 0.76 (Standard) | UEF 0.76 (Standard) | UEF 0.76 (Standard) | UEF 0.76 (Standard) | UEF 0.76 (Standard) | UEF 0.76 (Standard) | UEF 0.76 (Standard) | UEF 0.76 (Standard) | UEF 0.76 (Standard) | UEF 0.76 (Standard) | UEF 0.76 (Standard) | UEF 0.76 (Standard) | UEF 0.76 (Standard)
F1_Residential_Multi-Family Low Income_Existing_Water Heating_Natural Gas_Water Heater (> 55 gal)_E1 | F1 | Residential | Multi-Family Low Income | Existing | Water Heating | Natural Gas | Water Heater (> 55 gal) | E1 | CCE | 0 | 0 | 0 | 0 | 0 | 0 | 0 | 0 | 0 | 0 | 0 | 0 | 0 | 0 | 0 | 0 | 0 | 0 | 0 | 0 | 0 | 0 | 0 | 0 | 0 | 0 | 0 | 0 | 0 | 0 | 0 | 0 | 0
F1_Residential_Multi-Family Low Income_Existing_Water Heating_Natural Gas_Water Heater (> 55 gal)_E2 | F1 | Residential | Multi-Family Low Income | Existing | Water Heating | Natural Gas | Water Heater (> 55 gal) | E2 | CCE | 6.9548 | 7.1688 | 7.0233 | 6.4385 | 6.4385 | 6.4385 | 6.4385 | 6.4385 | 6.4385 | 6.4385 | 6.4385 | 6.4385 | 6.4385 | 6.4385 | 6.4385 | 6.4385 | 6.4385 | 6.4385 | 6.4385 | 6.4385 | 6.4385 | 6.4385 | 6.4385 | 6.4385 | 6.4385 | 6.4385 | 6.4385 | 6.4385 | 6.4385 | 6.4385 | 6.4385 | 6.4385 | 6.4385
F1_Residential_Multi-Family Low Income_Existing_Water Heating_Natural Gas_Water Heater (> 55 gal)_E3 | F1 | Residential | Multi-Family Low Income | Existing | Water Heating | Natural Gas | Water Heater (> 55 gal) | E3 | CCE | 49.2336 | 50.7485 | 49.7183 | 45.5785 | 45.5785 | 45.5785 | 45.5785 | 45.5785 | 45.5785 | 45.5785 | 45.5785 | 45.5785 | 45.5785 | 45.5785 | 45.5785 | 45.5785 | 45.5785 | 45.5785 | 45.5785 | 45.5785 | 45.5785 | 45.5785 | 45.5785 | 45.5785 | 45.5785 | 45.5785 | 45.5785 | 45.5785 | 45.5785 | 45.5785 | 45.5785 | 45.5785 | 45.5785
F1_Residential_Multi-Family Low Income_Existing_Water Heating_Natural Gas_Water Heater (> 55 gal)_E4 | F1 | Residential | Multi-Family Low Income | Existing | Water Heating | Natural Gas | Water Heater (> 55 gal) | E4 | CCE | 5.2259 | 5.3867 | 5.2773 | 4.8379 | 4.8379 | 4.8379 | 4.8379 | 4.8379 | 4.8379 | 4.8379 | 4.8379 | 4.8379 | 4.8379 | 4.8379 | 4.8379 | 4.8379 | 4.8379 | 4.8379 | 4.8379 | 4.8379 | 4.8379 | 4.8379 | 4.8379 | 4.8379 | 4.8379 | 4.8379 | 4.8379 | 4.8379 | 4.8379 | 4.8379 | 4.8379 | 4.8379 | 4.8379
F1_Residential_Multi-Family Low Income_Existing_Water Heating_Natural Gas_Water Heater (> 55 gal)_E5 | F1 | Residential | Multi-Family Low Income | Existing | Water Heating | Natural Gas | Water Heater (> 55 gal) | E5 | CCE | 5.6782 | 5.8529 | 5.7341 | 5.2566 | 5.2566 | 5.2566 | 5.2566 | 5.2566 | 5.2566 | 5.2566 | 5.2566 | 5.2566 | 5.2566 | 5.2566 | 5.2566 | 5.2566 | 5.2566 | 5.2566 | 5.2566 | 5.2566 | 5.2566 | 5.2566 | 5.2566 | 5.2566 | 5.2566 | 5.2566 | 5.2566 | 5.2566 | 5.2566 | 5.2566 | 5.2566 | 5.2566 | 5.2566
F1_Residential_Multi-Family Low Income_Existing_Water Heating_Natural Gas_Water Heater (> 55 gal)_E6 | F1 | Residential | Multi-Family Low Income | Existing | Water Heating | Natural Gas | Water Heater (> 55 gal) | E6 | CCE | 17.744 | 18.29 | 17.9187 | 16.4267 | 16.4267 | 16.4267 | 16.4267 | 16.4267 | 16.4267 | 16.4267 | 16.4267 | 16.4267 | 16.4267 | 16.4267 | 16.4267 | 16.4267 | 16.4267 | 16.4267 | 16.4267 | 16.4267 | 16.4267 | 16.4267 | 16.4267 | 16.4267 | 16.4267 | 16.4267 | 16.4267 | 16.4267 | 16.4267 | 16.4267 | 16.4267 | 16.4267 | 16.4267
F1_Residential_Multi-Family Low Income_Existing_Water Heating_Natural Gas_Water Heater (> 55 gal)_E7 | F1 | Residential | Multi-Family Low Income | Existing | Water Heating | Natural Gas | Water Heater (> 55 gal) | E7 | CCE | 0 | 0 | 0 | 0 | 0 | 13.8307 | 13.8307 | 13.8307 | 13.8307 | 13.8307 | 13.8307 | 13.8307 | 13.8307 | 13.8307 | 13.8307 | 13.8307 | 13.8307 | 13.8307 | 13.8307 | 13.8307 | 13.8307 | 13.8307 | 13.8307 | 13.8307 | 13.8307 | 13.8307 | 13.8307 | 13.8307 | 13.8307 | 13.8307 | 13.8307 | 13.8307 | 13.8307
F1_Residential_Multi-Family Low Income_Existing_Water Heating_Natural Gas_Water Heater (> 55 gal)_E8 | F1 | Residential | Multi-Family Low Income | Existing | Water Heating | Natural Gas | Water Heater (> 55 gal) | E8 | CCE | 0 | 0 | 0 | 0 | 0 | 0 | 0 | 0 | 0 | 0 | 0 | 0 | 0 | 0 | 0 | 0 | 0 | 0 | 0 | 0 | 0 | 0 | 0 | 0 | 0 | 0 | 0 | 0 | 0 | 0 | 0 | 0 | 0
F1_Residential_Multi-Family Low Income_Existing_Water Heating_Natural Gas_Water Heater (> 55 gal)_E9 | F1 | Residential | Multi-Family Low Income | Existing | Water Heating | Natural Gas | Water Heater (> 55 gal) | E9 | CCE | 0 | 0 | 0 | 0 | 0 | 0 | 0 | 0 | 0 | 0 | 0 | 0 | 0 | 0 | 0 | 0 | 0 | 0 | 0 | 0 | 0 | 0 | 0 | 0 | 0 | 0 | 0 | 0 | 0 | 0 | 0 | 0 | 0
F1_Residential_Multi-Family Low Income_Existing_Water Heating_Natural Gas_Water Heater (> 55 gal)_E10 | F1 | Residential | Multi-Family Low Income | Existing | Water Heating | Natural Gas | Water Heater (> 55 gal) | E10 | CCE | 0 | 0 | 0 | 0 | 0 | 0 | 0 | 0 | 0 | 0 | 0 | 0 | 0 | 0 | 0 | 0 | 0 | 0 | 0 | 0 | 0 | 0 | 0 | 0 | 0 | 0 | 0 | 0 | 0 | 0 | 0 | 0 | 0
F2_Residential_Multi-Family Low Income_Existing_Water Heating_Natural Gas_Water Heater (> 55 gal)_E1 | F2 | Residential | Multi-Family Low Income | Existing | Water Heating | Natural Gas | Water Heater (> 55 gal) | E1 | TRC BC Ratio | bar: 2019 to 2051
F2_Residential_Multi-Family Low Income_Existing_Water Heating_Natural Gas_Water Heater (> 55 gal)_E2 | F2 | Residential | Multi-Family Low Income | Existing | Water Heating | Natural Gas | Water Heater (> 55 gal) | E2 | TRC BC Ratio | 0.18795 | 0.18851 | 0.18974 | 0.19078 | 0.19036 | 0.19137 | 0.19367 | 0.19557 | 0.19786 | 0.20009 | 0.20234 | 0.20447 | 0.20674 | 0.20908 | 0.21136 | 0.21369 | 0.21604 | 0.21842 | 0.2207 | 0.2229 | 0.22483 | 0.22659 | 0.22794 | 0.22912 | 0.22998 | 0.23055 | 0.23093 | 0.23108 | 0.23091 | 0.23052 | 0.22972 | 0.22873 | 0.22738
F2_Residential_Multi-Family Low Income_Existing_Water Heating_Natural Gas_Water Heater (> 55 gal)_E3 | F2 | Residential | Multi-Family Low Income | Existing | Water Heating | Natural Gas | Water Heater (> 55 gal) | E3 | TRC BC Ratio | 0.026551 | 0.026628 | 0.026803 | 0.026949 | 0.02689 | 0.027034 | 0.027358 | 0.027626 | 0.02795 | 0.028265 | 0.028583 | 0.028884 | 0.029204 | 0.029535 | 0.029857 | 0.030187 | 0.030518 | 0.030854 | 0.031177 | 0.031487 | 0.031759 | 0.032009 | 0.0322 | 0.032366 | 0.032487 | 0.032568 | 0.032622 | 0.032643 | 0.032618 | 0.032563 | 0.032451 | 0.03231 | 0.03212
F2_Residential_Multi-Family Low Income_Existing_Water Heating_Natural Gas_Water Heater (> 55 gal)_E4 | F2 | Residential | Multi-Family Low Income | Existing | Water Heating | Natural Gas | Water Heater (> 55 gal) | E4 | TRC BC Ratio | 0.21454 | 0.21126 | 0.21052 | 0.20886 | 0.20142 | 0.19928 | 0.2019 | 0.20266 | 0.20521 | 0.20792 | 0.21128 | 0.21482 | 0.21976 | 0.22587 | 0.23299 | 0.24156 | 0.2516 | 0.26246 | 0.27363 | 0.28442 | 0.29394 | 0.30235 | 0.30852 | 0.3131 | 0.31641 | 0.31863 | 0.32012 | 0.3207 | 0.32002 | 0.31851 | 0.31541 | 0.31156 | 0.30632
F2_Residential_Multi-Family Low Income_Existing_Water Heating_Natural Gas_Water Heater (> 55 gal)_E5 | F2 | Residential | Multi-Family Low Income | Existing | Water Heating | Natural Gas | Water Heater (> 55 gal) | E5 | TRC BC Ratio | 0.20619 | 0.20415 | 0.20406 | 0.20327 | 0.19812 | 0.197 | 0.19952 | 0.20066 | 0.20313 | 0.20569 | 0.20868 | 0.21177 | 0.21584 | 0.22073 | 0.22629 | 0.23283 | 0.24037 | 0.24848 | 0.25677 | 0.26476 | 0.27182 | 0.27807 | 0.28268 | 0.28615 | 0.28867 | 0.29035 | 0.29148 | 0.29192 | 0.29141 | 0.29026 | 0.28791 | 0.28498 | 0.28101
F2_Residential_Multi-Family Low Income_Existing_Water Heating_Natural Gas_Water Heater (> 55 gal)_E6 | F2 | Residential | Multi-Family Low Income | Existing | Water Heating | Natural Gas | Water Heater (> 55 gal) | E6 | TRC BC Ratio | 0.073669 | 0.073885 | 0.074369 | 0.074776 | 0.07461 | 0.075009 | 0.075908 | 0.076654 | 0.077551 | 0.078426 | 0.079308 | 0.080142 | 0.081031 | 0.081948 | 0.082843 | 0.083758 | 0.084676 | 0.085609 | 0.086505 | 0.087367 | 0.088122 | 0.088813 | 0.089343 | 0.089805 | 0.09014 | 0.090364 | 0.090515 | 0.090573 | 0.090505 | 0.090352 | 0.09004 | 0.08965 | 0.089121
F2_Residential_Multi-Family Low Income_Existing_Water Heating_Natural Gas_Water Heater (> 55 gal)_E7 | F2 | Residential | Multi-Family Low Income | Existing | Water Heating | Natural Gas | Water Heater (> 55 gal) | E7 | TRC BC Ratio | 0 | 0 | 0 | 0 | 0 | 0.090499 | 0.091572 | 0.092448 | 0.093498 | 0.094528 | 0.095574 | 0.096569 | 0.097636 | 0.098773 | 0.09994 | 0.10119 | 0.10251 | 0.10383 | 0.10508 | 0.10626 | 0.10726 | 0.10813 | 0.10873 | 0.10916 | 0.10944 | 0.10963 | 0.10976 | 0.10983 | 0.10975 | 0.10957 | 0.1092 | 0.10873 | 0.1081
F2_Residential_Multi-Family Low Income_Existing_Water Heating_Natural Gas_Water Heater (> 55 gal)_E8 | F2 | Residential | Multi-Family Low Income | Existing | Water Heating | Natural Gas | Water Heater (> 55 gal) | E8 | TRC BC Ratio | 0 | 0 | 0 | 0 | 0 | 0 | 0 | 0 | 0 | 0 | 0 | 0 | 0 | 0 | 0 | 0 | 0 | 0 | 0 | 0 | 0 | 0 | 0 | 0 | 0 | 0 | 0 | 0 | 0 | 0 | 0 | 0 | 0
F2_Residential_Multi-Family Low Income_Existing_Water Heating_Natural Gas_Water Heater (> 55 gal)_E9 | F2 | Residential | Multi-Family Low Income | Existing | Water Heating | Natural Gas | Water Heater (> 55 gal) | E9 | TRC BC Ratio | 0 | 0 | 0 | 0 | 0 | 0 | 0 | 0 | 0 | 0 | 0 | 0 | 0 | 0 | 0 | 0 | 0 | 0 | 0 | 0 | 0 | 0 | 0 | 0 | 0 | 0 | 0 | 0 | 0 | 0 | 0 | 0 | 0
F2_Residential_Multi-Family Low Income_Existing_Water Heating_Natural Gas_Water Heater (> 55 gal)_E10 | F2 | Residential | Multi-Family Low Income | Existing | Water Heating | Natural Gas | Water Heater (> 55 gal) | E10 | TRC BC Ratio | 0 | 0 | 0 | 0 | 0 | 0 | 0 | 0 | 0 | 0 | 0 | 0 | 0 | 0 | 0 | 0 | 0 | 0 | 0 | 0 | 0 | 0 | 0 | 0 | 0 | 0 | 0 | 0 | 0 | 0 | 0 | 0 | 0
F3_Residential_Multi-Family Low Income_Existing_Water Heating_Natural Gas_Water Heater (> 55 gal)_E1 | F3 | Residential | Multi-Family Low Income | Existing | Water Heating | Natural Gas | Water Heater (> 55 gal) | E1 | PACT BC Ratio | bar: 2019 to 2051
F3_Residential_Multi-Family Low Income_Existing_Water Heating_Natural Gas_Water Heater (> 55 gal)_E2 | F3 | Residential | Multi-Family Low Income | Existing | Water Heating | Natural Gas | Water Heater (> 55 gal) | E2 | PACT BC Ratio | 0.2391 | 0.2398 | 0.24137 | 0.2427 | 0.24216 | 0.24345 | 0.24637 | 0.24879 | 0.2517 | 0.25454 | 0.2574 | 0.26011 | 0.263 | 0.26598 | 0.26888 | 0.27185 | 0.27483 | 0.27786 | 0.28076 | 0.28356 | 0.28601 | 0.28826 | 0.28998 | 0.29148 | 0.29256 | 0.29329 | 0.29378 | 0.29397 | 0.29375 | 0.29325 | 0.29224 | 0.29097 | 0.28926
F3_Residential_Multi-Family Low Income_Existing_Water Heating_Natural Gas_Water Heater (> 55 gal)_E3 | F3 | Residential | Multi-Family Low Income | Existing | Water Heating | Natural Gas | Water Heater (> 55 gal) | E3 | PACT BC Ratio | 0.033776 | 0.033875 | 0.034097 | 0.034283 | 0.034208 | 0.03439 | 0.034803 | 0.035145 | 0.035556 | 0.035957 | 0.036361 | 0.036744 | 0.037151 | 0.037572 | 0.037982 | 0.038402 | 0.038823 | 0.03925 | 0.039661 | 0.040056 | 0.040402 | 0.040719 | 0.040962 | 0.041174 | 0.041328 | 0.041431 | 0.0415 | 0.041526 | 0.041495 | 0.041425 | 0.041282 | 0.041103 | 0.040861
F3_Residential_Multi-Family Low Income_Existing_Water Heating_Natural Gas_Water Heater (> 55 gal)_E4 | F3 | Residential | Multi-Family Low Income | Existing | Water Heating | Natural Gas | Water Heater (> 55 gal) | E4 | PACT BC Ratio | 0.27292 | 0.26875 | 0.26782 | 0.2657 | 0.25624 | 0.25351 | 0.25684 | 0.25782 | 0.26106 | 0.26451 | 0.26877 | 0.27328 | 0.27956 | 0.28734 | 0.2964 | 0.30729 | 0.32007 | 0.33388 | 0.34809 | 0.36182 | 0.37394 | 0.38463 | 0.39248 | 0.3983 | 0.40252 | 0.40534 | 0.40724 | 0.40797 | 0.40711 | 0.40519 | 0.40125 | 0.39634 | 0.38968
F3_Residential_Multi-Family Low Income_Existing_Water Heating_Natural Gas_Water Heater (> 55 gal)_E5 | F3 | Residential | Multi-Family Low Income | Existing | Water Heating | Natural Gas | Water Heater (> 55 gal) | E5 | PACT BC Ratio | 0.2623 | 0.25971 | 0.25959 | 0.25859 | 0.25204 | 0.25062 | 0.25382 | 0.25527 | 0.2584 | 0.26166 | 0.26548 | 0.2694 | 0.27458 | 0.2808 | 0.28787 | 0.29619 | 0.30579 | 0.3161 | 0.32664 | 0.33682 | 0.3458 | 0.35375 | 0.35961 | 0.36402 | 0.36723 | 0.36937 | 0.37081 | 0.37136 | 0.37071 | 0.36925 | 0.36626 | 0.36254 | 0.35748
F3_Residential_Multi-Family Low Income_Existing_Water Heating_Natural Gas_Water Heater (> 55 gal)_E6 | F3 | Residential | Multi-Family Low Income | Existing | Water Heating | Natural Gas | Water Heater (> 55 gal) | E6 | PACT BC Ratio | 0.093717 | 0.093992 | 0.094607 | 0.095125 | 0.094914 | 0.095422 | 0.096565 | 0.097514 | 0.098655 | 0.099768 | 0.10089 | 0.10195 | 0.10308 | 0.10425 | 0.10539 | 0.10655 | 0.10772 | 0.10891 | 0.11005 | 0.11114 | 0.1121 | 0.11298 | 0.11366 | 0.11424 | 0.11467 | 0.11496 | 0.11515 | 0.11522 | 0.11513 | 0.11494 | 0.11454 | 0.11405 | 0.11337
F3_Residential_Multi-Family Low Income_Existing_Water Heating_Natural Gas_Water Heater (> 55 gal)_E7 | F3 | Residential | Multi-Family Low Income | Existing | Water Heating | Natural Gas | Water Heater (> 55 gal) | E7 | PACT BC Ratio | 0 | 0 | 0 | 0 | 0 | 0.11513 | 0.11649 | 0.11761 | 0.11894 | 0.12025 | 0.12158 | 0.12285 | 0.12421 | 0.12565 | 0.12714 | 0.12873 | 0.1304 | 0.13208 | 0.13368 | 0.13517 | 0.13645 | 0.13755 | 0.13831 | 0.13886 | 0.13923 | 0.13946 | 0.13963 | 0.13972 | 0.13961 | 0.13938 | 0.13891 | 0.13832 | 0.13752
F3_Residential_Multi-Family Low Income_Existing_Water Heating_Natural Gas_Water Heater (> 55 gal)_E8 | F3 | Residential | Multi-Family Low Income | Existing | Water Heating | Natural Gas | Water Heater (> 55 gal) | E8 | PACT BC Ratio | 0 | 0 | 0 | 0 | 0 | 0 | 0 | 0 | 0 | 0 | 0 | 0 | 0 | 0 | 0 | 0 | 0 | 0 | 0 | 0 | 0 | 0 | 0 | 0 | 0 | 0 | 0 | 0 | 0 | 0 | 0 | 0 | 0
F3_Residential_Multi-Family Low Income_Existing_Water Heating_Natural Gas_Water Heater (> 55 gal)_E9 | F3 | Residential | Multi-Family Low Income | Existing | Water Heating | Natural Gas | Water Heater (> 55 gal) | E9 | PACT BC Ratio | 0 | 0 | 0 | 0 | 0 | 0 | 0 | 0 | 0 | 0 | 0 | 0 | 0 | 0 | 0 | 0 | 0 | 0 | 0 | 0 | 0 | 0 | 0 | 0 | 0 | 0 | 0 | 0 | 0 | 0 | 0 | 0 | 0
F3_Residential_Multi-Family Low Income_Existing_Water Heating_Natural Gas_Water Heater (> 55 gal)_E10 | F3 | Residential | Multi-Family Low Income | Existing | Water Heating | Natural Gas | Water Heater (> 55 gal) | E10 | PACT BC Ratio | 0 | 0 | 0 | 0 | 0 | 0 | 0 | 0 | 0 | 0 | 0 | 0 | 0 | 0 | 0 | 0 | 0 | 0 | 0 | 0 | 0 | 0 | 0 | 0 | 0 | 0 | 0 | 0 | 0 | 0 | 0 | 0 | 0
F4_Residential_Multi-Family Low Income_Existing_Water Heating_Natural Gas_Water Heater (> 55 gal)_E1 | F4 | Residential | Multi-Family Low Income | Existing | Water Heating | Natural Gas | Water Heater (> 55 gal) | E1 | RVT BC Ratio | bar: 2019 to 2051
F4_Residential_Multi-Family Low Income_Existing_Water Heating_Natural Gas_Water Heater (> 55 gal)_E2 | F4 | Residential | Multi-Family Low Income | Existing | Water Heating | Natural Gas | Water Heater (> 55 gal) | E2 | RVT BC Ratio | 0.96848 | 0.96914 | 0.97061 | 0.97186 | 0.97135 | 0.97257 | 0.97532 | 0.9776 | 0.98034 | 0.98302 | 0.98571 | 0.98826 | 0.99098 | 0.99378 | 0.99652 | 0.99931 | 1.0021 | 1.005 | 1.0077 | 1.0103 | 1.0127 | 1.0148 | 1.0164 | 1.0178 | 1.0188 | 1.0195 | 1.02 | 1.0201 | 1.0199 | 1.0195 | 1.0185 | 1.0173 | 1.0157
F4_Residential_Multi-Family Low Income_Existing_Water Heating_Natural Gas_Water Heater (> 55 gal)_E3 | F4 | Residential | Multi-Family Low Income | Existing | Water Heating | Natural Gas | Water Heater (> 55 gal) | E3 | RVT BC Ratio | 0.7751 | 0.7752 | 0.77541 | 0.77558 | 0.77551 | 0.77568 | 0.77607 | 0.77639 | 0.77678 | 0.77716 | 0.77754 | 0.7779 | 0.77828 | 0.77868 | 0.77907 | 0.77946 | 0.77986 | 0.78026 | 0.78065 | 0.78102 | 0.78134 | 0.78164 | 0.78187 | 0.78207 | 0.78222 | 0.78231 | 0.78238 | 0.7824 | 0.78237 | 0.78231 | 0.78217 | 0.782 | 0.78178
F4_Residential_Multi-Family Low Income_Existing_Water Heating_Natural Gas_Water Heater (> 55 gal)_E4 | F4 | Residential | Multi-Family Low Income | Existing | Water Heating | Natural Gas | Water Heater (> 55 gal) | E4 | RVT BC Ratio | 1.0003 | 0.9964 | 0.99552 | 0.99352 | 0.98461 | 0.98204 | 0.98518 | 0.9861 | 0.98915 | 0.9924 | 0.99642 | 1.0007 | 1.0066 | 1.0139 | 1.0224 | 1.0327 | 1.0447 | 1.0577 | 1.0711 | 1.084 | 1.0955 | 1.1055 | 1.1129 | 1.1184 | 1.1224 | 1.125 | 1.1268 | 1.1275 | 1.1267 | 1.1249 | 1.1212 | 1.1166 | 1.1103
F4_Residential_Multi-Family Low Income_Existing_Water Heating_Natural Gas_Water Heater (> 55 gal)_E5 | F4 | Residential | Multi-Family Low Income | Existing | Water Heating | Natural Gas | Water Heater (> 55 gal) | E5 | RVT BC Ratio | 0.99032 | 0.98789 | 0.98777 | 0.98683 | 0.98065 | 0.97932 | 0.98234 | 0.9837 | 0.98665 | 0.98972 | 0.99331 | 0.99701 | 1.0019 | 1.0077 | 1.0144 | 1.0222 | 1.0313 | 1.041 | 1.0509 | 1.0605 | 1.069 | 1.0764 | 1.082 | 1.0861 | 1.0891 | 1.0912 | 1.0925 | 1.093 | 1.0924 | 1.091 | 1.0882 | 1.0847 | 1.08
F4_Residential_Multi-Family Low Income_Existing_Water Heating_Natural Gas_Water Heater (> 55 gal)_E6 | F4 | Residential | Multi-Family Low Income | Existing | Water Heating | Natural Gas | Water Heater (> 55 gal) | E6 | RVT BC Ratio | 0.83155 | 0.83181 | 0.83239 | 0.83288 | 0.83268 | 0.83316 | 0.83424 | 0.83513 | 0.83621 | 0.83725 | 0.83831 | 0.83931 | 0.84037 | 0.84147 | 0.84255 | 0.84364 | 0.84474 | 0.84586 | 0.84693 | 0.84797 | 0.84887 | 0.8497 | 0.85033 | 0.85089 | 0.85129 | 0.85156 | 0.85174 | 0.85181 | 0.85173 | 0.85154 | 0.85117 | 0.8507 | 0.85007
F4_Residential_Multi-Family Low Income_Existing_Water Heating_Natural Gas_Water Heater (> 55 gal)_E7 | F4 | Residential | Multi-Family Low Income | Existing | Water Heating | Natural Gas | Water Heater (> 55 gal) | E7 | RVT BC Ratio | 0 | 0 | 0 | 0 | 0 | 0.85172 | 0.853 | 0.85405 | 0.85531 | 0.85655 | 0.8578 | 0.85899 | 0.86027 | 0.86163 | 0.86303 | 0.86453 | 0.8661 | 0.86769 | 0.86919 | 0.8706 | 0.8718 | 0.87284 | 0.87355 | 0.87407 | 0.87442 | 0.87464 | 0.87479 | 0.87488 | 0.87478 | 0.87456 | 0.87412 | 0.87356 | 0.87281
F4_Residential_Multi-Family Low Income_Existing_Water Heating_Natural Gas_Water Heater (> 55 gal)_E8 | F4 | Residential | Multi-Family Low Income | Existing | Water Heating | Natural Gas | Water Heater (> 55 gal) | E8 | RVT BC Ratio | 0 | 0 | 0 | 0 | 0 | 0 | 0 | 0 | 0 | 0 | 0 | 0 | 0 | 0 | 0 | 0 | 0 | 0 | 0 | 0 | 0 | 0 | 0 | 0 | 0 | 0 | 0 | 0 | 0 | 0 | 0 | 0 | 0
F4_Residential_Multi-Family Low Income_Existing_Water Heating_Natural Gas_Water Heater (> 55 gal)_E9 | F4 | Residential | Multi-Family Low Income | Existing | Water Heating | Natural Gas | Water Heater (> 55 gal) | E9 | RVT BC Ratio | 0 | 0 | 0 | 0 | 0 | 0 | 0 | 0 | 0 | 0 | 0 | 0 | 0 | 0 | 0 | 0 | 0 | 0 | 0 | 0 | 0 | 0 | 0 | 0 | 0 | 0 | 0 | 0 | 0 | 0 | 0 | 0 | 0
F4_Residential_Multi-Family Low Income_Existing_Water Heating_Natural Gas_Water Heater (> 55 gal)_E10 | F4 | Residential | Multi-Family Low Income | Existing | Water Heating | Natural Gas | Water Heater (> 55 gal) | E10 | RVT BC Ratio | 0 | 0 | 0 | 0 | 0 | 0 | 0 | 0 | 0 | 0 | 0 | 0 | 0 | 0 | 0 | 0 | 0 | 0 | 0 | 0 | 0 | 0 | 0 | 0 | 0 | 0 | 0 | 0 | 0 | 0 | 0 | 0 | 0
F5_Residential_Multi-Family Low Income_Existing_Water Heating_Natural Gas_Water Heater (> 55 gal)_E1 | F5 | Residential | Multi-Family Low Income | Existing | Water Heating | Natural Gas | Water Heater (> 55 gal) | E1 | RIM BC Ratio | bar: 2019 to 2051
F5_Residential_Multi-Family Low Income_Existing_Water Heating_Natural Gas_Water Heater (> 55 gal)_E2 | F5 | Residential | Multi-Family Low Income | Existing | Water Heating | Natural Gas | Water Heater (> 55 gal) | E2 | RIM BC Ratio | 0.19303 | 0.19348 | 0.1945 | 0.19536 | 0.19501 | 0.19585 | 0.19773 | 0.19929 | 0.20115 | 0.20296 | 0.20478 | 0.20649 | 0.2083 | 0.21017 | 0.21198 | 0.21382 | 0.21566 | 0.21752 | 0.21929 | 0.221 | 0.22248 | 0.22384 | 0.22487 | 0.22577 | 0.22643 | 0.22686 | 0.22715 | 0.22727 | 0.22713 | 0.22684 | 0.22623 | 0.22547 | 0.22444
F5_Residential_Multi-Family Low Income_Existing_Water Heating_Natural Gas_Water Heater (> 55 gal)_E3 | F5 | Residential | Multi-Family Low Income | Existing | Water Heating | Natural Gas | Water Heater (> 55 gal) | E3 | RIM BC Ratio | 0.032674 | 0.032767 | 0.032974 | 0.033149 | 0.033078 | 0.033249 | 0.033634 | 0.033953 | 0.034337 | 0.034711 | 0.035087 | 0.035444 | 0.035823 | 0.036214 | 0.036594 | 0.036984 | 0.037374 | 0.03777 | 0.038151 | 0.038516 | 0.038836 | 0.039129 | 0.039353 | 0.039549 | 0.03969 | 0.039785 | 0.039848 | 0.039873 | 0.039844 | 0.03978 | 0.039648 | 0.039483 | 0.039259
F5_Residential_Multi-Family Low Income_Existing_Water Heating_Natural Gas_Water Heater (> 55 gal)_E4 | F5 | Residential | Multi-Family Low Income | Existing | Water Heating | Natural Gas | Water Heater (> 55 gal) | E4 | RIM BC Ratio | 0.21448 | 0.2119 | 0.21131 | 0.20999 | 0.20404 | 0.20231 | 0.20442 | 0.20504 | 0.20708 | 0.20925 | 0.21191 | 0.2147 | 0.21856 | 0.22328 | 0.22872 | 0.23515 | 0.24256 | 0.25041 | 0.25832 | 0.2658 | 0.27228 | 0.27791 | 0.28199 | 0.28498 | 0.28713 | 0.28856 | 0.28952 | 0.28989 | 0.28946 | 0.28849 | 0.28648 | 0.28397 | 0.28054
F5_Residential_Multi-Family Low Income_Existing_Water Heating_Natural Gas_Water Heater (> 55 gal)_E5 | F5 | Residential | Multi-Family Low Income | Existing | Water Heating | Natural Gas | Water Heater (> 55 gal) | E5 | RIM BC Ratio | 0.20786 | 0.20624 | 0.20616 | 0.20553 | 0.20137 | 0.20046 | 0.2025 | 0.20342 | 0.20541 | 0.20746 | 0.20985 | 0.2123 | 0.2155 | 0.21932 | 0.2236 | 0.22859 | 0.23427 | 0.24027 | 0.24631 | 0.25206 | 0.25705 | 0.26142 | 0.26461 | 0.26699 | 0.26871 | 0.26985 | 0.27062 | 0.27092 | 0.27057 | 0.26979 | 0.26819 | 0.26619 | 0.26345
F5_Residential_Multi-Family Low Income_Existing_Water Heating_Natural Gas_Water Heater (> 55 gal)_E6 | F5 | Residential | Multi-Family Low Income | Existing | Water Heating | Natural Gas | Water Heater (> 55 gal) | E6 | RIM BC Ratio | 0.085699 | 0.085928 | 0.086442 | 0.086874 | 0.086699 | 0.087122 | 0.088074 | 0.088863 | 0.089809 | 0.090731 | 0.091658 | 0.092533 | 0.093463 | 0.094422 | 0.095355 | 0.096306 | 0.09726 | 0.098226 | 0.099153 | 0.10004 | 0.10082 | 0.10153 | 0.10207 | 0.10255 | 0.10289 | 0.10312 | 0.10327 | 0.10333 | 0.10326 | 0.10311 | 0.10279 | 0.10239 | 0.10185
F5_Residential_Multi-Family Low Income_Existing_Water Heating_Natural Gas_Water Heater (> 55 gal)_E7 | F5 | Residential | Multi-Family Low Income | Existing | Water Heating | Natural Gas | Water Heater (> 55 gal) | E7 | RIM BC Ratio | 0 | 0 | 0 | 0 | 0 | 0.10326 | 0.10436 | 0.10525 | 0.10632 | 0.10736 | 0.10842 | 0.10943 | 0.1105 | 0.11165 | 0.11282 | 0.11407 | 0.11538 | 0.1167 | 0.11794 | 0.1191 | 0.12009 | 0.12094 | 0.12153 | 0.12195 | 0.12224 | 0.12242 | 0.12255 | 0.12261 | 0.12253 | 0.12236 | 0.12199 | 0.12154 | 0.12092
F5_Residential_Multi-Family Low Income_Existing_Water Heating_Natural Gas_Water Heater (> 55 gal)_E8 | F5 | Residential | Multi-Family Low Income | Existing | Water Heating | Natural Gas | Water Heater (> 55 gal) | E8 | RIM BC Ratio | 0 | 0 | 0 | 0 | 0 | 0 | 0 | 0 | 0 | 0 | 0 | 0 | 0 | 0 | 0 | 0 | 0 | 0 | 0 | 0 | 0 | 0 | 0 | 0 | 0 | 0 | 0 | 0 | 0 | 0 | 0 | 0 | 0
F5_Residential_Multi-Family Low Income_Existing_Water Heating_Natural Gas_Water Heater (> 55 gal)_E9 | F5 | Residential | Multi-Family Low Income | Existing | Water Heating | Natural Gas | Water Heater (> 55 gal) | E9 | RIM BC Ratio | 0 | 0 | 0 | 0 | 0 | 0 | 0 | 0 | 0 | 0 | 0 | 0 | 0 | 0 | 0 | 0 | 0 | 0 | 0 | 0 | 0 | 0 | 0 | 0 | 0 | 0 | 0 | 0 | 0 | 0 | 0 | 0 | 0
F5_Residential_Multi-Family Low Income_Existing_Water Heating_Natural Gas_Water Heater (> 55 gal)_E10 | F5 | Residential | Multi-Family Low Income | Existing | Water Heating | Natural Gas | Water Heater (> 55 gal) | E10 | RIM BC Ratio | 0 | 0 | 0 | 0 | 0 | 0 | 0 | 0 | 0 | 0 | 0 | 0 | 0 | 0 | 0 | 0 | 0 | 0 | 0 | 0 | 0 | 0 | 0 | 0 | 0 | 0 | 0 | 0 | 0 | 0 | 0 | 0 | 0
F0_Residential_Multi-Family Low Income_Existing_Appliances_Natural Gas_Clothes Dryer_E0 | F0 | Residential | Multi-Family Low Income | Existing | Appliances | Natural Gas | Clothes Dryer | E0 | Economic Unit | Standard | Standard | Standard | Standard | Standard | Standard | Standard | Standard | Standard | Standard | Standard | Standard | Standard | Standard | Standard | Standard | Standard | Standard | Standard | Standard | Standard | Standard | Standard | Standard | Standard | Standard | Standard | Standard | Standard | Standard | Standard | Standard | Standard
F1_Residential_Multi-Family Low Income_Existing_Appliances_Natural Gas_Clothes Dryer_E1 | F1 | Residential | Multi-Family Low Income | Existing | Appliances | Natural Gas | Clothes Dryer | E1 | CCE | 0 | 0 | 0 | 0 | 0 | 0 | 0 | 0 | 0 | 0 | 0 | 0 | 0 | 0 | 0 | 0 | 0 | 0 | 0 | 0 | 0 | 0 | 0 | 0 | 0 | 0 | 0 | 0 | 0 | 0 | 0 | 0 | 0
F1_Residential_Multi-Family Low Income_Existing_Appliances_Natural Gas_Clothes Dryer_E2 | F1 | Residential | Multi-Family Low Income | Existing | Appliances | Natural Gas | Clothes Dryer | E2 | CCE | 9.1473 | 9.4287 | 9.2373 | 8.4682 | 8.4682 | 8.4682 | 8.4682 | 8.4682 | 8.4682 | 8.4682 | 8.4682 | 8.4682 | 8.4682 | 8.4682 | 8.4682 | 8.4682 | 8.4682 | 8.4682 | 8.4682 | 8.4682 | 8.4682 | 8.4682 | 8.4682 | 8.4682 | 8.4682 | 8.4682 | 8.4682 | 8.4682 | 8.4682 | 8.4682 | 8.4682 | 8.4682 | 8.4682
F1_Residential_Multi-Family Low Income_Existing_Appliances_Natural Gas_Clothes Dryer_E3 | F1 | Residential | Multi-Family Low Income | Existing | Appliances | Natural Gas | Clothes Dryer | E3 | CCE | 0 | 0 | 0 | 0 | 0 | 0 | 0 | 0 | 0 | 0 | 0 | 0 | 0 | 0 | 0 | 0 | 0 | 0 | 0 | 0 | 0 | 0 | 0 | 0 | 0 | 0 | 0 | 0 | 0 | 0 | 0 | 0 | 0
F1_Residential_Multi-Family Low Income_Existing_Appliances_Natural Gas_Clothes Dryer_E4 | F1 | Residential | Multi-Family Low Income | Existing | Appliances | Natural Gas | Clothes Dryer | E4 | CCE | 0 | 0 | 0 | 0 | 0 | 0 | 0 | 0 | 0 | 0 | 0 | 0 | 0 | 0 | 0 | 0 | 0 | 0 | 0 | 0 | 0 | 0 | 0 | 0 | 0 | 0 | 0 | 0 | 0 | 0 | 0 | 0 | 0
F1_Residential_Multi-Family Low Income_Existing_Appliances_Natural Gas_Clothes Dryer_E5 | F1 | Residential | Multi-Family Low Income | Existing | Appliances | Natural Gas | Clothes Dryer | E5 | CCE | 0 | 0 | 0 | 0 | 0 | 0 | 0 | 0 | 0 | 0 | 0 | 0 | 0 | 0 | 0 | 0 | 0 | 0 | 0 | 0 | 0 | 0 | 0 | 0 | 0 | 0 | 0 | 0 | 0 | 0 | 0 | 0 | 0
F1_Residential_Multi-Family Low Income_Existing_Appliances_Natural Gas_Clothes Dryer_E6 | F1 | Residential | Multi-Family Low Income | Existing | Appliances | Natural Gas | Clothes Dryer | E6 | CCE | 0 | 0 | 0 | 0 | 0 | 0 | 0 | 0 | 0 | 0 | 0 | 0 | 0 | 0 | 0 | 0 | 0 | 0 | 0 | 0 | 0 | 0 | 0 | 0 | 0 | 0 | 0 | 0 | 0 | 0 | 0 | 0 | 0
F1_Residential_Multi-Family Low Income_Existing_Appliances_Natural Gas_Clothes Dryer_E7 | F1 | Residential | Multi-Family Low Income | Existing | Appliances | Natural Gas | Clothes Dryer | E7 | CCE | 0 | 0 | 0 | 0 | 0 | 0 | 0 | 0 | 0 | 0 | 0 | 0 | 0 | 0 | 0 | 0 | 0 | 0 | 0 | 0 | 0 | 0 | 0 | 0 | 0 | 0 | 0 | 0 | 0 | 0 | 0 | 0 | 0
F1_Residential_Multi-Family Low Income_Existing_Appliances_Natural Gas_Clothes Dryer_E8 | F1 | Residential | Multi-Family Low Income | Existing | Appliances | Natural Gas | Clothes Dryer | E8 | CCE | 0 | 0 | 0 | 0 | 0 | 0 | 0 | 0 | 0 | 0 | 0 | 0 | 0 | 0 | 0 | 0 | 0 | 0 | 0 | 0 | 0 | 0 | 0 | 0 | 0 | 0 | 0 | 0 | 0 | 0 | 0 | 0 | 0
F1_Residential_Multi-Family Low Income_Existing_Appliances_Natural Gas_Clothes Dryer_E9 | F1 | Residential | Multi-Family Low Income | Existing | Appliances | Natural Gas | Clothes Dryer | E9 | CCE | 0 | 0 | 0 | 0 | 0 | 0 | 0 | 0 | 0 | 0 | 0 | 0 | 0 | 0 | 0 | 0 | 0 | 0 | 0 | 0 | 0 | 0 | 0 | 0 | 0 | 0 | 0 | 0 | 0 | 0 | 0 | 0 | 0
F1_Residential_Multi-Family Low Income_Existing_Appliances_Natural Gas_Clothes Dryer_E10 | F1 | Residential | Multi-Family Low Income | Existing | Appliances | Natural Gas | Clothes Dryer | E10 | CCE | 0 | 0 | 0 | 0 | 0 | 0 | 0 | 0 | 0 | 0 | 0 | 0 | 0 | 0 | 0 | 0 | 0 | 0 | 0 | 0 | 0 | 0 | 0 | 0 | 0 | 0 | 0 | 0 | 0 | 0 | 0 | 0 | 0
F2_Residential_Multi-Family Low Income_Existing_Appliances_Natural Gas_Clothes Dryer_E1 | F2 | Residential | Multi-Family Low Income | Existing | Appliances | Natural Gas | Clothes Dryer | E1 | TRC BC Ratio | bar: 2019 to 2051
F2_Residential_Multi-Family Low Income_Existing_Appliances_Natural Gas_Clothes Dryer_E2 | F2 | Residential | Multi-Family Low Income | Existing | Appliances | Natural Gas | Clothes Dryer | E2 | TRC BC Ratio | 0.18118 | 0.18175 | 0.183 | 0.18403 | 0.18353 | 0.18427 | 0.18602 | 0.18747 | 0.18921 | 0.1909 | 0.1926 | 0.19421 | 0.19591 | 0.19769 | 0.19939 | 0.20115 | 0.20291 | 0.20481 | 0.20664 | 0.20841 | 0.20995 | 0.21139 | 0.21247 | 0.21343 | 0.21399 | 0.21431 | 0.21448 | 0.21444 | 0.21415 | 0.21367 | 0.21285 | 0.21187 | 0.2106
F2_Residential_Multi-Family Low Income_Existing_Appliances_Natural Gas_Clothes Dryer_E3 | F2 | Residential | Multi-Family Low Income | Existing | Appliances | Natural Gas | Clothes Dryer | E3 | TRC BC Ratio | 0 | 0 | 0 | 0 | 0 | 0 | 0 | 0 | 0 | 0 | 0 | 0 | 0 | 0 | 0 | 0 | 0 | 0 | 0 | 0 | 0 | 0 | 0 | 0 | 0 | 0 | 0 | 0 | 0 | 0 | 0 | 0 | 0
F2_Residential_Multi-Family Low Income_Existing_Appliances_Natural Gas_Clothes Dryer_E4 | F2 | Residential | Multi-Family Low Income | Existing | Appliances | Natural Gas | Clothes Dryer | E4 | TRC BC Ratio | 0 | 0 | 0 | 0 | 0 | 0 | 0 | 0 | 0 | 0 | 0 | 0 | 0 | 0 | 0 | 0 | 0 | 0 | 0 | 0 | 0 | 0 | 0 | 0 | 0 | 0 | 0 | 0 | 0 | 0 | 0 | 0 | 0
F2_Residential_Multi-Family Low Income_Existing_Appliances_Natural Gas_Clothes Dryer_E5 | F2 | Residential | Multi-Family Low Income | Existing | Appliances | Natural Gas | Clothes Dryer | E5 | TRC BC Ratio | 0 | 0 | 0 | 0 | 0 | 0 | 0 | 0 | 0 | 0 | 0 | 0 | 0 | 0 | 0 | 0 | 0 | 0 | 0 | 0 | 0 | 0 | 0 | 0 | 0 | 0 | 0 | 0 | 0 | 0 | 0 | 0 | 0
F2_Residential_Multi-Family Low Income_Existing_Appliances_Natural Gas_Clothes Dryer_E6 | F2 | Residential | Multi-Family Low Income | Existing | Appliances | Natural Gas | Clothes Dryer | E6 | TRC BC Ratio | 0 | 0 | 0 | 0 | 0 | 0 | 0 | 0 | 0 | 0 | 0 | 0 | 0 | 0 | 0 | 0 | 0 | 0 | 0 | 0 | 0 | 0 | 0 | 0 | 0 | 0 | 0 | 0 | 0 | 0 | 0 | 0 | 0
F2_Residential_Multi-Family Low Income_Existing_Appliances_Natural Gas_Clothes Dryer_E7 | F2 | Residential | Multi-Family Low Income | Existing | Appliances | Natural Gas | Clothes Dryer | E7 | TRC BC Ratio | 0 | 0 | 0 | 0 | 0 | 0 | 0 | 0 | 0 | 0 | 0 | 0 | 0 | 0 | 0 | 0 | 0 | 0 | 0 | 0 | 0 | 0 | 0 | 0 | 0 | 0 | 0 | 0 | 0 | 0 | 0 | 0 | 0
F2_Residential_Multi-Family Low Income_Existing_Appliances_Natural Gas_Clothes Dryer_E8 | F2 | Residential | Multi-Family Low Income | Existing | Appliances | Natural Gas | Clothes Dryer | E8 | TRC BC Ratio | 0 | 0 | 0 | 0 | 0 | 0 | 0 | 0 | 0 | 0 | 0 | 0 | 0 | 0 | 0 | 0 | 0 | 0 | 0 | 0 | 0 | 0 | 0 | 0 | 0 | 0 | 0 | 0 | 0 | 0 | 0 | 0 | 0
F2_Residential_Multi-Family Low Income_Existing_Appliances_Natural Gas_Clothes Dryer_E9 | F2 | Residential | Multi-Family Low Income | Existing | Appliances | Natural Gas | Clothes Dryer | E9 | TRC BC Ratio | 0 | 0 | 0 | 0 | 0 | 0 | 0 | 0 | 0 | 0 | 0 | 0 | 0 | 0 | 0 | 0 | 0 | 0 | 0 | 0 | 0 | 0 | 0 | 0 | 0 | 0 | 0 | 0 | 0 | 0 | 0 | 0 | 0
F2_Residential_Multi-Family Low Income_Existing_Appliances_Natural Gas_Clothes Dryer_E10 | F2 | Residential | Multi-Family Low Income | Existing | Appliances | Natural Gas | Clothes Dryer | E10 | TRC BC Ratio | 0 | 0 | 0 | 0 | 0 | 0 | 0 | 0 | 0 | 0 | 0 | 0 | 0 | 0 | 0 | 0 | 0 | 0 | 0 | 0 | 0 | 0 | 0 | 0 | 0 | 0 | 0 | 0 | 0 | 0 | 0 | 0 | 0
F3_Residential_Multi-Family Low Income_Existing_Appliances_Natural Gas_Clothes Dryer_E1 | F3 | Residential | Multi-Family Low Income | Existing | Appliances | Natural Gas | Clothes Dryer | E1 | PACT BC Ratio | bar: 2019 to 2051
F3_Residential_Multi-Family Low Income_Existing_Appliances_Natural Gas_Clothes Dryer_E2 | F3 | Residential | Multi-Family Low Income | Existing | Appliances | Natural Gas | Clothes Dryer | E2 | PACT BC Ratio | 0.24158 | 0.24233 | 0.244 | 0.24538 | 0.24471 | 0.24569 | 0.24803 | 0.24996 | 0.25228 | 0.25453 | 0.2568 | 0.25895 | 0.26122 | 0.26359 | 0.26585 | 0.2682 | 0.27055 | 0.27308 | 0.27553 | 0.27788 | 0.27994 | 0.28185 | 0.2833 | 0.28458 | 0.28532 | 0.28575 | 0.28597 | 0.28592 | 0.28553 | 0.28489 | 0.2838 | 0.28249 | 0.2808
F3_Residential_Multi-Family Low Income_Existing_Appliances_Natural Gas_Clothes Dryer_E3 | F3 | Residential | Multi-Family Low Income | Existing | Appliances | Natural Gas | Clothes Dryer | E3 | PACT BC Ratio | 0 | 0 | 0 | 0 | 0 | 0 | 0 | 0 | 0 | 0 | 0 | 0 | 0 | 0 | 0 | 0 | 0 | 0 | 0 | 0 | 0 | 0 | 0 | 0 | 0 | 0 | 0 | 0 | 0 | 0 | 0 | 0 | 0
F3_Residential_Multi-Family Low Income_Existing_Appliances_Natural Gas_Clothes Dryer_E4 | F3 | Residential | Multi-Family Low Income | Existing | Appliances | Natural Gas | Clothes Dryer | E4 | PACT BC Ratio | 0 | 0 | 0 | 0 | 0 | 0 | 0 | 0 | 0 | 0 | 0 | 0 | 0 | 0 | 0 | 0 | 0 | 0 | 0 | 0 | 0 | 0 | 0 | 0 | 0 | 0 | 0 | 0 | 0 | 0 | 0 | 0 | 0
F3_Residential_Multi-Family Low Income_Existing_Appliances_Natural Gas_Clothes Dryer_E5 | F3 | Residential | Multi-Family Low Income | Existing | Appliances | Natural Gas | Clothes Dryer | E5 | PACT BC Ratio | 0 | 0 | 0 | 0 | 0 | 0 | 0 | 0 | 0 | 0 | 0 | 0 | 0 | 0 | 0 | 0 | 0 | 0 | 0 | 0 | 0 | 0 | 0 | 0 | 0 | 0 | 0 | 0 | 0 | 0 | 0 | 0 | 0
F3_Residential_Multi-Family Low Income_Existing_Appliances_Natural Gas_Clothes Dryer_E6 | F3 | Residential | Multi-Family Low Income | Existing | Appliances | Natural Gas | Clothes Dryer | E6 | PACT BC Ratio | 0 | 0 | 0 | 0 | 0 | 0 | 0 | 0 | 0 | 0 | 0 | 0 | 0 | 0 | 0 | 0 | 0 | 0 | 0 | 0 | 0 | 0 | 0 | 0 | 0 | 0 | 0 | 0 | 0 | 0 | 0 | 0 | 0
F3_Residential_Multi-Family Low Income_Existing_Appliances_Natural Gas_Clothes Dryer_E7 | F3 | Residential | Multi-Family Low Income | Existing | Appliances | Natural Gas | Clothes Dryer | E7 | PACT BC Ratio | 0 | 0 | 0 | 0 | 0 | 0 | 0 | 0 | 0 | 0 | 0 | 0 | 0 | 0 | 0 | 0 | 0 | 0 | 0 | 0 | 0 | 0 | 0 | 0 | 0 | 0 | 0 | 0 | 0 | 0 | 0 | 0 | 0
F3_Residential_Multi-Family Low Income_Existing_Appliances_Natural Gas_Clothes Dryer_E8 | F3 | Residential | Multi-Family Low Income | Existing | Appliances | Natural Gas | Clothes Dryer | E8 | PACT BC Ratio | 0 | 0 | 0 | 0 | 0 | 0 | 0 | 0 | 0 | 0 | 0 | 0 | 0 | 0 | 0 | 0 | 0 | 0 | 0 | 0 | 0 | 0 | 0 | 0 | 0 | 0 | 0 | 0 | 0 | 0 | 0 | 0 | 0
F3_Residential_Multi-Family Low Income_Existing_Appliances_Natural Gas_Clothes Dryer_E9 | F3 | Residential | Multi-Family Low Income | Existing | Appliances | Natural Gas | Clothes Dryer | E9 | PACT BC Ratio | 0 | 0 | 0 | 0 | 0 | 0 | 0 | 0 | 0 | 0 | 0 | 0 | 0 | 0 | 0 | 0 | 0 | 0 | 0 | 0 | 0 | 0 | 0 | 0 | 0 | 0 | 0 | 0 | 0 | 0 | 0 | 0 | 0
F3_Residential_Multi-Family Low Income_Existing_Appliances_Natural Gas_Clothes Dryer_E10 | F3 | Residential | Multi-Family Low Income | Existing | Appliances | Natural Gas | Clothes Dryer | E10 | PACT BC Ratio | 0 | 0 | 0 | 0 | 0 | 0 | 0 | 0 | 0 | 0 | 0 | 0 | 0 | 0 | 0 | 0 | 0 | 0 | 0 | 0 | 0 | 0 | 0 | 0 | 0 | 0 | 0 | 0 | 0 | 0 | 0 | 0 | 0
F4_Residential_Multi-Family Low Income_Existing_Appliances_Natural Gas_Clothes Dryer_E1 | F4 | Residential | Multi-Family Low Income | Existing | Appliances | Natural Gas | Clothes Dryer | E1 | RVT BC Ratio | bar: 2019 to 2051
F4_Residential_Multi-Family Low Income_Existing_Appliances_Natural Gas_Clothes Dryer_E2 | F4 | Residential | Multi-Family Low Income | Existing | Appliances | Natural Gas | Clothes Dryer | E2 | RVT BC Ratio | 0.85525 | 0.85549 | 0.85637 | 0.85708 | 0.85648 | 0.85736 | 0.85946 | 0.8612 | 0.86328 | 0.8653 | 0.86734 | 0.86927 | 0.87131 | 0.87344 | 0.87548 | 0.87758 | 0.8797 | 0.88197 | 0.88419 | 0.88636 | 0.8883 | 0.89014 | 0.89159 | 0.89293 | 0.89383 | 0.89445 | 0.89489 | 0.8951 | 0.89501 | 0.89471 | 0.894 | 0.89312 | 0.8919
F4_Residential_Multi-Family Low Income_Existing_Appliances_Natural Gas_Clothes Dryer_E3 | F4 | Residential | Multi-Family Low Income | Existing | Appliances | Natural Gas | Clothes Dryer | E3 | RVT BC Ratio | 0 | 0 | 0 | 0 | 0 | 0 | 0 | 0 | 0 | 0 | 0 | 0 | 0 | 0 | 0 | 0 | 0 | 0 | 0 | 0 | 0 | 0 | 0 | 0 | 0 | 0 | 0 | 0 | 0 | 0 | 0 | 0 | 0
F4_Residential_Multi-Family Low Income_Existing_Appliances_Natural Gas_Clothes Dryer_E4 | F4 | Residential | Multi-Family Low Income | Existing | Appliances | Natural Gas | Clothes Dryer | E4 | RVT BC Ratio | 0 | 0 | 0 | 0 | 0 | 0 | 0 | 0 | 0 | 0 | 0 | 0 | 0 | 0 | 0 | 0 | 0 | 0 | 0 | 0 | 0 | 0 | 0 | 0 | 0 | 0 | 0 | 0 | 0 | 0 | 0 | 0 | 0
F4_Residential_Multi-Family Low Income_Existing_Appliances_Natural Gas_Clothes Dryer_E5 | F4 | Residential | Multi-Family Low Income | Existing | Appliances | Natural Gas | Clothes Dryer | E5 | RVT BC Ratio | 0 | 0 | 0 | 0 | 0 | 0 | 0 | 0 | 0 | 0 | 0 | 0 | 0 | 0 | 0 | 0 | 0 | 0 | 0 | 0 | 0 | 0 | 0 | 0 | 0 | 0 | 0 | 0 | 0 | 0 | 0 | 0 | 0
F4_Residential_Multi-Family Low Income_Existing_Appliances_Natural Gas_Clothes Dryer_E6 | F4 | Residential | Multi-Family Low Income | Existing | Appliances | Natural Gas | Clothes Dryer | E6 | RVT BC Ratio | 0 | 0 | 0 | 0 | 0 | 0 | 0 | 0 | 0 | 0 | 0 | 0 | 0 | 0 | 0 | 0 | 0 | 0 | 0 | 0 | 0 | 0 | 0 | 0 | 0 | 0 | 0 | 0 | 0 | 0 | 0 | 0 | 0
F4_Residential_Multi-Family Low Income_Existing_Appliances_Natural Gas_Clothes Dryer_E7 | F4 | Residential | Multi-Family Low Income | Existing | Appliances | Natural Gas | Clothes Dryer | E7 | RVT BC Ratio | 0 | 0 | 0 | 0 | 0 | 0 | 0 | 0 | 0 | 0 | 0 | 0 | 0 | 0 | 0 | 0 | 0 | 0 | 0 | 0 | 0 | 0 | 0 | 0 | 0 | 0 | 0 | 0 | 0 | 0 | 0 | 0 | 0
F4_Residential_Multi-Family Low Income_Existing_Appliances_Natural Gas_Clothes Dryer_E8 | F4 | Residential | Multi-Family Low Income | Existing | Appliances | Natural Gas | Clothes Dryer | E8 | RVT BC Ratio | 0 | 0 | 0 | 0 | 0 | 0 | 0 | 0 | 0 | 0 | 0 | 0 | 0 | 0 | 0 | 0 | 0 | 0 | 0 | 0 | 0 | 0 | 0 | 0 | 0 | 0 | 0 | 0 | 0 | 0 | 0 | 0 | 0
F4_Residential_Multi-Family Low Income_Existing_Appliances_Natural Gas_Clothes Dryer_E9 | F4 | Residential | Multi-Family Low Income | Existing | Appliances | Natural Gas | Clothes Dryer | E9 | RVT BC Ratio | 0 | 0 | 0 | 0 | 0 | 0 | 0 | 0 | 0 | 0 | 0 | 0 | 0 | 0 | 0 | 0 | 0 | 0 | 0 | 0 | 0 | 0 | 0 | 0 | 0 | 0 | 0 | 0 | 0 | 0 | 0 | 0 | 0
F4_Residential_Multi-Family Low Income_Existing_Appliances_Natural Gas_Clothes Dryer_E10 | F4 | Residential | Multi-Family Low Income | Existing | Appliances | Natural Gas | Clothes Dryer | E10 | RVT BC Ratio | 0 | 0 | 0 | 0 | 0 | 0 | 0 | 0 | 0 | 0 | 0 | 0 | 0 | 0 | 0 | 0 | 0 | 0 | 0 | 0 | 0 | 0 | 0 | 0 | 0 | 0 | 0 | 0 | 0 | 0 | 0 | 0 | 0
F5_Residential_Multi-Family Low Income_Existing_Appliances_Natural Gas_Clothes Dryer_E1 | F5 | Residential | Multi-Family Low Income | Existing | Appliances | Natural Gas | Clothes Dryer | E1 | RIM BC Ratio | bar: 2019 to 2051
F5_Residential_Multi-Family Low Income_Existing_Appliances_Natural Gas_Clothes Dryer_E2 | F5 | Residential | Multi-Family Low Income | Existing | Appliances | Natural Gas | Clothes Dryer | E2 | RIM BC Ratio | 0.20604 | 0.20663 | 0.20788 | 0.20891 | 0.20847 | 0.20912 | 0.2107 | 0.21199 | 0.21354 | 0.21504 | 0.21654 | 0.21795 | 0.21945 | 0.221 | 0.22248 | 0.224 | 0.22552 | 0.22715 | 0.22872 | 0.23021 | 0.2315 | 0.23269 | 0.23358 | 0.23434 | 0.23476 | 0.23498 | 0.23507 | 0.23498 | 0.23468 | 0.23422 | 0.23347 | 0.23258 | 0.23145
F5_Residential_Multi-Family Low Income_Existing_Appliances_Natural Gas_Clothes Dryer_E3 | F5 | Residential | Multi-Family Low Income | Existing | Appliances | Natural Gas | Clothes Dryer | E3 | RIM BC Ratio | 0 | 0 | 0 | 0 | 0 | 0 | 0 | 0 | 0 | 0 | 0 | 0 | 0 | 0 | 0 | 0 | 0 | 0 | 0 | 0 | 0 | 0 | 0 | 0 | 0 | 0 | 0 | 0 | 0 | 0 | 0 | 0 | 0
F5_Residential_Multi-Family Low Income_Existing_Appliances_Natural Gas_Clothes Dryer_E4 | F5 | Residential | Multi-Family Low Income | Existing | Appliances | Natural Gas | Clothes Dryer | E4 | RIM BC Ratio | 0 | 0 | 0 | 0 | 0 | 0 | 0 | 0 | 0 | 0 | 0 | 0 | 0 | 0 | 0 | 0 | 0 | 0 | 0 | 0 | 0 | 0 | 0 | 0 | 0 | 0 | 0 | 0 | 0 | 0 | 0 | 0 | 0
F5_Residential_Multi-Family Low Income_Existing_Appliances_Natural Gas_Clothes Dryer_E5 | F5 | Residential | Multi-Family Low Income | Existing | Appliances | Natural Gas | Clothes Dryer | E5 | RIM BC Ratio | 0 | 0 | 0 | 0 | 0 | 0 | 0 | 0 | 0 | 0 | 0 | 0 | 0 | 0 | 0 | 0 | 0 | 0 | 0 | 0 | 0 | 0 | 0 | 0 | 0 | 0 | 0 | 0 | 0 | 0 | 0 | 0 | 0
F5_Residential_Multi-Family Low Income_Existing_Appliances_Natural Gas_Clothes Dryer_E6 | F5 | Residential | Multi-Family Low Income | Existing | Appliances | Natural Gas | Clothes Dryer | E6 | RIM BC Ratio | 0 | 0 | 0 | 0 | 0 | 0 | 0 | 0 | 0 | 0 | 0 | 0 | 0 | 0 | 0 | 0 | 0 | 0 | 0 | 0 | 0 | 0 | 0 | 0 | 0 | 0 | 0 | 0 | 0 | 0 | 0 | 0 | 0
F5_Residential_Multi-Family Low Income_Existing_Appliances_Natural Gas_Clothes Dryer_E7 | F5 | Residential | Multi-Family Low Income | Existing | Appliances | Natural Gas | Clothes Dryer | E7 | RIM BC Ratio | 0 | 0 | 0 | 0 | 0 | 0 | 0 | 0 | 0 | 0 | 0 | 0 | 0 | 0 | 0 | 0 | 0 | 0 | 0 | 0 | 0 | 0 | 0 | 0 | 0 | 0 | 0 | 0 | 0 | 0 | 0 | 0 | 0
F5_Residential_Multi-Family Low Income_Existing_Appliances_Natural Gas_Clothes Dryer_E8 | F5 | Residential | Multi-Family Low Income | Existing | Appliances | Natural Gas | Clothes Dryer | E8 | RIM BC Ratio | 0 | 0 | 0 | 0 | 0 | 0 | 0 | 0 | 0 | 0 | 0 | 0 | 0 | 0 | 0 | 0 | 0 | 0 | 0 | 0 | 0 | 0 | 0 | 0 | 0 | 0 | 0 | 0 | 0 | 0 | 0 | 0 | 0
F5_Residential_Multi-Family Low Income_Existing_Appliances_Natural Gas_Clothes Dryer_E9 | F5 | Residential | Multi-Family Low Income | Existing | Appliances | Natural Gas | Clothes Dryer | E9 | RIM BC Ratio | 0 | 0 | 0 | 0 | 0 | 0 | 0 | 0 | 0 | 0 | 0 | 0 | 0 | 0 | 0 | 0 | 0 | 0 | 0 | 0 | 0 | 0 | 0 | 0 | 0 | 0 | 0 | 0 | 0 | 0 | 0 | 0 | 0
F5_Residential_Multi-Family Low Income_Existing_Appliances_Natural Gas_Clothes Dryer_E10 | F5 | Residential | Multi-Family Low Income | Existing | Appliances | Natural Gas | Clothes Dryer | E10 | RIM BC Ratio | 0 | 0 | 0 | 0 | 0 | 0 | 0 | 0 | 0 | 0 | 0 | 0 | 0 | 0 | 0 | 0 | 0 | 0 | 0 | 0 | 0 | 0 | 0 | 0 | 0 | 0 | 0 | 0 | 0 | 0 | 0 | 0 | 0
F0_Residential_Multi-Family Low Income_Existing_Appliances_Natural Gas_Stove/Oven_E0 | F0 | Residential | Multi-Family Low Income | Existing | Appliances | Natural Gas | Stove/Oven | E0 | Economic Unit | High Efficiency (730 + 1660 IAEC) | High Efficiency (730 + 1660 IAEC) | High Efficiency (730 + 1660 IAEC) | High Efficiency (730 + 1660 IAEC) | High Efficiency (730 + 1660 IAEC) | High Efficiency (730 + 1660 IAEC) | High Efficiency (730 + 1660 IAEC) | High Efficiency (730 + 1660 IAEC) | High Efficiency (730 + 1660 IAEC) | High Efficiency (730 + 1660 IAEC) | High Efficiency (730 + 1660 IAEC) | High Efficiency (730 + 1660 IAEC) | High Efficiency (730 + 1660 IAEC) | High Efficiency (730 + 1660 IAEC) | High Efficiency (730 + 1660 IAEC) | High Efficiency (730 + 1660 IAEC) | High Efficiency (730 + 1660 IAEC) | High Efficiency (730 + 1660 IAEC) | High Efficiency (730 + 1660 IAEC) | High Efficiency (730 + 1660 IAEC) | High Efficiency (730 + 1660 IAEC) | High Efficiency (730 + 1660 IAEC) | High Efficiency (730 + 1660 IAEC) | High Efficiency (730 + 1660 IAEC) | High Efficiency (730 + 1660 IAEC) | High Efficiency (730 + 1660 IAEC) | High Efficiency (730 + 1660 IAEC) | High Efficiency (730 + 1660 IAEC) | High Efficiency (730 + 1660 IAEC) | High Efficiency (730 + 1660 IAEC) | High Efficiency (730 + 1660 IAEC) | High Efficiency (730 + 1660 IAEC) | High Efficiency (730 + 1660 IAEC)
F1_Residential_Multi-Family Low Income_Existing_Appliances_Natural Gas_Stove/Oven_E1 | F1 | Residential | Multi-Family Low Income | Existing | Appliances | Natural Gas | Stove/Oven | E1 | CCE | 0 | 0 | 0 | 0 | 0 | 0 | 0 | 0 | 0 | 0 | 0 | 0 | 0 | 0 | 0 | 0 | 0 | 0 | 0 | 0 | 0 | 0 | 0 | 0 | 0 | 0 | 0 | 0 | 0 | 0 | 0 | 0 | 0
F1_Residential_Multi-Family Low Income_Existing_Appliances_Natural Gas_Stove/Oven_E2 | F1 | Residential | Multi-Family Low Income | Existing | Appliances | Natural Gas | Stove/Oven | E2 | CCE | 1.6657 | 1.7169 | 1.6821 | 1.542 | 1.542 | 1.542 | 1.542 | 1.542 | 1.542 | 1.542 | 1.542 | 1.542 | 1.542 | 1.542 | 1.542 | 1.542 | 1.542 | 1.542 | 1.542 | 1.542 | 1.542 | 1.542 | 1.542 | 1.542 | 1.542 | 1.542 | 1.542 | 1.542 | 1.542 | 1.542 | 1.542 | 1.542 | 1.542
F1_Residential_Multi-Family Low Income_Existing_Appliances_Natural Gas_Stove/Oven_E3 | F1 | Residential | Multi-Family Low Income | Existing | Appliances | Natural Gas | Stove/Oven | E3 | CCE | 0 | 0 | 0 | 0 | 0 | 0 | 0 | 0 | 0 | 0 | 0 | 0 | 0 | 0 | 0 | 0 | 0 | 0 | 0 | 0 | 0 | 0 | 0 | 0 | 0 | 0 | 0 | 0 | 0 | 0 | 0 | 0 | 0
F1_Residential_Multi-Family Low Income_Existing_Appliances_Natural Gas_Stove/Oven_E4 | F1 | Residential | Multi-Family Low Income | Existing | Appliances | Natural Gas | Stove/Oven | E4 | CCE | 0 | 0 | 0 | 0 | 0 | 0 | 0 | 0 | 0 | 0 | 0 | 0 | 0 | 0 | 0 | 0 | 0 | 0 | 0 | 0 | 0 | 0 | 0 | 0 | 0 | 0 | 0 | 0 | 0 | 0 | 0 | 0 | 0
F1_Residential_Multi-Family Low Income_Existing_Appliances_Natural Gas_Stove/Oven_E5 | F1 | Residential | Multi-Family Low Income | Existing | Appliances | Natural Gas | Stove/Oven | E5 | CCE | 0 | 0 | 0 | 0 | 0 | 0 | 0 | 0 | 0 | 0 | 0 | 0 | 0 | 0 | 0 | 0 | 0 | 0 | 0 | 0 | 0 | 0 | 0 | 0 | 0 | 0 | 0 | 0 | 0 | 0 | 0 | 0 | 0
F1_Residential_Multi-Family Low Income_Existing_Appliances_Natural Gas_Stove/Oven_E6 | F1 | Residential | Multi-Family Low Income | Existing | Appliances | Natural Gas | Stove/Oven | E6 | CCE | 0 | 0 | 0 | 0 | 0 | 0 | 0 | 0 | 0 | 0 | 0 | 0 | 0 | 0 | 0 | 0 | 0 | 0 | 0 | 0 | 0 | 0 | 0 | 0 | 0 | 0 | 0 | 0 | 0 | 0 | 0 | 0 | 0
F1_Residential_Multi-Family Low Income_Existing_Appliances_Natural Gas_Stove/Oven_E7 | F1 | Residential | Multi-Family Low Income | Existing | Appliances | Natural Gas | Stove/Oven | E7 | CCE | 0 | 0 | 0 | 0 | 0 | 0 | 0 | 0 | 0 | 0 | 0 | 0 | 0 | 0 | 0 | 0 | 0 | 0 | 0 | 0 | 0 | 0 | 0 | 0 | 0 | 0 | 0 | 0 | 0 | 0 | 0 | 0 | 0
F1_Residential_Multi-Family Low Income_Existing_Appliances_Natural Gas_Stove/Oven_E8 | F1 | Residential | Multi-Family Low Income | Existing | Appliances | Natural Gas | Stove/Oven | E8 | CCE | 0 | 0 | 0 | 0 | 0 | 0 | 0 | 0 | 0 | 0 | 0 | 0 | 0 | 0 | 0 | 0 | 0 | 0 | 0 | 0 | 0 | 0 | 0 | 0 | 0 | 0 | 0 | 0 | 0 | 0 | 0 | 0 | 0
F1_Residential_Multi-Family Low Income_Existing_Appliances_Natural Gas_Stove/Oven_E9 | F1 | Residential | Multi-Family Low Income | Existing | Appliances | Natural Gas | Stove/Oven | E9 | CCE | 0 | 0 | 0 | 0 | 0 | 0 | 0 | 0 | 0 | 0 | 0 | 0 | 0 | 0 | 0 | 0 | 0 | 0 | 0 | 0 | 0 | 0 | 0 | 0 | 0 | 0 | 0 | 0 | 0 | 0 | 0 | 0 | 0
F1_Residential_Multi-Family Low Income_Existing_Appliances_Natural Gas_Stove/Oven_E10 | F1 | Residential | Multi-Family Low Income | Existing | Appliances | Natural Gas | Stove/Oven | E10 | CCE | 0 | 0 | 0 | 0 | 0 | 0 | 0 | 0 | 0 | 0 | 0 | 0 | 0 | 0 | 0 | 0 | 0 | 0 | 0 | 0 | 0 | 0 | 0 | 0 | 0 | 0 | 0 | 0 | 0 | 0 | 0 | 0 | 0
F2_Residential_Multi-Family Low Income_Existing_Appliances_Natural Gas_Stove/Oven_E1 | F2 | Residential | Multi-Family Low Income | Existing | Appliances | Natural Gas | Stove/Oven | E1 | TRC BC Ratio | bar: 2019 to 2051
F2_Residential_Multi-Family Low Income_Existing_Appliances_Natural Gas_Stove/Oven_E2 | F2 | Residential | Multi-Family Low Income | Existing | Appliances | Natural Gas | Stove/Oven | E2 | TRC BC Ratio | 0.99498 | 0.99808 | 1.005 | 1.0106 | 1.0079 | 1.0119 | 1.0216 | 1.0295 | 1.0391 | 1.0483 | 1.0577 | 1.0665 | 1.0759 | 1.0856 | 1.095 | 1.1046 | 1.1143 | 1.1247 | 1.1348 | 1.1445 | 1.153 | 1.1609 | 1.1668 | 1.1721 | 1.1752 | 1.1769 | 1.1778 | 1.1776 | 1.176 | 1.1734 | 1.1689 | 1.1635 | 1.1565
F2_Residential_Multi-Family Low Income_Existing_Appliances_Natural Gas_Stove/Oven_E3 | F2 | Residential | Multi-Family Low Income | Existing | Appliances | Natural Gas | Stove/Oven | E3 | TRC BC Ratio | 0 | 0 | 0 | 0 | 0 | 0 | 0 | 0 | 0 | 0 | 0 | 0 | 0 | 0 | 0 | 0 | 0 | 0 | 0 | 0 | 0 | 0 | 0 | 0 | 0 | 0 | 0 | 0 | 0 | 0 | 0 | 0 | 0
F2_Residential_Multi-Family Low Income_Existing_Appliances_Natural Gas_Stove/Oven_E4 | F2 | Residential | Multi-Family Low Income | Existing | Appliances | Natural Gas | Stove/Oven | E4 | TRC BC Ratio | 0 | 0 | 0 | 0 | 0 | 0 | 0 | 0 | 0 | 0 | 0 | 0 | 0 | 0 | 0 | 0 | 0 | 0 | 0 | 0 | 0 | 0 | 0 | 0 | 0 | 0 | 0 | 0 | 0 | 0 | 0 | 0 | 0
F2_Residential_Multi-Family Low Income_Existing_Appliances_Natural Gas_Stove/Oven_E5 | F2 | Residential | Multi-Family Low Income | Existing | Appliances | Natural Gas | Stove/Oven | E5 | TRC BC Ratio | 0 | 0 | 0 | 0 | 0 | 0 | 0 | 0 | 0 | 0 | 0 | 0 | 0 | 0 | 0 | 0 | 0 | 0 | 0 | 0 | 0 | 0 | 0 | 0 | 0 | 0 | 0 | 0 | 0 | 0 | 0 | 0 | 0
F2_Residential_Multi-Family Low Income_Existing_Appliances_Natural Gas_Stove/Oven_E6 | F2 | Residential | Multi-Family Low Income | Existing | Appliances | Natural Gas | Stove/Oven | E6 | TRC BC Ratio | 0 | 0 | 0 | 0 | 0 | 0 | 0 | 0 | 0 | 0 | 0 | 0 | 0 | 0 | 0 | 0 | 0 | 0 | 0 | 0 | 0 | 0 | 0 | 0 | 0 | 0 | 0 | 0 | 0 | 0 | 0 | 0 | 0
F2_Residential_Multi-Family Low Income_Existing_Appliances_Natural Gas_Stove/Oven_E7 | F2 | Residential | Multi-Family Low Income | Existing | Appliances | Natural Gas | Stove/Oven | E7 | TRC BC Ratio | 0 | 0 | 0 | 0 | 0 | 0 | 0 | 0 | 0 | 0 | 0 | 0 | 0 | 0 | 0 | 0 | 0 | 0 | 0 | 0 | 0 | 0 | 0 | 0 | 0 | 0 | 0 | 0 | 0 | 0 | 0 | 0 | 0
F2_Residential_Multi-Family Low Income_Existing_Appliances_Natural Gas_Stove/Oven_E8 | F2 | Residential | Multi-Family Low Income | Existing | Appliances | Natural Gas | Stove/Oven | E8 | TRC BC Ratio | 0 | 0 | 0 | 0 | 0 | 0 | 0 | 0 | 0 | 0 | 0 | 0 | 0 | 0 | 0 | 0 | 0 | 0 | 0 | 0 | 0 | 0 | 0 | 0 | 0 | 0 | 0 | 0 | 0 | 0 | 0 | 0 | 0
F2_Residential_Multi-Family Low Income_Existing_Appliances_Natural Gas_Stove/Oven_E9 | F2 | Residential | Multi-Family Low Income | Existing | Appliances | Natural Gas | Stove/Oven | E9 | TRC BC Ratio | 0 | 0 | 0 | 0 | 0 | 0 | 0 | 0 | 0 | 0 | 0 | 0 | 0 | 0 | 0 | 0 | 0 | 0 | 0 | 0 | 0 | 0 | 0 | 0 | 0 | 0 | 0 | 0 | 0 | 0 | 0 | 0 | 0
F2_Residential_Multi-Family Low Income_Existing_Appliances_Natural Gas_Stove/Oven_E10 | F2 | Residential | Multi-Family Low Income | Existing | Appliances | Natural Gas | Stove/Oven | E10 | TRC BC Ratio | 0 | 0 | 0 | 0 | 0 | 0 | 0 | 0 | 0 | 0 | 0 | 0 | 0 | 0 | 0 | 0 | 0 | 0 | 0 | 0 | 0 | 0 | 0 | 0 | 0 | 0 | 0 | 0 | 0 | 0 | 0 | 0 | 0
F3_Residential_Multi-Family Low Income_Existing_Appliances_Natural Gas_Stove/Oven_E1 | F3 | Residential | Multi-Family Low Income | Existing | Appliances | Natural Gas | Stove/Oven | E1 | PACT BC Ratio | bar: 2019 to 2051
F3_Residential_Multi-Family Low Income_Existing_Appliances_Natural Gas_Stove/Oven_E2 | F3 | Residential | Multi-Family Low Income | Existing | Appliances | Natural Gas | Stove/Oven | E2 | PACT BC Ratio | 1.3266 | 1.3308 | 1.34 | 1.3475 | 1.3438 | 1.3492 | 1.3621 | 1.3727 | 1.3854 | 1.3978 | 1.4102 | 1.422 | 1.4345 | 1.4475 | 1.46 | 1.4728 | 1.4858 | 1.4996 | 1.5131 | 1.526 | 1.5373 | 1.5478 | 1.5558 | 1.5628 | 1.5669 | 1.5692 | 1.5704 | 1.5702 | 1.568 | 1.5645 | 1.5585 | 1.5513 | 1.542
F3_Residential_Multi-Family Low Income_Existing_Appliances_Natural Gas_Stove/Oven_E3 | F3 | Residential | Multi-Family Low Income | Existing | Appliances | Natural Gas | Stove/Oven | E3 | PACT BC Ratio | 0 | 0 | 0 | 0 | 0 | 0 | 0 | 0 | 0 | 0 | 0 | 0 | 0 | 0 | 0 | 0 | 0 | 0 | 0 | 0 | 0 | 0 | 0 | 0 | 0 | 0 | 0 | 0 | 0 | 0 | 0 | 0 | 0
F3_Residential_Multi-Family Low Income_Existing_Appliances_Natural Gas_Stove/Oven_E4 | F3 | Residential | Multi-Family Low Income | Existing | Appliances | Natural Gas | Stove/Oven | E4 | PACT BC Ratio | 0 | 0 | 0 | 0 | 0 | 0 | 0 | 0 | 0 | 0 | 0 | 0 | 0 | 0 | 0 | 0 | 0 | 0 | 0 | 0 | 0 | 0 | 0 | 0 | 0 | 0 | 0 | 0 | 0 | 0 | 0 | 0 | 0
F3_Residential_Multi-Family Low Income_Existing_Appliances_Natural Gas_Stove/Oven_E5 | F3 | Residential | Multi-Family Low Income | Existing | Appliances | Natural Gas | Stove/Oven | E5 | PACT BC Ratio | 0 | 0 | 0 | 0 | 0 | 0 | 0 | 0 | 0 | 0 | 0 | 0 | 0 | 0 | 0 | 0 | 0 | 0 | 0 | 0 | 0 | 0 | 0 | 0 | 0 | 0 | 0 | 0 | 0 | 0 | 0 | 0 | 0
F3_Residential_Multi-Family Low Income_Existing_Appliances_Natural Gas_Stove/Oven_E6 | F3 | Residential | Multi-Family Low Income | Existing | Appliances | Natural Gas | Stove/Oven | E6 | PACT BC Ratio | 0 | 0 | 0 | 0 | 0 | 0 | 0 | 0 | 0 | 0 | 0 | 0 | 0 | 0 | 0 | 0 | 0 | 0 | 0 | 0 | 0 | 0 | 0 | 0 | 0 | 0 | 0 | 0 | 0 | 0 | 0 | 0 | 0
F3_Residential_Multi-Family Low Income_Existing_Appliances_Natural Gas_Stove/Oven_E7 | F3 | Residential | Multi-Family Low Income | Existing | Appliances | Natural Gas | Stove/Oven | E7 | PACT BC Ratio | 0 | 0 | 0 | 0 | 0 | 0 | 0 | 0 | 0 | 0 | 0 | 0 | 0 | 0 | 0 | 0 | 0 | 0 | 0 | 0 | 0 | 0 | 0 | 0 | 0 | 0 | 0 | 0 | 0 | 0 | 0 | 0 | 0
F3_Residential_Multi-Family Low Income_Existing_Appliances_Natural Gas_Stove/Oven_E8 | F3 | Residential | Multi-Family Low Income | Existing | Appliances | Natural Gas | Stove/Oven | E8 | PACT BC Ratio | 0 | 0 | 0 | 0 | 0 | 0 | 0 | 0 | 0 | 0 | 0 | 0 | 0 | 0 | 0 | 0 | 0 | 0 | 0 | 0 | 0 | 0 | 0 | 0 | 0 | 0 | 0 | 0 | 0 | 0 | 0 | 0 | 0
F3_Residential_Multi-Family Low Income_Existing_Appliances_Natural Gas_Stove/Oven_E9 | F3 | Residential | Multi-Family Low Income | Existing | Appliances | Natural Gas | Stove/Oven | E9 | PACT BC Ratio | 0 | 0 | 0 | 0 | 0 | 0 | 0 | 0 | 0 | 0 | 0 | 0 | 0 | 0 | 0 | 0 | 0 | 0 | 0 | 0 | 0 | 0 | 0 | 0 | 0 | 0 | 0 | 0 | 0 | 0 | 0 | 0 | 0
F3_Residential_Multi-Family Low Income_Existing_Appliances_Natural Gas_Stove/Oven_E10 | F3 | Residential | Multi-Family Low Income | Existing | Appliances | Natural Gas | Stove/Oven | E10 | PACT BC Ratio | 0 | 0 | 0 | 0 | 0 | 0 | 0 | 0 | 0 | 0 | 0 | 0 | 0 | 0 | 0 | 0 | 0 | 0 | 0 | 0 | 0 | 0 | 0 | 0 | 0 | 0 | 0 | 0 | 0 | 0 | 0 | 0 | 0
F4_Residential_Multi-Family Low Income_Existing_Appliances_Natural Gas_Stove/Oven_E1 | F4 | Residential | Multi-Family Low Income | Existing | Appliances | Natural Gas | Stove/Oven | E1 | RVT BC Ratio | bar: 2019 to 2051
F4_Residential_Multi-Family Low Income_Existing_Appliances_Natural Gas_Stove/Oven_E2 | F4 | Residential | Multi-Family Low Income | Existing | Appliances | Natural Gas | Stove/Oven | E2 | RVT BC Ratio | 1.5526 | 1.5539 | 1.5587 | 1.5626 | 1.5593 | 1.5641 | 1.5757 | 1.5852 | 1.5967 | 1.6078 | 1.619 | 1.6296 | 1.6408 | 1.6524 | 1.6636 | 1.6752 | 1.6868 | 1.6993 | 1.7115 | 1.7234 | 1.7341 | 1.7441 | 1.7521 | 1.7595 | 1.7644 | 1.7678 | 1.7703 | 1.7714 | 1.7709 | 1.7692 | 1.7654 | 1.7605 | 1.7538
F4_Residential_Multi-Family Low Income_Existing_Appliances_Natural Gas_Stove/Oven_E3 | F4 | Residential | Multi-Family Low Income | Existing | Appliances | Natural Gas | Stove/Oven | E3 | RVT BC Ratio | 0 | 0 | 0 | 0 | 0 | 0 | 0 | 0 | 0 | 0 | 0 | 0 | 0 | 0 | 0 | 0 | 0 | 0 | 0 | 0 | 0 | 0 | 0 | 0 | 0 | 0 | 0 | 0 | 0 | 0 | 0 | 0 | 0
F4_Residential_Multi-Family Low Income_Existing_Appliances_Natural Gas_Stove/Oven_E4 | F4 | Residential | Multi-Family Low Income | Existing | Appliances | Natural Gas | Stove/Oven | E4 | RVT BC Ratio | 0 | 0 | 0 | 0 | 0 | 0 | 0 | 0 | 0 | 0 | 0 | 0 | 0 | 0 | 0 | 0 | 0 | 0 | 0 | 0 | 0 | 0 | 0 | 0 | 0 | 0 | 0 | 0 | 0 | 0 | 0 | 0 | 0
F4_Residential_Multi-Family Low Income_Existing_Appliances_Natural Gas_Stove/Oven_E5 | F4 | Residential | Multi-Family Low Income | Existing | Appliances | Natural Gas | Stove/Oven | E5 | RVT BC Ratio | 0 | 0 | 0 | 0 | 0 | 0 | 0 | 0 | 0 | 0 | 0 | 0 | 0 | 0 | 0 | 0 | 0 | 0 | 0 | 0 | 0 | 0 | 0 | 0 | 0 | 0 | 0 | 0 | 0 | 0 | 0 | 0 | 0
F4_Residential_Multi-Family Low Income_Existing_Appliances_Natural Gas_Stove/Oven_E6 | F4 | Residential | Multi-Family Low Income | Existing | Appliances | Natural Gas | Stove/Oven | E6 | RVT BC Ratio | 0 | 0 | 0 | 0 | 0 | 0 | 0 | 0 | 0 | 0 | 0 | 0 | 0 | 0 | 0 | 0 | 0 | 0 | 0 | 0 | 0 | 0 | 0 | 0 | 0 | 0 | 0 | 0 | 0 | 0 | 0 | 0 | 0
F4_Residential_Multi-Family Low Income_Existing_Appliances_Natural Gas_Stove/Oven_E7 | F4 | Residential | Multi-Family Low Income | Existing | Appliances | Natural Gas | Stove/Oven | E7 | RVT BC Ratio | 0 | 0 | 0 | 0 | 0 | 0 | 0 | 0 | 0 | 0 | 0 | 0 | 0 | 0 | 0 | 0 | 0 | 0 | 0 | 0 | 0 | 0 | 0 | 0 | 0 | 0 | 0 | 0 | 0 | 0 | 0 | 0 | 0
F4_Residential_Multi-Family Low Income_Existing_Appliances_Natural Gas_Stove/Oven_E8 | F4 | Residential | Multi-Family Low Income | Existing | Appliances | Natural Gas | Stove/Oven | E8 | RVT BC Ratio | 0 | 0 | 0 | 0 | 0 | 0 | 0 | 0 | 0 | 0 | 0 | 0 | 0 | 0 | 0 | 0 | 0 | 0 | 0 | 0 | 0 | 0 | 0 | 0 | 0 | 0 | 0 | 0 | 0 | 0 | 0 | 0 | 0
F4_Residential_Multi-Family Low Income_Existing_Appliances_Natural Gas_Stove/Oven_E9 | F4 | Residential | Multi-Family Low Income | Existing | Appliances | Natural Gas | Stove/Oven | E9 | RVT BC Ratio | 0 | 0 | 0 | 0 | 0 | 0 | 0 | 0 | 0 | 0 | 0 | 0 | 0 | 0 | 0 | 0 | 0 | 0 | 0 | 0 | 0 | 0 | 0 | 0 | 0 | 0 | 0 | 0 | 0 | 0 | 0 | 0 | 0
F4_Residential_Multi-Family Low Income_Existing_Appliances_Natural Gas_Stove/Oven_E10 | F4 | Residential | Multi-Family Low Income | Existing | Appliances | Natural Gas | Stove/Oven | E10 | RVT BC Ratio | 0 | 0 | 0 | 0 | 0 | 0 | 0 | 0 | 0 | 0 | 0 | 0 | 0 | 0 | 0 | 0 | 0 | 0 | 0 | 0 | 0 | 0 | 0 | 0 | 0 | 0 | 0 | 0 | 0 | 0 | 0 | 0 | 0
F5_Residential_Multi-Family Low Income_Existing_Appliances_Natural Gas_Stove/Oven_E1 | F5 | Residential | Multi-Family Low Income | Existing | Appliances | Natural Gas | Stove/Oven | E1 | RIM BC Ratio | bar: 2019 to 2051
F5_Residential_Multi-Family Low Income_Existing_Appliances_Natural Gas_Stove/Oven_E2 | F5 | Residential | Multi-Family Low Income | Existing | Appliances | Natural Gas | Stove/Oven | E2 | RIM BC Ratio | 0.68127 | 0.68287 | 0.68571 | 0.68805 | 0.68746 | 0.68832 | 0.69036 | 0.69202 | 0.694 | 0.69589 | 0.69777 | 0.69953 | 0.70136 | 0.70326 | 0.70505 | 0.70688 | 0.70869 | 0.71062 | 0.7124 | 0.71404 | 0.71537 | 0.71652 | 0.71726 | 0.71779 | 0.71786 | 0.71769 | 0.71736 | 0.71682 | 0.71602 | 0.71502 | 0.71367 | 0.71215 | 0.71031
F5_Residential_Multi-Family Low Income_Existing_Appliances_Natural Gas_Stove/Oven_E3 | F5 | Residential | Multi-Family Low Income | Existing | Appliances | Natural Gas | Stove/Oven | E3 | RIM BC Ratio | 0 | 0 | 0 | 0 | 0 | 0 | 0 | 0 | 0 | 0 | 0 | 0 | 0 | 0 | 0 | 0 | 0 | 0 | 0 | 0 | 0 | 0 | 0 | 0 | 0 | 0 | 0 | 0 | 0 | 0 | 0 | 0 | 0
F5_Residential_Multi-Family Low Income_Existing_Appliances_Natural Gas_Stove/Oven_E4 | F5 | Residential | Multi-Family Low Income | Existing | Appliances | Natural Gas | Stove/Oven | E4 | RIM BC Ratio | 0 | 0 | 0 | 0 | 0 | 0 | 0 | 0 | 0 | 0 | 0 | 0 | 0 | 0 | 0 | 0 | 0 | 0 | 0 | 0 | 0 | 0 | 0 | 0 | 0 | 0 | 0 | 0 | 0 | 0 | 0 | 0 | 0
F5_Residential_Multi-Family Low Income_Existing_Appliances_Natural Gas_Stove/Oven_E5 | F5 | Residential | Multi-Family Low Income | Existing | Appliances | Natural Gas | Stove/Oven | E5 | RIM BC Ratio | 0 | 0 | 0 | 0 | 0 | 0 | 0 | 0 | 0 | 0 | 0 | 0 | 0 | 0 | 0 | 0 | 0 | 0 | 0 | 0 | 0 | 0 | 0 | 0 | 0 | 0 | 0 | 0 | 0 | 0 | 0 | 0 | 0
F5_Residential_Multi-Family Low Income_Existing_Appliances_Natural Gas_Stove/Oven_E6 | F5 | Residential | Multi-Family Low Income | Existing | Appliances | Natural Gas | Stove/Oven | E6 | RIM BC Ratio | 0 | 0 | 0 | 0 | 0 | 0 | 0 | 0 | 0 | 0 | 0 | 0 | 0 | 0 | 0 | 0 | 0 | 0 | 0 | 0 | 0 | 0 | 0 | 0 | 0 | 0 | 0 | 0 | 0 | 0 | 0 | 0 | 0
F5_Residential_Multi-Family Low Income_Existing_Appliances_Natural Gas_Stove/Oven_E7 | F5 | Residential | Multi-Family Low Income | Existing | Appliances | Natural Gas | Stove/Oven | E7 | RIM BC Ratio | 0 | 0 | 0 | 0 | 0 | 0 | 0 | 0 | 0 | 0 | 0 | 0 | 0 | 0 | 0 | 0 | 0 | 0 | 0 | 0 | 0 | 0 | 0 | 0 | 0 | 0 | 0 | 0 | 0 | 0 | 0 | 0 | 0
F5_Residential_Multi-Family Low Income_Existing_Appliances_Natural Gas_Stove/Oven_E8 | F5 | Residential | Multi-Family Low Income | Existing | Appliances | Natural Gas | Stove/Oven | E8 | RIM BC Ratio | 0 | 0 | 0 | 0 | 0 | 0 | 0 | 0 | 0 | 0 | 0 | 0 | 0 | 0 | 0 | 0 | 0 | 0 | 0 | 0 | 0 | 0 | 0 | 0 | 0 | 0 | 0 | 0 | 0 | 0 | 0 | 0 | 0
F5_Residential_Multi-Family Low Income_Existing_Appliances_Natural Gas_Stove/Oven_E9 | F5 | Residential | Multi-Family Low Income | Existing | Appliances | Natural Gas | Stove/Oven | E9 | RIM BC Ratio | 0 | 0 | 0 | 0 | 0 | 0 | 0 | 0 | 0 | 0 | 0 | 0 | 0 | 0 | 0 | 0 | 0 | 0 | 0 | 0 | 0 | 0 | 0 | 0 | 0 | 0 | 0 | 0 | 0 | 0 | 0 | 0 | 0
F5_Residential_Multi-Family Low Income_Existing_Appliances_Natural Gas_Stove/Oven_E10 | F5 | Residential | Multi-Family Low Income | Existing | Appliances | Natural Gas | Stove/Oven | E10 | RIM BC Ratio | 0 | 0 | 0 | 0 | 0 | 0 | 0 | 0 | 0 | 0 | 0 | 0 | 0 | 0 | 0 | 0 | 0 | 0 | 0 | 0 | 0 | 0 | 0 | 0 | 0 | 0 | 0 | 0 | 0 | 0 | 0 | 0 | 0
F0_Residential_Multi-Family Low Income_Existing_Miscellaneous_Natural Gas_Pool Heater_E0 | F0 | Residential | Multi-Family Low Income | Existing | Miscellaneous | Natural Gas | Pool Heater | E0 | Economic Unit | Standard (EF 0.82) | Standard (EF 0.82) | Standard (EF 0.82) | Standard (EF 0.82) | Standard (EF 0.82) | Standard (EF 0.82) | Standard (EF 0.82) | Standard (EF 0.82) | Standard (EF 0.82) | Standard (EF 0.82) | Standard (EF 0.82) | Standard (EF 0.82) | Standard (EF 0.82) | Standard (EF 0.82) | Standard (EF 0.82) | Standard (EF 0.82) | Standard (EF 0.82) | Standard (EF 0.82) | Standard (EF 0.82) | Standard (EF 0.82) | Standard (EF 0.82) | Standard (EF 0.82) | Standard (EF 0.82) | Standard (EF 0.82) | Standard (EF 0.82) | Standard (EF 0.82) | Standard (EF 0.82) | Standard (EF 0.82) | Standard (EF 0.82) | Standard (EF 0.82) | Standard (EF 0.82) | Standard (EF 0.82) | Standard (EF 0.82)
F1_Residential_Multi-Family Low Income_Existing_Miscellaneous_Natural Gas_Pool Heater_E1 | F1 | Residential | Multi-Family Low Income | Existing | Miscellaneous | Natural Gas | Pool Heater | E1 | CCE | 0 | 0 | 0 | 0 | 0 | 0 | 0 | 0 | 0 | 0 | 0 | 0 | 0 | 0 | 0 | 0 | 0 | 0 | 0 | 0 | 0 | 0 | 0 | 0 | 0 | 0 | 0 | 0 | 0 | 0 | 0 | 0 | 0
F1_Residential_Multi-Family Low Income_Existing_Miscellaneous_Natural Gas_Pool Heater_E2 | F1 | Residential | Multi-Family Low Income | Existing | Miscellaneous | Natural Gas | Pool Heater | E2 | CCE | 42.1912 | 43.4894 | 42.6065 | 39.0589 | 39.0589 | 39.0589 | 39.0589 | 39.0589 | 39.0589 | 39.0589 | 39.0589 | 39.0589 | 39.0589 | 39.0589 | 39.0589 | 39.0589 | 39.0589 | 39.0589 | 39.0589 | 39.0589 | 39.0589 | 39.0589 | 39.0589 | 39.0589 | 39.0589 | 39.0589 | 39.0589 | 39.0589 | 39.0589 | 39.0589 | 39.0589 | 39.0589 | 39.0589
F1_Residential_Multi-Family Low Income_Existing_Miscellaneous_Natural Gas_Pool Heater_E3 | F1 | Residential | Multi-Family Low Income | Existing | Miscellaneous | Natural Gas | Pool Heater | E3 | CCE | 49.4829 | 51.0054 | 49.9699 | 45.8092 | 45.8092 | 45.8092 | 45.8092 | 45.8092 | 45.8092 | 45.8092 | 45.8092 | 45.8092 | 45.8092 | 45.8092 | 45.8092 | 45.8092 | 45.8092 | 45.8092 | 45.8092 | 45.8092 | 45.8092 | 45.8092 | 45.8092 | 45.8092 | 45.8092 | 45.8092 | 45.8092 | 45.8092 | 45.8092 | 45.8092 | 45.8092 | 45.8092 | 45.8092
F1_Residential_Multi-Family Low Income_Existing_Miscellaneous_Natural Gas_Pool Heater_E4 | F1 | Residential | Multi-Family Low Income | Existing | Miscellaneous | Natural Gas | Pool Heater | E4 | CCE | 47.5688 | 49.0325 | 48.0371 | 44.0373 | 44.0373 | 44.0373 | 44.0373 | 44.0373 | 44.0373 | 44.0373 | 44.0373 | 44.0373 | 44.0373 | 44.0373 | 44.0373 | 44.0373 | 44.0373 | 44.0373 | 44.0373 | 44.0373 | 44.0373 | 44.0373 | 44.0373 | 44.0373 | 44.0373 | 44.0373 | 44.0373 | 44.0373 | 44.0373 | 44.0373 | 44.0373 | 44.0373 | 44.0373
F1_Residential_Multi-Family Low Income_Existing_Miscellaneous_Natural Gas_Pool Heater_E5 | F1 | Residential | Multi-Family Low Income | Existing | Miscellaneous | Natural Gas | Pool Heater | E5 | CCE | 0 | 0 | 0 | 0 | 0 | 0 | 0 | 0 | 0 | 0 | 0 | 0 | 0 | 0 | 0 | 0 | 0 | 0 | 0 | 0 | 0 | 0 | 0 | 0 | 0 | 0 | 0 | 0 | 0 | 0 | 0 | 0 | 0
F1_Residential_Multi-Family Low Income_Existing_Miscellaneous_Natural Gas_Pool Heater_E6 | F1 | Residential | Multi-Family Low Income | Existing | Miscellaneous | Natural Gas | Pool Heater | E6 | CCE | 0 | 0 | 0 | 0 | 0 | 0 | 0 | 0 | 0 | 0 | 0 | 0 | 0 | 0 | 0 | 0 | 0 | 0 | 0 | 0 | 0 | 0 | 0 | 0 | 0 | 0 | 0 | 0 | 0 | 0 | 0 | 0 | 0
F1_Residential_Multi-Family Low Income_Existing_Miscellaneous_Natural Gas_Pool Heater_E7 | F1 | Residential | Multi-Family Low Income | Existing | Miscellaneous | Natural Gas | Pool Heater | E7 | CCE | 0 | 0 | 0 | 0 | 0 | 0 | 0 | 0 | 0 | 0 | 0 | 0 | 0 | 0 | 0 | 0 | 0 | 0 | 0 | 0 | 0 | 0 | 0 | 0 | 0 | 0 | 0 | 0 | 0 | 0 | 0 | 0 | 0
F1_Residential_Multi-Family Low Income_Existing_Miscellaneous_Natural Gas_Pool Heater_E8 | F1 | Residential | Multi-Family Low Income | Existing | Miscellaneous | Natural Gas | Pool Heater | E8 | CCE | 0 | 0 | 0 | 0 | 0 | 0 | 0 | 0 | 0 | 0 | 0 | 0 | 0 | 0 | 0 | 0 | 0 | 0 | 0 | 0 | 0 | 0 | 0 | 0 | 0 | 0 | 0 | 0 | 0 | 0 | 0 | 0 | 0
F1_Residential_Multi-Family Low Income_Existing_Miscellaneous_Natural Gas_Pool Heater_E9 | F1 | Residential | Multi-Family Low Income | Existing | Miscellaneous | Natural Gas | Pool Heater | E9 | CCE | 0 | 0 | 0 | 0 | 0 | 0 | 0 | 0 | 0 | 0 | 0 | 0 | 0 | 0 | 0 | 0 | 0 | 0 | 0 | 0 | 0 | 0 | 0 | 0 | 0 | 0 | 0 | 0 | 0 | 0 | 0 | 0 | 0
F1_Residential_Multi-Family Low Income_Existing_Miscellaneous_Natural Gas_Pool Heater_E10 | F1 | Residential | Multi-Family Low Income | Existing | Miscellaneous | Natural Gas | Pool Heater | E10 | CCE | 0 | 0 | 0 | 0 | 0 | 0 | 0 | 0 | 0 | 0 | 0 | 0 | 0 | 0 | 0 | 0 | 0 | 0 | 0 | 0 | 0 | 0 | 0 | 0 | 0 | 0 | 0 | 0 | 0 | 0 | 0 | 0 | 0
F2_Residential_Multi-Family Low Income_Existing_Miscellaneous_Natural Gas_Pool Heater_E1 | F2 | Residential | Multi-Family Low Income | Existing | Miscellaneous | Natural Gas | Pool Heater | E1 | TRC BC Ratio | bar: 2019 to 2051
F2_Residential_Multi-Family Low Income_Existing_Miscellaneous_Natural Gas_Pool Heater_E2 | F2 | Residential | Multi-Family Low Income | Existing | Miscellaneous | Natural Gas | Pool Heater | E2 | TRC BC Ratio | 0 | 0 | 0 | 0 | 0 | 0 | 0 | 0 | 0 | 0 | 0 | 0 | 0 | 0 | 0 | 0 | 0 | 0 | 0 | 0 | 0 | 0 | 0 | 0 | 0 | 0 | 0 | 0 | 0 | 0 | 0 | 0 | 0
F2_Residential_Multi-Family Low Income_Existing_Miscellaneous_Natural Gas_Pool Heater_E3 | F2 | Residential | Multi-Family Low Income | Existing | Miscellaneous | Natural Gas | Pool Heater | E3 | TRC BC Ratio | 0 | 0 | 0 | 0 | 0 | 0 | 0 | 0 | 0 | 0 | 0 | 0 | 0 | 0 | 0 | 0 | 0 | 0 | 0 | 0 | 0 | 0 | 0 | 0 | 0 | 0 | 0 | 0 | 0 | 0 | 0 | 0 | 0
F2_Residential_Multi-Family Low Income_Existing_Miscellaneous_Natural Gas_Pool Heater_E4 | F2 | Residential | Multi-Family Low Income | Existing | Miscellaneous | Natural Gas | Pool Heater | E4 | TRC BC Ratio | 0 | 0 | 0 | 0 | 0 | 0 | 0 | 0 | 0 | 0 | 0 | 0 | 0 | 0 | 0 | 0 | 0 | 0 | 0 | 0 | 0 | 0 | 0 | 0 | 0 | 0 | 0 | 0 | 0 | 0 | 0 | 0 | 0
F2_Residential_Multi-Family Low Income_Existing_Miscellaneous_Natural Gas_Pool Heater_E5 | F2 | Residential | Multi-Family Low Income | Existing | Miscellaneous | Natural Gas | Pool Heater | E5 | TRC BC Ratio | 0 | 0 | 0 | 0 | 0 | 0 | 0 | 0 | 0 | 0 | 0 | 0 | 0 | 0 | 0 | 0 | 0 | 0 | 0 | 0 | 0 | 0 | 0 | 0 | 0 | 0 | 0 | 0 | 0 | 0 | 0 | 0 | 0
F2_Residential_Multi-Family Low Income_Existing_Miscellaneous_Natural Gas_Pool Heater_E6 | F2 | Residential | Multi-Family Low Income | Existing | Miscellaneous | Natural Gas | Pool Heater | E6 | TRC BC Ratio | 0 | 0 | 0 | 0 | 0 | 0 | 0 | 0 | 0 | 0 | 0 | 0 | 0 | 0 | 0 | 0 | 0 | 0 | 0 | 0 | 0 | 0 | 0 | 0 | 0 | 0 | 0 | 0 | 0 | 0 | 0 | 0 | 0
F2_Residential_Multi-Family Low Income_Existing_Miscellaneous_Natural Gas_Pool Heater_E7 | F2 | Residential | Multi-Family Low Income | Existing | Miscellaneous | Natural Gas | Pool Heater | E7 | TRC BC Ratio | 0 | 0 | 0 | 0 | 0 | 0 | 0 | 0 | 0 | 0 | 0 | 0 | 0 | 0 | 0 | 0 | 0 | 0 | 0 | 0 | 0 | 0 | 0 | 0 | 0 | 0 | 0 | 0 | 0 | 0 | 0 | 0 | 0
F2_Residential_Multi-Family Low Income_Existing_Miscellaneous_Natural Gas_Pool Heater_E8 | F2 | Residential | Multi-Family Low Income | Existing | Miscellaneous | Natural Gas | Pool Heater | E8 | TRC BC Ratio | 0 | 0 | 0 | 0 | 0 | 0 | 0 | 0 | 0 | 0 | 0 | 0 | 0 | 0 | 0 | 0 | 0 | 0 | 0 | 0 | 0 | 0 | 0 | 0 | 0 | 0 | 0 | 0 | 0 | 0 | 0 | 0 | 0
F2_Residential_Multi-Family Low Income_Existing_Miscellaneous_Natural Gas_Pool Heater_E9 | F2 | Residential | Multi-Family Low Income | Existing | Miscellaneous | Natural Gas | Pool Heater | E9 | TRC BC Ratio | 0 | 0 | 0 | 0 | 0 | 0 | 0 | 0 | 0 | 0 | 0 | 0 | 0 | 0 | 0 | 0 | 0 | 0 | 0 | 0 | 0 | 0 | 0 | 0 | 0 | 0 | 0 | 0 | 0 | 0 | 0 | 0 | 0
F2_Residential_Multi-Family Low Income_Existing_Miscellaneous_Natural Gas_Pool Heater_E10 | F2 | Residential | Multi-Family Low Income | Existing | Miscellaneous | Natural Gas | Pool Heater | E10 | TRC BC Ratio | 0 | 0 | 0 | 0 | 0 | 0 | 0 | 0 | 0 | 0 | 0 | 0 | 0 | 0 | 0 | 0 | 0 | 0 | 0 | 0 | 0 | 0 | 0 | 0 | 0 | 0 | 0 | 0 | 0 | 0 | 0 | 0 | 0
F3_Residential_Multi-Family Low Income_Existing_Miscellaneous_Natural Gas_Pool Heater_E1 | F3 | Residential | Multi-Family Low Income | Existing | Miscellaneous | Natural Gas | Pool Heater | E1 | PACT BC Ratio | bar: 2019 to 2051
F3_Residential_Multi-Family Low Income_Existing_Miscellaneous_Natural Gas_Pool Heater_E2 | F3 | Residential | Multi-Family Low Income | Existing | Miscellaneous | Natural Gas | Pool Heater | E2 | PACT BC Ratio | 0 | 0 | 0 | 0 | 0 | 0 | 0 | 0 | 0 | 0 | 0 | 0 | 0 | 0 | 0 | 0 | 0 | 0 | 0 | 0 | 0 | 0 | 0 | 0 | 0 | 0 | 0 | 0 | 0 | 0 | 0 | 0 | 0
F3_Residential_Multi-Family Low Income_Existing_Miscellaneous_Natural Gas_Pool Heater_E3 | F3 | Residential | Multi-Family Low Income | Existing | Miscellaneous | Natural Gas | Pool Heater | E3 | PACT BC Ratio | 0 | 0 | 0 | 0 | 0 | 0 | 0 | 0 | 0 | 0 | 0 | 0 | 0 | 0 | 0 | 0 | 0 | 0 | 0 | 0 | 0 | 0 | 0 | 0 | 0 | 0 | 0 | 0 | 0 | 0 | 0 | 0 | 0
F3_Residential_Multi-Family Low Income_Existing_Miscellaneous_Natural Gas_Pool Heater_E4 | F3 | Residential | Multi-Family Low Income | Existing | Miscellaneous | Natural Gas | Pool Heater | E4 | PACT BC Ratio | 0 | 0 | 0 | 0 | 0 | 0 | 0 | 0 | 0 | 0 | 0 | 0 | 0 | 0 | 0 | 0 | 0 | 0 | 0 | 0 | 0 | 0 | 0 | 0 | 0 | 0 | 0 | 0 | 0 | 0 | 0 | 0 | 0
F3_Residential_Multi-Family Low Income_Existing_Miscellaneous_Natural Gas_Pool Heater_E5 | F3 | Residential | Multi-Family Low Income | Existing | Miscellaneous | Natural Gas | Pool Heater | E5 | PACT BC Ratio | 0 | 0 | 0 | 0 | 0 | 0 | 0 | 0 | 0 | 0 | 0 | 0 | 0 | 0 | 0 | 0 | 0 | 0 | 0 | 0 | 0 | 0 | 0 | 0 | 0 | 0 | 0 | 0 | 0 | 0 | 0 | 0 | 0
F3_Residential_Multi-Family Low Income_Existing_Miscellaneous_Natural Gas_Pool Heater_E6 | F3 | Residential | Multi-Family Low Income | Existing | Miscellaneous | Natural Gas | Pool Heater | E6 | PACT BC Ratio | 0 | 0 | 0 | 0 | 0 | 0 | 0 | 0 | 0 | 0 | 0 | 0 | 0 | 0 | 0 | 0 | 0 | 0 | 0 | 0 | 0 | 0 | 0 | 0 | 0 | 0 | 0 | 0 | 0 | 0 | 0 | 0 | 0
F3_Residential_Multi-Family Low Income_Existing_Miscellaneous_Natural Gas_Pool Heater_E7 | F3 | Residential | Multi-Family Low Income | Existing | Miscellaneous | Natural Gas | Pool Heater | E7 | PACT BC Ratio | 0 | 0 | 0 | 0 | 0 | 0 | 0 | 0 | 0 | 0 | 0 | 0 | 0 | 0 | 0 | 0 | 0 | 0 | 0 | 0 | 0 | 0 | 0 | 0 | 0 | 0 | 0 | 0 | 0 | 0 | 0 | 0 | 0
F3_Residential_Multi-Family Low Income_Existing_Miscellaneous_Natural Gas_Pool Heater_E8 | F3 | Residential | Multi-Family Low Income | Existing | Miscellaneous | Natural Gas | Pool Heater | E8 | PACT BC Ratio | 0 | 0 | 0 | 0 | 0 | 0 | 0 | 0 | 0 | 0 | 0 | 0 | 0 | 0 | 0 | 0 | 0 | 0 | 0 | 0 | 0 | 0 | 0 | 0 | 0 | 0 | 0 | 0 | 0 | 0 | 0 | 0 | 0
F3_Residential_Multi-Family Low Income_Existing_Miscellaneous_Natural Gas_Pool Heater_E9 | F3 | Residential | Multi-Family Low Income | Existing | Miscellaneous | Natural Gas | Pool Heater | E9 | PACT BC Ratio | 0 | 0 | 0 | 0 | 0 | 0 | 0 | 0 | 0 | 0 | 0 | 0 | 0 | 0 | 0 | 0 | 0 | 0 | 0 | 0 | 0 | 0 | 0 | 0 | 0 | 0 | 0 | 0 | 0 | 0 | 0 | 0 | 0
F3_Residential_Multi-Family Low Income_Existing_Miscellaneous_Natural Gas_Pool Heater_E10 | F3 | Residential | Multi-Family Low Income | Existing | Miscellaneous | Natural Gas | Pool Heater | E10 | PACT BC Ratio | 0 | 0 | 0 | 0 | 0 | 0 | 0 | 0 | 0 | 0 | 0 | 0 | 0 | 0 | 0 | 0 | 0 | 0 | 0 | 0 | 0 | 0 | 0 | 0 | 0 | 0 | 0 | 0 | 0 | 0 | 0 | 0 | 0
F4_Residential_Multi-Family Low Income_Existing_Miscellaneous_Natural Gas_Pool Heater_E1 | F4 | Residential | Multi-Family Low Income | Existing | Miscellaneous | Natural Gas | Pool Heater | E1 | RVT BC Ratio | bar: 2019 to 2051
F4_Residential_Multi-Family Low Income_Existing_Miscellaneous_Natural Gas_Pool Heater_E2 | F4 | Residential | Multi-Family Low Income | Existing | Miscellaneous | Natural Gas | Pool Heater | E2 | RVT BC Ratio | 0.7 | 0.7 | 0.7 | 0.7 | 0.7 | 0.7 | 0.7 | 0.7 | 0.7 | 0.7 | 0.7 | 0.7 | 0.7 | 0.7 | 0.7 | 0.7 | 0.7 | 0.7 | 0.7 | 0.7 | 0.7 | 0.7 | 0.7 | 0.7 | 0.7 | 0.7 | 0.7 | 0.7 | 0.7 | 0.7 | 0.7 | 0.7 | 0.7
F4_Residential_Multi-Family Low Income_Existing_Miscellaneous_Natural Gas_Pool Heater_E3 | F4 | Residential | Multi-Family Low Income | Existing | Miscellaneous | Natural Gas | Pool Heater | E3 | RVT BC Ratio | 0.7 | 0.7 | 0.7 | 0.7 | 0.7 | 0.7 | 0.7 | 0.7 | 0.7 | 0.7 | 0.7 | 0.7 | 0.7 | 0.7 | 0.7 | 0.7 | 0.7 | 0.7 | 0.7 | 0.7 | 0.7 | 0.7 | 0.7 | 0.7 | 0.7 | 0.7 | 0.7 | 0.7 | 0.7 | 0.7 | 0.7 | 0.7 | 0.7
F4_Residential_Multi-Family Low Income_Existing_Miscellaneous_Natural Gas_Pool Heater_E4 | F4 | Residential | Multi-Family Low Income | Existing | Miscellaneous | Natural Gas | Pool Heater | E4 | RVT BC Ratio | 0.7 | 0.7 | 0.7 | 0.7 | 0.7 | 0.7 | 0.7 | 0.7 | 0.7 | 0.7 | 0.7 | 0.7 | 0.7 | 0.7 | 0.7 | 0.7 | 0.7 | 0.7 | 0.7 | 0.7 | 0.7 | 0.7 | 0.7 | 0.7 | 0.7 | 0.7 | 0.7 | 0.7 | 0.7 | 0.7 | 0.7 | 0.7 | 0.7
F4_Residential_Multi-Family Low Income_Existing_Miscellaneous_Natural Gas_Pool Heater_E5 | F4 | Residential | Multi-Family Low Income | Existing | Miscellaneous | Natural Gas | Pool Heater | E5 | RVT BC Ratio | 0 | 0 | 0 | 0 | 0 | 0 | 0 | 0 | 0 | 0 | 0 | 0 | 0 | 0 | 0 | 0 | 0 | 0 | 0 | 0 | 0 | 0 | 0 | 0 | 0 | 0 | 0 | 0 | 0 | 0 | 0 | 0 | 0
F4_Residential_Multi-Family Low Income_Existing_Miscellaneous_Natural Gas_Pool Heater_E6 | F4 | Residential | Multi-Family Low Income | Existing | Miscellaneous | Natural Gas | Pool Heater | E6 | RVT BC Ratio | 0 | 0 | 0 | 0 | 0 | 0 | 0 | 0 | 0 | 0 | 0 | 0 | 0 | 0 | 0 | 0 | 0 | 0 | 0 | 0 | 0 | 0 | 0 | 0 | 0 | 0 | 0 | 0 | 0 | 0 | 0 | 0 | 0
F4_Residential_Multi-Family Low Income_Existing_Miscellaneous_Natural Gas_Pool Heater_E7 | F4 | Residential | Multi-Family Low Income | Existing | Miscellaneous | Natural Gas | Pool Heater | E7 | RVT BC Ratio | 0 | 0 | 0 | 0 | 0 | 0 | 0 | 0 | 0 | 0 | 0 | 0 | 0 | 0 | 0 | 0 | 0 | 0 | 0 | 0 | 0 | 0 | 0 | 0 | 0 | 0 | 0 | 0 | 0 | 0 | 0 | 0 | 0
F4_Residential_Multi-Family Low Income_Existing_Miscellaneous_Natural Gas_Pool Heater_E8 | F4 | Residential | Multi-Family Low Income | Existing | Miscellaneous | Natural Gas | Pool Heater | E8 | RVT BC Ratio | 0 | 0 | 0 | 0 | 0 | 0 | 0 | 0 | 0 | 0 | 0 | 0 | 0 | 0 | 0 | 0 | 0 | 0 | 0 | 0 | 0 | 0 | 0 | 0 | 0 | 0 | 0 | 0 | 0 | 0 | 0 | 0 | 0
F4_Residential_Multi-Family Low Income_Existing_Miscellaneous_Natural Gas_Pool Heater_E9 | F4 | Residential | Multi-Family Low Income | Existing | Miscellaneous | Natural Gas | Pool Heater | E9 | RVT BC Ratio | 0 | 0 | 0 | 0 | 0 | 0 | 0 | 0 | 0 | 0 | 0 | 0 | 0 | 0 | 0 | 0 | 0 | 0 | 0 | 0 | 0 | 0 | 0 | 0 | 0 | 0 | 0 | 0 | 0 | 0 | 0 | 0 | 0
F4_Residential_Multi-Family Low Income_Existing_Miscellaneous_Natural Gas_Pool Heater_E10 | F4 | Residential | Multi-Family Low Income | Existing | Miscellaneous | Natural Gas | Pool Heater | E10 | RVT BC Ratio | 0 | 0 | 0 | 0 | 0 | 0 | 0 | 0 | 0 | 0 | 0 | 0 | 0 | 0 | 0 | 0 | 0 | 0 | 0 | 0 | 0 | 0 | 0 | 0 | 0 | 0 | 0 | 0 | 0 | 0 | 0 | 0 | 0
F5_Residential_Multi-Family Low Income_Existing_Miscellaneous_Natural Gas_Pool Heater_E1 | F5 | Residential | Multi-Family Low Income | Existing | Miscellaneous | Natural Gas | Pool Heater | E1 | RIM BC Ratio | bar: 2019 to 2051
F5_Residential_Multi-Family Low Income_Existing_Miscellaneous_Natural Gas_Pool Heater_E2 | F5 | Residential | Multi-Family Low Income | Existing | Miscellaneous | Natural Gas | Pool Heater | E2 | RIM BC Ratio | 0 | 0 | 0 | 0 | 0 | 0 | 0 | 0 | 0 | 0 | 0 | 0 | 0 | 0 | 0 | 0 | 0 | 0 | 0 | 0 | 0 | 0 | 0 | 0 | 0 | 0 | 0 | 0 | 0 | 0 | 0 | 0 | 0
F5_Residential_Multi-Family Low Income_Existing_Miscellaneous_Natural Gas_Pool Heater_E3 | F5 | Residential | Multi-Family Low Income | Existing | Miscellaneous | Natural Gas | Pool Heater | E3 | RIM BC Ratio | 0 | 0 | 0 | 0 | 0 | 0 | 0 | 0 | 0 | 0 | 0 | 0 | 0 | 0 | 0 | 0 | 0 | 0 | 0 | 0 | 0 | 0 | 0 | 0 | 0 | 0 | 0 | 0 | 0 | 0 | 0 | 0 | 0
F5_Residential_Multi-Family Low Income_Existing_Miscellaneous_Natural Gas_Pool Heater_E4 | F5 | Residential | Multi-Family Low Income | Existing | Miscellaneous | Natural Gas | Pool Heater | E4 | RIM BC Ratio | 0 | 0 | 0 | 0 | 0 | 0 | 0 | 0 | 0 | 0 | 0 | 0 | 0 | 0 | 0 | 0 | 0 | 0 | 0 | 0 | 0 | 0 | 0 | 0 | 0 | 0 | 0 | 0 | 0 | 0 | 0 | 0 | 0
F5_Residential_Multi-Family Low Income_Existing_Miscellaneous_Natural Gas_Pool Heater_E5 | F5 | Residential | Multi-Family Low Income | Existing | Miscellaneous | Natural Gas | Pool Heater | E5 | RIM BC Ratio | 0 | 0 | 0 | 0 | 0 | 0 | 0 | 0 | 0 | 0 | 0 | 0 | 0 | 0 | 0 | 0 | 0 | 0 | 0 | 0 | 0 | 0 | 0 | 0 | 0 | 0 | 0 | 0 | 0 | 0 | 0 | 0 | 0
F5_Residential_Multi-Family Low Income_Existing_Miscellaneous_Natural Gas_Pool Heater_E6 | F5 | Residential | Multi-Family Low Income | Existing | Miscellaneous | Natural Gas | Pool Heater | E6 | RIM BC Ratio | 0 | 0 | 0 | 0 | 0 | 0 | 0 | 0 | 0 | 0 | 0 | 0 | 0 | 0 | 0 | 0 | 0 | 0 | 0 | 0 | 0 | 0 | 0 | 0 | 0 | 0 | 0 | 0 | 0 | 0 | 0 | 0 | 0
F5_Residential_Multi-Family Low Income_Existing_Miscellaneous_Natural Gas_Pool Heater_E7 | F5 | Residential | Multi-Family Low Income | Existing | Miscellaneous | Natural Gas | Pool Heater | E7 | RIM BC Ratio | 0 | 0 | 0 | 0 | 0 | 0 | 0 | 0 | 0 | 0 | 0 | 0 | 0 | 0 | 0 | 0 | 0 | 0 | 0 | 0 | 0 | 0 | 0 | 0 | 0 | 0 | 0 | 0 | 0 | 0 | 0 | 0 | 0
F5_Residential_Multi-Family Low Income_Existing_Miscellaneous_Natural Gas_Pool Heater_E8 | F5 | Residential | Multi-Family Low Income | Existing | Miscellaneous | Natural Gas | Pool Heater | E8 | RIM BC Ratio | 0 | 0 | 0 | 0 | 0 | 0 | 0 | 0 | 0 | 0 | 0 | 0 | 0 | 0 | 0 | 0 | 0 | 0 | 0 | 0 | 0 | 0 | 0 | 0 | 0 | 0 | 0 | 0 | 0 | 0 | 0 | 0 | 0
F5_Residential_Multi-Family Low Income_Existing_Miscellaneous_Natural Gas_Pool Heater_E9 | F5 | Residential | Multi-Family Low Income | Existing | Miscellaneous | Natural Gas | Pool Heater | E9 | RIM BC Ratio | 0 | 0 | 0 | 0 | 0 | 0 | 0 | 0 | 0 | 0 | 0 | 0 | 0 | 0 | 0 | 0 | 0 | 0 | 0 | 0 | 0 | 0 | 0 | 0 | 0 | 0 | 0 | 0 | 0 | 0 | 0 | 0 | 0
F5_Residential_Multi-Family Low Income_Existing_Miscellaneous_Natural Gas_Pool Heater_E10 | F5 | Residential | Multi-Family Low Income | Existing | Miscellaneous | Natural Gas | Pool Heater | E10 | RIM BC Ratio | 0 | 0 | 0 | 0 | 0 | 0 | 0 | 0 | 0 | 0 | 0 | 0 | 0 | 0 | 0 | 0 | 0 | 0 | 0 | 0 | 0 | 0 | 0 | 0 | 0 | 0 | 0 | 0 | 0 | 0 | 0 | 0 | 0
F0_Residential_Multi-Family Low Income_Existing_Miscellaneous_Natural Gas_Miscellaneous_E0 | F0 | Residential | Multi-Family Low Income | Existing | Miscellaneous | Natural Gas | Miscellaneous | E0 | Economic Unit | Default | Default | Default | Default | Default | Default | Default | Default | Default | Default | Default | Default | Default | Default | Default | Default | Default | Default | Default | Default | Default | Default | Default | Default | Default | Default | Default | Default | Default | Default | Default | Default | Default
F1_Residential_Multi-Family Low Income_Existing_Miscellaneous_Natural Gas_Miscellaneous_E1 | F1 | Residential | Multi-Family Low Income | Existing | Miscellaneous | Natural Gas | Miscellaneous | E1 | CCE | 0 | 0 | 0 | 0 | 0 | 0 | 0 | 0 | 0 | 0 | 0 | 0 | 0 | 0 | 0 | 0 | 0 | 0 | 0 | 0 | 0 | 0 | 0 | 0 | 0 | 0 | 0 | 0 | 0 | 0 | 0 | 0 | 0
F1_Residential_Multi-Family Low Income_Existing_Miscellaneous_Natural Gas_Miscellaneous_E2 | F1 | Residential | Multi-Family Low Income | Existing | Miscellaneous | Natural Gas | Miscellaneous | E2 | CCE | 0 | 0 | 0 | 0 | 0 | 0 | 0 | 0 | 0 | 0 | 0 | 0 | 0 | 0 | 0 | 0 | 0 | 0 | 0 | 0 | 0 | 0 | 0 | 0 | 0 | 0 | 0 | 0 | 0 | 0 | 0 | 0 | 0
F1_Residential_Multi-Family Low Income_Existing_Miscellaneous_Natural Gas_Miscellaneous_E3 | F1 | Residential | Multi-Family Low Income | Existing | Miscellaneous | Natural Gas | Miscellaneous | E3 | CCE | 0 | 0 | 0 | 0 | 0 | 0 | 0 | 0 | 0 | 0 | 0 | 0 | 0 | 0 | 0 | 0 | 0 | 0 | 0 | 0 | 0 | 0 | 0 | 0 | 0 | 0 | 0 | 0 | 0 | 0 | 0 | 0 | 0
F1_Residential_Multi-Family Low Income_Existing_Miscellaneous_Natural Gas_Miscellaneous_E4 | F1 | Residential | Multi-Family Low Income | Existing | Miscellaneous | Natural Gas | Miscellaneous | E4 | CCE | 0 | 0 | 0 | 0 | 0 | 0 | 0 | 0 | 0 | 0 | 0 | 0 | 0 | 0 | 0 | 0 | 0 | 0 | 0 | 0 | 0 | 0 | 0 | 0 | 0 | 0 | 0 | 0 | 0 | 0 | 0 | 0 | 0
F1_Residential_Multi-Family Low Income_Existing_Miscellaneous_Natural Gas_Miscellaneous_E5 | F1 | Residential | Multi-Family Low Income | Existing | Miscellaneous | Natural Gas | Miscellaneous | E5 | CCE | 0 | 0 | 0 | 0 | 0 | 0 | 0 | 0 | 0 | 0 | 0 | 0 | 0 | 0 | 0 | 0 | 0 | 0 | 0 | 0 | 0 | 0 | 0 | 0 | 0 | 0 | 0 | 0 | 0 | 0 | 0 | 0 | 0
F1_Residential_Multi-Family Low Income_Existing_Miscellaneous_Natural Gas_Miscellaneous_E6 | F1 | Residential | Multi-Family Low Income | Existing | Miscellaneous | Natural Gas | Miscellaneous | E6 | CCE | 0 | 0 | 0 | 0 | 0 | 0 | 0 | 0 | 0 | 0 | 0 | 0 | 0 | 0 | 0 | 0 | 0 | 0 | 0 | 0 | 0 | 0 | 0 | 0 | 0 | 0 | 0 | 0 | 0 | 0 | 0 | 0 | 0
F1_Residential_Multi-Family Low Income_Existing_Miscellaneous_Natural Gas_Miscellaneous_E7 | F1 | Residential | Multi-Family Low Income | Existing | Miscellaneous | Natural Gas | Miscellaneous | E7 | CCE | 0 | 0 | 0 | 0 | 0 | 0 | 0 | 0 | 0 | 0 | 0 | 0 | 0 | 0 | 0 | 0 | 0 | 0 | 0 | 0 | 0 | 0 | 0 | 0 | 0 | 0 | 0 | 0 | 0 | 0 | 0 | 0 | 0
F1_Residential_Multi-Family Low Income_Existing_Miscellaneous_Natural Gas_Miscellaneous_E8 | F1 | Residential | Multi-Family Low Income | Existing | Miscellaneous | Natural Gas | Miscellaneous | E8 | CCE | 0 | 0 | 0 | 0 | 0 | 0 | 0 | 0 | 0 | 0 | 0 | 0 | 0 | 0 | 0 | 0 | 0 | 0 | 0 | 0 | 0 | 0 | 0 | 0 | 0 | 0 | 0 | 0 | 0 | 0 | 0 | 0 | 0
F1_Residential_Multi-Family Low Income_Existing_Miscellaneous_Natural Gas_Miscellaneous_E9 | F1 | Residential | Multi-Family Low Income | Existing | Miscellaneous | Natural Gas | Miscellaneous | E9 | CCE | 0 | 0 | 0 | 0 | 0 | 0 | 0 | 0 | 0 | 0 | 0 | 0 | 0 | 0 | 0 | 0 | 0 | 0 | 0 | 0 | 0 | 0 | 0 | 0 | 0 | 0 | 0 | 0 | 0 | 0 | 0 | 0 | 0
F1_Residential_Multi-Family Low Income_Existing_Miscellaneous_Natural Gas_Miscellaneous_E10 | F1 | Residential | Multi-Family Low Income | Existing | Miscellaneous | Natural Gas | Miscellaneous | E10 | CCE | 0 | 0 | 0 | 0 | 0 | 0 | 0 | 0 | 0 | 0 | 0 | 0 | 0 | 0 | 0 | 0 | 0 | 0 | 0 | 0 | 0 | 0 | 0 | 0 | 0 | 0 | 0 | 0 | 0 | 0 | 0 | 0 | 0
F2_Residential_Multi-Family Low Income_Existing_Miscellaneous_Natural Gas_Miscellaneous_E1 | F2 | Residential | Multi-Family Low Income | Existing | Miscellaneous | Natural Gas | Miscellaneous | E1 | TRC BC Ratio | bar: 2019 to 2051
F2_Residential_Multi-Family Low Income_Existing_Miscellaneous_Natural Gas_Miscellaneous_E2 | F2 | Residential | Multi-Family Low Income | Existing | Miscellaneous | Natural Gas | Miscellaneous | E2 | TRC BC Ratio | 0 | 0 | 0 | 0 | 0 | 0 | 0 | 0 | 0 | 0 | 0 | 0 | 0 | 0 | 0 | 0 | 0 | 0 | 0 | 0 | 0 | 0 | 0 | 0 | 0 | 0 | 0 | 0 | 0 | 0 | 0 | 0 | 0
F2_Residential_Multi-Family Low Income_Existing_Miscellaneous_Natural Gas_Miscellaneous_E3 | F2 | Residential | Multi-Family Low Income | Existing | Miscellaneous | Natural Gas | Miscellaneous | E3 | TRC BC Ratio | 0 | 0 | 0 | 0 | 0 | 0 | 0 | 0 | 0 | 0 | 0 | 0 | 0 | 0 | 0 | 0 | 0 | 0 | 0 | 0 | 0 | 0 | 0 | 0 | 0 | 0 | 0 | 0 | 0 | 0 | 0 | 0 | 0
F2_Residential_Multi-Family Low Income_Existing_Miscellaneous_Natural Gas_Miscellaneous_E4 | F2 | Residential | Multi-Family Low Income | Existing | Miscellaneous | Natural Gas | Miscellaneous | E4 | TRC BC Ratio | 0 | 0 | 0 | 0 | 0 | 0 | 0 | 0 | 0 | 0 | 0 | 0 | 0 | 0 | 0 | 0 | 0 | 0 | 0 | 0 | 0 | 0 | 0 | 0 | 0 | 0 | 0 | 0 | 0 | 0 | 0 | 0 | 0
F2_Residential_Multi-Family Low Income_Existing_Miscellaneous_Natural Gas_Miscellaneous_E5 | F2 | Residential | Multi-Family Low Income | Existing | Miscellaneous | Natural Gas | Miscellaneous | E5 | TRC BC Ratio | 0 | 0 | 0 | 0 | 0 | 0 | 0 | 0 | 0 | 0 | 0 | 0 | 0 | 0 | 0 | 0 | 0 | 0 | 0 | 0 | 0 | 0 | 0 | 0 | 0 | 0 | 0 | 0 | 0 | 0 | 0 | 0 | 0
F2_Residential_Multi-Family Low Income_Existing_Miscellaneous_Natural Gas_Miscellaneous_E6 | F2 | Residential | Multi-Family Low Income | Existing | Miscellaneous | Natural Gas | Miscellaneous | E6 | TRC BC Ratio | 0 | 0 | 0 | 0 | 0 | 0 | 0 | 0 | 0 | 0 | 0 | 0 | 0 | 0 | 0 | 0 | 0 | 0 | 0 | 0 | 0 | 0 | 0 | 0 | 0 | 0 | 0 | 0 | 0 | 0 | 0 | 0 | 0
F2_Residential_Multi-Family Low Income_Existing_Miscellaneous_Natural Gas_Miscellaneous_E7 | F2 | Residential | Multi-Family Low Income | Existing | Miscellaneous | Natural Gas | Miscellaneous | E7 | TRC BC Ratio | 0 | 0 | 0 | 0 | 0 | 0 | 0 | 0 | 0 | 0 | 0 | 0 | 0 | 0 | 0 | 0 | 0 | 0 | 0 | 0 | 0 | 0 | 0 | 0 | 0 | 0 | 0 | 0 | 0 | 0 | 0 | 0 | 0
F2_Residential_Multi-Family Low Income_Existing_Miscellaneous_Natural Gas_Miscellaneous_E8 | F2 | Residential | Multi-Family Low Income | Existing | Miscellaneous | Natural Gas | Miscellaneous | E8 | TRC BC Ratio | 0 | 0 | 0 | 0 | 0 | 0 | 0 | 0 | 0 | 0 | 0 | 0 | 0 | 0 | 0 | 0 | 0 | 0 | 0 | 0 | 0 | 0 | 0 | 0 | 0 | 0 | 0 | 0 | 0 | 0 | 0 | 0 | 0
F2_Residential_Multi-Family Low Income_Existing_Miscellaneous_Natural Gas_Miscellaneous_E9 | F2 | Residential | Multi-Family Low Income | Existing | Miscellaneous | Natural Gas | Miscellaneous | E9 | TRC BC Ratio | 0 | 0 | 0 | 0 | 0 | 0 | 0 | 0 | 0 | 0 | 0 | 0 | 0 | 0 | 0 | 0 | 0 | 0 | 0 | 0 | 0 | 0 | 0 | 0 | 0 | 0 | 0 | 0 | 0 | 0 | 0 | 0 | 0
F2_Residential_Multi-Family Low Income_Existing_Miscellaneous_Natural Gas_Miscellaneous_E10 | F2 | Residential | Multi-Family Low Income | Existing | Miscellaneous | Natural Gas | Miscellaneous | E10 | TRC BC Ratio | 0 | 0 | 0 | 0 | 0 | 0 | 0 | 0 | 0 | 0 | 0 | 0 | 0 | 0 | 0 | 0 | 0 | 0 | 0 | 0 | 0 | 0 | 0 | 0 | 0 | 0 | 0 | 0 | 0 | 0 | 0 | 0 | 0
F3_Residential_Multi-Family Low Income_Existing_Miscellaneous_Natural Gas_Miscellaneous_E1 | F3 | Residential | Multi-Family Low Income | Existing | Miscellaneous | Natural Gas | Miscellaneous | E1 | PACT BC Ratio | bar: 2019 to 2051
F3_Residential_Multi-Family Low Income_Existing_Miscellaneous_Natural Gas_Miscellaneous_E2 | F3 | Residential | Multi-Family Low Income | Existing | Miscellaneous | Natural Gas | Miscellaneous | E2 | PACT BC Ratio | 0 | 0 | 0 | 0 | 0 | 0 | 0 | 0 | 0 | 0 | 0 | 0 | 0 | 0 | 0 | 0 | 0 | 0 | 0 | 0 | 0 | 0 | 0 | 0 | 0 | 0 | 0 | 0 | 0 | 0 | 0 | 0 | 0
F3_Residential_Multi-Family Low Income_Existing_Miscellaneous_Natural Gas_Miscellaneous_E3 | F3 | Residential | Multi-Family Low Income | Existing | Miscellaneous | Natural Gas | Miscellaneous | E3 | PACT BC Ratio | 0 | 0 | 0 | 0 | 0 | 0 | 0 | 0 | 0 | 0 | 0 | 0 | 0 | 0 | 0 | 0 | 0 | 0 | 0 | 0 | 0 | 0 | 0 | 0 | 0 | 0 | 0 | 0 | 0 | 0 | 0 | 0 | 0
F3_Residential_Multi-Family Low Income_Existing_Miscellaneous_Natural Gas_Miscellaneous_E4 | F3 | Residential | Multi-Family Low Income | Existing | Miscellaneous | Natural Gas | Miscellaneous | E4 | PACT BC Ratio | 0 | 0 | 0 | 0 | 0 | 0 | 0 | 0 | 0 | 0 | 0 | 0 | 0 | 0 | 0 | 0 | 0 | 0 | 0 | 0 | 0 | 0 | 0 | 0 | 0 | 0 | 0 | 0 | 0 | 0 | 0 | 0 | 0
F3_Residential_Multi-Family Low Income_Existing_Miscellaneous_Natural Gas_Miscellaneous_E5 | F3 | Residential | Multi-Family Low Income | Existing | Miscellaneous | Natural Gas | Miscellaneous | E5 | PACT BC Ratio | 0 | 0 | 0 | 0 | 0 | 0 | 0 | 0 | 0 | 0 | 0 | 0 | 0 | 0 | 0 | 0 | 0 | 0 | 0 | 0 | 0 | 0 | 0 | 0 | 0 | 0 | 0 | 0 | 0 | 0 | 0 | 0 | 0
F3_Residential_Multi-Family Low Income_Existing_Miscellaneous_Natural Gas_Miscellaneous_E6 | F3 | Residential | Multi-Family Low Income | Existing | Miscellaneous | Natural Gas | Miscellaneous | E6 | PACT BC Ratio | 0 | 0 | 0 | 0 | 0 | 0 | 0 | 0 | 0 | 0 | 0 | 0 | 0 | 0 | 0 | 0 | 0 | 0 | 0 | 0 | 0 | 0 | 0 | 0 | 0 | 0 | 0 | 0 | 0 | 0 | 0 | 0 | 0
F3_Residential_Multi-Family Low Income_Existing_Miscellaneous_Natural Gas_Miscellaneous_E7 | F3 | Residential | Multi-Family Low Income | Existing | Miscellaneous | Natural Gas | Miscellaneous | E7 | PACT BC Ratio | 0 | 0 | 0 | 0 | 0 | 0 | 0 | 0 | 0 | 0 | 0 | 0 | 0 | 0 | 0 | 0 | 0 | 0 | 0 | 0 | 0 | 0 | 0 | 0 | 0 | 0 | 0 | 0 | 0 | 0 | 0 | 0 | 0
F3_Residential_Multi-Family Low Income_Existing_Miscellaneous_Natural Gas_Miscellaneous_E8 | F3 | Residential | Multi-Family Low Income | Existing | Miscellaneous | Natural Gas | Miscellaneous | E8 | PACT BC Ratio | 0 | 0 | 0 | 0 | 0 | 0 | 0 | 0 | 0 | 0 | 0 | 0 | 0 | 0 | 0 | 0 | 0 | 0 | 0 | 0 | 0 | 0 | 0 | 0 | 0 | 0 | 0 | 0 | 0 | 0 | 0 | 0 | 0
F3_Residential_Multi-Family Low Income_Existing_Miscellaneous_Natural Gas_Miscellaneous_E9 | F3 | Residential | Multi-Family Low Income | Existing | Miscellaneous | Natural Gas | Miscellaneous | E9 | PACT BC Ratio | 0 | 0 | 0 | 0 | 0 | 0 | 0 | 0 | 0 | 0 | 0 | 0 | 0 | 0 | 0 | 0 | 0 | 0 | 0 | 0 | 0 | 0 | 0 | 0 | 0 | 0 | 0 | 0 | 0 | 0 | 0 | 0 | 0
F3_Residential_Multi-Family Low Income_Existing_Miscellaneous_Natural Gas_Miscellaneous_E10 | F3 | Residential | Multi-Family Low Income | Existing | Miscellaneous | Natural Gas | Miscellaneous | E10 | PACT BC Ratio | 0 | 0 | 0 | 0 | 0 | 0 | 0 | 0 | 0 | 0 | 0 | 0 | 0 | 0 | 0 | 0 | 0 | 0 | 0 | 0 | 0 | 0 | 0 | 0 | 0 | 0 | 0 | 0 | 0 | 0 | 0 | 0 | 0
F4_Residential_Multi-Family Low Income_Existing_Miscellaneous_Natural Gas_Miscellaneous_E1 | F4 | Residential | Multi-Family Low Income | Existing | Miscellaneous | Natural Gas | Miscellaneous | E1 | RVT BC Ratio | bar: 2019 to 2051
F4_Residential_Multi-Family Low Income_Existing_Miscellaneous_Natural Gas_Miscellaneous_E2 | F4 | Residential | Multi-Family Low Income | Existing | Miscellaneous | Natural Gas | Miscellaneous | E2 | RVT BC Ratio | 0 | 0 | 0 | 0 | 0 | 0 | 0 | 0 | 0 | 0 | 0 | 0 | 0 | 0 | 0 | 0 | 0 | 0 | 0 | 0 | 0 | 0 | 0 | 0 | 0 | 0 | 0 | 0 | 0 | 0 | 0 | 0 | 0
F4_Residential_Multi-Family Low Income_Existing_Miscellaneous_Natural Gas_Miscellaneous_E3 | F4 | Residential | Multi-Family Low Income | Existing | Miscellaneous | Natural Gas | Miscellaneous | E3 | RVT BC Ratio | 0 | 0 | 0 | 0 | 0 | 0 | 0 | 0 | 0 | 0 | 0 | 0 | 0 | 0 | 0 | 0 | 0 | 0 | 0 | 0 | 0 | 0 | 0 | 0 | 0 | 0 | 0 | 0 | 0 | 0 | 0 | 0 | 0
F4_Residential_Multi-Family Low Income_Existing_Miscellaneous_Natural Gas_Miscellaneous_E4 | F4 | Residential | Multi-Family Low Income | Existing | Miscellaneous | Natural Gas | Miscellaneous | E4 | RVT BC Ratio | 0 | 0 | 0 | 0 | 0 | 0 | 0 | 0 | 0 | 0 | 0 | 0 | 0 | 0 | 0 | 0 | 0 | 0 | 0 | 0 | 0 | 0 | 0 | 0 | 0 | 0 | 0 | 0 | 0 | 0 | 0 | 0 | 0
F4_Residential_Multi-Family Low Income_Existing_Miscellaneous_Natural Gas_Miscellaneous_E5 | F4 | Residential | Multi-Family Low Income | Existing | Miscellaneous | Natural Gas | Miscellaneous | E5 | RVT BC Ratio | 0 | 0 | 0 | 0 | 0 | 0 | 0 | 0 | 0 | 0 | 0 | 0 | 0 | 0 | 0 | 0 | 0 | 0 | 0 | 0 | 0 | 0 | 0 | 0 | 0 | 0 | 0 | 0 | 0 | 0 | 0 | 0 | 0
F4_Residential_Multi-Family Low Income_Existing_Miscellaneous_Natural Gas_Miscellaneous_E6 | F4 | Residential | Multi-Family Low Income | Existing | Miscellaneous | Natural Gas | Miscellaneous | E6 | RVT BC Ratio | 0 | 0 | 0 | 0 | 0 | 0 | 0 | 0 | 0 | 0 | 0 | 0 | 0 | 0 | 0 | 0 | 0 | 0 | 0 | 0 | 0 | 0 | 0 | 0 | 0 | 0 | 0 | 0 | 0 | 0 | 0 | 0 | 0
F4_Residential_Multi-Family Low Income_Existing_Miscellaneous_Natural Gas_Miscellaneous_E7 | F4 | Residential | Multi-Family Low Income | Existing | Miscellaneous | Natural Gas | Miscellaneous | E7 | RVT BC Ratio | 0 | 0 | 0 | 0 | 0 | 0 | 0 | 0 | 0 | 0 | 0 | 0 | 0 | 0 | 0 | 0 | 0 | 0 | 0 | 0 | 0 | 0 | 0 | 0 | 0 | 0 | 0 | 0 | 0 | 0 | 0 | 0 | 0
F4_Residential_Multi-Family Low Income_Existing_Miscellaneous_Natural Gas_Miscellaneous_E8 | F4 | Residential | Multi-Family Low Income | Existing | Miscellaneous | Natural Gas | Miscellaneous | E8 | RVT BC Ratio | 0 | 0 | 0 | 0 | 0 | 0 | 0 | 0 | 0 | 0 | 0 | 0 | 0 | 0 | 0 | 0 | 0 | 0 | 0 | 0 | 0 | 0 | 0 | 0 | 0 | 0 | 0 | 0 | 0 | 0 | 0 | 0 | 0
F4_Residential_Multi-Family Low Income_Existing_Miscellaneous_Natural Gas_Miscellaneous_E9 | F4 | Residential | Multi-Family Low Income | Existing | Miscellaneous | Natural Gas | Miscellaneous | E9 | RVT BC Ratio | 0 | 0 | 0 | 0 | 0 | 0 | 0 | 0 | 0 | 0 | 0 | 0 | 0 | 0 | 0 | 0 | 0 | 0 | 0 | 0 | 0 | 0 | 0 | 0 | 0 | 0 | 0 | 0 | 0 | 0 | 0 | 0 | 0
F4_Residential_Multi-Family Low Income_Existing_Miscellaneous_Natural Gas_Miscellaneous_E10 | F4 | Residential | Multi-Family Low Income | Existing | Miscellaneous | Natural Gas | Miscellaneous | E10 | RVT BC Ratio | 0 | 0 | 0 | 0 | 0 | 0 | 0 | 0 | 0 | 0 | 0 | 0 | 0 | 0 | 0 | 0 | 0 | 0 | 0 | 0 | 0 | 0 | 0 | 0 | 0 | 0 | 0 | 0 | 0 | 0 | 0 | 0 | 0
F5_Residential_Multi-Family Low Income_Existing_Miscellaneous_Natural Gas_Miscellaneous_E1 | F5 | Residential | Multi-Family Low Income | Existing | Miscellaneous | Natural Gas | Miscellaneous | E1 | RIM BC Ratio | bar: 2019 to 2051
F5_Residential_Multi-Family Low Income_Existing_Miscellaneous_Natural Gas_Miscellaneous_E2 | F5 | Residential | Multi-Family Low Income | Existing | Miscellaneous | Natural Gas | Miscellaneous | E2 | RIM BC Ratio | 0 | 0 | 0 | 0 | 0 | 0 | 0 | 0 | 0 | 0 | 0 | 0 | 0 | 0 | 0 | 0 | 0 | 0 | 0 | 0 | 0 | 0 | 0 | 0 | 0 | 0 | 0 | 0 | 0 | 0 | 0 | 0 | 0
F5_Residential_Multi-Family Low Income_Existing_Miscellaneous_Natural Gas_Miscellaneous_E3 | F5 | Residential | Multi-Family Low Income | Existing | Miscellaneous | Natural Gas | Miscellaneous | E3 | RIM BC Ratio | 0 | 0 | 0 | 0 | 0 | 0 | 0 | 0 | 0 | 0 | 0 | 0 | 0 | 0 | 0 | 0 | 0 | 0 | 0 | 0 | 0 | 0 | 0 | 0 | 0 | 0 | 0 | 0 | 0 | 0 | 0 | 0 | 0
F5_Residential_Multi-Family Low Income_Existing_Miscellaneous_Natural Gas_Miscellaneous_E4 | F5 | Residential | Multi-Family Low Income | Existing | Miscellaneous | Natural Gas | Miscellaneous | E4 | RIM BC Ratio | 0 | 0 | 0 | 0 | 0 | 0 | 0 | 0 | 0 | 0 | 0 | 0 | 0 | 0 | 0 | 0 | 0 | 0 | 0 | 0 | 0 | 0 | 0 | 0 | 0 | 0 | 0 | 0 | 0 | 0 | 0 | 0 | 0
F5_Residential_Multi-Family Low Income_Existing_Miscellaneous_Natural Gas_Miscellaneous_E5 | F5 | Residential | Multi-Family Low Income | Existing | Miscellaneous | Natural Gas | Miscellaneous | E5 | RIM BC Ratio | 0 | 0 | 0 | 0 | 0 | 0 | 0 | 0 | 0 | 0 | 0 | 0 | 0 | 0 | 0 | 0 | 0 | 0 | 0 | 0 | 0 | 0 | 0 | 0 | 0 | 0 | 0 | 0 | 0 | 0 | 0 | 0 | 0
F5_Residential_Multi-Family Low Income_Existing_Miscellaneous_Natural Gas_Miscellaneous_E6 | F5 | Residential | Multi-Family Low Income | Existing | Miscellaneous | Natural Gas | Miscellaneous | E6 | RIM BC Ratio | 0 | 0 | 0 | 0 | 0 | 0 | 0 | 0 | 0 | 0 | 0 | 0 | 0 | 0 | 0 | 0 | 0 | 0 | 0 | 0 | 0 | 0 | 0 | 0 | 0 | 0 | 0 | 0 | 0 | 0 | 0 | 0 | 0
F5_Residential_Multi-Family Low Income_Existing_Miscellaneous_Natural Gas_Miscellaneous_E7 | F5 | Residential | Multi-Family Low Income | Existing | Miscellaneous | Natural Gas | Miscellaneous | E7 | RIM BC Ratio | 0 | 0 | 0 | 0 | 0 | 0 | 0 | 0 | 0 | 0 | 0 | 0 | 0 | 0 | 0 | 0 | 0 | 0 | 0 | 0 | 0 | 0 | 0 | 0 | 0 | 0 | 0 | 0 | 0 | 0 | 0 | 0 | 0
F5_Residential_Multi-Family Low Income_Existing_Miscellaneous_Natural Gas_Miscellaneous_E8 | F5 | Residential | Multi-Family Low Income | Existing | Miscellaneous | Natural Gas | Miscellaneous | E8 | RIM BC Ratio | 0 | 0 | 0 | 0 | 0 | 0 | 0 | 0 | 0 | 0 | 0 | 0 | 0 | 0 | 0 | 0 | 0 | 0 | 0 | 0 | 0 | 0 | 0 | 0 | 0 | 0 | 0 | 0 | 0 | 0 | 0 | 0 | 0
F5_Residential_Multi-Family Low Income_Existing_Miscellaneous_Natural Gas_Miscellaneous_E9 | F5 | Residential | Multi-Family Low Income | Existing | Miscellaneous | Natural Gas | Miscellaneous | E9 | RIM BC Ratio | 0 | 0 | 0 | 0 | 0 | 0 | 0 | 0 | 0 | 0 | 0 | 0 | 0 | 0 | 0 | 0 | 0 | 0 | 0 | 0 | 0 | 0 | 0 | 0 | 0 | 0 | 0 | 0 | 0 | 0 | 0 | 0 | 0
F5_Residential_Multi-Family Low Income_Existing_Miscellaneous_Natural Gas_Miscellaneous_E10 | F5 | Residential | Multi-Family Low Income | Existing | Miscellaneous | Natural Gas | Miscellaneous | E10 | RIM BC Ratio | 0 | 0 | 0 | 0 | 0 | 0 | 0 | 0 | 0 | 0 | 0 | 0 | 0 | 0 | 0 | 0 | 0 | 0 | 0 | 0 | 0 | 0 | 0 | 0 | 0 | 0 | 0 | 0 | 0 | 0 | 0 | 0 | 0
F0_Residential_Multi-Family Low Income_New_Space Heating_Natural Gas_Furnace_E0 | F0 | Residential | Multi-Family Low Income | New | Space Heating | Natural Gas | Furnace | E0 | Economic Unit | AFUE 80% | AFUE 80% | AFUE 80% | AFUE 80% | AFUE 80% | ASHP with AFUE 95% backup | ASHP with AFUE 95% backup | ASHP with AFUE 95% backup | ASHP with AFUE 95% backup | ASHP with AFUE 95% backup | ASHP with AFUE 95% backup | ASHP with AFUE 95% backup | ASHP with AFUE 95% backup | ASHP with AFUE 95% backup | ASHP with AFUE 95% backup | ASHP with AFUE 95% backup | ASHP with AFUE 95% backup | ASHP with AFUE 95% backup | ASHP with AFUE 95% backup | ASHP with AFUE 95% backup | ASHP with AFUE 95% backup | ASHP with AFUE 95% backup | ASHP with AFUE 95% backup | ASHP with AFUE 95% backup | ASHP with AFUE 95% backup | ASHP with AFUE 95% backup | ASHP with AFUE 95% backup | ASHP with AFUE 95% backup | ASHP with AFUE 95% backup | ASHP with AFUE 95% backup | ASHP with AFUE 95% backup | ASHP with AFUE 95% backup | ASHP with AFUE 95% backup
F1_Residential_Multi-Family Low Income_New_Space Heating_Natural Gas_Furnace_E1 | F1 | Residential | Multi-Family Low Income | New | Space Heating | Natural Gas | Furnace | E1 | CCE | 0 | 0 | 0 | 0 | 0 | 0 | 0 | 0 | 0 | 0 | 0 | 0 | 0 | 0 | 0 | 0 | 0 | 0 | 0 | 0 | 0 | 0 | 0 | 0 | 0 | 0 | 0 | 0 | 0 | 0 | 0 | 0 | 0
F1_Residential_Multi-Family Low Income_New_Space Heating_Natural Gas_Furnace_E2 | F1 | Residential | Multi-Family Low Income | New | Space Heating | Natural Gas | Furnace | E2 | CCE | 2.086 | 2.1502 | 2.1178 | 1.9518 | 1.9623 | 0 | 0 | 0 | 0 | 0 | 0 | 0 | 0 | 0 | 0 | 0 | 0 | 0 | 0 | 0 | 0 | 0 | 0 | 0 | 0 | 0 | 0 | 0 | 0 | 0 | 0 | 0 | 0
F1_Residential_Multi-Family Low Income_New_Space Heating_Natural Gas_Furnace_E3 | F1 | Residential | Multi-Family Low Income | New | Space Heating | Natural Gas | Furnace | E3 | CCE | 2.2159 | 2.284 | 2.2496 | 2.0733 | 2.0845 | 0 | 0 | 0 | 0 | 0 | 0 | 0 | 0 | 0 | 0 | 0 | 0 | 0 | 0 | 0 | 0 | 0 | 0 | 0 | 0 | 0 | 0 | 0 | 0 | 0 | 0 | 0 | 0
F1_Residential_Multi-Family Low Income_New_Space Heating_Natural Gas_Furnace_E4 | F1 | Residential | Multi-Family Low Income | New | Space Heating | Natural Gas | Furnace | E4 | CCE | 17.012 | 17.5355 | 17.271 | 15.9177 | 16.0033 | 0 | 0 | 0 | 0 | 0 | 0 | 0 | 0 | 0 | 0 | 0 | 0 | 0 | 0 | 0 | 0 | 0 | 0 | 0 | 0 | 0 | 0 | 0 | 0 | 0 | 0 | 0 | 0
F1_Residential_Multi-Family Low Income_New_Space Heating_Natural Gas_Furnace_E5 | F1 | Residential | Multi-Family Low Income | New | Space Heating | Natural Gas | Furnace | E5 | CCE | 4.085 | 4.2107 | 4.1472 | 3.8222 | 3.8428 | -26.702 | -26.8473 | -26.9941 | -27.1424 | -27.2923 | -27.4441 | -27.5975 | -27.7526 | -27.9093 | -28.068 | -28.2284 | -28.3907 | -28.5546 | -28.7208 | -28.8888 | -29.0588 | -29.2303 | -29.4045 | -29.5805 | -29.7587 | -29.9385 | -30.1213 | -30.3059 | -30.4929 | -30.682 | -30.874 | -31.0681 | -31.0681
F1_Residential_Multi-Family Low Income_New_Space Heating_Natural Gas_Furnace_E6 | F1 | Residential | Multi-Family Low Income | New | Space Heating | Natural Gas | Furnace | E6 | CCE | 3.8302 | 3.948 | 3.8885 | 3.5838 | 3.6031 | -15.4804 | -15.5647 | -15.6498 | -15.7358 | -15.8227 | -15.9107 | -15.9996 | -16.0895 | -16.1803 | -16.2724 | -16.3654 | -16.4594 | -16.5545 | -16.6508 | -16.7482 | -16.8468 | -16.9462 | -17.0472 | -17.1492 | -17.2525 | -17.3568 | -17.4628 | -17.5698 | -17.6782 | -17.7878 | -17.8991 | -18.0117 | -18.0117
F1_Residential_Multi-Family Low Income_New_Space Heating_Natural Gas_Furnace_E7 | F1 | Residential | Multi-Family Low Income | New | Space Heating | Natural Gas | Furnace | E7 | CCE | 0 | 0 | 0 | 0 | 0 | 0 | 0 | 0 | 0 | 0 | 0 | 0 | 0 | 0 | 0 | 0 | 0 | 0 | 0 | 0 | 0 | 0 | 0 | 0 | 0 | 0 | 0 | 0 | 0 | 0 | 0 | 0 | 0
F1_Residential_Multi-Family Low Income_New_Space Heating_Natural Gas_Furnace_E8 | F1 | Residential | Multi-Family Low Income | New | Space Heating | Natural Gas | Furnace | E8 | CCE | 0 | 0 | 0 | 0 | 0 | 0 | 0 | 0 | 0 | 0 | 0 | 0 | 0 | 0 | 0 | 0 | 0 | 0 | 0 | 0 | 0 | 0 | 0 | 0 | 0 | 0 | 0 | 0 | 0 | 0 | 0 | 0 | 0
F1_Residential_Multi-Family Low Income_New_Space Heating_Natural Gas_Furnace_E9 | F1 | Residential | Multi-Family Low Income | New | Space Heating | Natural Gas | Furnace | E9 | CCE | 0 | 0 | 0 | 0 | 0 | 0 | 0 | 0 | 0 | 0 | 0 | 0 | 0 | 0 | 0 | 0 | 0 | 0 | 0 | 0 | 0 | 0 | 0 | 0 | 0 | 0 | 0 | 0 | 0 | 0 | 0 | 0 | 0
F1_Residential_Multi-Family Low Income_New_Space Heating_Natural Gas_Furnace_E10 | F1 | Residential | Multi-Family Low Income | New | Space Heating | Natural Gas | Furnace | E10 | CCE | 0 | 0 | 0 | 0 | 0 | 0 | 0 | 0 | 0 | 0 | 0 | 0 | 0 | 0 | 0 | 0 | 0 | 0 | 0 | 0 | 0 | 0 | 0 | 0 | 0 | 0 | 0 | 0 | 0 | 0 | 0 | 0 | 0
F2_Residential_Multi-Family Low Income_New_Space Heating_Natural Gas_Furnace_E1 | F2 | Residential | Multi-Family Low Income | New | Space Heating | Natural Gas | Furnace | E1 | TRC BC Ratio | 1 | 1 | 1 | 1 | 1 | 0 | 0 | 0 | 0 | 0 | 0 | 0 | 0 | 0 | 0 | 0 | 0 | 0 | 0 | 0 | 0 | 0 | 0 | 0 | 0 | 0 | 0 | 0 | 0 | 0 | 0 | 0 | 0
F2_Residential_Multi-Family Low Income_New_Space Heating_Natural Gas_Furnace_E2 | F2 | Residential | Multi-Family Low Income | New | Space Heating | Natural Gas | Furnace | E2 | TRC BC Ratio | 0.97464 | 0.97547 | 0.97829 | 0.98031 | 0.97706 | 0 | 0 | 0 | 0 | 0 | 0 | 0 | 0 | 0 | 0 | 0 | 0 | 0 | 0 | 0 | 0 | 0 | 0 | 0 | 0 | 0 | 0 | 0 | 0 | 0 | 0 | 0 | 0
F2_Residential_Multi-Family Low Income_New_Space Heating_Natural Gas_Furnace_E3 | F2 | Residential | Multi-Family Low Income | New | Space Heating | Natural Gas | Furnace | E3 | TRC BC Ratio | 0.91753 | 0.91831 | 0.92096 | 0.92286 | 0.9198 | 0 | 0 | 0 | 0 | 0 | 0 | 0 | 0 | 0 | 0 | 0 | 0 | 0 | 0 | 0 | 0 | 0 | 0 | 0 | 0 | 0 | 0 | 0 | 0 | 0 | 0 | 0 | 0
F2_Residential_Multi-Family Low Income_New_Space Heating_Natural Gas_Furnace_E4 | F2 | Residential | Multi-Family Low Income | New | Space Heating | Natural Gas | Furnace | E4 | TRC BC Ratio | 0.11921 | 0.11932 | 0.11953 | 0.11971 | 0.11966 | 1 | 1 | 1 | 1 | 1 | 1 | 1 | 1 | 1 | 1 | 1 | 1 | 1 | 1 | 1 | 1 | 1 | 1 | 1 | 1 | 1 | 1 | 1 | 1 | 1 | 1 | 1 | 1
F2_Residential_Multi-Family Low Income_New_Space Heating_Natural Gas_Furnace_E5 | F2 | Residential | Multi-Family Low Income | New | Space Heating | Natural Gas | Furnace | E5 | TRC BC Ratio | 0.4972 | 0.49765 | 0.49897 | 0.49997 | 0.4987 | 1 | 1 | 1 | 1 | 1 | 1 | 1 | 1 | 1 | 1 | 1 | 1 | 1 | 1 | 1 | 1 | 1 | 1 | 1 | 1 | 1 | 1 | 1 | 1 | 1 | 1 | 1 | 1
F2_Residential_Multi-Family Low Income_New_Space Heating_Natural Gas_Furnace_E6 | F2 | Residential | Multi-Family Low Income | New | Space Heating | Natural Gas | Furnace | E6 | TRC BC Ratio | 0.53043 | 0.5309 | 0.53235 | 0.53342 | 0.53195 | 1 | 1 | 1 | 1 | 1 | 1 | 1 | 1 | 1 | 1 | 1 | 1 | 1 | 1 | 1 | 1 | 1 | 1 | 1 | 1 | 1 | 1 | 1 | 1 | 1 | 1 | 1 | 1
F2_Residential_Multi-Family Low Income_New_Space Heating_Natural Gas_Furnace_E7 | F2 | Residential | Multi-Family Low Income | New | Space Heating | Natural Gas | Furnace | E7 | TRC BC Ratio | 0 | 0 | 0 | 0 | 0 | 0 | 0 | 0 | 0 | 0 | 0 | 0 | 0 | 0 | 0 | 0 | 0 | 0 | 0 | 0 | 0 | 0 | 0 | 0 | 0 | 0 | 0 | 0 | 0 | 0 | 0 | 0 | 0
F2_Residential_Multi-Family Low Income_New_Space Heating_Natural Gas_Furnace_E8 | F2 | Residential | Multi-Family Low Income | New | Space Heating | Natural Gas | Furnace | E8 | TRC BC Ratio | 0 | 0 | 0 | 0 | 0 | 0 | 0 | 0 | 0 | 0 | 0 | 0 | 0 | 0 | 0 | 0 | 0 | 0 | 0 | 0 | 0 | 0 | 0 | 0 | 0 | 0 | 0 | 0 | 0 | 0 | 0 | 0 | 0
F2_Residential_Multi-Family Low Income_New_Space Heating_Natural Gas_Furnace_E9 | F2 | Residential | Multi-Family Low Income | New | Space Heating | Natural Gas | Furnace | E9 | TRC BC Ratio | 0 | 0 | 0 | 0 | 0 | 0 | 0 | 0 | 0 | 0 | 0 | 0 | 0 | 0 | 0 | 0 | 0 | 0 | 0 | 0 | 0 | 0 | 0 | 0 | 0 | 0 | 0 | 0 | 0 | 0 | 0 | 0 | 0
F2_Residential_Multi-Family Low Income_New_Space Heating_Natural Gas_Furnace_E10 | F2 | Residential | Multi-Family Low Income | New | Space Heating | Natural Gas | Furnace | E10 | TRC BC Ratio | 0 | 0 | 0 | 0 | 0 | 0 | 0 | 0 | 0 | 0 | 0 | 0 | 0 | 0 | 0 | 0 | 0 | 0 | 0 | 0 | 0 | 0 | 0 | 0 | 0 | 0 | 0 | 0 | 0 | 0 | 0 | 0 | 0
F3_Residential_Multi-Family Low Income_New_Space Heating_Natural Gas_Furnace_E1 | F3 | Residential | Multi-Family Low Income | New | Space Heating | Natural Gas | Furnace | E1 | PACT BC Ratio | 1 | 1 | 1 | 1 | 1 | 0 | 0 | 0 | 0 | 0 | 0 | 0 | 0 | 0 | 0 | 0 | 0 | 0 | 0 | 0 | 0 | 0 | 0 | 0 | 0 | 0 | 0 | 0 | 0 | 0 | 0 | 0 | 0
F3_Residential_Multi-Family Low Income_New_Space Heating_Natural Gas_Furnace_E2 | F3 | Residential | Multi-Family Low Income | New | Space Heating | Natural Gas | Furnace | E2 | PACT BC Ratio | 0.99271 | 0.99355 | 0.99643 | 0.99848 | 0.99517 | 0 | 0 | 0 | 0 | 0 | 0 | 0 | 0 | 0 | 0 | 0 | 0 | 0 | 0 | 0 | 0 | 0 | 0 | 0 | 0 | 0 | 0 | 0 | 0 | 0 | 0 | 0 | 0
F3_Residential_Multi-Family Low Income_New_Space Heating_Natural Gas_Furnace_E3 | F3 | Residential | Multi-Family Low Income | New | Space Heating | Natural Gas | Furnace | E3 | PACT BC Ratio | 0.93454 | 0.93533 | 0.93804 | 0.93997 | 0.93685 | 0 | 0 | 0 | 0 | 0 | 0 | 0 | 0 | 0 | 0 | 0 | 0 | 0 | 0 | 0 | 0 | 0 | 0 | 0 | 0 | 0 | 0 | 0 | 0 | 0 | 0 | 0 | 0
F3_Residential_Multi-Family Low Income_New_Space Heating_Natural Gas_Furnace_E4 | F3 | Residential | Multi-Family Low Income | New | Space Heating | Natural Gas | Furnace | E4 | PACT BC Ratio | 0.12142 | 0.12153 | 0.12174 | 0.12193 | 0.12188 | 1 | 1 | 1 | 1 | 1 | 1 | 1 | 1 | 1 | 1 | 1 | 1 | 1 | 1 | 1 | 1 | 1 | 1 | 1 | 1 | 1 | 1 | 1 | 1 | 1 | 1 | 1 | 1
F3_Residential_Multi-Family Low Income_New_Space Heating_Natural Gas_Furnace_E5 | F3 | Residential | Multi-Family Low Income | New | Space Heating | Natural Gas | Furnace | E5 | PACT BC Ratio | 0.50642 | 0.50687 | 0.50822 | 0.50924 | 0.50795 | 1 | 1 | 1 | 1 | 1 | 1 | 1 | 1 | 1 | 1 | 1 | 1 | 1 | 1 | 1 | 1 | 1 | 1 | 1 | 1 | 1 | 1 | 1 | 1 | 1 | 1 | 1 | 1
F3_Residential_Multi-Family Low Income_New_Space Heating_Natural Gas_Furnace_E6 | F3 | Residential | Multi-Family Low Income | New | Space Heating | Natural Gas | Furnace | E6 | PACT BC Ratio | 0.54026 | 0.54074 | 0.54222 | 0.54331 | 0.54181 | 1 | 1 | 1 | 1 | 1 | 1 | 1 | 1 | 1 | 1 | 1 | 1 | 1 | 1 | 1 | 1 | 1 | 1 | 1 | 1 | 1 | 1 | 1 | 1 | 1 | 1 | 1 | 1
F3_Residential_Multi-Family Low Income_New_Space Heating_Natural Gas_Furnace_E7 | F3 | Residential | Multi-Family Low Income | New | Space Heating | Natural Gas | Furnace | E7 | PACT BC Ratio | 0 | 0 | 0 | 0 | 0 | 0 | 0 | 0 | 0 | 0 | 0 | 0 | 0 | 0 | 0 | 0 | 0 | 0 | 0 | 0 | 0 | 0 | 0 | 0 | 0 | 0 | 0 | 0 | 0 | 0 | 0 | 0 | 0
F3_Residential_Multi-Family Low Income_New_Space Heating_Natural Gas_Furnace_E8 | F3 | Residential | Multi-Family Low Income | New | Space Heating | Natural Gas | Furnace | E8 | PACT BC Ratio | 0 | 0 | 0 | 0 | 0 | 0 | 0 | 0 | 0 | 0 | 0 | 0 | 0 | 0 | 0 | 0 | 0 | 0 | 0 | 0 | 0 | 0 | 0 | 0 | 0 | 0 | 0 | 0 | 0 | 0 | 0 | 0 | 0
F3_Residential_Multi-Family Low Income_New_Space Heating_Natural Gas_Furnace_E9 | F3 | Residential | Multi-Family Low Income | New | Space Heating | Natural Gas | Furnace | E9 | PACT BC Ratio | 0 | 0 | 0 | 0 | 0 | 0 | 0 | 0 | 0 | 0 | 0 | 0 | 0 | 0 | 0 | 0 | 0 | 0 | 0 | 0 | 0 | 0 | 0 | 0 | 0 | 0 | 0 | 0 | 0 | 0 | 0 | 0 | 0
F3_Residential_Multi-Family Low Income_New_Space Heating_Natural Gas_Furnace_E10 | F3 | Residential | Multi-Family Low Income | New | Space Heating | Natural Gas | Furnace | E10 | PACT BC Ratio | 0 | 0 | 0 | 0 | 0 | 0 | 0 | 0 | 0 | 0 | 0 | 0 | 0 | 0 | 0 | 0 | 0 | 0 | 0 | 0 | 0 | 0 | 0 | 0 | 0 | 0 | 0 | 0 | 0 | 0 | 0 | 0 | 0
F4_Residential_Multi-Family Low Income_New_Space Heating_Natural Gas_Furnace_E1 | F4 | Residential | Multi-Family Low Income | New | Space Heating | Natural Gas | Furnace | E1 | RVT BC Ratio | 1 | 1 | 1 | 1 | 1 | 0 | 0 | 0 | 0 | 0 | 0 | 0 | 0 | 0 | 0 | 0 | 0 | 0 | 0 | 0 | 0 | 0 | 0 | 0 | 0 | 0 | 0 | 0 | 0 | 0 | 0 | 0 | 0
F4_Residential_Multi-Family Low Income_New_Space Heating_Natural Gas_Furnace_E2 | F4 | Residential | Multi-Family Low Income | New | Space Heating | Natural Gas | Furnace | E2 | RVT BC Ratio | 2.1458 | 2.1468 | 2.1502 | 2.1526 | 2.1487 | 0 | 0 | 0 | 0 | 0 | 0 | 0 | 0 | 0 | 0 | 0 | 0 | 0 | 0 | 0 | 0 | 0 | 0 | 0 | 0 | 0 | 0 | 0 | 0 | 0 | 0 | 0 | 0
F4_Residential_Multi-Family Low Income_New_Space Heating_Natural Gas_Furnace_E3 | F4 | Residential | Multi-Family Low Income | New | Space Heating | Natural Gas | Furnace | E3 | RVT BC Ratio | 2.0774 | 2.0783 | 2.0815 | 2.0838 | 2.0801 | 0 | 0 | 0 | 0 | 0 | 0 | 0 | 0 | 0 | 0 | 0 | 0 | 0 | 0 | 0 | 0 | 0 | 0 | 0 | 0 | 0 | 0 | 0 | 0 | 0 | 0 | 0 | 0
F4_Residential_Multi-Family Low Income_New_Space Heating_Natural Gas_Furnace_E4 | F4 | Residential | Multi-Family Low Income | New | Space Heating | Natural Gas | Furnace | E4 | RVT BC Ratio | 1.121 | 1.1211 | 1.1214 | 1.1216 | 1.1215 | 1 | 1 | 1 | 1 | 1 | 1 | 1 | 1 | 1 | 1 | 1 | 1 | 1 | 1 | 1 | 1 | 1 | 1 | 1 | 1 | 1 | 1 | 1 | 1 | 1 | 1 | 1 | 1
F4_Residential_Multi-Family Low Income_New_Space Heating_Natural Gas_Furnace_E5 | F4 | Residential | Multi-Family Low Income | New | Space Heating | Natural Gas | Furnace | E5 | RVT BC Ratio | 1.5738 | 1.5744 | 1.576 | 1.5772 | 1.5756 | 1 | 1 | 1 | 1 | 1 | 1 | 1 | 1 | 1 | 1 | 1 | 1 | 1 | 1 | 1 | 1 | 1 | 1 | 1 | 1 | 1 | 1 | 1 | 1 | 1 | 1 | 1 | 1
F4_Residential_Multi-Family Low Income_New_Space Heating_Natural Gas_Furnace_E6 | F4 | Residential | Multi-Family Low Income | New | Space Heating | Natural Gas | Furnace | E6 | RVT BC Ratio | 1.6136 | 1.6142 | 1.6159 | 1.6172 | 1.6155 | 1 | 1 | 1 | 1 | 1 | 1 | 1 | 1 | 1 | 1 | 1 | 1 | 1 | 1 | 1 | 1 | 1 | 1 | 1 | 1 | 1 | 1 | 1 | 1 | 1 | 1 | 1 | 1
F4_Residential_Multi-Family Low Income_New_Space Heating_Natural Gas_Furnace_E7 | F4 | Residential | Multi-Family Low Income | New | Space Heating | Natural Gas | Furnace | E7 | RVT BC Ratio | 0 | 0 | 0 | 0 | 0 | 0 | 0 | 0 | 0 | 0 | 0 | 0 | 0 | 0 | 0 | 0 | 0 | 0 | 0 | 0 | 0 | 0 | 0 | 0 | 0 | 0 | 0 | 0 | 0 | 0 | 0 | 0 | 0
F4_Residential_Multi-Family Low Income_New_Space Heating_Natural Gas_Furnace_E8 | F4 | Residential | Multi-Family Low Income | New | Space Heating | Natural Gas | Furnace | E8 | RVT BC Ratio | 0 | 0 | 0 | 0 | 0 | 0 | 0 | 0 | 0 | 0 | 0 | 0 | 0 | 0 | 0 | 0 | 0 | 0 | 0 | 0 | 0 | 0 | 0 | 0 | 0 | 0 | 0 | 0 | 0 | 0 | 0 | 0 | 0
F4_Residential_Multi-Family Low Income_New_Space Heating_Natural Gas_Furnace_E9 | F4 | Residential | Multi-Family Low Income | New | Space Heating | Natural Gas | Furnace | E9 | RVT BC Ratio | 0 | 0 | 0 | 0 | 0 | 0 | 0 | 0 | 0 | 0 | 0 | 0 | 0 | 0 | 0 | 0 | 0 | 0 | 0 | 0 | 0 | 0 | 0 | 0 | 0 | 0 | 0 | 0 | 0 | 0 | 0 | 0 | 0
F4_Residential_Multi-Family Low Income_New_Space Heating_Natural Gas_Furnace_E10 | F4 | Residential | Multi-Family Low Income | New | Space Heating | Natural Gas | Furnace | E10 | RVT BC Ratio | 0 | 0 | 0 | 0 | 0 | 0 | 0 | 0 | 0 | 0 | 0 | 0 | 0 | 0 | 0 | 0 | 0 | 0 | 0 | 0 | 0 | 0 | 0 | 0 | 0 | 0 | 0 | 0 | 0 | 0 | 0 | 0 | 0
F5_Residential_Multi-Family Low Income_New_Space Heating_Natural Gas_Furnace_E1 | F5 | Residential | Multi-Family Low Income | New | Space Heating | Natural Gas | Furnace | E1 | RIM BC Ratio | 1 | 1 | 1 | 1 | 1 | 0 | 0 | 0 | 0 | 0 | 0 | 0 | 0 | 0 | 0 | 0 | 0 | 0 | 0 | 0 | 0 | 0 | 0 | 0 | 0 | 0 | 0 | 0 | 0 | 0 | 0 | 0 | 0
F5_Residential_Multi-Family Low Income_New_Space Heating_Natural Gas_Furnace_E2 | F5 | Residential | Multi-Family Low Income | New | Space Heating | Natural Gas | Furnace | E2 | RIM BC Ratio | 0.49857 | 0.49878 | 0.49951 | 0.50002 | 0.49919 | 0 | 0 | 0 | 0 | 0 | 0 | 0 | 0 | 0 | 0 | 0 | 0 | 0 | 0 | 0 | 0 | 0 | 0 | 0 | 0 | 0 | 0 | 0 | 0 | 0 | 0 | 0 | 0
F5_Residential_Multi-Family Low Income_New_Space Heating_Natural Gas_Furnace_E3 | F5 | Residential | Multi-Family Low Income | New | Space Heating | Natural Gas | Furnace | E3 | RIM BC Ratio | 0.48346 | 0.48367 | 0.48439 | 0.48491 | 0.48408 | 0 | 0 | 0 | 0 | 0 | 0 | 0 | 0 | 0 | 0 | 0 | 0 | 0 | 0 | 0 | 0 | 0 | 0 | 0 | 0 | 0 | 0 | 0 | 0 | 0 | 0 | 0 | 0
F5_Residential_Multi-Family Low Income_New_Space Heating_Natural Gas_Furnace_E4 | F5 | Residential | Multi-Family Low Income | New | Space Heating | Natural Gas | Furnace | E4 | RIM BC Ratio | 0.10829 | 0.10838 | 0.10855 | 0.1087 | 0.10866 | 1 | 1 | 1 | 1 | 1 | 1 | 1 | 1 | 1 | 1 | 1 | 1 | 1 | 1 | 1 | 1 | 1 | 1 | 1 | 1 | 1 | 1 | 1 | 1 | 1 | 1 | 1 | 1
F5_Residential_Multi-Family Low Income_New_Space Heating_Natural Gas_Furnace_E5 | F5 | Residential | Multi-Family Low Income | New | Space Heating | Natural Gas | Furnace | E5 | RIM BC Ratio | 0.33635 | 0.33656 | 0.33715 | 0.3376 | 0.33703 | 1 | 1 | 1 | 1 | 1 | 1 | 1 | 1 | 1 | 1 | 1 | 1 | 1 | 1 | 1 | 1 | 1 | 1 | 1 | 1 | 1 | 1 | 1 | 1 | 1 | 1 | 1 | 1
F5_Residential_Multi-Family Low Income_New_Space Heating_Natural Gas_Furnace_E6 | F5 | Residential | Multi-Family Low Income | New | Space Heating | Natural Gas | Furnace | E6 | RIM BC Ratio | 0.35096 | 0.35116 | 0.35178 | 0.35224 | 0.35161 | 1 | 1 | 1 | 1 | 1 | 1 | 1 | 1 | 1 | 1 | 1 | 1 | 1 | 1 | 1 | 1 | 1 | 1 | 1 | 1 | 1 | 1 | 1 | 1 | 1 | 1 | 1 | 1
F5_Residential_Multi-Family Low Income_New_Space Heating_Natural Gas_Furnace_E7 | F5 | Residential | Multi-Family Low Income | New | Space Heating | Natural Gas | Furnace | E7 | RIM BC Ratio | 0 | 0 | 0 | 0 | 0 | 0 | 0 | 0 | 0 | 0 | 0 | 0 | 0 | 0 | 0 | 0 | 0 | 0 | 0 | 0 | 0 | 0 | 0 | 0 | 0 | 0 | 0 | 0 | 0 | 0 | 0 | 0 | 0
F5_Residential_Multi-Family Low Income_New_Space Heating_Natural Gas_Furnace_E8 | F5 | Residential | Multi-Family Low Income | New | Space Heating | Natural Gas | Furnace | E8 | RIM BC Ratio | 0 | 0 | 0 | 0 | 0 | 0 | 0 | 0 | 0 | 0 | 0 | 0 | 0 | 0 | 0 | 0 | 0 | 0 | 0 | 0 | 0 | 0 | 0 | 0 | 0 | 0 | 0 | 0 | 0 | 0 | 0 | 0 | 0
F5_Residential_Multi-Family Low Income_New_Space Heating_Natural Gas_Furnace_E9 | F5 | Residential | Multi-Family Low Income | New | Space Heating | Natural Gas | Furnace | E9 | RIM BC Ratio | 0 | 0 | 0 | 0 | 0 | 0 | 0 | 0 | 0 | 0 | 0 | 0 | 0 | 0 | 0 | 0 | 0 | 0 | 0 | 0 | 0 | 0 | 0 | 0 | 0 | 0 | 0 | 0 | 0 | 0 | 0 | 0 | 0
F5_Residential_Multi-Family Low Income_New_Space Heating_Natural Gas_Furnace_E10 | F5 | Residential | Multi-Family Low Income | New | Space Heating | Natural Gas | Furnace | E10 | RIM BC Ratio | 0 | 0 | 0 | 0 | 0 | 0 | 0 | 0 | 0 | 0 | 0 | 0 | 0 | 0 | 0 | 0 | 0 | 0 | 0 | 0 | 0 | 0 | 0 | 0 | 0 | 0 | 0 | 0 | 0 | 0 | 0 | 0 | 0
F0_Residential_Multi-Family Low Income_New_Space Heating_Natural Gas_Boiler_E0 | F0 | Residential | Multi-Family Low Income | New | Space Heating | Natural Gas | Boiler | E0 | Economic Unit | AFUE 80% | AFUE 80% | AFUE 82% | AFUE 82% | AFUE 82% | ASHP with AFUE 95% backup | ASHP with AFUE 95% backup | ASHP with AFUE 95% backup | ASHP with AFUE 95% backup | ASHP with AFUE 95% backup | ASHP with AFUE 95% backup | ASHP with AFUE 95% backup | ASHP with AFUE 95% backup | ASHP with AFUE 95% backup | ASHP with AFUE 95% backup | ASHP with AFUE 95% backup | ASHP with AFUE 95% backup | ASHP with AFUE 95% backup | ASHP with AFUE 95% backup | ASHP with AFUE 95% backup | ASHP with AFUE 95% backup | ASHP with AFUE 95% backup | ASHP with AFUE 95% backup | ASHP with AFUE 95% backup | ASHP with AFUE 95% backup | ASHP with AFUE 95% backup | ASHP with AFUE 95% backup | ASHP with AFUE 95% backup | ASHP with AFUE 95% backup | ASHP with AFUE 95% backup | ASHP with AFUE 95% backup | ASHP with AFUE 95% backup | ASHP with AFUE 95% backup
F1_Residential_Multi-Family Low Income_New_Space Heating_Natural Gas_Boiler_E1 | F1 | Residential | Multi-Family Low Income | New | Space Heating | Natural Gas | Boiler | E1 | CCE | 0 | 0 | 0 | 0 | 0 | 0 | 0 | 0 | 0 | 0 | 0 | 0 | 0 | 0 | 0 | 0 | 0 | 0 | 0 | 0 | 0 | 0 | 0 | 0 | 0 | 0 | 0 | 0 | 0 | 0 | 0 | 0 | 0
F1_Residential_Multi-Family Low Income_New_Space Heating_Natural Gas_Boiler_E2 | F1 | Residential | Multi-Family Low Income | New | Space Heating | Natural Gas | Boiler | E2 | CCE | 19.211 | 19.8021 | 0 | 0 | 0 | 0 | 0 | 0 | 0 | 0 | 0 | 0 | 0 | 0 | 0 | 0 | 0 | 0 | 0 | 0 | 0 | 0 | 0 | 0 | 0 | 0 | 0 | 0 | 0 | 0 | 0 | 0 | 0
F1_Residential_Multi-Family Low Income_New_Space Heating_Natural Gas_Boiler_E3 | F1 | Residential | Multi-Family Low Income | New | Space Heating | Natural Gas | Boiler | E3 | CCE | 20.945 | 21.5894 | 24.3445 | 22.4369 | 22.5575 | 0 | 0 | 0 | 0 | 0 | 0 | 0 | 0 | 0 | 0 | 0 | 0 | 0 | 0 | 0 | 0 | 0 | 0 | 0 | 0 | 0 | 0 | 0 | 0 | 0 | 0 | 0 | 0
F1_Residential_Multi-Family Low Income_New_Space Heating_Natural Gas_Boiler_E4 | F1 | Residential | Multi-Family Low Income | New | Space Heating | Natural Gas | Boiler | E4 | CCE | 9.0105 | 9.2877 | 5.9491 | 5.483 | 5.5124 | 0 | 0 | 0 | 0 | 0 | 0 | 0 | 0 | 0 | 0 | 0 | 0 | 0 | 0 | 0 | 0 | 0 | 0 | 0 | 0 | 0 | 0 | 0 | 0 | 0 | 0 | 0 | 0
F1_Residential_Multi-Family Low Income_New_Space Heating_Natural Gas_Boiler_E5 | F1 | Residential | Multi-Family Low Income | New | Space Heating | Natural Gas | Boiler | E5 | CCE | 7.5473 | 7.7796 | 5.7043 | 5.2574 | 5.2856 | 0 | 0 | 0 | 0 | 0 | 0 | 0 | 0 | 0 | 0 | 0 | 0 | 0 | 0 | 0 | 0 | 0 | 0 | 0 | 0 | 0 | 0 | 0 | 0 | 0 | 0 | 0 | 0
F1_Residential_Multi-Family Low Income_New_Space Heating_Natural Gas_Boiler_E6 | F1 | Residential | Multi-Family Low Income | New | Space Heating | Natural Gas | Boiler | E6 | CCE | 36.8584 | 37.9926 | 38.7214 | 35.6872 | 35.8791 | 0 | 0 | 0 | 0 | 0 | 0 | 0 | 0 | 0 | 0 | 0 | 0 | 0 | 0 | 0 | 0 | 0 | 0 | 0 | 0 | 0 | 0 | 0 | 0 | 0 | 0 | 0 | 0
F1_Residential_Multi-Family Low Income_New_Space Heating_Natural Gas_Boiler_E7 | F1 | Residential | Multi-Family Low Income | New | Space Heating | Natural Gas | Boiler | E7 | CCE | 10.4483 | 10.7697 | 10.1576 | 9.3616 | 9.412 | -51.3783 | -51.6579 | -51.9403 | -52.2258 | -52.5142 | -52.8063 | -53.1014 | -53.3998 | -53.7013 | -54.0067 | -54.3154 | -54.6276 | -54.943 | -55.2628 | -55.5861 | -55.9131 | -56.243 | -56.5783 | -56.9169 | -57.2597 | -57.6058 | -57.9576 | -58.3128 | -58.6726 | -59.0364 | -59.4057 | -59.7793 | -59.7793
F1_Residential_Multi-Family Low Income_New_Space Heating_Natural Gas_Boiler_E8 | F1 | Residential | Multi-Family Low Income | New | Space Heating | Natural Gas | Boiler | E8 | CCE | 9.552 | 9.846 | 9.2816 | 8.5543 | 8.6003 | -29.7865 | -29.9486 | -30.1123 | -30.2778 | -30.445 | -30.6143 | -30.7854 | -30.9584 | -31.1332 | -31.3103 | -31.4892 | -31.6702 | -31.8531 | -32.0385 | -32.2259 | -32.4155 | -32.6068 | -32.8012 | -32.9975 | -33.1962 | -33.3968 | -33.6008 | -33.8067 | -34.0153 | -34.2263 | -34.4404 | -34.6569 | -34.6569
F1_Residential_Multi-Family Low Income_New_Space Heating_Natural Gas_Boiler_E9 | F1 | Residential | Multi-Family Low Income | New | Space Heating | Natural Gas | Boiler | E9 | CCE | 0 | 0 | 0 | 0 | 0 | 0 | 0 | 0 | 0 | 0 | 0 | 0 | 0 | 0 | 0 | 0 | 0 | 0 | 0 | 0 | 0 | 0 | 0 | 0 | 0 | 0 | 0 | 0 | 0 | 0 | 0 | 0 | 0
F1_Residential_Multi-Family Low Income_New_Space Heating_Natural Gas_Boiler_E10 | F1 | Residential | Multi-Family Low Income | New | Space Heating | Natural Gas | Boiler | E10 | CCE | 0 | 0 | 0 | 0 | 0 | 0 | 0 | 0 | 0 | 0 | 0 | 0 | 0 | 0 | 0 | 0 | 0 | 0 | 0 | 0 | 0 | 0 | 0 | 0 | 0 | 0 | 0 | 0 | 0 | 0 | 0 | 0 | 0
F2_Residential_Multi-Family Low Income_New_Space Heating_Natural Gas_Boiler_E1 | F2 | Residential | Multi-Family Low Income | New | Space Heating | Natural Gas | Boiler | E1 | TRC BC Ratio | 1 | 1 | 0 | 0 | 0 | 0 | 0 | 0 | 0 | 0 | 0 | 0 | 0 | 0 | 0 | 0 | 0 | 0 | 0 | 0 | 0 | 0 | 0 | 0 | 0 | 0 | 0 | 0 | 0 | 0 | 0 | 0 | 0
F2_Residential_Multi-Family Low Income_New_Space Heating_Natural Gas_Boiler_E2 | F2 | Residential | Multi-Family Low Income | New | Space Heating | Natural Gas | Boiler | E2 | TRC BC Ratio | 0.10616 | 0.10626 | 1 | 1 | 1 | 0 | 0 | 0 | 0 | 0 | 0 | 0 | 0 | 0 | 0 | 0 | 0 | 0 | 0 | 0 | 0 | 0 | 0 | 0 | 0 | 0 | 0 | 0 | 0 | 0 | 0 | 0 | 0
F2_Residential_Multi-Family Low Income_New_Space Heating_Natural Gas_Boiler_E3 | F2 | Residential | Multi-Family Low Income | New | Space Heating | Natural Gas | Boiler | E3 | TRC BC Ratio | 0.097369 | 0.097459 | 0.085365 | 0.085521 | 0.085242 | 0 | 0 | 0 | 0 | 0 | 0 | 0 | 0 | 0 | 0 | 0 | 0 | 0 | 0 | 0 | 0 | 0 | 0 | 0 | 0 | 0 | 0 | 0 | 0 | 0 | 0 | 0 | 0
F2_Residential_Multi-Family Low Income_New_Space Heating_Natural Gas_Boiler_E4 | F2 | Residential | Multi-Family Low Income | New | Space Heating | Natural Gas | Boiler | E4 | TRC BC Ratio | 0.22634 | 0.22655 | 0.34932 | 0.34996 | 0.34882 | 0 | 0 | 0 | 0 | 0 | 0 | 0 | 0 | 0 | 0 | 0 | 0 | 0 | 0 | 0 | 0 | 0 | 0 | 0 | 0 | 0 | 0 | 0 | 0 | 0 | 0 | 0 | 0
F2_Residential_Multi-Family Low Income_New_Space Heating_Natural Gas_Boiler_E5 | F2 | Residential | Multi-Family Low Income | New | Space Heating | Natural Gas | Boiler | E5 | TRC BC Ratio | 0.27021 | 0.27046 | 0.36431 | 0.36498 | 0.36379 | 0 | 0 | 0 | 0 | 0 | 0 | 0 | 0 | 0 | 0 | 0 | 0 | 0 | 0 | 0 | 0 | 0 | 0 | 0 | 0 | 0 | 0 | 0 | 0 | 0 | 0 | 0 | 0
F2_Residential_Multi-Family Low Income_New_Space Heating_Natural Gas_Boiler_E6 | F2 | Residential | Multi-Family Low Income | New | Space Heating | Natural Gas | Boiler | E6 | TRC BC Ratio | 0.055536 | 0.0556 | 0.053819 | 0.053862 | 0.053859 | 1 | 1 | 1 | 1 | 1 | 1 | 1 | 1 | 1 | 1 | 1 | 1 | 1 | 1 | 1 | 1 | 1 | 1 | 1 | 1 | 1 | 1 | 1 | 1 | 1 | 1 | 1 | 1
F2_Residential_Multi-Family Low Income_New_Space Heating_Natural Gas_Boiler_E7 | F2 | Residential | Multi-Family Low Income | New | Space Heating | Natural Gas | Boiler | E7 | TRC BC Ratio | 0.19569 | 0.1959 | 0.2051 | 0.2054 | 0.20491 | 1 | 1 | 1 | 1 | 1 | 1 | 1 | 1 | 1 | 1 | 1 | 1 | 1 | 1 | 1 | 1 | 1 | 1 | 1 | 1 | 1 | 1 | 1 | 1 | 1 | 1 | 1 | 1
F2_Residential_Multi-Family Low Income_New_Space Heating_Natural Gas_Boiler_E8 | F2 | Residential | Multi-Family Low Income | New | Space Heating | Natural Gas | Boiler | E8 | TRC BC Ratio | 0.21389 | 0.21411 | 0.22429 | 0.22465 | 0.22405 | 1 | 1 | 1 | 1 | 1 | 1 | 1 | 1 | 1 | 1 | 1 | 1 | 1 | 1 | 1 | 1 | 1 | 1 | 1 | 1 | 1 | 1 | 1 | 1 | 1 | 1 | 1 | 1
F2_Residential_Multi-Family Low Income_New_Space Heating_Natural Gas_Boiler_E9 | F2 | Residential | Multi-Family Low Income | New | Space Heating | Natural Gas | Boiler | E9 | TRC BC Ratio | 0 | 0 | 0 | 0 | 0 | 0 | 0 | 0 | 0 | 0 | 0 | 0 | 0 | 0 | 0 | 0 | 0 | 0 | 0 | 0 | 0 | 0 | 0 | 0 | 0 | 0 | 0 | 0 | 0 | 0 | 0 | 0 | 0
F2_Residential_Multi-Family Low Income_New_Space Heating_Natural Gas_Boiler_E10 | F2 | Residential | Multi-Family Low Income | New | Space Heating | Natural Gas | Boiler | E10 | TRC BC Ratio | 0 | 0 | 0 | 0 | 0 | 0 | 0 | 0 | 0 | 0 | 0 | 0 | 0 | 0 | 0 | 0 | 0 | 0 | 0 | 0 | 0 | 0 | 0 | 0 | 0 | 0 | 0 | 0 | 0 | 0 | 0 | 0 | 0
F3_Residential_Multi-Family Low Income_New_Space Heating_Natural Gas_Boiler_E1 | F3 | Residential | Multi-Family Low Income | New | Space Heating | Natural Gas | Boiler | E1 | PACT BC Ratio | 1 | 1 | 0 | 0 | 0 | 0 | 0 | 0 | 0 | 0 | 0 | 0 | 0 | 0 | 0 | 0 | 0 | 0 | 0 | 0 | 0 | 0 | 0 | 0 | 0 | 0 | 0 | 0 | 0 | 0 | 0 | 0 | 0
F3_Residential_Multi-Family Low Income_New_Space Heating_Natural Gas_Boiler_E2 | F3 | Residential | Multi-Family Low Income | New | Space Heating | Natural Gas | Boiler | E2 | PACT BC Ratio | 0.10616 | 0.10626 | 1 | 1 | 1 | 0 | 0 | 0 | 0 | 0 | 0 | 0 | 0 | 0 | 0 | 0 | 0 | 0 | 0 | 0 | 0 | 0 | 0 | 0 | 0 | 0 | 0 | 0 | 0 | 0 | 0 | 0 | 0
F3_Residential_Multi-Family Low Income_New_Space Heating_Natural Gas_Boiler_E3 | F3 | Residential | Multi-Family Low Income | New | Space Heating | Natural Gas | Boiler | E3 | PACT BC Ratio | 0.097369 | 0.097459 | 0.085365 | 0.085521 | 0.085242 | 0 | 0 | 0 | 0 | 0 | 0 | 0 | 0 | 0 | 0 | 0 | 0 | 0 | 0 | 0 | 0 | 0 | 0 | 0 | 0 | 0 | 0 | 0 | 0 | 0 | 0 | 0 | 0
F3_Residential_Multi-Family Low Income_New_Space Heating_Natural Gas_Boiler_E4 | F3 | Residential | Multi-Family Low Income | New | Space Heating | Natural Gas | Boiler | E4 | PACT BC Ratio | 0.22634 | 0.22655 | 0.34932 | 0.34996 | 0.34882 | 0 | 0 | 0 | 0 | 0 | 0 | 0 | 0 | 0 | 0 | 0 | 0 | 0 | 0 | 0 | 0 | 0 | 0 | 0 | 0 | 0 | 0 | 0 | 0 | 0 | 0 | 0 | 0
F3_Residential_Multi-Family Low Income_New_Space Heating_Natural Gas_Boiler_E5 | F3 | Residential | Multi-Family Low Income | New | Space Heating | Natural Gas | Boiler | E5 | PACT BC Ratio | 0.27021 | 0.27046 | 0.36431 | 0.36498 | 0.36379 | 0 | 0 | 0 | 0 | 0 | 0 | 0 | 0 | 0 | 0 | 0 | 0 | 0 | 0 | 0 | 0 | 0 | 0 | 0 | 0 | 0 | 0 | 0 | 0 | 0 | 0 | 0 | 0
F3_Residential_Multi-Family Low Income_New_Space Heating_Natural Gas_Boiler_E6 | F3 | Residential | Multi-Family Low Income | New | Space Heating | Natural Gas | Boiler | E6 | PACT BC Ratio | 0.055536 | 0.0556 | 0.053819 | 0.053862 | 0.053859 | 1 | 1 | 1 | 1 | 1 | 1 | 1 | 1 | 1 | 1 | 1 | 1 | 1 | 1 | 1 | 1 | 1 | 1 | 1 | 1 | 1 | 1 | 1 | 1 | 1 | 1 | 1 | 1
F3_Residential_Multi-Family Low Income_New_Space Heating_Natural Gas_Boiler_E7 | F3 | Residential | Multi-Family Low Income | New | Space Heating | Natural Gas | Boiler | E7 | PACT BC Ratio | 0.19569 | 0.1959 | 0.2051 | 0.2054 | 0.20491 | 1 | 1 | 1 | 1 | 1 | 1 | 1 | 1 | 1 | 1 | 1 | 1 | 1 | 1 | 1 | 1 | 1 | 1 | 1 | 1 | 1 | 1 | 1 | 1 | 1 | 1 | 1 | 1
F3_Residential_Multi-Family Low Income_New_Space Heating_Natural Gas_Boiler_E8 | F3 | Residential | Multi-Family Low Income | New | Space Heating | Natural Gas | Boiler | E8 | PACT BC Ratio | 0.21389 | 0.21411 | 0.22429 | 0.22465 | 0.22405 | 1 | 1 | 1 | 1 | 1 | 1 | 1 | 1 | 1 | 1 | 1 | 1 | 1 | 1 | 1 | 1 | 1 | 1 | 1 | 1 | 1 | 1 | 1 | 1 | 1 | 1 | 1 | 1
F3_Residential_Multi-Family Low Income_New_Space Heating_Natural Gas_Boiler_E9 | F3 | Residential | Multi-Family Low Income | New | Space Heating | Natural Gas | Boiler | E9 | PACT BC Ratio | 0 | 0 | 0 | 0 | 0 | 0 | 0 | 0 | 0 | 0 | 0 | 0 | 0 | 0 | 0 | 0 | 0 | 0 | 0 | 0 | 0 | 0 | 0 | 0 | 0 | 0 | 0 | 0 | 0 | 0 | 0 | 0 | 0
F3_Residential_Multi-Family Low Income_New_Space Heating_Natural Gas_Boiler_E10 | F3 | Residential | Multi-Family Low Income | New | Space Heating | Natural Gas | Boiler | E10 | PACT BC Ratio | 0 | 0 | 0 | 0 | 0 | 0 | 0 | 0 | 0 | 0 | 0 | 0 | 0 | 0 | 0 | 0 | 0 | 0 | 0 | 0 | 0 | 0 | 0 | 0 | 0 | 0 | 0 | 0 | 0 | 0 | 0 | 0 | 0
F4_Residential_Multi-Family Low Income_New_Space Heating_Natural Gas_Boiler_E1 | F4 | Residential | Multi-Family Low Income | New | Space Heating | Natural Gas | Boiler | E1 | RVT BC Ratio | 1 | 1 | 0 | 0 | 0 | 0 | 0 | 0 | 0 | 0 | 0 | 0 | 0 | 0 | 0 | 0 | 0 | 0 | 0 | 0 | 0 | 0 | 0 | 0 | 0 | 0 | 0 | 0 | 0 | 0 | 0 | 0 | 0
F4_Residential_Multi-Family Low Income_New_Space Heating_Natural Gas_Boiler_E2 | F4 | Residential | Multi-Family Low Income | New | Space Heating | Natural Gas | Boiler | E2 | RVT BC Ratio | 1.1272 | 1.1273 | 1 | 1 | 1 | 0 | 0 | 0 | 0 | 0 | 0 | 0 | 0 | 0 | 0 | 0 | 0 | 0 | 0 | 0 | 0 | 0 | 0 | 0 | 0 | 0 | 0 | 0 | 0 | 0 | 0 | 0 | 0
F4_Residential_Multi-Family Low Income_New_Space Heating_Natural Gas_Boiler_E3 | F4 | Residential | Multi-Family Low Income | New | Space Heating | Natural Gas | Boiler | E3 | RVT BC Ratio | 1.1167 | 1.1168 | 1.1023 | 1.1025 | 1.1021 | 0 | 0 | 0 | 0 | 0 | 0 | 0 | 0 | 0 | 0 | 0 | 0 | 0 | 0 | 0 | 0 | 0 | 0 | 0 | 0 | 0 | 0 | 0 | 0 | 0 | 0 | 0 | 0
F4_Residential_Multi-Family Low Income_New_Space Heating_Natural Gas_Boiler_E4 | F4 | Residential | Multi-Family Low Income | New | Space Heating | Natural Gas | Boiler | E4 | RVT BC Ratio | 1.2712 | 1.2714 | 1.4185 | 1.4193 | 1.4179 | 0 | 0 | 0 | 0 | 0 | 0 | 0 | 0 | 0 | 0 | 0 | 0 | 0 | 0 | 0 | 0 | 0 | 0 | 0 | 0 | 0 | 0 | 0 | 0 | 0 | 0 | 0 | 0
F4_Residential_Multi-Family Low Income_New_Space Heating_Natural Gas_Boiler_E5 | F4 | Residential | Multi-Family Low Income | New | Space Heating | Natural Gas | Boiler | E5 | RVT BC Ratio | 1.3237 | 1.324 | 1.4365 | 1.4373 | 1.4358 | 0 | 0 | 0 | 0 | 0 | 0 | 0 | 0 | 0 | 0 | 0 | 0 | 0 | 0 | 0 | 0 | 0 | 0 | 0 | 0 | 0 | 0 | 0 | 0 | 0 | 0 | 0 | 0
F4_Residential_Multi-Family Low Income_New_Space Heating_Natural Gas_Boiler_E6 | F4 | Residential | Multi-Family Low Income | New | Space Heating | Natural Gas | Boiler | E6 | RVT BC Ratio | 1.0665 | 1.0666 | 1.0645 | 1.0645 | 1.0645 | 1 | 1 | 1 | 1 | 1 | 1 | 1 | 1 | 1 | 1 | 1 | 1 | 1 | 1 | 1 | 1 | 1 | 1 | 1 | 1 | 1 | 1 | 1 | 1 | 1 | 1 | 1 | 1
F4_Residential_Multi-Family Low Income_New_Space Heating_Natural Gas_Boiler_E7 | F4 | Residential | Multi-Family Low Income | New | Space Heating | Natural Gas | Boiler | E7 | RVT BC Ratio | 1.2344 | 1.2347 | 1.2457 | 1.2461 | 1.2455 | 1 | 1 | 1 | 1 | 1 | 1 | 1 | 1 | 1 | 1 | 1 | 1 | 1 | 1 | 1 | 1 | 1 | 1 | 1 | 1 | 1 | 1 | 1 | 1 | 1 | 1 | 1 | 1
F4_Residential_Multi-Family Low Income_New_Space Heating_Natural Gas_Boiler_E8 | F4 | Residential | Multi-Family Low Income | New | Space Heating | Natural Gas | Boiler | E8 | RVT BC Ratio | 1.2563 | 1.2565 | 1.2687 | 1.2691 | 1.2684 | 1 | 1 | 1 | 1 | 1 | 1 | 1 | 1 | 1 | 1 | 1 | 1 | 1 | 1 | 1 | 1 | 1 | 1 | 1 | 1 | 1 | 1 | 1 | 1 | 1 | 1 | 1 | 1
F4_Residential_Multi-Family Low Income_New_Space Heating_Natural Gas_Boiler_E9 | F4 | Residential | Multi-Family Low Income | New | Space Heating | Natural Gas | Boiler | E9 | RVT BC Ratio | 0 | 0 | 0 | 0 | 0 | 0 | 0 | 0 | 0 | 0 | 0 | 0 | 0 | 0 | 0 | 0 | 0 | 0 | 0 | 0 | 0 | 0 | 0 | 0 | 0 | 0 | 0 | 0 | 0 | 0 | 0 | 0 | 0
F4_Residential_Multi-Family Low Income_New_Space Heating_Natural Gas_Boiler_E10 | F4 | Residential | Multi-Family Low Income | New | Space Heating | Natural Gas | Boiler | E10 | RVT BC Ratio | 0 | 0 | 0 | 0 | 0 | 0 | 0 | 0 | 0 | 0 | 0 | 0 | 0 | 0 | 0 | 0 | 0 | 0 | 0 | 0 | 0 | 0 | 0 | 0 | 0 | 0 | 0 | 0 | 0 | 0 | 0 | 0 | 0
F5_Residential_Multi-Family Low Income_New_Space Heating_Natural Gas_Boiler_E1 | F5 | Residential | Multi-Family Low Income | New | Space Heating | Natural Gas | Boiler | E1 | RIM BC Ratio | 1 | 1 | 0 | 0 | 0 | 0 | 0 | 0 | 0 | 0 | 0 | 0 | 0 | 0 | 0 | 0 | 0 | 0 | 0 | 0 | 0 | 0 | 0 | 0 | 0 | 0 | 0 | 0 | 0 | 0 | 0 | 0 | 0
F5_Residential_Multi-Family Low Income_New_Space Heating_Natural Gas_Boiler_E2 | F5 | Residential | Multi-Family Low Income | New | Space Heating | Natural Gas | Boiler | E2 | RIM BC Ratio | 0.095984 | 0.096065 | 1 | 1 | 1 | 0 | 0 | 0 | 0 | 0 | 0 | 0 | 0 | 0 | 0 | 0 | 0 | 0 | 0 | 0 | 0 | 0 | 0 | 0 | 0 | 0 | 0 | 0 | 0 | 0 | 0 | 0 | 0
F5_Residential_Multi-Family Low Income_New_Space Heating_Natural Gas_Boiler_E3 | F5 | Residential | Multi-Family Low Income | New | Space Heating | Natural Gas | Boiler | E3 | RIM BC Ratio | 0.088742 | 0.088817 | 0.078661 | 0.078793 | 0.078556 | 0 | 0 | 0 | 0 | 0 | 0 | 0 | 0 | 0 | 0 | 0 | 0 | 0 | 0 | 0 | 0 | 0 | 0 | 0 | 0 | 0 | 0 | 0 | 0 | 0 | 0 | 0 | 0
F5_Residential_Multi-Family Low Income_New_Space Heating_Natural Gas_Boiler_E4 | F5 | Residential | Multi-Family Low Income | New | Space Heating | Natural Gas | Boiler | E4 | RIM BC Ratio | 0.18462 | 0.18476 | 0.259 | 0.25935 | 0.25872 | 0 | 0 | 0 | 0 | 0 | 0 | 0 | 0 | 0 | 0 | 0 | 0 | 0 | 0 | 0 | 0 | 0 | 0 | 0 | 0 | 0 | 0 | 0 | 0 | 0 | 0 | 0 | 0
F5_Residential_Multi-Family Low Income_New_Space Heating_Natural Gas_Boiler_E5 | F5 | Residential | Multi-Family Low Income | New | Space Heating | Natural Gas | Boiler | E5 | RIM BC Ratio | 0.2128 | 0.21296 | 0.26715 | 0.2675 | 0.26686 | 0 | 0 | 0 | 0 | 0 | 0 | 0 | 0 | 0 | 0 | 0 | 0 | 0 | 0 | 0 | 0 | 0 | 0 | 0 | 0 | 0 | 0 | 0 | 0 | 0 | 0 | 0 | 0
F5_Residential_Multi-Family Low Income_New_Space Heating_Natural Gas_Boiler_E6 | F5 | Residential | Multi-Family Low Income | New | Space Heating | Natural Gas | Boiler | E6 | RIM BC Ratio | 0.052619 | 0.052676 | 0.051075 | 0.051113 | 0.051111 | 1 | 1 | 1 | 1 | 1 | 1 | 1 | 1 | 1 | 1 | 1 | 1 | 1 | 1 | 1 | 1 | 1 | 1 | 1 | 1 | 1 | 1 | 1 | 1 | 1 | 1 | 1 | 1
F5_Residential_Multi-Family Low Income_New_Space Heating_Natural Gas_Boiler_E7 | F5 | Residential | Multi-Family Low Income | New | Space Heating | Natural Gas | Boiler | E7 | RIM BC Ratio | 0.1637 | 0.16385 | 0.17024 | 0.17045 | 0.17011 | 1 | 1 | 1 | 1 | 1 | 1 | 1 | 1 | 1 | 1 | 1 | 1 | 1 | 1 | 1 | 1 | 1 | 1 | 1 | 1 | 1 | 1 | 1 | 1 | 1 | 1 | 1 | 1
F5_Residential_Multi-Family Low Income_New_Space Heating_Natural Gas_Boiler_E8 | F5 | Residential | Multi-Family Low Income | New | Space Heating | Natural Gas | Boiler | E8 | RIM BC Ratio | 0.17625 | 0.1764 | 0.18326 | 0.18349 | 0.1831 | 1 | 1 | 1 | 1 | 1 | 1 | 1 | 1 | 1 | 1 | 1 | 1 | 1 | 1 | 1 | 1 | 1 | 1 | 1 | 1 | 1 | 1 | 1 | 1 | 1 | 1 | 1 | 1
F5_Residential_Multi-Family Low Income_New_Space Heating_Natural Gas_Boiler_E9 | F5 | Residential | Multi-Family Low Income | New | Space Heating | Natural Gas | Boiler | E9 | RIM BC Ratio | 0 | 0 | 0 | 0 | 0 | 0 | 0 | 0 | 0 | 0 | 0 | 0 | 0 | 0 | 0 | 0 | 0 | 0 | 0 | 0 | 0 | 0 | 0 | 0 | 0 | 0 | 0 | 0 | 0 | 0 | 0 | 0 | 0
F5_Residential_Multi-Family Low Income_New_Space Heating_Natural Gas_Boiler_E10 | F5 | Residential | Multi-Family Low Income | New | Space Heating | Natural Gas | Boiler | E10 | RIM BC Ratio | 0 | 0 | 0 | 0 | 0 | 0 | 0 | 0 | 0 | 0 | 0 | 0 | 0 | 0 | 0 | 0 | 0 | 0 | 0 | 0 | 0 | 0 | 0 | 0 | 0 | 0 | 0 | 0 | 0 | 0 | 0 | 0 | 0
F0_Residential_Multi-Family Low Income_New_Secondary Heating_Natural Gas_Fireplace_E0 | F0 | Residential | Multi-Family Low Income | New | Secondary Heating | Natural Gas | Fireplace | E0 | Economic Unit | Baseline (>50% FE) | Baseline (>50% FE) | Baseline (>50% FE) | Baseline (>50% FE) | Baseline (>50% FE) | Baseline (>50% FE) | Baseline (>50% FE) | Baseline (>50% FE) | Baseline (>50% FE) | Baseline (>50% FE) | Baseline (>50% FE) | Baseline (>50% FE) | Baseline (>50% FE) | Baseline (>50% FE) | Baseline (>50% FE) | Baseline (>50% FE) | Baseline (>50% FE) | Baseline (>50% FE) | Baseline (>50% FE) | Baseline (>50% FE) | Baseline (>50% FE) | Baseline (>50% FE) | Baseline (>50% FE) | Baseline (>50% FE) | Baseline (>50% FE) | Baseline (>50% FE) | Baseline (>50% FE) | Baseline (>50% FE) | Baseline (>50% FE) | Baseline (>50% FE) | Baseline (>50% FE) | Baseline (>50% FE) | Baseline (>50% FE)
F1_Residential_Multi-Family Low Income_New_Secondary Heating_Natural Gas_Fireplace_E1 | F1 | Residential | Multi-Family Low Income | New | Secondary Heating | Natural Gas | Fireplace | E1 | CCE | 0 | 0 | 0 | 0 | 0 | 0 | 0 | 0 | 0 | 0 | 0 | 0 | 0 | 0 | 0 | 0 | 0 | 0 | 0 | 0 | 0 | 0 | 0 | 0 | 0 | 0 | 0 | 0 | 0 | 0 | 0 | 0 | 0
F1_Residential_Multi-Family Low Income_New_Secondary Heating_Natural Gas_Fireplace_E2 | F1 | Residential | Multi-Family Low Income | New | Secondary Heating | Natural Gas | Fireplace | E2 | CCE | 4.7698 | 4.9166 | 4.8296 | 4.4393 | 4.4512 | 4.4632 | 4.4753 | 4.4875 | 4.4999 | 4.5123 | 4.5248 | 4.5374 | 4.5502 | 4.563 | 4.5759 | 4.589 | 4.6022 | 4.6154 | 4.6288 | 4.6424 | 4.656 | 4.6697 | 4.6836 | 4.6976 | 4.7117 | 4.726 | 4.7404 | 4.7549 | 4.7695 | 4.7843 | 4.7992 | 4.8143 | 4.8143
F1_Residential_Multi-Family Low Income_New_Secondary Heating_Natural Gas_Fireplace_E3 | F1 | Residential | Multi-Family Low Income | New | Secondary Heating | Natural Gas | Fireplace | E3 | CCE | 4.7856 | 4.9328 | 4.8456 | 4.454 | 4.4659 | 4.478 | 4.4901 | 4.5024 | 4.5147 | 4.5272 | 4.5398 | 4.5524 | 4.5652 | 4.5781 | 4.5911 | 4.6042 | 4.6174 | 4.6307 | 4.6442 | 4.6577 | 4.6714 | 4.6852 | 4.6991 | 4.7132 | 4.7273 | 4.7416 | 4.756 | 4.7706 | 4.7853 | 4.8001 | 4.8151 | 4.8302 | 4.8302
F1_Residential_Multi-Family Low Income_New_Secondary Heating_Natural Gas_Fireplace_E4 | F1 | Residential | Multi-Family Low Income | New | Secondary Heating | Natural Gas | Fireplace | E4 | CCE | 0 | 0 | 0 | 0 | 0 | 0 | 0 | 0 | 0 | 0 | 0 | 0 | 0 | 0 | 0 | 0 | 0 | 0 | 0 | 0 | 0 | 0 | 0 | 0 | 0 | 0 | 0 | 0 | 0 | 0 | 0 | 0 | 0
F1_Residential_Multi-Family Low Income_New_Secondary Heating_Natural Gas_Fireplace_E5 | F1 | Residential | Multi-Family Low Income | New | Secondary Heating | Natural Gas | Fireplace | E5 | CCE | 0 | 0 | 0 | 0 | 0 | 0 | 0 | 0 | 0 | 0 | 0 | 0 | 0 | 0 | 0 | 0 | 0 | 0 | 0 | 0 | 0 | 0 | 0 | 0 | 0 | 0 | 0 | 0 | 0 | 0 | 0 | 0 | 0
F1_Residential_Multi-Family Low Income_New_Secondary Heating_Natural Gas_Fireplace_E6 | F1 | Residential | Multi-Family Low Income | New | Secondary Heating | Natural Gas | Fireplace | E6 | CCE | 0 | 0 | 0 | 0 | 0 | 0 | 0 | 0 | 0 | 0 | 0 | 0 | 0 | 0 | 0 | 0 | 0 | 0 | 0 | 0 | 0 | 0 | 0 | 0 | 0 | 0 | 0 | 0 | 0 | 0 | 0 | 0 | 0
F1_Residential_Multi-Family Low Income_New_Secondary Heating_Natural Gas_Fireplace_E7 | F1 | Residential | Multi-Family Low Income | New | Secondary Heating | Natural Gas | Fireplace | E7 | CCE | 0 | 0 | 0 | 0 | 0 | 0 | 0 | 0 | 0 | 0 | 0 | 0 | 0 | 0 | 0 | 0 | 0 | 0 | 0 | 0 | 0 | 0 | 0 | 0 | 0 | 0 | 0 | 0 | 0 | 0 | 0 | 0 | 0
F1_Residential_Multi-Family Low Income_New_Secondary Heating_Natural Gas_Fireplace_E8 | F1 | Residential | Multi-Family Low Income | New | Secondary Heating | Natural Gas | Fireplace | E8 | CCE | 0 | 0 | 0 | 0 | 0 | 0 | 0 | 0 | 0 | 0 | 0 | 0 | 0 | 0 | 0 | 0 | 0 | 0 | 0 | 0 | 0 | 0 | 0 | 0 | 0 | 0 | 0 | 0 | 0 | 0 | 0 | 0 | 0
F1_Residential_Multi-Family Low Income_New_Secondary Heating_Natural Gas_Fireplace_E9 | F1 | Residential | Multi-Family Low Income | New | Secondary Heating | Natural Gas | Fireplace | E9 | CCE | 0 | 0 | 0 | 0 | 0 | 0 | 0 | 0 | 0 | 0 | 0 | 0 | 0 | 0 | 0 | 0 | 0 | 0 | 0 | 0 | 0 | 0 | 0 | 0 | 0 | 0 | 0 | 0 | 0 | 0 | 0 | 0 | 0
F1_Residential_Multi-Family Low Income_New_Secondary Heating_Natural Gas_Fireplace_E10 | F1 | Residential | Multi-Family Low Income | New | Secondary Heating | Natural Gas | Fireplace | E10 | CCE | 0 | 0 | 0 | 0 | 0 | 0 | 0 | 0 | 0 | 0 | 0 | 0 | 0 | 0 | 0 | 0 | 0 | 0 | 0 | 0 | 0 | 0 | 0 | 0 | 0 | 0 | 0 | 0 | 0 | 0 | 0 | 0 | 0
F2_Residential_Multi-Family Low Income_New_Secondary Heating_Natural Gas_Fireplace_E1 | F2 | Residential | Multi-Family Low Income | New | Secondary Heating | Natural Gas | Fireplace | E1 | TRC BC Ratio | bar: 2019 to 2051
F2_Residential_Multi-Family Low Income_New_Secondary Heating_Natural Gas_Fireplace_E2 | F2 | Residential | Multi-Family Low Income | New | Secondary Heating | Natural Gas | Fireplace | E2 | TRC BC Ratio | 0.34044 | 0.3416 | 0.34373 | 0.34552 | 0.34509 | 0.34598 | 0.34812 | 0.34996 | 0.35221 | 0.35436 | 0.35645 | 0.35843 | 0.36057 | 0.3626 | 0.36431 | 0.36583 | 0.36712 | 0.36827 | 0.3691 | 0.36975 | 0.36995 | 0.36978 | 0.36931 | 0.36876 | 0.36787 | 0.36674 | 0.36537 | 0.36382 | 0.36188 | 0.35973 | 0.35719 | 0.35445 | 0.35119
F2_Residential_Multi-Family Low Income_New_Secondary Heating_Natural Gas_Fireplace_E3 | F2 | Residential | Multi-Family Low Income | New | Secondary Heating | Natural Gas | Fireplace | E3 | TRC BC Ratio | 0.33931 | 0.34047 | 0.34259 | 0.34439 | 0.34395 | 0.34484 | 0.34697 | 0.3488 | 0.35105 | 0.35319 | 0.35527 | 0.35724 | 0.35938 | 0.3614 | 0.36311 | 0.36462 | 0.36591 | 0.36706 | 0.36789 | 0.36853 | 0.36873 | 0.36856 | 0.36809 | 0.36755 | 0.36666 | 0.36553 | 0.36416 | 0.36262 | 0.36068 | 0.35854 | 0.35601 | 0.35329 | 0.35003
F2_Residential_Multi-Family Low Income_New_Secondary Heating_Natural Gas_Fireplace_E4 | F2 | Residential | Multi-Family Low Income | New | Secondary Heating | Natural Gas | Fireplace | E4 | TRC BC Ratio | 0 | 0 | 0 | 0 | 0 | 0 | 0 | 0 | 0 | 0 | 0 | 0 | 0 | 0 | 0 | 0 | 0 | 0 | 0 | 0 | 0 | 0 | 0 | 0 | 0 | 0 | 0 | 0 | 0 | 0 | 0 | 0 | 0
F2_Residential_Multi-Family Low Income_New_Secondary Heating_Natural Gas_Fireplace_E5 | F2 | Residential | Multi-Family Low Income | New | Secondary Heating | Natural Gas | Fireplace | E5 | TRC BC Ratio | 0 | 0 | 0 | 0 | 0 | 0 | 0 | 0 | 0 | 0 | 0 | 0 | 0 | 0 | 0 | 0 | 0 | 0 | 0 | 0 | 0 | 0 | 0 | 0 | 0 | 0 | 0 | 0 | 0 | 0 | 0 | 0 | 0
F2_Residential_Multi-Family Low Income_New_Secondary Heating_Natural Gas_Fireplace_E6 | F2 | Residential | Multi-Family Low Income | New | Secondary Heating | Natural Gas | Fireplace | E6 | TRC BC Ratio | 0 | 0 | 0 | 0 | 0 | 0 | 0 | 0 | 0 | 0 | 0 | 0 | 0 | 0 | 0 | 0 | 0 | 0 | 0 | 0 | 0 | 0 | 0 | 0 | 0 | 0 | 0 | 0 | 0 | 0 | 0 | 0 | 0
F2_Residential_Multi-Family Low Income_New_Secondary Heating_Natural Gas_Fireplace_E7 | F2 | Residential | Multi-Family Low Income | New | Secondary Heating | Natural Gas | Fireplace | E7 | TRC BC Ratio | 0 | 0 | 0 | 0 | 0 | 0 | 0 | 0 | 0 | 0 | 0 | 0 | 0 | 0 | 0 | 0 | 0 | 0 | 0 | 0 | 0 | 0 | 0 | 0 | 0 | 0 | 0 | 0 | 0 | 0 | 0 | 0 | 0
F2_Residential_Multi-Family Low Income_New_Secondary Heating_Natural Gas_Fireplace_E8 | F2 | Residential | Multi-Family Low Income | New | Secondary Heating | Natural Gas | Fireplace | E8 | TRC BC Ratio | 0 | 0 | 0 | 0 | 0 | 0 | 0 | 0 | 0 | 0 | 0 | 0 | 0 | 0 | 0 | 0 | 0 | 0 | 0 | 0 | 0 | 0 | 0 | 0 | 0 | 0 | 0 | 0 | 0 | 0 | 0 | 0 | 0
F2_Residential_Multi-Family Low Income_New_Secondary Heating_Natural Gas_Fireplace_E9 | F2 | Residential | Multi-Family Low Income | New | Secondary Heating | Natural Gas | Fireplace | E9 | TRC BC Ratio | 0 | 0 | 0 | 0 | 0 | 0 | 0 | 0 | 0 | 0 | 0 | 0 | 0 | 0 | 0 | 0 | 0 | 0 | 0 | 0 | 0 | 0 | 0 | 0 | 0 | 0 | 0 | 0 | 0 | 0 | 0 | 0 | 0
F2_Residential_Multi-Family Low Income_New_Secondary Heating_Natural Gas_Fireplace_E10 | F2 | Residential | Multi-Family Low Income | New | Secondary Heating | Natural Gas | Fireplace | E10 | TRC BC Ratio | 0 | 0 | 0 | 0 | 0 | 0 | 0 | 0 | 0 | 0 | 0 | 0 | 0 | 0 | 0 | 0 | 0 | 0 | 0 | 0 | 0 | 0 | 0 | 0 | 0 | 0 | 0 | 0 | 0 | 0 | 0 | 0 | 0
F3_Residential_Multi-Family Low Income_New_Secondary Heating_Natural Gas_Fireplace_E1 | F3 | Residential | Multi-Family Low Income | New | Secondary Heating | Natural Gas | Fireplace | E1 | PACT BC Ratio | bar: 2019 to 2051
F3_Residential_Multi-Family Low Income_New_Secondary Heating_Natural Gas_Fireplace_E2 | F3 | Residential | Multi-Family Low Income | New | Secondary Heating | Natural Gas | Fireplace | E2 | PACT BC Ratio | 0.62329 | 0.62542 | 0.62931 | 0.63261 | 0.63181 | 0.63345 | 0.63735 | 0.64072 | 0.64485 | 0.64878 | 0.6526 | 0.65623 | 0.66015 | 0.66387 | 0.667 | 0.66979 | 0.67214 | 0.67425 | 0.67578 | 0.67697 | 0.67732 | 0.67701 | 0.67616 | 0.67515 | 0.67352 | 0.67144 | 0.66894 | 0.6661 | 0.66254 | 0.65861 | 0.65396 | 0.64896 | 0.64298
F3_Residential_Multi-Family Low Income_New_Secondary Heating_Natural Gas_Fireplace_E3 | F3 | Residential | Multi-Family Low Income | New | Secondary Heating | Natural Gas | Fireplace | E3 | PACT BC Ratio | 0.62124 | 0.62336 | 0.62724 | 0.63052 | 0.62972 | 0.63136 | 0.63525 | 0.63861 | 0.64273 | 0.64664 | 0.65045 | 0.65407 | 0.65797 | 0.66168 | 0.6648 | 0.66758 | 0.66993 | 0.67203 | 0.67355 | 0.67474 | 0.67509 | 0.67478 | 0.67393 | 0.67293 | 0.6713 | 0.66923 | 0.66673 | 0.6639 | 0.66036 | 0.65644 | 0.65181 | 0.64682 | 0.64086
F3_Residential_Multi-Family Low Income_New_Secondary Heating_Natural Gas_Fireplace_E4 | F3 | Residential | Multi-Family Low Income | New | Secondary Heating | Natural Gas | Fireplace | E4 | PACT BC Ratio | 0 | 0 | 0 | 0 | 0 | 0 | 0 | 0 | 0 | 0 | 0 | 0 | 0 | 0 | 0 | 0 | 0 | 0 | 0 | 0 | 0 | 0 | 0 | 0 | 0 | 0 | 0 | 0 | 0 | 0 | 0 | 0 | 0
F3_Residential_Multi-Family Low Income_New_Secondary Heating_Natural Gas_Fireplace_E5 | F3 | Residential | Multi-Family Low Income | New | Secondary Heating | Natural Gas | Fireplace | E5 | PACT BC Ratio | 0 | 0 | 0 | 0 | 0 | 0 | 0 | 0 | 0 | 0 | 0 | 0 | 0 | 0 | 0 | 0 | 0 | 0 | 0 | 0 | 0 | 0 | 0 | 0 | 0 | 0 | 0 | 0 | 0 | 0 | 0 | 0 | 0
F3_Residential_Multi-Family Low Income_New_Secondary Heating_Natural Gas_Fireplace_E6 | F3 | Residential | Multi-Family Low Income | New | Secondary Heating | Natural Gas | Fireplace | E6 | PACT BC Ratio | 0 | 0 | 0 | 0 | 0 | 0 | 0 | 0 | 0 | 0 | 0 | 0 | 0 | 0 | 0 | 0 | 0 | 0 | 0 | 0 | 0 | 0 | 0 | 0 | 0 | 0 | 0 | 0 | 0 | 0 | 0 | 0 | 0
F3_Residential_Multi-Family Low Income_New_Secondary Heating_Natural Gas_Fireplace_E7 | F3 | Residential | Multi-Family Low Income | New | Secondary Heating | Natural Gas | Fireplace | E7 | PACT BC Ratio | 0 | 0 | 0 | 0 | 0 | 0 | 0 | 0 | 0 | 0 | 0 | 0 | 0 | 0 | 0 | 0 | 0 | 0 | 0 | 0 | 0 | 0 | 0 | 0 | 0 | 0 | 0 | 0 | 0 | 0 | 0 | 0 | 0
F3_Residential_Multi-Family Low Income_New_Secondary Heating_Natural Gas_Fireplace_E8 | F3 | Residential | Multi-Family Low Income | New | Secondary Heating | Natural Gas | Fireplace | E8 | PACT BC Ratio | 0 | 0 | 0 | 0 | 0 | 0 | 0 | 0 | 0 | 0 | 0 | 0 | 0 | 0 | 0 | 0 | 0 | 0 | 0 | 0 | 0 | 0 | 0 | 0 | 0 | 0 | 0 | 0 | 0 | 0 | 0 | 0 | 0
F3_Residential_Multi-Family Low Income_New_Secondary Heating_Natural Gas_Fireplace_E9 | F3 | Residential | Multi-Family Low Income | New | Secondary Heating | Natural Gas | Fireplace | E9 | PACT BC Ratio | 0 | 0 | 0 | 0 | 0 | 0 | 0 | 0 | 0 | 0 | 0 | 0 | 0 | 0 | 0 | 0 | 0 | 0 | 0 | 0 | 0 | 0 | 0 | 0 | 0 | 0 | 0 | 0 | 0 | 0 | 0 | 0 | 0
F3_Residential_Multi-Family Low Income_New_Secondary Heating_Natural Gas_Fireplace_E10 | F3 | Residential | Multi-Family Low Income | New | Secondary Heating | Natural Gas | Fireplace | E10 | PACT BC Ratio | 0 | 0 | 0 | 0 | 0 | 0 | 0 | 0 | 0 | 0 | 0 | 0 | 0 | 0 | 0 | 0 | 0 | 0 | 0 | 0 | 0 | 0 | 0 | 0 | 0 | 0 | 0 | 0 | 0 | 0 | 0 | 0 | 0
F4_Residential_Multi-Family Low Income_New_Secondary Heating_Natural Gas_Fireplace_E1 | F4 | Residential | Multi-Family Low Income | New | Secondary Heating | Natural Gas | Fireplace | E1 | RVT BC Ratio | bar: 2019 to 2051
F4_Residential_Multi-Family Low Income_New_Secondary Heating_Natural Gas_Fireplace_E2 | F4 | Residential | Multi-Family Low Income | New | Secondary Heating | Natural Gas | Fireplace | E2 | RVT BC Ratio | 0.86329 | 0.86469 | 0.86723 | 0.86939 | 0.86887 | 0.86994 | 0.8725 | 0.8747 | 0.8774 | 0.87997 | 0.88247 | 0.88485 | 0.88741 | 0.88984 | 0.8919 | 0.89372 | 0.89526 | 0.89664 | 0.89764 | 0.89842 | 0.89865 | 0.89845 | 0.89789 | 0.89723 | 0.89616 | 0.8948 | 0.89316 | 0.89131 | 0.88898 | 0.88641 | 0.88336 | 0.88009 | 0.87618
F4_Residential_Multi-Family Low Income_New_Secondary Heating_Natural Gas_Fireplace_E3 | F4 | Residential | Multi-Family Low Income | New | Secondary Heating | Natural Gas | Fireplace | E3 | RVT BC Ratio | 0.86195 | 0.86334 | 0.86588 | 0.86802 | 0.8675 | 0.86857 | 0.87112 | 0.87332 | 0.87601 | 0.87857 | 0.88107 | 0.88343 | 0.88599 | 0.88841 | 0.89046 | 0.89227 | 0.89381 | 0.89519 | 0.89618 | 0.89696 | 0.89719 | 0.89699 | 0.89643 | 0.89577 | 0.89471 | 0.89335 | 0.89172 | 0.88987 | 0.88755 | 0.88499 | 0.88195 | 0.87869 | 0.87479
F4_Residential_Multi-Family Low Income_New_Secondary Heating_Natural Gas_Fireplace_E4 | F4 | Residential | Multi-Family Low Income | New | Secondary Heating | Natural Gas | Fireplace | E4 | RVT BC Ratio | 0 | 0 | 0 | 0 | 0 | 0 | 0 | 0 | 0 | 0 | 0 | 0 | 0 | 0 | 0 | 0 | 0 | 0 | 0 | 0 | 0 | 0 | 0 | 0 | 0 | 0 | 0 | 0 | 0 | 0 | 0 | 0 | 0
F4_Residential_Multi-Family Low Income_New_Secondary Heating_Natural Gas_Fireplace_E5 | F4 | Residential | Multi-Family Low Income | New | Secondary Heating | Natural Gas | Fireplace | E5 | RVT BC Ratio | 0 | 0 | 0 | 0 | 0 | 0 | 0 | 0 | 0 | 0 | 0 | 0 | 0 | 0 | 0 | 0 | 0 | 0 | 0 | 0 | 0 | 0 | 0 | 0 | 0 | 0 | 0 | 0 | 0 | 0 | 0 | 0 | 0
F4_Residential_Multi-Family Low Income_New_Secondary Heating_Natural Gas_Fireplace_E6 | F4 | Residential | Multi-Family Low Income | New | Secondary Heating | Natural Gas | Fireplace | E6 | RVT BC Ratio | 0 | 0 | 0 | 0 | 0 | 0 | 0 | 0 | 0 | 0 | 0 | 0 | 0 | 0 | 0 | 0 | 0 | 0 | 0 | 0 | 0 | 0 | 0 | 0 | 0 | 0 | 0 | 0 | 0 | 0 | 0 | 0 | 0
F4_Residential_Multi-Family Low Income_New_Secondary Heating_Natural Gas_Fireplace_E7 | F4 | Residential | Multi-Family Low Income | New | Secondary Heating | Natural Gas | Fireplace | E7 | RVT BC Ratio | 0 | 0 | 0 | 0 | 0 | 0 | 0 | 0 | 0 | 0 | 0 | 0 | 0 | 0 | 0 | 0 | 0 | 0 | 0 | 0 | 0 | 0 | 0 | 0 | 0 | 0 | 0 | 0 | 0 | 0 | 0 | 0 | 0
F4_Residential_Multi-Family Low Income_New_Secondary Heating_Natural Gas_Fireplace_E8 | F4 | Residential | Multi-Family Low Income | New | Secondary Heating | Natural Gas | Fireplace | E8 | RVT BC Ratio | 0 | 0 | 0 | 0 | 0 | 0 | 0 | 0 | 0 | 0 | 0 | 0 | 0 | 0 | 0 | 0 | 0 | 0 | 0 | 0 | 0 | 0 | 0 | 0 | 0 | 0 | 0 | 0 | 0 | 0 | 0 | 0 | 0
F4_Residential_Multi-Family Low Income_New_Secondary Heating_Natural Gas_Fireplace_E9 | F4 | Residential | Multi-Family Low Income | New | Secondary Heating | Natural Gas | Fireplace | E9 | RVT BC Ratio | 0 | 0 | 0 | 0 | 0 | 0 | 0 | 0 | 0 | 0 | 0 | 0 | 0 | 0 | 0 | 0 | 0 | 0 | 0 | 0 | 0 | 0 | 0 | 0 | 0 | 0 | 0 | 0 | 0 | 0 | 0 | 0 | 0
F4_Residential_Multi-Family Low Income_New_Secondary Heating_Natural Gas_Fireplace_E10 | F4 | Residential | Multi-Family Low Income | New | Secondary Heating | Natural Gas | Fireplace | E10 | RVT BC Ratio | 0 | 0 | 0 | 0 | 0 | 0 | 0 | 0 | 0 | 0 | 0 | 0 | 0 | 0 | 0 | 0 | 0 | 0 | 0 | 0 | 0 | 0 | 0 | 0 | 0 | 0 | 0 | 0 | 0 | 0 | 0 | 0 | 0
F5_Residential_Multi-Family Low Income_New_Secondary Heating_Natural Gas_Fireplace_E1 | F5 | Residential | Multi-Family Low Income | New | Secondary Heating | Natural Gas | Fireplace | E1 | RIM BC Ratio | bar: 2019 to 2051
F5_Residential_Multi-Family Low Income_New_Secondary Heating_Natural Gas_Fireplace_E2 | F5 | Residential | Multi-Family Low Income | New | Secondary Heating | Natural Gas | Fireplace | E2 | RIM BC Ratio | 0.38421 | 0.38501 | 0.38649 | 0.38773 | 0.38742 | 0.38804 | 0.3895 | 0.39076 | 0.39229 | 0.39374 | 0.39515 | 0.39647 | 0.3979 | 0.39925 | 0.40038 | 0.40138 | 0.40223 | 0.40298 | 0.40352 | 0.40395 | 0.40408 | 0.40396 | 0.40366 | 0.4033 | 0.40272 | 0.40198 | 0.40107 | 0.40005 | 0.39877 | 0.39734 | 0.39564 | 0.39381 | 0.3916
F5_Residential_Multi-Family Low Income_New_Secondary Heating_Natural Gas_Fireplace_E3 | F5 | Residential | Multi-Family Low Income | New | Secondary Heating | Natural Gas | Fireplace | E3 | RIM BC Ratio | 0.38342 | 0.38423 | 0.3857 | 0.38694 | 0.38664 | 0.38726 | 0.38872 | 0.38997 | 0.3915 | 0.39295 | 0.39436 | 0.39568 | 0.39711 | 0.39845 | 0.39959 | 0.40059 | 0.40143 | 0.40219 | 0.40273 | 0.40315 | 0.40328 | 0.40317 | 0.40286 | 0.40251 | 0.40192 | 0.40118 | 0.40028 | 0.39926 | 0.39798 | 0.39655 | 0.39485 | 0.39302 | 0.39081
F5_Residential_Multi-Family Low Income_New_Secondary Heating_Natural Gas_Fireplace_E4 | F5 | Residential | Multi-Family Low Income | New | Secondary Heating | Natural Gas | Fireplace | E4 | RIM BC Ratio | 0 | 0 | 0 | 0 | 0 | 0 | 0 | 0 | 0 | 0 | 0 | 0 | 0 | 0 | 0 | 0 | 0 | 0 | 0 | 0 | 0 | 0 | 0 | 0 | 0 | 0 | 0 | 0 | 0 | 0 | 0 | 0 | 0
F5_Residential_Multi-Family Low Income_New_Secondary Heating_Natural Gas_Fireplace_E5 | F5 | Residential | Multi-Family Low Income | New | Secondary Heating | Natural Gas | Fireplace | E5 | RIM BC Ratio | 0 | 0 | 0 | 0 | 0 | 0 | 0 | 0 | 0 | 0 | 0 | 0 | 0 | 0 | 0 | 0 | 0 | 0 | 0 | 0 | 0 | 0 | 0 | 0 | 0 | 0 | 0 | 0 | 0 | 0 | 0 | 0 | 0
F5_Residential_Multi-Family Low Income_New_Secondary Heating_Natural Gas_Fireplace_E6 | F5 | Residential | Multi-Family Low Income | New | Secondary Heating | Natural Gas | Fireplace | E6 | RIM BC Ratio | 0 | 0 | 0 | 0 | 0 | 0 | 0 | 0 | 0 | 0 | 0 | 0 | 0 | 0 | 0 | 0 | 0 | 0 | 0 | 0 | 0 | 0 | 0 | 0 | 0 | 0 | 0 | 0 | 0 | 0 | 0 | 0 | 0
F5_Residential_Multi-Family Low Income_New_Secondary Heating_Natural Gas_Fireplace_E7 | F5 | Residential | Multi-Family Low Income | New | Secondary Heating | Natural Gas | Fireplace | E7 | RIM BC Ratio | 0 | 0 | 0 | 0 | 0 | 0 | 0 | 0 | 0 | 0 | 0 | 0 | 0 | 0 | 0 | 0 | 0 | 0 | 0 | 0 | 0 | 0 | 0 | 0 | 0 | 0 | 0 | 0 | 0 | 0 | 0 | 0 | 0
F5_Residential_Multi-Family Low Income_New_Secondary Heating_Natural Gas_Fireplace_E8 | F5 | Residential | Multi-Family Low Income | New | Secondary Heating | Natural Gas | Fireplace | E8 | RIM BC Ratio | 0 | 0 | 0 | 0 | 0 | 0 | 0 | 0 | 0 | 0 | 0 | 0 | 0 | 0 | 0 | 0 | 0 | 0 | 0 | 0 | 0 | 0 | 0 | 0 | 0 | 0 | 0 | 0 | 0 | 0 | 0 | 0 | 0
F5_Residential_Multi-Family Low Income_New_Secondary Heating_Natural Gas_Fireplace_E9 | F5 | Residential | Multi-Family Low Income | New | Secondary Heating | Natural Gas | Fireplace | E9 | RIM BC Ratio | 0 | 0 | 0 | 0 | 0 | 0 | 0 | 0 | 0 | 0 | 0 | 0 | 0 | 0 | 0 | 0 | 0 | 0 | 0 | 0 | 0 | 0 | 0 | 0 | 0 | 0 | 0 | 0 | 0 | 0 | 0 | 0 | 0
F5_Residential_Multi-Family Low Income_New_Secondary Heating_Natural Gas_Fireplace_E10 | F5 | Residential | Multi-Family Low Income | New | Secondary Heating | Natural Gas | Fireplace | E10 | RIM BC Ratio | 0 | 0 | 0 | 0 | 0 | 0 | 0 | 0 | 0 | 0 | 0 | 0 | 0 | 0 | 0 | 0 | 0 | 0 | 0 | 0 | 0 | 0 | 0 | 0 | 0 | 0 | 0 | 0 | 0 | 0 | 0 | 0 | 0
F0_Residential_Multi-Family Low Income_New_Water Heating_Natural Gas_Water Heater (<= 55 gal)_E0 | F0 | Residential | Multi-Family Low Income | New | Water Heating | Natural Gas | Water Heater (<= 55 gal) | E0 | Economic Unit | UEF 0.58 (Standard) | UEF 0.58 (Standard) | UEF 0.58 (Standard) | UEF 0.58 (Standard) | UEF 0.58 (Standard) | UEF 1.0+ (Gas-Fired HPWH) | UEF 1.0+ (Gas-Fired HPWH) | UEF 1.0+ (Gas-Fired HPWH) | UEF 1.0+ (Gas-Fired HPWH) | UEF 1.0+ (Gas-Fired HPWH) | UEF 1.0+ (Gas-Fired HPWH) | UEF 1.0+ (Gas-Fired HPWH) | UEF 1.0+ (Gas-Fired HPWH) | UEF 1.0+ (Gas-Fired HPWH) | UEF 1.0+ (Gas-Fired HPWH) | UEF 1.0+ (Gas-Fired HPWH) | UEF 1.0+ (Gas-Fired HPWH) | UEF 1.0+ (Gas-Fired HPWH) | UEF 1.0+ (Gas-Fired HPWH) | UEF 1.0+ (Gas-Fired HPWH) | UEF 1.0+ (Gas-Fired HPWH) | UEF 1.0+ (Gas-Fired HPWH) | UEF 1.0+ (Gas-Fired HPWH) | UEF 1.0+ (Gas-Fired HPWH) | UEF 1.0+ (Gas-Fired HPWH) | UEF 1.0+ (Gas-Fired HPWH) | UEF 1.0+ (Gas-Fired HPWH) | UEF 1.0+ (Gas-Fired HPWH) | UEF 1.0+ (Gas-Fired HPWH) | UEF 1.0+ (Gas-Fired HPWH) | UEF 1.0+ (Gas-Fired HPWH) | UEF 1.0+ (Gas-Fired HPWH) | UEF 1.0+ (Gas-Fired HPWH)
F1_Residential_Multi-Family Low Income_New_Water Heating_Natural Gas_Water Heater (<= 55 gal)_E1 | F1 | Residential | Multi-Family Low Income | New | Water Heating | Natural Gas | Water Heater (<= 55 gal) | E1 | CCE | 0 | 0 | 0 | 0 | 0 | 0 | 0 | 0 | 0 | 0 | 0 | 0 | 0 | 0 | 0 | 0 | 0 | 0 | 0 | 0 | 0 | 0 | 0 | 0 | 0 | 0 | 0 | 0 | 0 | 0 | 0 | 0 | 0
F1_Residential_Multi-Family Low Income_New_Water Heating_Natural Gas_Water Heater (<= 55 gal)_E2 | F1 | Residential | Multi-Family Low Income | New | Water Heating | Natural Gas | Water Heater (<= 55 gal) | E2 | CCE | 1.6541 | 1.705 | 1.6703 | 1.5313 | 1.5313 | 0 | 0 | 0 | 0 | 0 | 0 | 0 | 0 | 0 | 0 | 0 | 0 | 0 | 0 | 0 | 0 | 0 | 0 | 0 | 0 | 0 | 0 | 0 | 0 | 0 | 0 | 0 | 0
F1_Residential_Multi-Family Low Income_New_Water Heating_Natural Gas_Water Heater (<= 55 gal)_E3 | F1 | Residential | Multi-Family Low Income | New | Water Heating | Natural Gas | Water Heater (<= 55 gal) | E3 | CCE | 9.3069 | 9.5933 | 9.3985 | 8.616 | 8.616 | 0 | 0 | 0 | 0 | 0 | 0 | 0 | 0 | 0 | 0 | 0 | 0 | 0 | 0 | 0 | 0 | 0 | 0 | 0 | 0 | 0 | 0 | 0 | 0 | 0 | 0 | 0 | 0
F1_Residential_Multi-Family Low Income_New_Water Heating_Natural Gas_Water Heater (<= 55 gal)_E4 | F1 | Residential | Multi-Family Low Income | New | Water Heating | Natural Gas | Water Heater (<= 55 gal) | E4 | CCE | 1.7237 | 1.7767 | 1.7407 | 1.5957 | 1.5957 | 0 | 0 | 0 | 0 | 0 | 0 | 0 | 0 | 0 | 0 | 0 | 0 | 0 | 0 | 0 | 0 | 0 | 0 | 0 | 0 | 0 | 0 | 0 | 0 | 0 | 0 | 0 | 0
F1_Residential_Multi-Family Low Income_New_Water Heating_Natural Gas_Water Heater (<= 55 gal)_E5 | F1 | Residential | Multi-Family Low Income | New | Water Heating | Natural Gas | Water Heater (<= 55 gal) | E5 | CCE | 2.2443 | 2.3134 | 2.2664 | 2.0777 | 2.0777 | 0 | 0 | 0 | 0 | 0 | 0 | 0 | 0 | 0 | 0 | 0 | 0 | 0 | 0 | 0 | 0 | 0 | 0 | 0 | 0 | 0 | 0 | 0 | 0 | 0 | 0 | 0 | 0
F1_Residential_Multi-Family Low Income_New_Water Heating_Natural Gas_Water Heater (<= 55 gal)_E6 | F1 | Residential | Multi-Family Low Income | New | Water Heating | Natural Gas | Water Heater (<= 55 gal) | E6 | CCE | 9.6435 | 9.9402 | 9.7384 | 8.9275 | 8.9275 | 0 | 0 | 0 | 0 | 0 | 0 | 0 | 0 | 0 | 0 | 0 | 0 | 0 | 0 | 0 | 0 | 0 | 0 | 0 | 0 | 0 | 0 | 0 | 0 | 0 | 0 | 0 | 0
F1_Residential_Multi-Family Low Income_New_Water Heating_Natural Gas_Water Heater (<= 55 gal)_E7 | F1 | Residential | Multi-Family Low Income | New | Water Heating | Natural Gas | Water Heater (<= 55 gal) | E7 | CCE | 0 | 0 | 0 | 0 | 9.02 | 9.4345 | 9.4345 | 9.4345 | 9.4345 | 9.4345 | 9.4345 | 9.4345 | 9.4345 | 9.4345 | 9.4345 | 9.4345 | 9.4345 | 9.4345 | 9.4345 | 9.4345 | 9.4345 | 9.4345 | 9.4345 | 9.4345 | 9.4345 | 9.4345 | 9.4345 | 9.4345 | 9.4345 | 9.4345 | 9.4345 | 9.4345 | 9.4345
F1_Residential_Multi-Family Low Income_New_Water Heating_Natural Gas_Water Heater (<= 55 gal)_E8 | F1 | Residential | Multi-Family Low Income | New | Water Heating | Natural Gas | Water Heater (<= 55 gal) | E8 | CCE | 0 | 0 | 0 | 0 | 0 | 0 | 0 | 0 | 0 | 0 | 0 | 0 | 0 | 0 | 0 | 0 | 0 | 0 | 0 | 0 | 0 | 0 | 0 | 0 | 0 | 0 | 0 | 0 | 0 | 0 | 0 | 0 | 0
F1_Residential_Multi-Family Low Income_New_Water Heating_Natural Gas_Water Heater (<= 55 gal)_E9 | F1 | Residential | Multi-Family Low Income | New | Water Heating | Natural Gas | Water Heater (<= 55 gal) | E9 | CCE | 0 | 0 | 0 | 0 | 0 | 0 | 0 | 0 | 0 | 0 | 0 | 0 | 0 | 0 | 0 | 0 | 0 | 0 | 0 | 0 | 0 | 0 | 0 | 0 | 0 | 0 | 0 | 0 | 0 | 0 | 0 | 0 | 0
F1_Residential_Multi-Family Low Income_New_Water Heating_Natural Gas_Water Heater (<= 55 gal)_E10 | F1 | Residential | Multi-Family Low Income | New | Water Heating | Natural Gas | Water Heater (<= 55 gal) | E10 | CCE | 0 | 0 | 0 | 0 | 0 | 0 | 0 | 0 | 0 | 0 | 0 | 0 | 0 | 0 | 0 | 0 | 0 | 0 | 0 | 0 | 0 | 0 | 0 | 0 | 0 | 0 | 0 | 0 | 0 | 0 | 0 | 0 | 0
F2_Residential_Multi-Family Low Income_New_Water Heating_Natural Gas_Water Heater (<= 55 gal)_E1 | F2 | Residential | Multi-Family Low Income | New | Water Heating | Natural Gas | Water Heater (<= 55 gal) | E1 | TRC BC Ratio | 1 | 1 | 1 | 1 | 1 | 0 | 0 | 0 | 0 | 0 | 0 | 0 | 0 | 0 | 0 | 0 | 0 | 0 | 0 | 0 | 0 | 0 | 0 | 0 | 0 | 0 | 0 | 0 | 0 | 0 | 0 | 0 | 0
F2_Residential_Multi-Family Low Income_New_Water Heating_Natural Gas_Water Heater (<= 55 gal)_E2 | F2 | Residential | Multi-Family Low Income | New | Water Heating | Natural Gas | Water Heater (<= 55 gal) | E2 | TRC BC Ratio | 0.79029 | 0.7926 | 0.7978 | 0.80216 | 0.80038 | 0 | 0 | 0 | 0 | 0 | 0 | 0 | 0 | 0 | 0 | 0 | 0 | 0 | 0 | 0 | 0 | 0 | 0 | 0 | 0 | 0 | 0 | 0 | 0 | 0 | 0 | 0 | 0
F2_Residential_Multi-Family Low Income_New_Water Heating_Natural Gas_Water Heater (<= 55 gal)_E3 | F2 | Residential | Multi-Family Low Income | New | Water Heating | Natural Gas | Water Heater (<= 55 gal) | E3 | TRC BC Ratio | 0.14045 | 0.14086 | 0.14179 | 0.14256 | 0.14225 | 0 | 0 | 0 | 0 | 0 | 0 | 0 | 0 | 0 | 0 | 0 | 0 | 0 | 0 | 0 | 0 | 0 | 0 | 0 | 0 | 0 | 0 | 0 | 0 | 0 | 0 | 0 | 0
F2_Residential_Multi-Family Low Income_New_Water Heating_Natural Gas_Water Heater (<= 55 gal)_E4 | F2 | Residential | Multi-Family Low Income | New | Water Heating | Natural Gas | Water Heater (<= 55 gal) | E4 | TRC BC Ratio | 0.72712 | 0.72583 | 0.72872 | 0.73023 | 0.7225 | 0 | 0 | 0 | 0 | 0 | 0 | 0 | 0 | 0 | 0 | 0 | 0 | 0 | 0 | 0 | 0 | 0 | 0 | 0 | 0 | 0 | 0 | 0 | 0 | 0 | 0 | 0 | 0
F2_Residential_Multi-Family Low Income_New_Water Heating_Natural Gas_Water Heater (<= 55 gal)_E5 | F2 | Residential | Multi-Family Low Income | New | Water Heating | Natural Gas | Water Heater (<= 55 gal) | E5 | TRC BC Ratio | 0.56135 | 0.56068 | 0.5631 | 0.56451 | 0.55913 | 0 | 0 | 0 | 0 | 0 | 0 | 0 | 0 | 0 | 0 | 0 | 0 | 0 | 0 | 0 | 0 | 0 | 0 | 0 | 0 | 0 | 0 | 0 | 0 | 0 | 0 | 0 | 0
F2_Residential_Multi-Family Low Income_New_Water Heating_Natural Gas_Water Heater (<= 55 gal)_E6 | F2 | Residential | Multi-Family Low Income | New | Water Heating | Natural Gas | Water Heater (<= 55 gal) | E6 | TRC BC Ratio | 0.13555 | 0.13595 | 0.13684 | 0.13759 | 0.13728 | 1 | 1 | 1 | 1 | 1 | 1 | 1 | 1 | 1 | 1 | 1 | 1 | 1 | 1 | 1 | 1 | 1 | 1 | 1 | 1 | 1 | 1 | 1 | 1 | 1 | 1 | 1 | 1
F2_Residential_Multi-Family Low Income_New_Water Heating_Natural Gas_Water Heater (<= 55 gal)_E7 | F2 | Residential | Multi-Family Low Income | New | Water Heating | Natural Gas | Water Heater (<= 55 gal) | E7 | TRC BC Ratio | 0 | 0 | 0 | 0 | 0.13711 | 0.13709 | 0.13868 | 0.13993 | 0.14142 | 0.14291 | 0.14444 | 0.1459 | 0.14751 | 0.14932 | 0.15136 | 0.1537 | 0.15634 | 0.15895 | 0.16138 | 0.16358 | 0.16539 | 0.16679 | 0.16757 | 0.16783 | 0.16792 | 0.16793 | 0.16797 | 0.16807 | 0.16796 | 0.16769 | 0.16714 | 0.16647 | 0.16555
F2_Residential_Multi-Family Low Income_New_Water Heating_Natural Gas_Water Heater (<= 55 gal)_E8 | F2 | Residential | Multi-Family Low Income | New | Water Heating | Natural Gas | Water Heater (<= 55 gal) | E8 | TRC BC Ratio | 0 | 0 | 0 | 0 | 0 | 0 | 0 | 0 | 0 | 0 | 0 | 0 | 0 | 0 | 0 | 0 | 0 | 0 | 0 | 0 | 0 | 0 | 0 | 0 | 0 | 0 | 0 | 0 | 0 | 0 | 0 | 0 | 0
F2_Residential_Multi-Family Low Income_New_Water Heating_Natural Gas_Water Heater (<= 55 gal)_E9 | F2 | Residential | Multi-Family Low Income | New | Water Heating | Natural Gas | Water Heater (<= 55 gal) | E9 | TRC BC Ratio | 0 | 0 | 0 | 0 | 0 | 0 | 0 | 0 | 0 | 0 | 0 | 0 | 0 | 0 | 0 | 0 | 0 | 0 | 0 | 0 | 0 | 0 | 0 | 0 | 0 | 0 | 0 | 0 | 0 | 0 | 0 | 0 | 0
F2_Residential_Multi-Family Low Income_New_Water Heating_Natural Gas_Water Heater (<= 55 gal)_E10 | F2 | Residential | Multi-Family Low Income | New | Water Heating | Natural Gas | Water Heater (<= 55 gal) | E10 | TRC BC Ratio | 0 | 0 | 0 | 0 | 0 | 0 | 0 | 0 | 0 | 0 | 0 | 0 | 0 | 0 | 0 | 0 | 0 | 0 | 0 | 0 | 0 | 0 | 0 | 0 | 0 | 0 | 0 | 0 | 0 | 0 | 0 | 0 | 0
F3_Residential_Multi-Family Low Income_New_Water Heating_Natural Gas_Water Heater (<= 55 gal)_E1 | F3 | Residential | Multi-Family Low Income | New | Water Heating | Natural Gas | Water Heater (<= 55 gal) | E1 | PACT BC Ratio | 1 | 1 | 1 | 1 | 1 | 0 | 0 | 0 | 0 | 0 | 0 | 0 | 0 | 0 | 0 | 0 | 0 | 0 | 0 | 0 | 0 | 0 | 0 | 0 | 0 | 0 | 0 | 0 | 0 | 0 | 0 | 0 | 0
F3_Residential_Multi-Family Low Income_New_Water Heating_Natural Gas_Water Heater (<= 55 gal)_E2 | F3 | Residential | Multi-Family Low Income | New | Water Heating | Natural Gas | Water Heater (<= 55 gal) | E2 | PACT BC Ratio | 0.79029 | 0.7926 | 0.7978 | 0.80216 | 0.80038 | 0 | 0 | 0 | 0 | 0 | 0 | 0 | 0 | 0 | 0 | 0 | 0 | 0 | 0 | 0 | 0 | 0 | 0 | 0 | 0 | 0 | 0 | 0 | 0 | 0 | 0 | 0 | 0
F3_Residential_Multi-Family Low Income_New_Water Heating_Natural Gas_Water Heater (<= 55 gal)_E3 | F3 | Residential | Multi-Family Low Income | New | Water Heating | Natural Gas | Water Heater (<= 55 gal) | E3 | PACT BC Ratio | 0.14045 | 0.14086 | 0.14179 | 0.14256 | 0.14225 | 0 | 0 | 0 | 0 | 0 | 0 | 0 | 0 | 0 | 0 | 0 | 0 | 0 | 0 | 0 | 0 | 0 | 0 | 0 | 0 | 0 | 0 | 0 | 0 | 0 | 0 | 0 | 0
F3_Residential_Multi-Family Low Income_New_Water Heating_Natural Gas_Water Heater (<= 55 gal)_E4 | F3 | Residential | Multi-Family Low Income | New | Water Heating | Natural Gas | Water Heater (<= 55 gal) | E4 | PACT BC Ratio | 0.72712 | 0.72583 | 0.72872 | 0.73023 | 0.7225 | 0 | 0 | 0 | 0 | 0 | 0 | 0 | 0 | 0 | 0 | 0 | 0 | 0 | 0 | 0 | 0 | 0 | 0 | 0 | 0 | 0 | 0 | 0 | 0 | 0 | 0 | 0 | 0
F3_Residential_Multi-Family Low Income_New_Water Heating_Natural Gas_Water Heater (<= 55 gal)_E5 | F3 | Residential | Multi-Family Low Income | New | Water Heating | Natural Gas | Water Heater (<= 55 gal) | E5 | PACT BC Ratio | 0.56135 | 0.56068 | 0.5631 | 0.56451 | 0.55913 | 0 | 0 | 0 | 0 | 0 | 0 | 0 | 0 | 0 | 0 | 0 | 0 | 0 | 0 | 0 | 0 | 0 | 0 | 0 | 0 | 0 | 0 | 0 | 0 | 0 | 0 | 0 | 0
F3_Residential_Multi-Family Low Income_New_Water Heating_Natural Gas_Water Heater (<= 55 gal)_E6 | F3 | Residential | Multi-Family Low Income | New | Water Heating | Natural Gas | Water Heater (<= 55 gal) | E6 | PACT BC Ratio | 0.13555 | 0.13595 | 0.13684 | 0.13759 | 0.13728 | 1 | 1 | 1 | 1 | 1 | 1 | 1 | 1 | 1 | 1 | 1 | 1 | 1 | 1 | 1 | 1 | 1 | 1 | 1 | 1 | 1 | 1 | 1 | 1 | 1 | 1 | 1 | 1
F3_Residential_Multi-Family Low Income_New_Water Heating_Natural Gas_Water Heater (<= 55 gal)_E7 | F3 | Residential | Multi-Family Low Income | New | Water Heating | Natural Gas | Water Heater (<= 55 gal) | E7 | PACT BC Ratio | 0 | 0 | 0 | 0 | 0.13711 | 0.13709 | 0.13868 | 0.13993 | 0.14142 | 0.14291 | 0.14444 | 0.1459 | 0.14751 | 0.14932 | 0.15136 | 0.1537 | 0.15634 | 0.15895 | 0.16138 | 0.16358 | 0.16539 | 0.16679 | 0.16757 | 0.16783 | 0.16792 | 0.16793 | 0.16797 | 0.16807 | 0.16796 | 0.16769 | 0.16714 | 0.16647 | 0.16555
F3_Residential_Multi-Family Low Income_New_Water Heating_Natural Gas_Water Heater (<= 55 gal)_E8 | F3 | Residential | Multi-Family Low Income | New | Water Heating | Natural Gas | Water Heater (<= 55 gal) | E8 | PACT BC Ratio | 0 | 0 | 0 | 0 | 0 | 0 | 0 | 0 | 0 | 0 | 0 | 0 | 0 | 0 | 0 | 0 | 0 | 0 | 0 | 0 | 0 | 0 | 0 | 0 | 0 | 0 | 0 | 0 | 0 | 0 | 0 | 0 | 0
F3_Residential_Multi-Family Low Income_New_Water Heating_Natural Gas_Water Heater (<= 55 gal)_E9 | F3 | Residential | Multi-Family Low Income | New | Water Heating | Natural Gas | Water Heater (<= 55 gal) | E9 | PACT BC Ratio | 0 | 0 | 0 | 0 | 0 | 0 | 0 | 0 | 0 | 0 | 0 | 0 | 0 | 0 | 0 | 0 | 0 | 0 | 0 | 0 | 0 | 0 | 0 | 0 | 0 | 0 | 0 | 0 | 0 | 0 | 0 | 0 | 0
F3_Residential_Multi-Family Low Income_New_Water Heating_Natural Gas_Water Heater (<= 55 gal)_E10 | F3 | Residential | Multi-Family Low Income | New | Water Heating | Natural Gas | Water Heater (<= 55 gal) | E10 | PACT BC Ratio | 0 | 0 | 0 | 0 | 0 | 0 | 0 | 0 | 0 | 0 | 0 | 0 | 0 | 0 | 0 | 0 | 0 | 0 | 0 | 0 | 0 | 0 | 0 | 0 | 0 | 0 | 0 | 0 | 0 | 0 | 0 | 0 | 0
F4_Residential_Multi-Family Low Income_New_Water Heating_Natural Gas_Water Heater (<= 55 gal)_E1 | F4 | Residential | Multi-Family Low Income | New | Water Heating | Natural Gas | Water Heater (<= 55 gal) | E1 | RVT BC Ratio | 1 | 1 | 1 | 1 | 1 | 0 | 0 | 0 | 0 | 0 | 0 | 0 | 0 | 0 | 0 | 0 | 0 | 0 | 0 | 0 | 0 | 0 | 0 | 0 | 0 | 0 | 0 | 0 | 0 | 0 | 0 | 0 | 0
F4_Residential_Multi-Family Low Income_New_Water Heating_Natural Gas_Water Heater (<= 55 gal)_E2 | F4 | Residential | Multi-Family Low Income | New | Water Heating | Natural Gas | Water Heater (<= 55 gal) | E2 | RVT BC Ratio | 1.9468 | 1.9496 | 1.9558 | 1.961 | 1.9589 | 0 | 0 | 0 | 0 | 0 | 0 | 0 | 0 | 0 | 0 | 0 | 0 | 0 | 0 | 0 | 0 | 0 | 0 | 0 | 0 | 0 | 0 | 0 | 0 | 0 | 0 | 0 | 0
F4_Residential_Multi-Family Low Income_New_Water Heating_Natural Gas_Water Heater (<= 55 gal)_E3 | F4 | Residential | Multi-Family Low Income | New | Water Heating | Natural Gas | Water Heater (<= 55 gal) | E3 | RVT BC Ratio | 1.1683 | 1.1688 | 1.1699 | 1.1708 | 1.1704 | 0 | 0 | 0 | 0 | 0 | 0 | 0 | 0 | 0 | 0 | 0 | 0 | 0 | 0 | 0 | 0 | 0 | 0 | 0 | 0 | 0 | 0 | 0 | 0 | 0 | 0 | 0 | 0
F4_Residential_Multi-Family Low Income_New_Water Heating_Natural Gas_Water Heater (<= 55 gal)_E4 | F4 | Residential | Multi-Family Low Income | New | Water Heating | Natural Gas | Water Heater (<= 55 gal) | E4 | RVT BC Ratio | 1.8711 | 1.8696 | 1.8731 | 1.8749 | 1.8656 | 0 | 0 | 0 | 0 | 0 | 0 | 0 | 0 | 0 | 0 | 0 | 0 | 0 | 0 | 0 | 0 | 0 | 0 | 0 | 0 | 0 | 0 | 0 | 0 | 0 | 0 | 0 | 0
F4_Residential_Multi-Family Low Income_New_Water Heating_Natural Gas_Water Heater (<= 55 gal)_E5 | F4 | Residential | Multi-Family Low Income | New | Water Heating | Natural Gas | Water Heater (<= 55 gal) | E5 | RVT BC Ratio | 1.6725 | 1.6717 | 1.6746 | 1.6763 | 1.6699 | 0 | 0 | 0 | 0 | 0 | 0 | 0 | 0 | 0 | 0 | 0 | 0 | 0 | 0 | 0 | 0 | 0 | 0 | 0 | 0 | 0 | 0 | 0 | 0 | 0 | 0 | 0 | 0
F4_Residential_Multi-Family Low Income_New_Water Heating_Natural Gas_Water Heater (<= 55 gal)_E6 | F4 | Residential | Multi-Family Low Income | New | Water Heating | Natural Gas | Water Heater (<= 55 gal) | E6 | RVT BC Ratio | 1.1624 | 1.1629 | 1.1639 | 1.1648 | 1.1645 | 1 | 1 | 1 | 1 | 1 | 1 | 1 | 1 | 1 | 1 | 1 | 1 | 1 | 1 | 1 | 1 | 1 | 1 | 1 | 1 | 1 | 1 | 1 | 1 | 1 | 1 | 1 | 1
F4_Residential_Multi-Family Low Income_New_Water Heating_Natural Gas_Water Heater (<= 55 gal)_E7 | F4 | Residential | Multi-Family Low Income | New | Water Heating | Natural Gas | Water Heater (<= 55 gal) | E7 | RVT BC Ratio | 0 | 0 | 0 | 0 | 1.1643 | 1.1642 | 1.1661 | 1.1676 | 1.1694 | 1.1712 | 1.173 | 1.1748 | 1.1767 | 1.1789 | 1.1813 | 1.1841 | 1.1873 | 1.1904 | 1.1933 | 1.196 | 1.1981 | 1.1998 | 1.2008 | 1.2011 | 1.2012 | 1.2012 | 1.2012 | 1.2014 | 1.2012 | 1.2009 | 1.2003 | 1.1994 | 1.1983
F4_Residential_Multi-Family Low Income_New_Water Heating_Natural Gas_Water Heater (<= 55 gal)_E8 | F4 | Residential | Multi-Family Low Income | New | Water Heating | Natural Gas | Water Heater (<= 55 gal) | E8 | RVT BC Ratio | 0 | 0 | 0 | 0 | 0 | 0 | 0 | 0 | 0 | 0 | 0 | 0 | 0 | 0 | 0 | 0 | 0 | 0 | 0 | 0 | 0 | 0 | 0 | 0 | 0 | 0 | 0 | 0 | 0 | 0 | 0 | 0 | 0
F4_Residential_Multi-Family Low Income_New_Water Heating_Natural Gas_Water Heater (<= 55 gal)_E9 | F4 | Residential | Multi-Family Low Income | New | Water Heating | Natural Gas | Water Heater (<= 55 gal) | E9 | RVT BC Ratio | 0 | 0 | 0 | 0 | 0 | 0 | 0 | 0 | 0 | 0 | 0 | 0 | 0 | 0 | 0 | 0 | 0 | 0 | 0 | 0 | 0 | 0 | 0 | 0 | 0 | 0 | 0 | 0 | 0 | 0 | 0 | 0 | 0
F4_Residential_Multi-Family Low Income_New_Water Heating_Natural Gas_Water Heater (<= 55 gal)_E10 | F4 | Residential | Multi-Family Low Income | New | Water Heating | Natural Gas | Water Heater (<= 55 gal) | E10 | RVT BC Ratio | 0 | 0 | 0 | 0 | 0 | 0 | 0 | 0 | 0 | 0 | 0 | 0 | 0 | 0 | 0 | 0 | 0 | 0 | 0 | 0 | 0 | 0 | 0 | 0 | 0 | 0 | 0 | 0 | 0 | 0 | 0 | 0 | 0
F5_Residential_Multi-Family Low Income_New_Water Heating_Natural Gas_Water Heater (<= 55 gal)_E1 | F5 | Residential | Multi-Family Low Income | New | Water Heating | Natural Gas | Water Heater (<= 55 gal) | E1 | RIM BC Ratio | 1 | 1 | 1 | 1 | 1 | 0 | 0 | 0 | 0 | 0 | 0 | 0 | 0 | 0 | 0 | 0 | 0 | 0 | 0 | 0 | 0 | 0 | 0 | 0 | 0 | 0 | 0 | 0 | 0 | 0 | 0 | 0 | 0
F5_Residential_Multi-Family Low Income_New_Water Heating_Natural Gas_Water Heater (<= 55 gal)_E2 | F5 | Residential | Multi-Family Low Income | New | Water Heating | Natural Gas | Water Heater (<= 55 gal) | E2 | RIM BC Ratio | 0.44175 | 0.44247 | 0.44408 | 0.44543 | 0.44488 | 0 | 0 | 0 | 0 | 0 | 0 | 0 | 0 | 0 | 0 | 0 | 0 | 0 | 0 | 0 | 0 | 0 | 0 | 0 | 0 | 0 | 0 | 0 | 0 | 0 | 0 | 0 | 0
F5_Residential_Multi-Family Low Income_New_Water Heating_Natural Gas_Water Heater (<= 55 gal)_E3 | F5 | Residential | Multi-Family Low Income | New | Water Heating | Natural Gas | Water Heater (<= 55 gal) | E3 | RIM BC Ratio | 0.12318 | 0.1235 | 0.1242 | 0.1248 | 0.12456 | 0 | 0 | 0 | 0 | 0 | 0 | 0 | 0 | 0 | 0 | 0 | 0 | 0 | 0 | 0 | 0 | 0 | 0 | 0 | 0 | 0 | 0 | 0 | 0 | 0 | 0 | 0 | 0
F5_Residential_Multi-Family Low Income_New_Water Heating_Natural Gas_Water Heater (<= 55 gal)_E4 | F5 | Residential | Multi-Family Low Income | New | Water Heating | Natural Gas | Water Heater (<= 55 gal) | E4 | RIM BC Ratio | 0.42129 | 0.42085 | 0.42182 | 0.42233 | 0.41973 | 0 | 0 | 0 | 0 | 0 | 0 | 0 | 0 | 0 | 0 | 0 | 0 | 0 | 0 | 0 | 0 | 0 | 0 | 0 | 0 | 0 | 0 | 0 | 0 | 0 | 0 | 0 | 0
F5_Residential_Multi-Family Low Income_New_Water Heating_Natural Gas_Water Heater (<= 55 gal)_E5 | F5 | Residential | Multi-Family Low Income | New | Water Heating | Natural Gas | Water Heater (<= 55 gal) | E5 | RIM BC Ratio | 0.35974 | 0.35946 | 0.36045 | 0.36103 | 0.35882 | 0 | 0 | 0 | 0 | 0 | 0 | 0 | 0 | 0 | 0 | 0 | 0 | 0 | 0 | 0 | 0 | 0 | 0 | 0 | 0 | 0 | 0 | 0 | 0 | 0 | 0 | 0 | 0
F5_Residential_Multi-Family Low Income_New_Water Heating_Natural Gas_Water Heater (<= 55 gal)_E6 | F5 | Residential | Multi-Family Low Income | New | Water Heating | Natural Gas | Water Heater (<= 55 gal) | E6 | RIM BC Ratio | 0.11939 | 0.1197 | 0.12039 | 0.12097 | 0.12073 | 1 | 1 | 1 | 1 | 1 | 1 | 1 | 1 | 1 | 1 | 1 | 1 | 1 | 1 | 1 | 1 | 1 | 1 | 1 | 1 | 1 | 1 | 1 | 1 | 1 | 1 | 1 | 1
F5_Residential_Multi-Family Low Income_New_Water Heating_Natural Gas_Water Heater (<= 55 gal)_E7 | F5 | Residential | Multi-Family Low Income | New | Water Heating | Natural Gas | Water Heater (<= 55 gal) | E7 | RIM BC Ratio | 0 | 0 | 0 | 0 | 0.1206 | 0.12059 | 0.12182 | 0.12278 | 0.12393 | 0.12506 | 0.12623 | 0.12735 | 0.12857 | 0.12995 | 0.13149 | 0.13325 | 0.13523 | 0.13718 | 0.13899 | 0.14061 | 0.14195 | 0.14298 | 0.14356 | 0.14375 | 0.14381 | 0.14382 | 0.14385 | 0.14392 | 0.14384 | 0.14364 | 0.14324 | 0.14274 | 0.14207
F5_Residential_Multi-Family Low Income_New_Water Heating_Natural Gas_Water Heater (<= 55 gal)_E8 | F5 | Residential | Multi-Family Low Income | New | Water Heating | Natural Gas | Water Heater (<= 55 gal) | E8 | RIM BC Ratio | 0 | 0 | 0 | 0 | 0 | 0 | 0 | 0 | 0 | 0 | 0 | 0 | 0 | 0 | 0 | 0 | 0 | 0 | 0 | 0 | 0 | 0 | 0 | 0 | 0 | 0 | 0 | 0 | 0 | 0 | 0 | 0 | 0
F5_Residential_Multi-Family Low Income_New_Water Heating_Natural Gas_Water Heater (<= 55 gal)_E9 | F5 | Residential | Multi-Family Low Income | New | Water Heating | Natural Gas | Water Heater (<= 55 gal) | E9 | RIM BC Ratio | 0 | 0 | 0 | 0 | 0 | 0 | 0 | 0 | 0 | 0 | 0 | 0 | 0 | 0 | 0 | 0 | 0 | 0 | 0 | 0 | 0 | 0 | 0 | 0 | 0 | 0 | 0 | 0 | 0 | 0 | 0 | 0 | 0
F5_Residential_Multi-Family Low Income_New_Water Heating_Natural Gas_Water Heater (<= 55 gal)_E10 | F5 | Residential | Multi-Family Low Income | New | Water Heating | Natural Gas | Water Heater (<= 55 gal) | E10 | RIM BC Ratio | 0 | 0 | 0 | 0 | 0 | 0 | 0 | 0 | 0 | 0 | 0 | 0 | 0 | 0 | 0 | 0 | 0 | 0 | 0 | 0 | 0 | 0 | 0 | 0 | 0 | 0 | 0 | 0 | 0 | 0 | 0 | 0 | 0
F0_Residential_Multi-Family Low Income_New_Water Heating_Natural Gas_Water Heater (> 55 gal)_E0 | F0 | Residential | Multi-Family Low Income | New | Water Heating | Natural Gas | Water Heater (> 55 gal) | E0 | Economic Unit | UEF 0.76 (Standard) | UEF 0.76 (Standard) | UEF 0.76 (Standard) | UEF 0.76 (Standard) | UEF 0.76 (Standard) | UEF 1.0+ (Gas-Fired HPWH) | UEF 1.0+ (Gas-Fired HPWH) | UEF 1.0+ (Gas-Fired HPWH) | UEF 1.0+ (Gas-Fired HPWH) | UEF 1.0+ (Gas-Fired HPWH) | UEF 1.0+ (Gas-Fired HPWH) | UEF 1.0+ (Gas-Fired HPWH) | UEF 1.0+ (Gas-Fired HPWH) | UEF 1.0+ (Gas-Fired HPWH) | UEF 1.0+ (Gas-Fired HPWH) | UEF 1.0+ (Gas-Fired HPWH) | UEF 1.0+ (Gas-Fired HPWH) | UEF 1.0+ (Gas-Fired HPWH) | UEF 1.0+ (Gas-Fired HPWH) | UEF 1.0+ (Gas-Fired HPWH) | UEF 1.0+ (Gas-Fired HPWH) | UEF 1.0+ (Gas-Fired HPWH) | UEF 1.0+ (Gas-Fired HPWH) | UEF 1.0+ (Gas-Fired HPWH) | UEF 1.0+ (Gas-Fired HPWH) | UEF 1.0+ (Gas-Fired HPWH) | UEF 1.0+ (Gas-Fired HPWH) | UEF 1.0+ (Gas-Fired HPWH) | UEF 1.0+ (Gas-Fired HPWH) | UEF 1.0+ (Gas-Fired HPWH) | UEF 1.0+ (Gas-Fired HPWH) | UEF 1.0+ (Gas-Fired HPWH) | UEF 1.0+ (Gas-Fired HPWH)
F1_Residential_Multi-Family Low Income_New_Water Heating_Natural Gas_Water Heater (> 55 gal)_E1 | F1 | Residential | Multi-Family Low Income | New | Water Heating | Natural Gas | Water Heater (> 55 gal) | E1 | CCE | 0 | 0 | 0 | 0 | 0 | 0 | 0 | 0 | 0 | 0 | 0 | 0 | 0 | 0 | 0 | 0 | 0 | 0 | 0 | 0 | 0 | 0 | 0 | 0 | 0 | 0 | 0 | 0 | 0 | 0 | 0 | 0 | 0
F1_Residential_Multi-Family Low Income_New_Water Heating_Natural Gas_Water Heater (> 55 gal)_E2 | F1 | Residential | Multi-Family Low Income | New | Water Heating | Natural Gas | Water Heater (> 55 gal) | E2 | CCE | 6.9548 | 7.1688 | 7.0233 | 6.4385 | 6.4385 | 0 | 0 | 0 | 0 | 0 | 0 | 0 | 0 | 0 | 0 | 0 | 0 | 0 | 0 | 0 | 0 | 0 | 0 | 0 | 0 | 0 | 0 | 0 | 0 | 0 | 0 | 0 | 0
F1_Residential_Multi-Family Low Income_New_Water Heating_Natural Gas_Water Heater (> 55 gal)_E3 | F1 | Residential | Multi-Family Low Income | New | Water Heating | Natural Gas | Water Heater (> 55 gal) | E3 | CCE | 49.2336 | 50.7485 | 49.7183 | 45.5785 | 45.5785 | 0 | 0 | 0 | 0 | 0 | 0 | 0 | 0 | 0 | 0 | 0 | 0 | 0 | 0 | 0 | 0 | 0 | 0 | 0 | 0 | 0 | 0 | 0 | 0 | 0 | 0 | 0 | 0
F1_Residential_Multi-Family Low Income_New_Water Heating_Natural Gas_Water Heater (> 55 gal)_E4 | F1 | Residential | Multi-Family Low Income | New | Water Heating | Natural Gas | Water Heater (> 55 gal) | E4 | CCE | 5.2259 | 5.3867 | 5.2773 | 4.8379 | 4.8379 | 0 | 0 | 0 | 0 | 0 | 0 | 0 | 0 | 0 | 0 | 0 | 0 | 0 | 0 | 0 | 0 | 0 | 0 | 0 | 0 | 0 | 0 | 0 | 0 | 0 | 0 | 0 | 0
F1_Residential_Multi-Family Low Income_New_Water Heating_Natural Gas_Water Heater (> 55 gal)_E5 | F1 | Residential | Multi-Family Low Income | New | Water Heating | Natural Gas | Water Heater (> 55 gal) | E5 | CCE | 5.6782 | 5.8529 | 5.7341 | 5.2566 | 5.2566 | 0 | 0 | 0 | 0 | 0 | 0 | 0 | 0 | 0 | 0 | 0 | 0 | 0 | 0 | 0 | 0 | 0 | 0 | 0 | 0 | 0 | 0 | 0 | 0 | 0 | 0 | 0 | 0
F1_Residential_Multi-Family Low Income_New_Water Heating_Natural Gas_Water Heater (> 55 gal)_E6 | F1 | Residential | Multi-Family Low Income | New | Water Heating | Natural Gas | Water Heater (> 55 gal) | E6 | CCE | 17.744 | 18.29 | 17.9187 | 16.4267 | 16.4267 | 0 | 0 | 0 | 0 | 0 | 0 | 0 | 0 | 0 | 0 | 0 | 0 | 0 | 0 | 0 | 0 | 0 | 0 | 0 | 0 | 0 | 0 | 0 | 0 | 0 | 0 | 0 | 0
F1_Residential_Multi-Family Low Income_New_Water Heating_Natural Gas_Water Heater (> 55 gal)_E7 | F1 | Residential | Multi-Family Low Income | New | Water Heating | Natural Gas | Water Heater (> 55 gal) | E7 | CCE | 0 | 0 | 0 | 0 | 0 | 8.2801 | 8.2801 | 8.2801 | 8.2801 | 8.2801 | 8.2801 | 8.2801 | 8.2801 | 8.2801 | 8.2801 | 8.2801 | 8.2801 | 8.2801 | 8.2801 | 8.2801 | 8.2801 | 8.2801 | 8.2801 | 8.2801 | 8.2801 | 8.2801 | 8.2801 | 8.2801 | 8.2801 | 8.2801 | 8.2801 | 8.2801 | 8.2801
F1_Residential_Multi-Family Low Income_New_Water Heating_Natural Gas_Water Heater (> 55 gal)_E8 | F1 | Residential | Multi-Family Low Income | New | Water Heating | Natural Gas | Water Heater (> 55 gal) | E8 | CCE | 0 | 0 | 0 | 0 | 0 | 0 | 0 | 0 | 0 | 0 | 0 | 0 | 0 | 0 | 0 | 0 | 0 | 0 | 0 | 0 | 0 | 0 | 0 | 0 | 0 | 0 | 0 | 0 | 0 | 0 | 0 | 0 | 0
F1_Residential_Multi-Family Low Income_New_Water Heating_Natural Gas_Water Heater (> 55 gal)_E9 | F1 | Residential | Multi-Family Low Income | New | Water Heating | Natural Gas | Water Heater (> 55 gal) | E9 | CCE | 0 | 0 | 0 | 0 | 0 | 0 | 0 | 0 | 0 | 0 | 0 | 0 | 0 | 0 | 0 | 0 | 0 | 0 | 0 | 0 | 0 | 0 | 0 | 0 | 0 | 0 | 0 | 0 | 0 | 0 | 0 | 0 | 0
F1_Residential_Multi-Family Low Income_New_Water Heating_Natural Gas_Water Heater (> 55 gal)_E10 | F1 | Residential | Multi-Family Low Income | New | Water Heating | Natural Gas | Water Heater (> 55 gal) | E10 | CCE | 0 | 0 | 0 | 0 | 0 | 0 | 0 | 0 | 0 | 0 | 0 | 0 | 0 | 0 | 0 | 0 | 0 | 0 | 0 | 0 | 0 | 0 | 0 | 0 | 0 | 0 | 0 | 0 | 0 | 0 | 0 | 0 | 0
F2_Residential_Multi-Family Low Income_New_Water Heating_Natural Gas_Water Heater (> 55 gal)_E1 | F2 | Residential | Multi-Family Low Income | New | Water Heating | Natural Gas | Water Heater (> 55 gal) | E1 | TRC BC Ratio | 1 | 1 | 1 | 1 | 1 | 0 | 0 | 0 | 0 | 0 | 0 | 0 | 0 | 0 | 0 | 0 | 0 | 0 | 0 | 0 | 0 | 0 | 0 | 0 | 0 | 0 | 0 | 0 | 0 | 0 | 0 | 0 | 0
F2_Residential_Multi-Family Low Income_New_Water Heating_Natural Gas_Water Heater (> 55 gal)_E2 | F2 | Residential | Multi-Family Low Income | New | Water Heating | Natural Gas | Water Heater (> 55 gal) | E2 | TRC BC Ratio | 0.18795 | 0.18851 | 0.18974 | 0.19078 | 0.19036 | 0 | 0 | 0 | 0 | 0 | 0 | 0 | 0 | 0 | 0 | 0 | 0 | 0 | 0 | 0 | 0 | 0 | 0 | 0 | 0 | 0 | 0 | 0 | 0 | 0 | 0 | 0 | 0
F2_Residential_Multi-Family Low Income_New_Water Heating_Natural Gas_Water Heater (> 55 gal)_E3 | F2 | Residential | Multi-Family Low Income | New | Water Heating | Natural Gas | Water Heater (> 55 gal) | E3 | TRC BC Ratio | 0.026551 | 0.026628 | 0.026803 | 0.026949 | 0.02689 | 0 | 0 | 0 | 0 | 0 | 0 | 0 | 0 | 0 | 0 | 0 | 0 | 0 | 0 | 0 | 0 | 0 | 0 | 0 | 0 | 0 | 0 | 0 | 0 | 0 | 0 | 0 | 0
F2_Residential_Multi-Family Low Income_New_Water Heating_Natural Gas_Water Heater (> 55 gal)_E4 | F2 | Residential | Multi-Family Low Income | New | Water Heating | Natural Gas | Water Heater (> 55 gal) | E4 | TRC BC Ratio | 0.21454 | 0.21126 | 0.21052 | 0.20886 | 0.20142 | 0 | 0 | 0 | 0 | 0 | 0 | 0 | 0 | 0 | 0 | 0 | 0 | 0 | 0 | 0 | 0 | 0 | 0 | 0 | 0 | 0 | 0 | 0 | 0 | 0 | 0 | 0 | 0
F2_Residential_Multi-Family Low Income_New_Water Heating_Natural Gas_Water Heater (> 55 gal)_E5 | F2 | Residential | Multi-Family Low Income | New | Water Heating | Natural Gas | Water Heater (> 55 gal) | E5 | TRC BC Ratio | 0.20619 | 0.20415 | 0.20406 | 0.20327 | 0.19812 | 0 | 0 | 0 | 0 | 0 | 0 | 0 | 0 | 0 | 0 | 0 | 0 | 0 | 0 | 0 | 0 | 0 | 0 | 0 | 0 | 0 | 0 | 0 | 0 | 0 | 0 | 0 | 0
F2_Residential_Multi-Family Low Income_New_Water Heating_Natural Gas_Water Heater (> 55 gal)_E6 | F2 | Residential | Multi-Family Low Income | New | Water Heating | Natural Gas | Water Heater (> 55 gal) | E6 | TRC BC Ratio | 0.073669 | 0.073885 | 0.074369 | 0.074776 | 0.07461 | 1 | 1 | 1 | 1 | 1 | 1 | 1 | 1 | 1 | 1 | 1 | 1 | 1 | 1 | 1 | 1 | 1 | 1 | 1 | 1 | 1 | 1 | 1 | 1 | 1 | 1 | 1 | 1
F2_Residential_Multi-Family Low Income_New_Water Heating_Natural Gas_Water Heater (> 55 gal)_E7 | F2 | Residential | Multi-Family Low Income | New | Water Heating | Natural Gas | Water Heater (> 55 gal) | E7 | TRC BC Ratio | 0 | 0 | 0 | 0 | 0 | 0.1562 | 0.15802 | 0.15944 | 0.16114 | 0.16283 | 0.16457 | 0.16625 | 0.16807 | 0.17014 | 0.17247 | 0.17513 | 0.17814 | 0.18111 | 0.18388 | 0.18639 | 0.18845 | 0.19005 | 0.19094 | 0.19124 | 0.19133 | 0.19135 | 0.19139 | 0.19151 | 0.19137 | 0.19107 | 0.19045 | 0.18968 | 0.18863
F2_Residential_Multi-Family Low Income_New_Water Heating_Natural Gas_Water Heater (> 55 gal)_E8 | F2 | Residential | Multi-Family Low Income | New | Water Heating | Natural Gas | Water Heater (> 55 gal) | E8 | TRC BC Ratio | 0 | 0 | 0 | 0 | 0 | 0 | 0 | 0 | 0 | 0 | 0 | 0 | 0 | 0 | 0 | 0 | 0 | 0 | 0 | 0 | 0 | 0 | 0 | 0 | 0 | 0 | 0 | 0 | 0 | 0 | 0 | 0 | 0
F2_Residential_Multi-Family Low Income_New_Water Heating_Natural Gas_Water Heater (> 55 gal)_E9 | F2 | Residential | Multi-Family Low Income | New | Water Heating | Natural Gas | Water Heater (> 55 gal) | E9 | TRC BC Ratio | 0 | 0 | 0 | 0 | 0 | 0 | 0 | 0 | 0 | 0 | 0 | 0 | 0 | 0 | 0 | 0 | 0 | 0 | 0 | 0 | 0 | 0 | 0 | 0 | 0 | 0 | 0 | 0 | 0 | 0 | 0 | 0 | 0
F2_Residential_Multi-Family Low Income_New_Water Heating_Natural Gas_Water Heater (> 55 gal)_E10 | F2 | Residential | Multi-Family Low Income | New | Water Heating | Natural Gas | Water Heater (> 55 gal) | E10 | TRC BC Ratio | 0 | 0 | 0 | 0 | 0 | 0 | 0 | 0 | 0 | 0 | 0 | 0 | 0 | 0 | 0 | 0 | 0 | 0 | 0 | 0 | 0 | 0 | 0 | 0 | 0 | 0 | 0 | 0 | 0 | 0 | 0 | 0 | 0
F3_Residential_Multi-Family Low Income_New_Water Heating_Natural Gas_Water Heater (> 55 gal)_E1 | F3 | Residential | Multi-Family Low Income | New | Water Heating | Natural Gas | Water Heater (> 55 gal) | E1 | PACT BC Ratio | 1 | 1 | 1 | 1 | 1 | 0 | 0 | 0 | 0 | 0 | 0 | 0 | 0 | 0 | 0 | 0 | 0 | 0 | 0 | 0 | 0 | 0 | 0 | 0 | 0 | 0 | 0 | 0 | 0 | 0 | 0 | 0 | 0
F3_Residential_Multi-Family Low Income_New_Water Heating_Natural Gas_Water Heater (> 55 gal)_E2 | F3 | Residential | Multi-Family Low Income | New | Water Heating | Natural Gas | Water Heater (> 55 gal) | E2 | PACT BC Ratio | 0.2391 | 0.2398 | 0.24137 | 0.2427 | 0.24216 | 0 | 0 | 0 | 0 | 0 | 0 | 0 | 0 | 0 | 0 | 0 | 0 | 0 | 0 | 0 | 0 | 0 | 0 | 0 | 0 | 0 | 0 | 0 | 0 | 0 | 0 | 0 | 0
F3_Residential_Multi-Family Low Income_New_Water Heating_Natural Gas_Water Heater (> 55 gal)_E3 | F3 | Residential | Multi-Family Low Income | New | Water Heating | Natural Gas | Water Heater (> 55 gal) | E3 | PACT BC Ratio | 0.033776 | 0.033875 | 0.034097 | 0.034283 | 0.034208 | 0 | 0 | 0 | 0 | 0 | 0 | 0 | 0 | 0 | 0 | 0 | 0 | 0 | 0 | 0 | 0 | 0 | 0 | 0 | 0 | 0 | 0 | 0 | 0 | 0 | 0 | 0 | 0
F3_Residential_Multi-Family Low Income_New_Water Heating_Natural Gas_Water Heater (> 55 gal)_E4 | F3 | Residential | Multi-Family Low Income | New | Water Heating | Natural Gas | Water Heater (> 55 gal) | E4 | PACT BC Ratio | 0.27292 | 0.26875 | 0.26782 | 0.2657 | 0.25624 | 0 | 0 | 0 | 0 | 0 | 0 | 0 | 0 | 0 | 0 | 0 | 0 | 0 | 0 | 0 | 0 | 0 | 0 | 0 | 0 | 0 | 0 | 0 | 0 | 0 | 0 | 0 | 0
F3_Residential_Multi-Family Low Income_New_Water Heating_Natural Gas_Water Heater (> 55 gal)_E5 | F3 | Residential | Multi-Family Low Income | New | Water Heating | Natural Gas | Water Heater (> 55 gal) | E5 | PACT BC Ratio | 0.2623 | 0.25971 | 0.25959 | 0.25859 | 0.25204 | 0 | 0 | 0 | 0 | 0 | 0 | 0 | 0 | 0 | 0 | 0 | 0 | 0 | 0 | 0 | 0 | 0 | 0 | 0 | 0 | 0 | 0 | 0 | 0 | 0 | 0 | 0 | 0
F3_Residential_Multi-Family Low Income_New_Water Heating_Natural Gas_Water Heater (> 55 gal)_E6 | F3 | Residential | Multi-Family Low Income | New | Water Heating | Natural Gas | Water Heater (> 55 gal) | E6 | PACT BC Ratio | 0.093717 | 0.093992 | 0.094607 | 0.095125 | 0.094914 | 1 | 1 | 1 | 1 | 1 | 1 | 1 | 1 | 1 | 1 | 1 | 1 | 1 | 1 | 1 | 1 | 1 | 1 | 1 | 1 | 1 | 1 | 1 | 1 | 1 | 1 | 1 | 1
F3_Residential_Multi-Family Low Income_New_Water Heating_Natural Gas_Water Heater (> 55 gal)_E7 | F3 | Residential | Multi-Family Low Income | New | Water Heating | Natural Gas | Water Heater (> 55 gal) | E7 | PACT BC Ratio | 0 | 0 | 0 | 0 | 0 | 0.19871 | 0.20102 | 0.20283 | 0.205 | 0.20715 | 0.20936 | 0.21149 | 0.21381 | 0.21644 | 0.2194 | 0.22279 | 0.22662 | 0.2304 | 0.23392 | 0.23711 | 0.23974 | 0.24177 | 0.2429 | 0.24328 | 0.2434 | 0.24342 | 0.24348 | 0.24362 | 0.24345 | 0.24307 | 0.24228 | 0.24129 | 0.23996
F3_Residential_Multi-Family Low Income_New_Water Heating_Natural Gas_Water Heater (> 55 gal)_E8 | F3 | Residential | Multi-Family Low Income | New | Water Heating | Natural Gas | Water Heater (> 55 gal) | E8 | PACT BC Ratio | 0 | 0 | 0 | 0 | 0 | 0 | 0 | 0 | 0 | 0 | 0 | 0 | 0 | 0 | 0 | 0 | 0 | 0 | 0 | 0 | 0 | 0 | 0 | 0 | 0 | 0 | 0 | 0 | 0 | 0 | 0 | 0 | 0
F3_Residential_Multi-Family Low Income_New_Water Heating_Natural Gas_Water Heater (> 55 gal)_E9 | F3 | Residential | Multi-Family Low Income | New | Water Heating | Natural Gas | Water Heater (> 55 gal) | E9 | PACT BC Ratio | 0 | 0 | 0 | 0 | 0 | 0 | 0 | 0 | 0 | 0 | 0 | 0 | 0 | 0 | 0 | 0 | 0 | 0 | 0 | 0 | 0 | 0 | 0 | 0 | 0 | 0 | 0 | 0 | 0 | 0 | 0 | 0 | 0
F3_Residential_Multi-Family Low Income_New_Water Heating_Natural Gas_Water Heater (> 55 gal)_E10 | F3 | Residential | Multi-Family Low Income | New | Water Heating | Natural Gas | Water Heater (> 55 gal) | E10 | PACT BC Ratio | 0 | 0 | 0 | 0 | 0 | 0 | 0 | 0 | 0 | 0 | 0 | 0 | 0 | 0 | 0 | 0 | 0 | 0 | 0 | 0 | 0 | 0 | 0 | 0 | 0 | 0 | 0 | 0 | 0 | 0 | 0 | 0 | 0
F4_Residential_Multi-Family Low Income_New_Water Heating_Natural Gas_Water Heater (> 55 gal)_E1 | F4 | Residential | Multi-Family Low Income | New | Water Heating | Natural Gas | Water Heater (> 55 gal) | E1 | RVT BC Ratio | 1 | 1 | 1 | 1 | 1 | 0 | 0 | 0 | 0 | 0 | 0 | 0 | 0 | 0 | 0 | 0 | 0 | 0 | 0 | 0 | 0 | 0 | 0 | 0 | 0 | 0 | 0 | 0 | 0 | 0 | 0 | 0 | 0
F4_Residential_Multi-Family Low Income_New_Water Heating_Natural Gas_Water Heater (> 55 gal)_E2 | F4 | Residential | Multi-Family Low Income | New | Water Heating | Natural Gas | Water Heater (> 55 gal) | E2 | RVT BC Ratio | 0.96848 | 0.96914 | 0.97061 | 0.97186 | 0.97135 | 0 | 0 | 0 | 0 | 0 | 0 | 0 | 0 | 0 | 0 | 0 | 0 | 0 | 0 | 0 | 0 | 0 | 0 | 0 | 0 | 0 | 0 | 0 | 0 | 0 | 0 | 0 | 0
F4_Residential_Multi-Family Low Income_New_Water Heating_Natural Gas_Water Heater (> 55 gal)_E3 | F4 | Residential | Multi-Family Low Income | New | Water Heating | Natural Gas | Water Heater (> 55 gal) | E3 | RVT BC Ratio | 0.7751 | 0.7752 | 0.77541 | 0.77558 | 0.77551 | 0 | 0 | 0 | 0 | 0 | 0 | 0 | 0 | 0 | 0 | 0 | 0 | 0 | 0 | 0 | 0 | 0 | 0 | 0 | 0 | 0 | 0 | 0 | 0 | 0 | 0 | 0 | 0
F4_Residential_Multi-Family Low Income_New_Water Heating_Natural Gas_Water Heater (> 55 gal)_E4 | F4 | Residential | Multi-Family Low Income | New | Water Heating | Natural Gas | Water Heater (> 55 gal) | E4 | RVT BC Ratio | 1.0003 | 0.9964 | 0.99552 | 0.99352 | 0.98461 | 0 | 0 | 0 | 0 | 0 | 0 | 0 | 0 | 0 | 0 | 0 | 0 | 0 | 0 | 0 | 0 | 0 | 0 | 0 | 0 | 0 | 0 | 0 | 0 | 0 | 0 | 0 | 0
F4_Residential_Multi-Family Low Income_New_Water Heating_Natural Gas_Water Heater (> 55 gal)_E5 | F4 | Residential | Multi-Family Low Income | New | Water Heating | Natural Gas | Water Heater (> 55 gal) | E5 | RVT BC Ratio | 0.99032 | 0.98789 | 0.98777 | 0.98683 | 0.98065 | 0 | 0 | 0 | 0 | 0 | 0 | 0 | 0 | 0 | 0 | 0 | 0 | 0 | 0 | 0 | 0 | 0 | 0 | 0 | 0 | 0 | 0 | 0 | 0 | 0 | 0 | 0 | 0
F4_Residential_Multi-Family Low Income_New_Water Heating_Natural Gas_Water Heater (> 55 gal)_E6 | F4 | Residential | Multi-Family Low Income | New | Water Heating | Natural Gas | Water Heater (> 55 gal) | E6 | RVT BC Ratio | 0.83155 | 0.83181 | 0.83239 | 0.83288 | 0.83268 | 1 | 1 | 1 | 1 | 1 | 1 | 1 | 1 | 1 | 1 | 1 | 1 | 1 | 1 | 1 | 1 | 1 | 1 | 1 | 1 | 1 | 1 | 1 | 1 | 1 | 1 | 1 | 1
F4_Residential_Multi-Family Low Income_New_Water Heating_Natural Gas_Water Heater (> 55 gal)_E7 | F4 | Residential | Multi-Family Low Income | New | Water Heating | Natural Gas | Water Heater (> 55 gal) | E7 | RVT BC Ratio | 0 | 0 | 0 | 0 | 0 | 0.93044 | 0.93261 | 0.93432 | 0.93635 | 0.93838 | 0.94047 | 0.94247 | 0.94466 | 0.94713 | 0.94992 | 0.95312 | 0.95671 | 0.96028 | 0.9636 | 0.9666 | 0.96907 | 0.97098 | 0.97205 | 0.97241 | 0.97252 | 0.97254 | 0.9726 | 0.97273 | 0.97257 | 0.97221 | 0.97147 | 0.97054 | 0.96928
F4_Residential_Multi-Family Low Income_New_Water Heating_Natural Gas_Water Heater (> 55 gal)_E8 | F4 | Residential | Multi-Family Low Income | New | Water Heating | Natural Gas | Water Heater (> 55 gal) | E8 | RVT BC Ratio | 0 | 0 | 0 | 0 | 0 | 0 | 0 | 0 | 0 | 0 | 0 | 0 | 0 | 0 | 0 | 0 | 0 | 0 | 0 | 0 | 0 | 0 | 0 | 0 | 0 | 0 | 0 | 0 | 0 | 0 | 0 | 0 | 0
F4_Residential_Multi-Family Low Income_New_Water Heating_Natural Gas_Water Heater (> 55 gal)_E9 | F4 | Residential | Multi-Family Low Income | New | Water Heating | Natural Gas | Water Heater (> 55 gal) | E9 | RVT BC Ratio | 0 | 0 | 0 | 0 | 0 | 0 | 0 | 0 | 0 | 0 | 0 | 0 | 0 | 0 | 0 | 0 | 0 | 0 | 0 | 0 | 0 | 0 | 0 | 0 | 0 | 0 | 0 | 0 | 0 | 0 | 0 | 0 | 0
F4_Residential_Multi-Family Low Income_New_Water Heating_Natural Gas_Water Heater (> 55 gal)_E10 | F4 | Residential | Multi-Family Low Income | New | Water Heating | Natural Gas | Water Heater (> 55 gal) | E10 | RVT BC Ratio | 0 | 0 | 0 | 0 | 0 | 0 | 0 | 0 | 0 | 0 | 0 | 0 | 0 | 0 | 0 | 0 | 0 | 0 | 0 | 0 | 0 | 0 | 0 | 0 | 0 | 0 | 0 | 0 | 0 | 0 | 0 | 0 | 0
F5_Residential_Multi-Family Low Income_New_Water Heating_Natural Gas_Water Heater (> 55 gal)_E1 | F5 | Residential | Multi-Family Low Income | New | Water Heating | Natural Gas | Water Heater (> 55 gal) | E1 | RIM BC Ratio | 1 | 1 | 1 | 1 | 1 | 0 | 0 | 0 | 0 | 0 | 0 | 0 | 0 | 0 | 0 | 0 | 0 | 0 | 0 | 0 | 0 | 0 | 0 | 0 | 0 | 0 | 0 | 0 | 0 | 0 | 0 | 0 | 0
F5_Residential_Multi-Family Low Income_New_Water Heating_Natural Gas_Water Heater (> 55 gal)_E2 | F5 | Residential | Multi-Family Low Income | New | Water Heating | Natural Gas | Water Heater (> 55 gal) | E2 | RIM BC Ratio | 0.19303 | 0.19348 | 0.1945 | 0.19536 | 0.19501 | 0 | 0 | 0 | 0 | 0 | 0 | 0 | 0 | 0 | 0 | 0 | 0 | 0 | 0 | 0 | 0 | 0 | 0 | 0 | 0 | 0 | 0 | 0 | 0 | 0 | 0 | 0 | 0
F5_Residential_Multi-Family Low Income_New_Water Heating_Natural Gas_Water Heater (> 55 gal)_E3 | F5 | Residential | Multi-Family Low Income | New | Water Heating | Natural Gas | Water Heater (> 55 gal) | E3 | RIM BC Ratio | 0.032674 | 0.032767 | 0.032974 | 0.033149 | 0.033078 | 0 | 0 | 0 | 0 | 0 | 0 | 0 | 0 | 0 | 0 | 0 | 0 | 0 | 0 | 0 | 0 | 0 | 0 | 0 | 0 | 0 | 0 | 0 | 0 | 0 | 0 | 0 | 0
F5_Residential_Multi-Family Low Income_New_Water Heating_Natural Gas_Water Heater (> 55 gal)_E4 | F5 | Residential | Multi-Family Low Income | New | Water Heating | Natural Gas | Water Heater (> 55 gal) | E4 | RIM BC Ratio | 0.21448 | 0.2119 | 0.21131 | 0.20999 | 0.20404 | 0 | 0 | 0 | 0 | 0 | 0 | 0 | 0 | 0 | 0 | 0 | 0 | 0 | 0 | 0 | 0 | 0 | 0 | 0 | 0 | 0 | 0 | 0 | 0 | 0 | 0 | 0 | 0
F5_Residential_Multi-Family Low Income_New_Water Heating_Natural Gas_Water Heater (> 55 gal)_E5 | F5 | Residential | Multi-Family Low Income | New | Water Heating | Natural Gas | Water Heater (> 55 gal) | E5 | RIM BC Ratio | 0.20786 | 0.20624 | 0.20616 | 0.20553 | 0.20137 | 0 | 0 | 0 | 0 | 0 | 0 | 0 | 0 | 0 | 0 | 0 | 0 | 0 | 0 | 0 | 0 | 0 | 0 | 0 | 0 | 0 | 0 | 0 | 0 | 0 | 0 | 0 | 0
F5_Residential_Multi-Family Low Income_New_Water Heating_Natural Gas_Water Heater (> 55 gal)_E6 | F5 | Residential | Multi-Family Low Income | New | Water Heating | Natural Gas | Water Heater (> 55 gal) | E6 | RIM BC Ratio | 0.085699 | 0.085928 | 0.086442 | 0.086874 | 0.086699 | 1 | 1 | 1 | 1 | 1 | 1 | 1 | 1 | 1 | 1 | 1 | 1 | 1 | 1 | 1 | 1 | 1 | 1 | 1 | 1 | 1 | 1 | 1 | 1 | 1 | 1 | 1 | 1
F5_Residential_Multi-Family Low Income_New_Water Heating_Natural Gas_Water Heater (> 55 gal)_E7 | F5 | Residential | Multi-Family Low Income | New | Water Heating | Natural Gas | Water Heater (> 55 gal) | E7 | RIM BC Ratio | 0 | 0 | 0 | 0 | 0 | 0.16582 | 0.16742 | 0.16868 | 0.17017 | 0.17165 | 0.17317 | 0.17462 | 0.1762 | 0.17798 | 0.17998 | 0.18225 | 0.1848 | 0.18731 | 0.18963 | 0.19172 | 0.19344 | 0.19476 | 0.19549 | 0.19574 | 0.19582 | 0.19583 | 0.19587 | 0.19596 | 0.19585 | 0.1956 | 0.19509 | 0.19445 | 0.19358
F5_Residential_Multi-Family Low Income_New_Water Heating_Natural Gas_Water Heater (> 55 gal)_E8 | F5 | Residential | Multi-Family Low Income | New | Water Heating | Natural Gas | Water Heater (> 55 gal) | E8 | RIM BC Ratio | 0 | 0 | 0 | 0 | 0 | 0 | 0 | 0 | 0 | 0 | 0 | 0 | 0 | 0 | 0 | 0 | 0 | 0 | 0 | 0 | 0 | 0 | 0 | 0 | 0 | 0 | 0 | 0 | 0 | 0 | 0 | 0 | 0
F5_Residential_Multi-Family Low Income_New_Water Heating_Natural Gas_Water Heater (> 55 gal)_E9 | F5 | Residential | Multi-Family Low Income | New | Water Heating | Natural Gas | Water Heater (> 55 gal) | E9 | RIM BC Ratio | 0 | 0 | 0 | 0 | 0 | 0 | 0 | 0 | 0 | 0 | 0 | 0 | 0 | 0 | 0 | 0 | 0 | 0 | 0 | 0 | 0 | 0 | 0 | 0 | 0 | 0 | 0 | 0 | 0 | 0 | 0 | 0 | 0
F5_Residential_Multi-Family Low Income_New_Water Heating_Natural Gas_Water Heater (> 55 gal)_E10 | F5 | Residential | Multi-Family Low Income | New | Water Heating | Natural Gas | Water Heater (> 55 gal) | E10 | RIM BC Ratio | 0 | 0 | 0 | 0 | 0 | 0 | 0 | 0 | 0 | 0 | 0 | 0 | 0 | 0 | 0 | 0 | 0 | 0 | 0 | 0 | 0 | 0 | 0 | 0 | 0 | 0 | 0 | 0 | 0 | 0 | 0 | 0 | 0
F0_Residential_Multi-Family Low Income_New_Appliances_Natural Gas_Clothes Dryer_E0 | F0 | Residential | Multi-Family Low Income | New | Appliances | Natural Gas | Clothes Dryer | E0 | Economic Unit | Standard | Standard | Standard | Standard | Standard | Standard | Standard | Standard | Standard | Standard | Standard | Standard | Standard | Standard | Standard | Standard | Standard | Standard | Standard | Standard | Standard | Standard | Standard | Standard | Standard | Standard | Standard | Standard | Standard | Standard | Standard | Standard | Standard
F1_Residential_Multi-Family Low Income_New_Appliances_Natural Gas_Clothes Dryer_E1 | F1 | Residential | Multi-Family Low Income | New | Appliances | Natural Gas | Clothes Dryer | E1 | CCE | 0 | 0 | 0 | 0 | 0 | 0 | 0 | 0 | 0 | 0 | 0 | 0 | 0 | 0 | 0 | 0 | 0 | 0 | 0 | 0 | 0 | 0 | 0 | 0 | 0 | 0 | 0 | 0 | 0 | 0 | 0 | 0 | 0
F1_Residential_Multi-Family Low Income_New_Appliances_Natural Gas_Clothes Dryer_E2 | F1 | Residential | Multi-Family Low Income | New | Appliances | Natural Gas | Clothes Dryer | E2 | CCE | 9.1473 | 9.4287 | 9.2373 | 8.4682 | 8.4682 | 8.4682 | 8.4682 | 8.4682 | 8.4682 | 8.4682 | 8.4682 | 8.4682 | 8.4682 | 8.4682 | 8.4682 | 8.4682 | 8.4682 | 8.4682 | 8.4682 | 8.4682 | 8.4682 | 8.4682 | 8.4682 | 8.4682 | 8.4682 | 8.4682 | 8.4682 | 8.4682 | 8.4682 | 8.4682 | 8.4682 | 8.4682 | 8.4682
F1_Residential_Multi-Family Low Income_New_Appliances_Natural Gas_Clothes Dryer_E3 | F1 | Residential | Multi-Family Low Income | New | Appliances | Natural Gas | Clothes Dryer | E3 | CCE | 0 | 0 | 0 | 0 | 0 | 0 | 0 | 0 | 0 | 0 | 0 | 0 | 0 | 0 | 0 | 0 | 0 | 0 | 0 | 0 | 0 | 0 | 0 | 0 | 0 | 0 | 0 | 0 | 0 | 0 | 0 | 0 | 0
F1_Residential_Multi-Family Low Income_New_Appliances_Natural Gas_Clothes Dryer_E4 | F1 | Residential | Multi-Family Low Income | New | Appliances | Natural Gas | Clothes Dryer | E4 | CCE | 0 | 0 | 0 | 0 | 0 | 0 | 0 | 0 | 0 | 0 | 0 | 0 | 0 | 0 | 0 | 0 | 0 | 0 | 0 | 0 | 0 | 0 | 0 | 0 | 0 | 0 | 0 | 0 | 0 | 0 | 0 | 0 | 0
F1_Residential_Multi-Family Low Income_New_Appliances_Natural Gas_Clothes Dryer_E5 | F1 | Residential | Multi-Family Low Income | New | Appliances | Natural Gas | Clothes Dryer | E5 | CCE | 0 | 0 | 0 | 0 | 0 | 0 | 0 | 0 | 0 | 0 | 0 | 0 | 0 | 0 | 0 | 0 | 0 | 0 | 0 | 0 | 0 | 0 | 0 | 0 | 0 | 0 | 0 | 0 | 0 | 0 | 0 | 0 | 0
F1_Residential_Multi-Family Low Income_New_Appliances_Natural Gas_Clothes Dryer_E6 | F1 | Residential | Multi-Family Low Income | New | Appliances | Natural Gas | Clothes Dryer | E6 | CCE | 0 | 0 | 0 | 0 | 0 | 0 | 0 | 0 | 0 | 0 | 0 | 0 | 0 | 0 | 0 | 0 | 0 | 0 | 0 | 0 | 0 | 0 | 0 | 0 | 0 | 0 | 0 | 0 | 0 | 0 | 0 | 0 | 0
F1_Residential_Multi-Family Low Income_New_Appliances_Natural Gas_Clothes Dryer_E7 | F1 | Residential | Multi-Family Low Income | New | Appliances | Natural Gas | Clothes Dryer | E7 | CCE | 0 | 0 | 0 | 0 | 0 | 0 | 0 | 0 | 0 | 0 | 0 | 0 | 0 | 0 | 0 | 0 | 0 | 0 | 0 | 0 | 0 | 0 | 0 | 0 | 0 | 0 | 0 | 0 | 0 | 0 | 0 | 0 | 0
F1_Residential_Multi-Family Low Income_New_Appliances_Natural Gas_Clothes Dryer_E8 | F1 | Residential | Multi-Family Low Income | New | Appliances | Natural Gas | Clothes Dryer | E8 | CCE | 0 | 0 | 0 | 0 | 0 | 0 | 0 | 0 | 0 | 0 | 0 | 0 | 0 | 0 | 0 | 0 | 0 | 0 | 0 | 0 | 0 | 0 | 0 | 0 | 0 | 0 | 0 | 0 | 0 | 0 | 0 | 0 | 0
F1_Residential_Multi-Family Low Income_New_Appliances_Natural Gas_Clothes Dryer_E9 | F1 | Residential | Multi-Family Low Income | New | Appliances | Natural Gas | Clothes Dryer | E9 | CCE | 0 | 0 | 0 | 0 | 0 | 0 | 0 | 0 | 0 | 0 | 0 | 0 | 0 | 0 | 0 | 0 | 0 | 0 | 0 | 0 | 0 | 0 | 0 | 0 | 0 | 0 | 0 | 0 | 0 | 0 | 0 | 0 | 0
F1_Residential_Multi-Family Low Income_New_Appliances_Natural Gas_Clothes Dryer_E10 | F1 | Residential | Multi-Family Low Income | New | Appliances | Natural Gas | Clothes Dryer | E10 | CCE | 0 | 0 | 0 | 0 | 0 | 0 | 0 | 0 | 0 | 0 | 0 | 0 | 0 | 0 | 0 | 0 | 0 | 0 | 0 | 0 | 0 | 0 | 0 | 0 | 0 | 0 | 0 | 0 | 0 | 0 | 0 | 0 | 0
F2_Residential_Multi-Family Low Income_New_Appliances_Natural Gas_Clothes Dryer_E1 | F2 | Residential | Multi-Family Low Income | New | Appliances | Natural Gas | Clothes Dryer | E1 | TRC BC Ratio | bar: 2019 to 2051
F2_Residential_Multi-Family Low Income_New_Appliances_Natural Gas_Clothes Dryer_E2 | F2 | Residential | Multi-Family Low Income | New | Appliances | Natural Gas | Clothes Dryer | E2 | TRC BC Ratio | 0.18118 | 0.18175 | 0.183 | 0.18403 | 0.18353 | 0.18427 | 0.18602 | 0.18747 | 0.18921 | 0.1909 | 0.1926 | 0.19421 | 0.19591 | 0.19769 | 0.19939 | 0.20115 | 0.20291 | 0.20481 | 0.20664 | 0.20841 | 0.20995 | 0.21139 | 0.21247 | 0.21343 | 0.21399 | 0.21431 | 0.21448 | 0.21444 | 0.21415 | 0.21367 | 0.21285 | 0.21187 | 0.2106
F2_Residential_Multi-Family Low Income_New_Appliances_Natural Gas_Clothes Dryer_E3 | F2 | Residential | Multi-Family Low Income | New | Appliances | Natural Gas | Clothes Dryer | E3 | TRC BC Ratio | 0 | 0 | 0 | 0 | 0 | 0 | 0 | 0 | 0 | 0 | 0 | 0 | 0 | 0 | 0 | 0 | 0 | 0 | 0 | 0 | 0 | 0 | 0 | 0 | 0 | 0 | 0 | 0 | 0 | 0 | 0 | 0 | 0
F2_Residential_Multi-Family Low Income_New_Appliances_Natural Gas_Clothes Dryer_E4 | F2 | Residential | Multi-Family Low Income | New | Appliances | Natural Gas | Clothes Dryer | E4 | TRC BC Ratio | 0 | 0 | 0 | 0 | 0 | 0 | 0 | 0 | 0 | 0 | 0 | 0 | 0 | 0 | 0 | 0 | 0 | 0 | 0 | 0 | 0 | 0 | 0 | 0 | 0 | 0 | 0 | 0 | 0 | 0 | 0 | 0 | 0
F2_Residential_Multi-Family Low Income_New_Appliances_Natural Gas_Clothes Dryer_E5 | F2 | Residential | Multi-Family Low Income | New | Appliances | Natural Gas | Clothes Dryer | E5 | TRC BC Ratio | 0 | 0 | 0 | 0 | 0 | 0 | 0 | 0 | 0 | 0 | 0 | 0 | 0 | 0 | 0 | 0 | 0 | 0 | 0 | 0 | 0 | 0 | 0 | 0 | 0 | 0 | 0 | 0 | 0 | 0 | 0 | 0 | 0
F2_Residential_Multi-Family Low Income_New_Appliances_Natural Gas_Clothes Dryer_E6 | F2 | Residential | Multi-Family Low Income | New | Appliances | Natural Gas | Clothes Dryer | E6 | TRC BC Ratio | 0 | 0 | 0 | 0 | 0 | 0 | 0 | 0 | 0 | 0 | 0 | 0 | 0 | 0 | 0 | 0 | 0 | 0 | 0 | 0 | 0 | 0 | 0 | 0 | 0 | 0 | 0 | 0 | 0 | 0 | 0 | 0 | 0
F2_Residential_Multi-Family Low Income_New_Appliances_Natural Gas_Clothes Dryer_E7 | F2 | Residential | Multi-Family Low Income | New | Appliances | Natural Gas | Clothes Dryer | E7 | TRC BC Ratio | 0 | 0 | 0 | 0 | 0 | 0 | 0 | 0 | 0 | 0 | 0 | 0 | 0 | 0 | 0 | 0 | 0 | 0 | 0 | 0 | 0 | 0 | 0 | 0 | 0 | 0 | 0 | 0 | 0 | 0 | 0 | 0 | 0
F2_Residential_Multi-Family Low Income_New_Appliances_Natural Gas_Clothes Dryer_E8 | F2 | Residential | Multi-Family Low Income | New | Appliances | Natural Gas | Clothes Dryer | E8 | TRC BC Ratio | 0 | 0 | 0 | 0 | 0 | 0 | 0 | 0 | 0 | 0 | 0 | 0 | 0 | 0 | 0 | 0 | 0 | 0 | 0 | 0 | 0 | 0 | 0 | 0 | 0 | 0 | 0 | 0 | 0 | 0 | 0 | 0 | 0
F2_Residential_Multi-Family Low Income_New_Appliances_Natural Gas_Clothes Dryer_E9 | F2 | Residential | Multi-Family Low Income | New | Appliances | Natural Gas | Clothes Dryer | E9 | TRC BC Ratio | 0 | 0 | 0 | 0 | 0 | 0 | 0 | 0 | 0 | 0 | 0 | 0 | 0 | 0 | 0 | 0 | 0 | 0 | 0 | 0 | 0 | 0 | 0 | 0 | 0 | 0 | 0 | 0 | 0 | 0 | 0 | 0 | 0
F2_Residential_Multi-Family Low Income_New_Appliances_Natural Gas_Clothes Dryer_E10 | F2 | Residential | Multi-Family Low Income | New | Appliances | Natural Gas | Clothes Dryer | E10 | TRC BC Ratio | 0 | 0 | 0 | 0 | 0 | 0 | 0 | 0 | 0 | 0 | 0 | 0 | 0 | 0 | 0 | 0 | 0 | 0 | 0 | 0 | 0 | 0 | 0 | 0 | 0 | 0 | 0 | 0 | 0 | 0 | 0 | 0 | 0
F3_Residential_Multi-Family Low Income_New_Appliances_Natural Gas_Clothes Dryer_E1 | F3 | Residential | Multi-Family Low Income | New | Appliances | Natural Gas | Clothes Dryer | E1 | PACT BC Ratio | bar: 2019 to 2051
F3_Residential_Multi-Family Low Income_New_Appliances_Natural Gas_Clothes Dryer_E2 | F3 | Residential | Multi-Family Low Income | New | Appliances | Natural Gas | Clothes Dryer | E2 | PACT BC Ratio | 0.24158 | 0.24233 | 0.244 | 0.24538 | 0.24471 | 0.24569 | 0.24803 | 0.24996 | 0.25228 | 0.25453 | 0.2568 | 0.25895 | 0.26122 | 0.26359 | 0.26585 | 0.2682 | 0.27055 | 0.27308 | 0.27553 | 0.27788 | 0.27994 | 0.28185 | 0.2833 | 0.28458 | 0.28532 | 0.28575 | 0.28597 | 0.28592 | 0.28553 | 0.28489 | 0.2838 | 0.28249 | 0.2808
F3_Residential_Multi-Family Low Income_New_Appliances_Natural Gas_Clothes Dryer_E3 | F3 | Residential | Multi-Family Low Income | New | Appliances | Natural Gas | Clothes Dryer | E3 | PACT BC Ratio | 0 | 0 | 0 | 0 | 0 | 0 | 0 | 0 | 0 | 0 | 0 | 0 | 0 | 0 | 0 | 0 | 0 | 0 | 0 | 0 | 0 | 0 | 0 | 0 | 0 | 0 | 0 | 0 | 0 | 0 | 0 | 0 | 0
F3_Residential_Multi-Family Low Income_New_Appliances_Natural Gas_Clothes Dryer_E4 | F3 | Residential | Multi-Family Low Income | New | Appliances | Natural Gas | Clothes Dryer | E4 | PACT BC Ratio | 0 | 0 | 0 | 0 | 0 | 0 | 0 | 0 | 0 | 0 | 0 | 0 | 0 | 0 | 0 | 0 | 0 | 0 | 0 | 0 | 0 | 0 | 0 | 0 | 0 | 0 | 0 | 0 | 0 | 0 | 0 | 0 | 0
F3_Residential_Multi-Family Low Income_New_Appliances_Natural Gas_Clothes Dryer_E5 | F3 | Residential | Multi-Family Low Income | New | Appliances | Natural Gas | Clothes Dryer | E5 | PACT BC Ratio | 0 | 0 | 0 | 0 | 0 | 0 | 0 | 0 | 0 | 0 | 0 | 0 | 0 | 0 | 0 | 0 | 0 | 0 | 0 | 0 | 0 | 0 | 0 | 0 | 0 | 0 | 0 | 0 | 0 | 0 | 0 | 0 | 0
F3_Residential_Multi-Family Low Income_New_Appliances_Natural Gas_Clothes Dryer_E6 | F3 | Residential | Multi-Family Low Income | New | Appliances | Natural Gas | Clothes Dryer | E6 | PACT BC Ratio | 0 | 0 | 0 | 0 | 0 | 0 | 0 | 0 | 0 | 0 | 0 | 0 | 0 | 0 | 0 | 0 | 0 | 0 | 0 | 0 | 0 | 0 | 0 | 0 | 0 | 0 | 0 | 0 | 0 | 0 | 0 | 0 | 0
F3_Residential_Multi-Family Low Income_New_Appliances_Natural Gas_Clothes Dryer_E7 | F3 | Residential | Multi-Family Low Income | New | Appliances | Natural Gas | Clothes Dryer | E7 | PACT BC Ratio | 0 | 0 | 0 | 0 | 0 | 0 | 0 | 0 | 0 | 0 | 0 | 0 | 0 | 0 | 0 | 0 | 0 | 0 | 0 | 0 | 0 | 0 | 0 | 0 | 0 | 0 | 0 | 0 | 0 | 0 | 0 | 0 | 0
F3_Residential_Multi-Family Low Income_New_Appliances_Natural Gas_Clothes Dryer_E8 | F3 | Residential | Multi-Family Low Income | New | Appliances | Natural Gas | Clothes Dryer | E8 | PACT BC Ratio | 0 | 0 | 0 | 0 | 0 | 0 | 0 | 0 | 0 | 0 | 0 | 0 | 0 | 0 | 0 | 0 | 0 | 0 | 0 | 0 | 0 | 0 | 0 | 0 | 0 | 0 | 0 | 0 | 0 | 0 | 0 | 0 | 0
F3_Residential_Multi-Family Low Income_New_Appliances_Natural Gas_Clothes Dryer_E9 | F3 | Residential | Multi-Family Low Income | New | Appliances | Natural Gas | Clothes Dryer | E9 | PACT BC Ratio | 0 | 0 | 0 | 0 | 0 | 0 | 0 | 0 | 0 | 0 | 0 | 0 | 0 | 0 | 0 | 0 | 0 | 0 | 0 | 0 | 0 | 0 | 0 | 0 | 0 | 0 | 0 | 0 | 0 | 0 | 0 | 0 | 0
F3_Residential_Multi-Family Low Income_New_Appliances_Natural Gas_Clothes Dryer_E10 | F3 | Residential | Multi-Family Low Income | New | Appliances | Natural Gas | Clothes Dryer | E10 | PACT BC Ratio | 0 | 0 | 0 | 0 | 0 | 0 | 0 | 0 | 0 | 0 | 0 | 0 | 0 | 0 | 0 | 0 | 0 | 0 | 0 | 0 | 0 | 0 | 0 | 0 | 0 | 0 | 0 | 0 | 0 | 0 | 0 | 0 | 0
F4_Residential_Multi-Family Low Income_New_Appliances_Natural Gas_Clothes Dryer_E1 | F4 | Residential | Multi-Family Low Income | New | Appliances | Natural Gas | Clothes Dryer | E1 | RVT BC Ratio | bar: 2019 to 2051
F4_Residential_Multi-Family Low Income_New_Appliances_Natural Gas_Clothes Dryer_E2 | F4 | Residential | Multi-Family Low Income | New | Appliances | Natural Gas | Clothes Dryer | E2 | RVT BC Ratio | 0.85525 | 0.85549 | 0.85637 | 0.85708 | 0.85648 | 0.85736 | 0.85946 | 0.8612 | 0.86328 | 0.8653 | 0.86734 | 0.86927 | 0.87131 | 0.87344 | 0.87548 | 0.87758 | 0.8797 | 0.88197 | 0.88419 | 0.88636 | 0.8883 | 0.89014 | 0.89159 | 0.89293 | 0.89383 | 0.89445 | 0.89489 | 0.8951 | 0.89501 | 0.89471 | 0.894 | 0.89312 | 0.8919
F4_Residential_Multi-Family Low Income_New_Appliances_Natural Gas_Clothes Dryer_E3 | F4 | Residential | Multi-Family Low Income | New | Appliances | Natural Gas | Clothes Dryer | E3 | RVT BC Ratio | 0 | 0 | 0 | 0 | 0 | 0 | 0 | 0 | 0 | 0 | 0 | 0 | 0 | 0 | 0 | 0 | 0 | 0 | 0 | 0 | 0 | 0 | 0 | 0 | 0 | 0 | 0 | 0 | 0 | 0 | 0 | 0 | 0
F4_Residential_Multi-Family Low Income_New_Appliances_Natural Gas_Clothes Dryer_E4 | F4 | Residential | Multi-Family Low Income | New | Appliances | Natural Gas | Clothes Dryer | E4 | RVT BC Ratio | 0 | 0 | 0 | 0 | 0 | 0 | 0 | 0 | 0 | 0 | 0 | 0 | 0 | 0 | 0 | 0 | 0 | 0 | 0 | 0 | 0 | 0 | 0 | 0 | 0 | 0 | 0 | 0 | 0 | 0 | 0 | 0 | 0
F4_Residential_Multi-Family Low Income_New_Appliances_Natural Gas_Clothes Dryer_E5 | F4 | Residential | Multi-Family Low Income | New | Appliances | Natural Gas | Clothes Dryer | E5 | RVT BC Ratio | 0 | 0 | 0 | 0 | 0 | 0 | 0 | 0 | 0 | 0 | 0 | 0 | 0 | 0 | 0 | 0 | 0 | 0 | 0 | 0 | 0 | 0 | 0 | 0 | 0 | 0 | 0 | 0 | 0 | 0 | 0 | 0 | 0
F4_Residential_Multi-Family Low Income_New_Appliances_Natural Gas_Clothes Dryer_E6 | F4 | Residential | Multi-Family Low Income | New | Appliances | Natural Gas | Clothes Dryer | E6 | RVT BC Ratio | 0 | 0 | 0 | 0 | 0 | 0 | 0 | 0 | 0 | 0 | 0 | 0 | 0 | 0 | 0 | 0 | 0 | 0 | 0 | 0 | 0 | 0 | 0 | 0 | 0 | 0 | 0 | 0 | 0 | 0 | 0 | 0 | 0
F4_Residential_Multi-Family Low Income_New_Appliances_Natural Gas_Clothes Dryer_E7 | F4 | Residential | Multi-Family Low Income | New | Appliances | Natural Gas | Clothes Dryer | E7 | RVT BC Ratio | 0 | 0 | 0 | 0 | 0 | 0 | 0 | 0 | 0 | 0 | 0 | 0 | 0 | 0 | 0 | 0 | 0 | 0 | 0 | 0 | 0 | 0 | 0 | 0 | 0 | 0 | 0 | 0 | 0 | 0 | 0 | 0 | 0
F4_Residential_Multi-Family Low Income_New_Appliances_Natural Gas_Clothes Dryer_E8 | F4 | Residential | Multi-Family Low Income | New | Appliances | Natural Gas | Clothes Dryer | E8 | RVT BC Ratio | 0 | 0 | 0 | 0 | 0 | 0 | 0 | 0 | 0 | 0 | 0 | 0 | 0 | 0 | 0 | 0 | 0 | 0 | 0 | 0 | 0 | 0 | 0 | 0 | 0 | 0 | 0 | 0 | 0 | 0 | 0 | 0 | 0
F4_Residential_Multi-Family Low Income_New_Appliances_Natural Gas_Clothes Dryer_E9 | F4 | Residential | Multi-Family Low Income | New | Appliances | Natural Gas | Clothes Dryer | E9 | RVT BC Ratio | 0 | 0 | 0 | 0 | 0 | 0 | 0 | 0 | 0 | 0 | 0 | 0 | 0 | 0 | 0 | 0 | 0 | 0 | 0 | 0 | 0 | 0 | 0 | 0 | 0 | 0 | 0 | 0 | 0 | 0 | 0 | 0 | 0
F4_Residential_Multi-Family Low Income_New_Appliances_Natural Gas_Clothes Dryer_E10 | F4 | Residential | Multi-Family Low Income | New | Appliances | Natural Gas | Clothes Dryer | E10 | RVT BC Ratio | 0 | 0 | 0 | 0 | 0 | 0 | 0 | 0 | 0 | 0 | 0 | 0 | 0 | 0 | 0 | 0 | 0 | 0 | 0 | 0 | 0 | 0 | 0 | 0 | 0 | 0 | 0 | 0 | 0 | 0 | 0 | 0 | 0
F5_Residential_Multi-Family Low Income_New_Appliances_Natural Gas_Clothes Dryer_E1 | F5 | Residential | Multi-Family Low Income | New | Appliances | Natural Gas | Clothes Dryer | E1 | RIM BC Ratio | bar: 2019 to 2051
F5_Residential_Multi-Family Low Income_New_Appliances_Natural Gas_Clothes Dryer_E2 | F5 | Residential | Multi-Family Low Income | New | Appliances | Natural Gas | Clothes Dryer | E2 | RIM BC Ratio | 0.20604 | 0.20663 | 0.20788 | 0.20891 | 0.20847 | 0.20912 | 0.2107 | 0.21199 | 0.21354 | 0.21504 | 0.21654 | 0.21795 | 0.21945 | 0.221 | 0.22248 | 0.224 | 0.22552 | 0.22715 | 0.22872 | 0.23021 | 0.2315 | 0.23269 | 0.23358 | 0.23434 | 0.23476 | 0.23498 | 0.23507 | 0.23498 | 0.23468 | 0.23422 | 0.23347 | 0.23258 | 0.23145
F5_Residential_Multi-Family Low Income_New_Appliances_Natural Gas_Clothes Dryer_E3 | F5 | Residential | Multi-Family Low Income | New | Appliances | Natural Gas | Clothes Dryer | E3 | RIM BC Ratio | 0 | 0 | 0 | 0 | 0 | 0 | 0 | 0 | 0 | 0 | 0 | 0 | 0 | 0 | 0 | 0 | 0 | 0 | 0 | 0 | 0 | 0 | 0 | 0 | 0 | 0 | 0 | 0 | 0 | 0 | 0 | 0 | 0
F5_Residential_Multi-Family Low Income_New_Appliances_Natural Gas_Clothes Dryer_E4 | F5 | Residential | Multi-Family Low Income | New | Appliances | Natural Gas | Clothes Dryer | E4 | RIM BC Ratio | 0 | 0 | 0 | 0 | 0 | 0 | 0 | 0 | 0 | 0 | 0 | 0 | 0 | 0 | 0 | 0 | 0 | 0 | 0 | 0 | 0 | 0 | 0 | 0 | 0 | 0 | 0 | 0 | 0 | 0 | 0 | 0 | 0
F5_Residential_Multi-Family Low Income_New_Appliances_Natural Gas_Clothes Dryer_E5 | F5 | Residential | Multi-Family Low Income | New | Appliances | Natural Gas | Clothes Dryer | E5 | RIM BC Ratio | 0 | 0 | 0 | 0 | 0 | 0 | 0 | 0 | 0 | 0 | 0 | 0 | 0 | 0 | 0 | 0 | 0 | 0 | 0 | 0 | 0 | 0 | 0 | 0 | 0 | 0 | 0 | 0 | 0 | 0 | 0 | 0 | 0
F5_Residential_Multi-Family Low Income_New_Appliances_Natural Gas_Clothes Dryer_E6 | F5 | Residential | Multi-Family Low Income | New | Appliances | Natural Gas | Clothes Dryer | E6 | RIM BC Ratio | 0 | 0 | 0 | 0 | 0 | 0 | 0 | 0 | 0 | 0 | 0 | 0 | 0 | 0 | 0 | 0 | 0 | 0 | 0 | 0 | 0 | 0 | 0 | 0 | 0 | 0 | 0 | 0 | 0 | 0 | 0 | 0 | 0
F5_Residential_Multi-Family Low Income_New_Appliances_Natural Gas_Clothes Dryer_E7 | F5 | Residential | Multi-Family Low Income | New | Appliances | Natural Gas | Clothes Dryer | E7 | RIM BC Ratio | 0 | 0 | 0 | 0 | 0 | 0 | 0 | 0 | 0 | 0 | 0 | 0 | 0 | 0 | 0 | 0 | 0 | 0 | 0 | 0 | 0 | 0 | 0 | 0 | 0 | 0 | 0 | 0 | 0 | 0 | 0 | 0 | 0
F5_Residential_Multi-Family Low Income_New_Appliances_Natural Gas_Clothes Dryer_E8 | F5 | Residential | Multi-Family Low Income | New | Appliances | Natural Gas | Clothes Dryer | E8 | RIM BC Ratio | 0 | 0 | 0 | 0 | 0 | 0 | 0 | 0 | 0 | 0 | 0 | 0 | 0 | 0 | 0 | 0 | 0 | 0 | 0 | 0 | 0 | 0 | 0 | 0 | 0 | 0 | 0 | 0 | 0 | 0 | 0 | 0 | 0
F5_Residential_Multi-Family Low Income_New_Appliances_Natural Gas_Clothes Dryer_E9 | F5 | Residential | Multi-Family Low Income | New | Appliances | Natural Gas | Clothes Dryer | E9 | RIM BC Ratio | 0 | 0 | 0 | 0 | 0 | 0 | 0 | 0 | 0 | 0 | 0 | 0 | 0 | 0 | 0 | 0 | 0 | 0 | 0 | 0 | 0 | 0 | 0 | 0 | 0 | 0 | 0 | 0 | 0 | 0 | 0 | 0 | 0
F5_Residential_Multi-Family Low Income_New_Appliances_Natural Gas_Clothes Dryer_E10 | F5 | Residential | Multi-Family Low Income | New | Appliances | Natural Gas | Clothes Dryer | E10 | RIM BC Ratio | 0 | 0 | 0 | 0 | 0 | 0 | 0 | 0 | 0 | 0 | 0 | 0 | 0 | 0 | 0 | 0 | 0 | 0 | 0 | 0 | 0 | 0 | 0 | 0 | 0 | 0 | 0 | 0 | 0 | 0 | 0 | 0 | 0
F0_Residential_Multi-Family Low Income_New_Appliances_Natural Gas_Stove/Oven_E0 | F0 | Residential | Multi-Family Low Income | New | Appliances | Natural Gas | Stove/Oven | E0 | Economic Unit | High Efficiency (730 + 1660 IAEC) | High Efficiency (730 + 1660 IAEC) | High Efficiency (730 + 1660 IAEC) | High Efficiency (730 + 1660 IAEC) | High Efficiency (730 + 1660 IAEC) | High Efficiency (730 + 1660 IAEC) | High Efficiency (730 + 1660 IAEC) | High Efficiency (730 + 1660 IAEC) | High Efficiency (730 + 1660 IAEC) | High Efficiency (730 + 1660 IAEC) | High Efficiency (730 + 1660 IAEC) | High Efficiency (730 + 1660 IAEC) | High Efficiency (730 + 1660 IAEC) | High Efficiency (730 + 1660 IAEC) | High Efficiency (730 + 1660 IAEC) | High Efficiency (730 + 1660 IAEC) | High Efficiency (730 + 1660 IAEC) | High Efficiency (730 + 1660 IAEC) | High Efficiency (730 + 1660 IAEC) | High Efficiency (730 + 1660 IAEC) | High Efficiency (730 + 1660 IAEC) | High Efficiency (730 + 1660 IAEC) | High Efficiency (730 + 1660 IAEC) | High Efficiency (730 + 1660 IAEC) | High Efficiency (730 + 1660 IAEC) | High Efficiency (730 + 1660 IAEC) | High Efficiency (730 + 1660 IAEC) | High Efficiency (730 + 1660 IAEC) | High Efficiency (730 + 1660 IAEC) | High Efficiency (730 + 1660 IAEC) | High Efficiency (730 + 1660 IAEC) | High Efficiency (730 + 1660 IAEC) | High Efficiency (730 + 1660 IAEC)
F1_Residential_Multi-Family Low Income_New_Appliances_Natural Gas_Stove/Oven_E1 | F1 | Residential | Multi-Family Low Income | New | Appliances | Natural Gas | Stove/Oven | E1 | CCE | 0 | 0 | 0 | 0 | 0 | 0 | 0 | 0 | 0 | 0 | 0 | 0 | 0 | 0 | 0 | 0 | 0 | 0 | 0 | 0 | 0 | 0 | 0 | 0 | 0 | 0 | 0 | 0 | 0 | 0 | 0 | 0 | 0
F1_Residential_Multi-Family Low Income_New_Appliances_Natural Gas_Stove/Oven_E2 | F1 | Residential | Multi-Family Low Income | New | Appliances | Natural Gas | Stove/Oven | E2 | CCE | 1.6657 | 1.7169 | 1.6821 | 1.542 | 1.542 | 1.542 | 1.542 | 1.542 | 1.542 | 1.542 | 1.542 | 1.542 | 1.542 | 1.542 | 1.542 | 1.542 | 1.542 | 1.542 | 1.542 | 1.542 | 1.542 | 1.542 | 1.542 | 1.542 | 1.542 | 1.542 | 1.542 | 1.542 | 1.542 | 1.542 | 1.542 | 1.542 | 1.542
F1_Residential_Multi-Family Low Income_New_Appliances_Natural Gas_Stove/Oven_E3 | F1 | Residential | Multi-Family Low Income | New | Appliances | Natural Gas | Stove/Oven | E3 | CCE | 0 | 0 | 0 | 0 | 0 | 0 | 0 | 0 | 0 | 0 | 0 | 0 | 0 | 0 | 0 | 0 | 0 | 0 | 0 | 0 | 0 | 0 | 0 | 0 | 0 | 0 | 0 | 0 | 0 | 0 | 0 | 0 | 0
F1_Residential_Multi-Family Low Income_New_Appliances_Natural Gas_Stove/Oven_E4 | F1 | Residential | Multi-Family Low Income | New | Appliances | Natural Gas | Stove/Oven | E4 | CCE | 0 | 0 | 0 | 0 | 0 | 0 | 0 | 0 | 0 | 0 | 0 | 0 | 0 | 0 | 0 | 0 | 0 | 0 | 0 | 0 | 0 | 0 | 0 | 0 | 0 | 0 | 0 | 0 | 0 | 0 | 0 | 0 | 0
F1_Residential_Multi-Family Low Income_New_Appliances_Natural Gas_Stove/Oven_E5 | F1 | Residential | Multi-Family Low Income | New | Appliances | Natural Gas | Stove/Oven | E5 | CCE | 0 | 0 | 0 | 0 | 0 | 0 | 0 | 0 | 0 | 0 | 0 | 0 | 0 | 0 | 0 | 0 | 0 | 0 | 0 | 0 | 0 | 0 | 0 | 0 | 0 | 0 | 0 | 0 | 0 | 0 | 0 | 0 | 0
F1_Residential_Multi-Family Low Income_New_Appliances_Natural Gas_Stove/Oven_E6 | F1 | Residential | Multi-Family Low Income | New | Appliances | Natural Gas | Stove/Oven | E6 | CCE | 0 | 0 | 0 | 0 | 0 | 0 | 0 | 0 | 0 | 0 | 0 | 0 | 0 | 0 | 0 | 0 | 0 | 0 | 0 | 0 | 0 | 0 | 0 | 0 | 0 | 0 | 0 | 0 | 0 | 0 | 0 | 0 | 0
F1_Residential_Multi-Family Low Income_New_Appliances_Natural Gas_Stove/Oven_E7 | F1 | Residential | Multi-Family Low Income | New | Appliances | Natural Gas | Stove/Oven | E7 | CCE | 0 | 0 | 0 | 0 | 0 | 0 | 0 | 0 | 0 | 0 | 0 | 0 | 0 | 0 | 0 | 0 | 0 | 0 | 0 | 0 | 0 | 0 | 0 | 0 | 0 | 0 | 0 | 0 | 0 | 0 | 0 | 0 | 0
F1_Residential_Multi-Family Low Income_New_Appliances_Natural Gas_Stove/Oven_E8 | F1 | Residential | Multi-Family Low Income | New | Appliances | Natural Gas | Stove/Oven | E8 | CCE | 0 | 0 | 0 | 0 | 0 | 0 | 0 | 0 | 0 | 0 | 0 | 0 | 0 | 0 | 0 | 0 | 0 | 0 | 0 | 0 | 0 | 0 | 0 | 0 | 0 | 0 | 0 | 0 | 0 | 0 | 0 | 0 | 0
F1_Residential_Multi-Family Low Income_New_Appliances_Natural Gas_Stove/Oven_E9 | F1 | Residential | Multi-Family Low Income | New | Appliances | Natural Gas | Stove/Oven | E9 | CCE | 0 | 0 | 0 | 0 | 0 | 0 | 0 | 0 | 0 | 0 | 0 | 0 | 0 | 0 | 0 | 0 | 0 | 0 | 0 | 0 | 0 | 0 | 0 | 0 | 0 | 0 | 0 | 0 | 0 | 0 | 0 | 0 | 0
F1_Residential_Multi-Family Low Income_New_Appliances_Natural Gas_Stove/Oven_E10 | F1 | Residential | Multi-Family Low Income | New | Appliances | Natural Gas | Stove/Oven | E10 | CCE | 0 | 0 | 0 | 0 | 0 | 0 | 0 | 0 | 0 | 0 | 0 | 0 | 0 | 0 | 0 | 0 | 0 | 0 | 0 | 0 | 0 | 0 | 0 | 0 | 0 | 0 | 0 | 0 | 0 | 0 | 0 | 0 | 0
F2_Residential_Multi-Family Low Income_New_Appliances_Natural Gas_Stove/Oven_E1 | F2 | Residential | Multi-Family Low Income | New | Appliances | Natural Gas | Stove/Oven | E1 | TRC BC Ratio | bar: 2019 to 2051
F2_Residential_Multi-Family Low Income_New_Appliances_Natural Gas_Stove/Oven_E2 | F2 | Residential | Multi-Family Low Income | New | Appliances | Natural Gas | Stove/Oven | E2 | TRC BC Ratio | 0.99498 | 0.99808 | 1.005 | 1.0106 | 1.0079 | 1.0119 | 1.0216 | 1.0295 | 1.0391 | 1.0483 | 1.0577 | 1.0665 | 1.0759 | 1.0856 | 1.095 | 1.1046 | 1.1143 | 1.1247 | 1.1348 | 1.1445 | 1.153 | 1.1609 | 1.1668 | 1.1721 | 1.1752 | 1.1769 | 1.1778 | 1.1776 | 1.176 | 1.1734 | 1.1689 | 1.1635 | 1.1565
F2_Residential_Multi-Family Low Income_New_Appliances_Natural Gas_Stove/Oven_E3 | F2 | Residential | Multi-Family Low Income | New | Appliances | Natural Gas | Stove/Oven | E3 | TRC BC Ratio | 0 | 0 | 0 | 0 | 0 | 0 | 0 | 0 | 0 | 0 | 0 | 0 | 0 | 0 | 0 | 0 | 0 | 0 | 0 | 0 | 0 | 0 | 0 | 0 | 0 | 0 | 0 | 0 | 0 | 0 | 0 | 0 | 0
F2_Residential_Multi-Family Low Income_New_Appliances_Natural Gas_Stove/Oven_E4 | F2 | Residential | Multi-Family Low Income | New | Appliances | Natural Gas | Stove/Oven | E4 | TRC BC Ratio | 0 | 0 | 0 | 0 | 0 | 0 | 0 | 0 | 0 | 0 | 0 | 0 | 0 | 0 | 0 | 0 | 0 | 0 | 0 | 0 | 0 | 0 | 0 | 0 | 0 | 0 | 0 | 0 | 0 | 0 | 0 | 0 | 0
F2_Residential_Multi-Family Low Income_New_Appliances_Natural Gas_Stove/Oven_E5 | F2 | Residential | Multi-Family Low Income | New | Appliances | Natural Gas | Stove/Oven | E5 | TRC BC Ratio | 0 | 0 | 0 | 0 | 0 | 0 | 0 | 0 | 0 | 0 | 0 | 0 | 0 | 0 | 0 | 0 | 0 | 0 | 0 | 0 | 0 | 0 | 0 | 0 | 0 | 0 | 0 | 0 | 0 | 0 | 0 | 0 | 0
F2_Residential_Multi-Family Low Income_New_Appliances_Natural Gas_Stove/Oven_E6 | F2 | Residential | Multi-Family Low Income | New | Appliances | Natural Gas | Stove/Oven | E6 | TRC BC Ratio | 0 | 0 | 0 | 0 | 0 | 0 | 0 | 0 | 0 | 0 | 0 | 0 | 0 | 0 | 0 | 0 | 0 | 0 | 0 | 0 | 0 | 0 | 0 | 0 | 0 | 0 | 0 | 0 | 0 | 0 | 0 | 0 | 0
F2_Residential_Multi-Family Low Income_New_Appliances_Natural Gas_Stove/Oven_E7 | F2 | Residential | Multi-Family Low Income | New | Appliances | Natural Gas | Stove/Oven | E7 | TRC BC Ratio | 0 | 0 | 0 | 0 | 0 | 0 | 0 | 0 | 0 | 0 | 0 | 0 | 0 | 0 | 0 | 0 | 0 | 0 | 0 | 0 | 0 | 0 | 0 | 0 | 0 | 0 | 0 | 0 | 0 | 0 | 0 | 0 | 0
F2_Residential_Multi-Family Low Income_New_Appliances_Natural Gas_Stove/Oven_E8 | F2 | Residential | Multi-Family Low Income | New | Appliances | Natural Gas | Stove/Oven | E8 | TRC BC Ratio | 0 | 0 | 0 | 0 | 0 | 0 | 0 | 0 | 0 | 0 | 0 | 0 | 0 | 0 | 0 | 0 | 0 | 0 | 0 | 0 | 0 | 0 | 0 | 0 | 0 | 0 | 0 | 0 | 0 | 0 | 0 | 0 | 0
F2_Residential_Multi-Family Low Income_New_Appliances_Natural Gas_Stove/Oven_E9 | F2 | Residential | Multi-Family Low Income | New | Appliances | Natural Gas | Stove/Oven | E9 | TRC BC Ratio | 0 | 0 | 0 | 0 | 0 | 0 | 0 | 0 | 0 | 0 | 0 | 0 | 0 | 0 | 0 | 0 | 0 | 0 | 0 | 0 | 0 | 0 | 0 | 0 | 0 | 0 | 0 | 0 | 0 | 0 | 0 | 0 | 0
F2_Residential_Multi-Family Low Income_New_Appliances_Natural Gas_Stove/Oven_E10 | F2 | Residential | Multi-Family Low Income | New | Appliances | Natural Gas | Stove/Oven | E10 | TRC BC Ratio | 0 | 0 | 0 | 0 | 0 | 0 | 0 | 0 | 0 | 0 | 0 | 0 | 0 | 0 | 0 | 0 | 0 | 0 | 0 | 0 | 0 | 0 | 0 | 0 | 0 | 0 | 0 | 0 | 0 | 0 | 0 | 0 | 0
F3_Residential_Multi-Family Low Income_New_Appliances_Natural Gas_Stove/Oven_E1 | F3 | Residential | Multi-Family Low Income | New | Appliances | Natural Gas | Stove/Oven | E1 | PACT BC Ratio | bar: 2019 to 2051
F3_Residential_Multi-Family Low Income_New_Appliances_Natural Gas_Stove/Oven_E2 | F3 | Residential | Multi-Family Low Income | New | Appliances | Natural Gas | Stove/Oven | E2 | PACT BC Ratio | 1.3266 | 1.3308 | 1.34 | 1.3475 | 1.3438 | 1.3492 | 1.3621 | 1.3727 | 1.3854 | 1.3978 | 1.4102 | 1.422 | 1.4345 | 1.4475 | 1.46 | 1.4728 | 1.4858 | 1.4996 | 1.5131 | 1.526 | 1.5373 | 1.5478 | 1.5558 | 1.5628 | 1.5669 | 1.5692 | 1.5704 | 1.5702 | 1.568 | 1.5645 | 1.5585 | 1.5513 | 1.542
F3_Residential_Multi-Family Low Income_New_Appliances_Natural Gas_Stove/Oven_E3 | F3 | Residential | Multi-Family Low Income | New | Appliances | Natural Gas | Stove/Oven | E3 | PACT BC Ratio | 0 | 0 | 0 | 0 | 0 | 0 | 0 | 0 | 0 | 0 | 0 | 0 | 0 | 0 | 0 | 0 | 0 | 0 | 0 | 0 | 0 | 0 | 0 | 0 | 0 | 0 | 0 | 0 | 0 | 0 | 0 | 0 | 0
F3_Residential_Multi-Family Low Income_New_Appliances_Natural Gas_Stove/Oven_E4 | F3 | Residential | Multi-Family Low Income | New | Appliances | Natural Gas | Stove/Oven | E4 | PACT BC Ratio | 0 | 0 | 0 | 0 | 0 | 0 | 0 | 0 | 0 | 0 | 0 | 0 | 0 | 0 | 0 | 0 | 0 | 0 | 0 | 0 | 0 | 0 | 0 | 0 | 0 | 0 | 0 | 0 | 0 | 0 | 0 | 0 | 0
F3_Residential_Multi-Family Low Income_New_Appliances_Natural Gas_Stove/Oven_E5 | F3 | Residential | Multi-Family Low Income | New | Appliances | Natural Gas | Stove/Oven | E5 | PACT BC Ratio | 0 | 0 | 0 | 0 | 0 | 0 | 0 | 0 | 0 | 0 | 0 | 0 | 0 | 0 | 0 | 0 | 0 | 0 | 0 | 0 | 0 | 0 | 0 | 0 | 0 | 0 | 0 | 0 | 0 | 0 | 0 | 0 | 0
F3_Residential_Multi-Family Low Income_New_Appliances_Natural Gas_Stove/Oven_E6 | F3 | Residential | Multi-Family Low Income | New | Appliances | Natural Gas | Stove/Oven | E6 | PACT BC Ratio | 0 | 0 | 0 | 0 | 0 | 0 | 0 | 0 | 0 | 0 | 0 | 0 | 0 | 0 | 0 | 0 | 0 | 0 | 0 | 0 | 0 | 0 | 0 | 0 | 0 | 0 | 0 | 0 | 0 | 0 | 0 | 0 | 0
F3_Residential_Multi-Family Low Income_New_Appliances_Natural Gas_Stove/Oven_E7 | F3 | Residential | Multi-Family Low Income | New | Appliances | Natural Gas | Stove/Oven | E7 | PACT BC Ratio | 0 | 0 | 0 | 0 | 0 | 0 | 0 | 0 | 0 | 0 | 0 | 0 | 0 | 0 | 0 | 0 | 0 | 0 | 0 | 0 | 0 | 0 | 0 | 0 | 0 | 0 | 0 | 0 | 0 | 0 | 0 | 0 | 0
F3_Residential_Multi-Family Low Income_New_Appliances_Natural Gas_Stove/Oven_E8 | F3 | Residential | Multi-Family Low Income | New | Appliances | Natural Gas | Stove/Oven | E8 | PACT BC Ratio | 0 | 0 | 0 | 0 | 0 | 0 | 0 | 0 | 0 | 0 | 0 | 0 | 0 | 0 | 0 | 0 | 0 | 0 | 0 | 0 | 0 | 0 | 0 | 0 | 0 | 0 | 0 | 0 | 0 | 0 | 0 | 0 | 0
F3_Residential_Multi-Family Low Income_New_Appliances_Natural Gas_Stove/Oven_E9 | F3 | Residential | Multi-Family Low Income | New | Appliances | Natural Gas | Stove/Oven | E9 | PACT BC Ratio | 0 | 0 | 0 | 0 | 0 | 0 | 0 | 0 | 0 | 0 | 0 | 0 | 0 | 0 | 0 | 0 | 0 | 0 | 0 | 0 | 0 | 0 | 0 | 0 | 0 | 0 | 0 | 0 | 0 | 0 | 0 | 0 | 0
F3_Residential_Multi-Family Low Income_New_Appliances_Natural Gas_Stove/Oven_E10 | F3 | Residential | Multi-Family Low Income | New | Appliances | Natural Gas | Stove/Oven | E10 | PACT BC Ratio | 0 | 0 | 0 | 0 | 0 | 0 | 0 | 0 | 0 | 0 | 0 | 0 | 0 | 0 | 0 | 0 | 0 | 0 | 0 | 0 | 0 | 0 | 0 | 0 | 0 | 0 | 0 | 0 | 0 | 0 | 0 | 0 | 0
F4_Residential_Multi-Family Low Income_New_Appliances_Natural Gas_Stove/Oven_E1 | F4 | Residential | Multi-Family Low Income | New | Appliances | Natural Gas | Stove/Oven | E1 | RVT BC Ratio | bar: 2019 to 2051
F4_Residential_Multi-Family Low Income_New_Appliances_Natural Gas_Stove/Oven_E2 | F4 | Residential | Multi-Family Low Income | New | Appliances | Natural Gas | Stove/Oven | E2 | RVT BC Ratio | 1.5526 | 1.5539 | 1.5587 | 1.5626 | 1.5593 | 1.5641 | 1.5757 | 1.5852 | 1.5967 | 1.6078 | 1.619 | 1.6296 | 1.6408 | 1.6524 | 1.6636 | 1.6752 | 1.6868 | 1.6993 | 1.7115 | 1.7234 | 1.7341 | 1.7441 | 1.7521 | 1.7595 | 1.7644 | 1.7678 | 1.7703 | 1.7714 | 1.7709 | 1.7692 | 1.7654 | 1.7605 | 1.7538
F4_Residential_Multi-Family Low Income_New_Appliances_Natural Gas_Stove/Oven_E3 | F4 | Residential | Multi-Family Low Income | New | Appliances | Natural Gas | Stove/Oven | E3 | RVT BC Ratio | 0 | 0 | 0 | 0 | 0 | 0 | 0 | 0 | 0 | 0 | 0 | 0 | 0 | 0 | 0 | 0 | 0 | 0 | 0 | 0 | 0 | 0 | 0 | 0 | 0 | 0 | 0 | 0 | 0 | 0 | 0 | 0 | 0
F4_Residential_Multi-Family Low Income_New_Appliances_Natural Gas_Stove/Oven_E4 | F4 | Residential | Multi-Family Low Income | New | Appliances | Natural Gas | Stove/Oven | E4 | RVT BC Ratio | 0 | 0 | 0 | 0 | 0 | 0 | 0 | 0 | 0 | 0 | 0 | 0 | 0 | 0 | 0 | 0 | 0 | 0 | 0 | 0 | 0 | 0 | 0 | 0 | 0 | 0 | 0 | 0 | 0 | 0 | 0 | 0 | 0
F4_Residential_Multi-Family Low Income_New_Appliances_Natural Gas_Stove/Oven_E5 | F4 | Residential | Multi-Family Low Income | New | Appliances | Natural Gas | Stove/Oven | E5 | RVT BC Ratio | 0 | 0 | 0 | 0 | 0 | 0 | 0 | 0 | 0 | 0 | 0 | 0 | 0 | 0 | 0 | 0 | 0 | 0 | 0 | 0 | 0 | 0 | 0 | 0 | 0 | 0 | 0 | 0 | 0 | 0 | 0 | 0 | 0
F4_Residential_Multi-Family Low Income_New_Appliances_Natural Gas_Stove/Oven_E6 | F4 | Residential | Multi-Family Low Income | New | Appliances | Natural Gas | Stove/Oven | E6 | RVT BC Ratio | 0 | 0 | 0 | 0 | 0 | 0 | 0 | 0 | 0 | 0 | 0 | 0 | 0 | 0 | 0 | 0 | 0 | 0 | 0 | 0 | 0 | 0 | 0 | 0 | 0 | 0 | 0 | 0 | 0 | 0 | 0 | 0 | 0
F4_Residential_Multi-Family Low Income_New_Appliances_Natural Gas_Stove/Oven_E7 | F4 | Residential | Multi-Family Low Income | New | Appliances | Natural Gas | Stove/Oven | E7 | RVT BC Ratio | 0 | 0 | 0 | 0 | 0 | 0 | 0 | 0 | 0 | 0 | 0 | 0 | 0 | 0 | 0 | 0 | 0 | 0 | 0 | 0 | 0 | 0 | 0 | 0 | 0 | 0 | 0 | 0 | 0 | 0 | 0 | 0 | 0
F4_Residential_Multi-Family Low Income_New_Appliances_Natural Gas_Stove/Oven_E8 | F4 | Residential | Multi-Family Low Income | New | Appliances | Natural Gas | Stove/Oven | E8 | RVT BC Ratio | 0 | 0 | 0 | 0 | 0 | 0 | 0 | 0 | 0 | 0 | 0 | 0 | 0 | 0 | 0 | 0 | 0 | 0 | 0 | 0 | 0 | 0 | 0 | 0 | 0 | 0 | 0 | 0 | 0 | 0 | 0 | 0 | 0
F4_Residential_Multi-Family Low Income_New_Appliances_Natural Gas_Stove/Oven_E9 | F4 | Residential | Multi-Family Low Income | New | Appliances | Natural Gas | Stove/Oven | E9 | RVT BC Ratio | 0 | 0 | 0 | 0 | 0 | 0 | 0 | 0 | 0 | 0 | 0 | 0 | 0 | 0 | 0 | 0 | 0 | 0 | 0 | 0 | 0 | 0 | 0 | 0 | 0 | 0 | 0 | 0 | 0 | 0 | 0 | 0 | 0
F4_Residential_Multi-Family Low Income_New_Appliances_Natural Gas_Stove/Oven_E10 | F4 | Residential | Multi-Family Low Income | New | Appliances | Natural Gas | Stove/Oven | E10 | RVT BC Ratio | 0 | 0 | 0 | 0 | 0 | 0 | 0 | 0 | 0 | 0 | 0 | 0 | 0 | 0 | 0 | 0 | 0 | 0 | 0 | 0 | 0 | 0 | 0 | 0 | 0 | 0 | 0 | 0 | 0 | 0 | 0 | 0 | 0
F5_Residential_Multi-Family Low Income_New_Appliances_Natural Gas_Stove/Oven_E1 | F5 | Residential | Multi-Family Low Income | New | Appliances | Natural Gas | Stove/Oven | E1 | RIM BC Ratio | bar: 2019 to 2051
F5_Residential_Multi-Family Low Income_New_Appliances_Natural Gas_Stove/Oven_E2 | F5 | Residential | Multi-Family Low Income | New | Appliances | Natural Gas | Stove/Oven | E2 | RIM BC Ratio | 0.68127 | 0.68287 | 0.68571 | 0.68805 | 0.68746 | 0.68832 | 0.69036 | 0.69202 | 0.694 | 0.69589 | 0.69777 | 0.69953 | 0.70136 | 0.70326 | 0.70505 | 0.70688 | 0.70869 | 0.71062 | 0.7124 | 0.71404 | 0.71537 | 0.71652 | 0.71726 | 0.71779 | 0.71786 | 0.71769 | 0.71736 | 0.71682 | 0.71602 | 0.71502 | 0.71367 | 0.71215 | 0.71031
F5_Residential_Multi-Family Low Income_New_Appliances_Natural Gas_Stove/Oven_E3 | F5 | Residential | Multi-Family Low Income | New | Appliances | Natural Gas | Stove/Oven | E3 | RIM BC Ratio | 0 | 0 | 0 | 0 | 0 | 0 | 0 | 0 | 0 | 0 | 0 | 0 | 0 | 0 | 0 | 0 | 0 | 0 | 0 | 0 | 0 | 0 | 0 | 0 | 0 | 0 | 0 | 0 | 0 | 0 | 0 | 0 | 0
F5_Residential_Multi-Family Low Income_New_Appliances_Natural Gas_Stove/Oven_E4 | F5 | Residential | Multi-Family Low Income | New | Appliances | Natural Gas | Stove/Oven | E4 | RIM BC Ratio | 0 | 0 | 0 | 0 | 0 | 0 | 0 | 0 | 0 | 0 | 0 | 0 | 0 | 0 | 0 | 0 | 0 | 0 | 0 | 0 | 0 | 0 | 0 | 0 | 0 | 0 | 0 | 0 | 0 | 0 | 0 | 0 | 0
F5_Residential_Multi-Family Low Income_New_Appliances_Natural Gas_Stove/Oven_E5 | F5 | Residential | Multi-Family Low Income | New | Appliances | Natural Gas | Stove/Oven | E5 | RIM BC Ratio | 0 | 0 | 0 | 0 | 0 | 0 | 0 | 0 | 0 | 0 | 0 | 0 | 0 | 0 | 0 | 0 | 0 | 0 | 0 | 0 | 0 | 0 | 0 | 0 | 0 | 0 | 0 | 0 | 0 | 0 | 0 | 0 | 0
F5_Residential_Multi-Family Low Income_New_Appliances_Natural Gas_Stove/Oven_E6 | F5 | Residential | Multi-Family Low Income | New | Appliances | Natural Gas | Stove/Oven | E6 | RIM BC Ratio | 0 | 0 | 0 | 0 | 0 | 0 | 0 | 0 | 0 | 0 | 0 | 0 | 0 | 0 | 0 | 0 | 0 | 0 | 0 | 0 | 0 | 0 | 0 | 0 | 0 | 0 | 0 | 0 | 0 | 0 | 0 | 0 | 0
F5_Residential_Multi-Family Low Income_New_Appliances_Natural Gas_Stove/Oven_E7 | F5 | Residential | Multi-Family Low Income | New | Appliances | Natural Gas | Stove/Oven | E7 | RIM BC Ratio | 0 | 0 | 0 | 0 | 0 | 0 | 0 | 0 | 0 | 0 | 0 | 0 | 0 | 0 | 0 | 0 | 0 | 0 | 0 | 0 | 0 | 0 | 0 | 0 | 0 | 0 | 0 | 0 | 0 | 0 | 0 | 0 | 0
F5_Residential_Multi-Family Low Income_New_Appliances_Natural Gas_Stove/Oven_E8 | F5 | Residential | Multi-Family Low Income | New | Appliances | Natural Gas | Stove/Oven | E8 | RIM BC Ratio | 0 | 0 | 0 | 0 | 0 | 0 | 0 | 0 | 0 | 0 | 0 | 0 | 0 | 0 | 0 | 0 | 0 | 0 | 0 | 0 | 0 | 0 | 0 | 0 | 0 | 0 | 0 | 0 | 0 | 0 | 0 | 0 | 0
F5_Residential_Multi-Family Low Income_New_Appliances_Natural Gas_Stove/Oven_E9 | F5 | Residential | Multi-Family Low Income | New | Appliances | Natural Gas | Stove/Oven | E9 | RIM BC Ratio | 0 | 0 | 0 | 0 | 0 | 0 | 0 | 0 | 0 | 0 | 0 | 0 | 0 | 0 | 0 | 0 | 0 | 0 | 0 | 0 | 0 | 0 | 0 | 0 | 0 | 0 | 0 | 0 | 0 | 0 | 0 | 0 | 0
F5_Residential_Multi-Family Low Income_New_Appliances_Natural Gas_Stove/Oven_E10 | F5 | Residential | Multi-Family Low Income | New | Appliances | Natural Gas | Stove/Oven | E10 | RIM BC Ratio | 0 | 0 | 0 | 0 | 0 | 0 | 0 | 0 | 0 | 0 | 0 | 0 | 0 | 0 | 0 | 0 | 0 | 0 | 0 | 0 | 0 | 0 | 0 | 0 | 0 | 0 | 0 | 0 | 0 | 0 | 0 | 0 | 0
F0_Residential_Multi-Family Low Income_New_Miscellaneous_Natural Gas_Pool Heater_E0 | F0 | Residential | Multi-Family Low Income | New | Miscellaneous | Natural Gas | Pool Heater | E0 | Economic Unit | Standard (EF 0.82) | Standard (EF 0.82) | Standard (EF 0.82) | Standard (EF 0.82) | Standard (EF 0.82) | Standard (EF 0.82) | Standard (EF 0.82) | Standard (EF 0.82) | Standard (EF 0.82) | Standard (EF 0.82) | Standard (EF 0.82) | Standard (EF 0.82) | Standard (EF 0.82) | Standard (EF 0.82) | Standard (EF 0.82) | Standard (EF 0.82) | Standard (EF 0.82) | Standard (EF 0.82) | Standard (EF 0.82) | Standard (EF 0.82) | Standard (EF 0.82) | Standard (EF 0.82) | Standard (EF 0.82) | Standard (EF 0.82) | Standard (EF 0.82) | Standard (EF 0.82) | Standard (EF 0.82) | Standard (EF 0.82) | Standard (EF 0.82) | Standard (EF 0.82) | Standard (EF 0.82) | Standard (EF 0.82) | Standard (EF 0.82)
F1_Residential_Multi-Family Low Income_New_Miscellaneous_Natural Gas_Pool Heater_E1 | F1 | Residential | Multi-Family Low Income | New | Miscellaneous | Natural Gas | Pool Heater | E1 | CCE | 0 | 0 | 0 | 0 | 0 | 0 | 0 | 0 | 0 | 0 | 0 | 0 | 0 | 0 | 0 | 0 | 0 | 0 | 0 | 0 | 0 | 0 | 0 | 0 | 0 | 0 | 0 | 0 | 0 | 0 | 0 | 0 | 0
F1_Residential_Multi-Family Low Income_New_Miscellaneous_Natural Gas_Pool Heater_E2 | F1 | Residential | Multi-Family Low Income | New | Miscellaneous | Natural Gas | Pool Heater | E2 | CCE | 42.1912 | 43.4894 | 42.6065 | 39.0589 | 39.0589 | 39.0589 | 39.0589 | 39.0589 | 39.0589 | 39.0589 | 39.0589 | 39.0589 | 39.0589 | 39.0589 | 39.0589 | 39.0589 | 39.0589 | 39.0589 | 39.0589 | 39.0589 | 39.0589 | 39.0589 | 39.0589 | 39.0589 | 39.0589 | 39.0589 | 39.0589 | 39.0589 | 39.0589 | 39.0589 | 39.0589 | 39.0589 | 39.0589
F1_Residential_Multi-Family Low Income_New_Miscellaneous_Natural Gas_Pool Heater_E3 | F1 | Residential | Multi-Family Low Income | New | Miscellaneous | Natural Gas | Pool Heater | E3 | CCE | 49.4829 | 51.0054 | 49.9699 | 45.8092 | 45.8092 | 45.8092 | 45.8092 | 45.8092 | 45.8092 | 45.8092 | 45.8092 | 45.8092 | 45.8092 | 45.8092 | 45.8092 | 45.8092 | 45.8092 | 45.8092 | 45.8092 | 45.8092 | 45.8092 | 45.8092 | 45.8092 | 45.8092 | 45.8092 | 45.8092 | 45.8092 | 45.8092 | 45.8092 | 45.8092 | 45.8092 | 45.8092 | 45.8092
F1_Residential_Multi-Family Low Income_New_Miscellaneous_Natural Gas_Pool Heater_E4 | F1 | Residential | Multi-Family Low Income | New | Miscellaneous | Natural Gas | Pool Heater | E4 | CCE | 47.5688 | 49.0325 | 48.0371 | 44.0373 | 44.0373 | 44.0373 | 44.0373 | 44.0373 | 44.0373 | 44.0373 | 44.0373 | 44.0373 | 44.0373 | 44.0373 | 44.0373 | 44.0373 | 44.0373 | 44.0373 | 44.0373 | 44.0373 | 44.0373 | 44.0373 | 44.0373 | 44.0373 | 44.0373 | 44.0373 | 44.0373 | 44.0373 | 44.0373 | 44.0373 | 44.0373 | 44.0373 | 44.0373
F1_Residential_Multi-Family Low Income_New_Miscellaneous_Natural Gas_Pool Heater_E5 | F1 | Residential | Multi-Family Low Income | New | Miscellaneous | Natural Gas | Pool Heater | E5 | CCE | 0 | 0 | 0 | 0 | 0 | 0 | 0 | 0 | 0 | 0 | 0 | 0 | 0 | 0 | 0 | 0 | 0 | 0 | 0 | 0 | 0 | 0 | 0 | 0 | 0 | 0 | 0 | 0 | 0 | 0 | 0 | 0 | 0
F1_Residential_Multi-Family Low Income_New_Miscellaneous_Natural Gas_Pool Heater_E6 | F1 | Residential | Multi-Family Low Income | New | Miscellaneous | Natural Gas | Pool Heater | E6 | CCE | 0 | 0 | 0 | 0 | 0 | 0 | 0 | 0 | 0 | 0 | 0 | 0 | 0 | 0 | 0 | 0 | 0 | 0 | 0 | 0 | 0 | 0 | 0 | 0 | 0 | 0 | 0 | 0 | 0 | 0 | 0 | 0 | 0
F1_Residential_Multi-Family Low Income_New_Miscellaneous_Natural Gas_Pool Heater_E7 | F1 | Residential | Multi-Family Low Income | New | Miscellaneous | Natural Gas | Pool Heater | E7 | CCE | 0 | 0 | 0 | 0 | 0 | 0 | 0 | 0 | 0 | 0 | 0 | 0 | 0 | 0 | 0 | 0 | 0 | 0 | 0 | 0 | 0 | 0 | 0 | 0 | 0 | 0 | 0 | 0 | 0 | 0 | 0 | 0 | 0
F1_Residential_Multi-Family Low Income_New_Miscellaneous_Natural Gas_Pool Heater_E8 | F1 | Residential | Multi-Family Low Income | New | Miscellaneous | Natural Gas | Pool Heater | E8 | CCE | 0 | 0 | 0 | 0 | 0 | 0 | 0 | 0 | 0 | 0 | 0 | 0 | 0 | 0 | 0 | 0 | 0 | 0 | 0 | 0 | 0 | 0 | 0 | 0 | 0 | 0 | 0 | 0 | 0 | 0 | 0 | 0 | 0
F1_Residential_Multi-Family Low Income_New_Miscellaneous_Natural Gas_Pool Heater_E9 | F1 | Residential | Multi-Family Low Income | New | Miscellaneous | Natural Gas | Pool Heater | E9 | CCE | 0 | 0 | 0 | 0 | 0 | 0 | 0 | 0 | 0 | 0 | 0 | 0 | 0 | 0 | 0 | 0 | 0 | 0 | 0 | 0 | 0 | 0 | 0 | 0 | 0 | 0 | 0 | 0 | 0 | 0 | 0 | 0 | 0
F1_Residential_Multi-Family Low Income_New_Miscellaneous_Natural Gas_Pool Heater_E10 | F1 | Residential | Multi-Family Low Income | New | Miscellaneous | Natural Gas | Pool Heater | E10 | CCE | 0 | 0 | 0 | 0 | 0 | 0 | 0 | 0 | 0 | 0 | 0 | 0 | 0 | 0 | 0 | 0 | 0 | 0 | 0 | 0 | 0 | 0 | 0 | 0 | 0 | 0 | 0 | 0 | 0 | 0 | 0 | 0 | 0
F2_Residential_Multi-Family Low Income_New_Miscellaneous_Natural Gas_Pool Heater_E1 | F2 | Residential | Multi-Family Low Income | New | Miscellaneous | Natural Gas | Pool Heater | E1 | TRC BC Ratio | bar: 2019 to 2051
F2_Residential_Multi-Family Low Income_New_Miscellaneous_Natural Gas_Pool Heater_E2 | F2 | Residential | Multi-Family Low Income | New | Miscellaneous | Natural Gas | Pool Heater | E2 | TRC BC Ratio | 0 | 0 | 0 | 0 | 0 | 0 | 0 | 0 | 0 | 0 | 0 | 0 | 0 | 0 | 0 | 0 | 0 | 0 | 0 | 0 | 0 | 0 | 0 | 0 | 0 | 0 | 0 | 0 | 0 | 0 | 0 | 0 | 0
F2_Residential_Multi-Family Low Income_New_Miscellaneous_Natural Gas_Pool Heater_E3 | F2 | Residential | Multi-Family Low Income | New | Miscellaneous | Natural Gas | Pool Heater | E3 | TRC BC Ratio | 0 | 0 | 0 | 0 | 0 | 0 | 0 | 0 | 0 | 0 | 0 | 0 | 0 | 0 | 0 | 0 | 0 | 0 | 0 | 0 | 0 | 0 | 0 | 0 | 0 | 0 | 0 | 0 | 0 | 0 | 0 | 0 | 0
F2_Residential_Multi-Family Low Income_New_Miscellaneous_Natural Gas_Pool Heater_E4 | F2 | Residential | Multi-Family Low Income | New | Miscellaneous | Natural Gas | Pool Heater | E4 | TRC BC Ratio | 0 | 0 | 0 | 0 | 0 | 0 | 0 | 0 | 0 | 0 | 0 | 0 | 0 | 0 | 0 | 0 | 0 | 0 | 0 | 0 | 0 | 0 | 0 | 0 | 0 | 0 | 0 | 0 | 0 | 0 | 0 | 0 | 0
F2_Residential_Multi-Family Low Income_New_Miscellaneous_Natural Gas_Pool Heater_E5 | F2 | Residential | Multi-Family Low Income | New | Miscellaneous | Natural Gas | Pool Heater | E5 | TRC BC Ratio | 0 | 0 | 0 | 0 | 0 | 0 | 0 | 0 | 0 | 0 | 0 | 0 | 0 | 0 | 0 | 0 | 0 | 0 | 0 | 0 | 0 | 0 | 0 | 0 | 0 | 0 | 0 | 0 | 0 | 0 | 0 | 0 | 0
F2_Residential_Multi-Family Low Income_New_Miscellaneous_Natural Gas_Pool Heater_E6 | F2 | Residential | Multi-Family Low Income | New | Miscellaneous | Natural Gas | Pool Heater | E6 | TRC BC Ratio | 0 | 0 | 0 | 0 | 0 | 0 | 0 | 0 | 0 | 0 | 0 | 0 | 0 | 0 | 0 | 0 | 0 | 0 | 0 | 0 | 0 | 0 | 0 | 0 | 0 | 0 | 0 | 0 | 0 | 0 | 0 | 0 | 0
F2_Residential_Multi-Family Low Income_New_Miscellaneous_Natural Gas_Pool Heater_E7 | F2 | Residential | Multi-Family Low Income | New | Miscellaneous | Natural Gas | Pool Heater | E7 | TRC BC Ratio | 0 | 0 | 0 | 0 | 0 | 0 | 0 | 0 | 0 | 0 | 0 | 0 | 0 | 0 | 0 | 0 | 0 | 0 | 0 | 0 | 0 | 0 | 0 | 0 | 0 | 0 | 0 | 0 | 0 | 0 | 0 | 0 | 0
F2_Residential_Multi-Family Low Income_New_Miscellaneous_Natural Gas_Pool Heater_E8 | F2 | Residential | Multi-Family Low Income | New | Miscellaneous | Natural Gas | Pool Heater | E8 | TRC BC Ratio | 0 | 0 | 0 | 0 | 0 | 0 | 0 | 0 | 0 | 0 | 0 | 0 | 0 | 0 | 0 | 0 | 0 | 0 | 0 | 0 | 0 | 0 | 0 | 0 | 0 | 0 | 0 | 0 | 0 | 0 | 0 | 0 | 0
F2_Residential_Multi-Family Low Income_New_Miscellaneous_Natural Gas_Pool Heater_E9 | F2 | Residential | Multi-Family Low Income | New | Miscellaneous | Natural Gas | Pool Heater | E9 | TRC BC Ratio | 0 | 0 | 0 | 0 | 0 | 0 | 0 | 0 | 0 | 0 | 0 | 0 | 0 | 0 | 0 | 0 | 0 | 0 | 0 | 0 | 0 | 0 | 0 | 0 | 0 | 0 | 0 | 0 | 0 | 0 | 0 | 0 | 0
F2_Residential_Multi-Family Low Income_New_Miscellaneous_Natural Gas_Pool Heater_E10 | F2 | Residential | Multi-Family Low Income | New | Miscellaneous | Natural Gas | Pool Heater | E10 | TRC BC Ratio | 0 | 0 | 0 | 0 | 0 | 0 | 0 | 0 | 0 | 0 | 0 | 0 | 0 | 0 | 0 | 0 | 0 | 0 | 0 | 0 | 0 | 0 | 0 | 0 | 0 | 0 | 0 | 0 | 0 | 0 | 0 | 0 | 0
F3_Residential_Multi-Family Low Income_New_Miscellaneous_Natural Gas_Pool Heater_E1 | F3 | Residential | Multi-Family Low Income | New | Miscellaneous | Natural Gas | Pool Heater | E1 | PACT BC Ratio | bar: 2019 to 2051
F3_Residential_Multi-Family Low Income_New_Miscellaneous_Natural Gas_Pool Heater_E2 | F3 | Residential | Multi-Family Low Income | New | Miscellaneous | Natural Gas | Pool Heater | E2 | PACT BC Ratio | 0 | 0 | 0 | 0 | 0 | 0 | 0 | 0 | 0 | 0 | 0 | 0 | 0 | 0 | 0 | 0 | 0 | 0 | 0 | 0 | 0 | 0 | 0 | 0 | 0 | 0 | 0 | 0 | 0 | 0 | 0 | 0 | 0
F3_Residential_Multi-Family Low Income_New_Miscellaneous_Natural Gas_Pool Heater_E3 | F3 | Residential | Multi-Family Low Income | New | Miscellaneous | Natural Gas | Pool Heater | E3 | PACT BC Ratio | 0 | 0 | 0 | 0 | 0 | 0 | 0 | 0 | 0 | 0 | 0 | 0 | 0 | 0 | 0 | 0 | 0 | 0 | 0 | 0 | 0 | 0 | 0 | 0 | 0 | 0 | 0 | 0 | 0 | 0 | 0 | 0 | 0
F3_Residential_Multi-Family Low Income_New_Miscellaneous_Natural Gas_Pool Heater_E4 | F3 | Residential | Multi-Family Low Income | New | Miscellaneous | Natural Gas | Pool Heater | E4 | PACT BC Ratio | 0 | 0 | 0 | 0 | 0 | 0 | 0 | 0 | 0 | 0 | 0 | 0 | 0 | 0 | 0 | 0 | 0 | 0 | 0 | 0 | 0 | 0 | 0 | 0 | 0 | 0 | 0 | 0 | 0 | 0 | 0 | 0 | 0
F3_Residential_Multi-Family Low Income_New_Miscellaneous_Natural Gas_Pool Heater_E5 | F3 | Residential | Multi-Family Low Income | New | Miscellaneous | Natural Gas | Pool Heater | E5 | PACT BC Ratio | 0 | 0 | 0 | 0 | 0 | 0 | 0 | 0 | 0 | 0 | 0 | 0 | 0 | 0 | 0 | 0 | 0 | 0 | 0 | 0 | 0 | 0 | 0 | 0 | 0 | 0 | 0 | 0 | 0 | 0 | 0 | 0 | 0
F3_Residential_Multi-Family Low Income_New_Miscellaneous_Natural Gas_Pool Heater_E6 | F3 | Residential | Multi-Family Low Income | New | Miscellaneous | Natural Gas | Pool Heater | E6 | PACT BC Ratio | 0 | 0 | 0 | 0 | 0 | 0 | 0 | 0 | 0 | 0 | 0 | 0 | 0 | 0 | 0 | 0 | 0 | 0 | 0 | 0 | 0 | 0 | 0 | 0 | 0 | 0 | 0 | 0 | 0 | 0 | 0 | 0 | 0
F3_Residential_Multi-Family Low Income_New_Miscellaneous_Natural Gas_Pool Heater_E7 | F3 | Residential | Multi-Family Low Income | New | Miscellaneous | Natural Gas | Pool Heater | E7 | PACT BC Ratio | 0 | 0 | 0 | 0 | 0 | 0 | 0 | 0 | 0 | 0 | 0 | 0 | 0 | 0 | 0 | 0 | 0 | 0 | 0 | 0 | 0 | 0 | 0 | 0 | 0 | 0 | 0 | 0 | 0 | 0 | 0 | 0 | 0
F3_Residential_Multi-Family Low Income_New_Miscellaneous_Natural Gas_Pool Heater_E8 | F3 | Residential | Multi-Family Low Income | New | Miscellaneous | Natural Gas | Pool Heater | E8 | PACT BC Ratio | 0 | 0 | 0 | 0 | 0 | 0 | 0 | 0 | 0 | 0 | 0 | 0 | 0 | 0 | 0 | 0 | 0 | 0 | 0 | 0 | 0 | 0 | 0 | 0 | 0 | 0 | 0 | 0 | 0 | 0 | 0 | 0 | 0
F3_Residential_Multi-Family Low Income_New_Miscellaneous_Natural Gas_Pool Heater_E9 | F3 | Residential | Multi-Family Low Income | New | Miscellaneous | Natural Gas | Pool Heater | E9 | PACT BC Ratio | 0 | 0 | 0 | 0 | 0 | 0 | 0 | 0 | 0 | 0 | 0 | 0 | 0 | 0 | 0 | 0 | 0 | 0 | 0 | 0 | 0 | 0 | 0 | 0 | 0 | 0 | 0 | 0 | 0 | 0 | 0 | 0 | 0
F3_Residential_Multi-Family Low Income_New_Miscellaneous_Natural Gas_Pool Heater_E10 | F3 | Residential | Multi-Family Low Income | New | Miscellaneous | Natural Gas | Pool Heater | E10 | PACT BC Ratio | 0 | 0 | 0 | 0 | 0 | 0 | 0 | 0 | 0 | 0 | 0 | 0 | 0 | 0 | 0 | 0 | 0 | 0 | 0 | 0 | 0 | 0 | 0 | 0 | 0 | 0 | 0 | 0 | 0 | 0 | 0 | 0 | 0
F4_Residential_Multi-Family Low Income_New_Miscellaneous_Natural Gas_Pool Heater_E1 | F4 | Residential | Multi-Family Low Income | New | Miscellaneous | Natural Gas | Pool Heater | E1 | RVT BC Ratio | bar: 2019 to 2051
F4_Residential_Multi-Family Low Income_New_Miscellaneous_Natural Gas_Pool Heater_E2 | F4 | Residential | Multi-Family Low Income | New | Miscellaneous | Natural Gas | Pool Heater | E2 | RVT BC Ratio | 0.7 | 0.7 | 0.7 | 0.7 | 0.7 | 0.7 | 0.7 | 0.7 | 0.7 | 0.7 | 0.7 | 0.7 | 0.7 | 0.7 | 0.7 | 0.7 | 0.7 | 0.7 | 0.7 | 0.7 | 0.7 | 0.7 | 0.7 | 0.7 | 0.7 | 0.7 | 0.7 | 0.7 | 0.7 | 0.7 | 0.7 | 0.7 | 0.7
F4_Residential_Multi-Family Low Income_New_Miscellaneous_Natural Gas_Pool Heater_E3 | F4 | Residential | Multi-Family Low Income | New | Miscellaneous | Natural Gas | Pool Heater | E3 | RVT BC Ratio | 0.7 | 0.7 | 0.7 | 0.7 | 0.7 | 0.7 | 0.7 | 0.7 | 0.7 | 0.7 | 0.7 | 0.7 | 0.7 | 0.7 | 0.7 | 0.7 | 0.7 | 0.7 | 0.7 | 0.7 | 0.7 | 0.7 | 0.7 | 0.7 | 0.7 | 0.7 | 0.7 | 0.7 | 0.7 | 0.7 | 0.7 | 0.7 | 0.7
F4_Residential_Multi-Family Low Income_New_Miscellaneous_Natural Gas_Pool Heater_E4 | F4 | Residential | Multi-Family Low Income | New | Miscellaneous | Natural Gas | Pool Heater | E4 | RVT BC Ratio | 0.7 | 0.7 | 0.7 | 0.7 | 0.7 | 0.7 | 0.7 | 0.7 | 0.7 | 0.7 | 0.7 | 0.7 | 0.7 | 0.7 | 0.7 | 0.7 | 0.7 | 0.7 | 0.7 | 0.7 | 0.7 | 0.7 | 0.7 | 0.7 | 0.7 | 0.7 | 0.7 | 0.7 | 0.7 | 0.7 | 0.7 | 0.7 | 0.7
F4_Residential_Multi-Family Low Income_New_Miscellaneous_Natural Gas_Pool Heater_E5 | F4 | Residential | Multi-Family Low Income | New | Miscellaneous | Natural Gas | Pool Heater | E5 | RVT BC Ratio | 0 | 0 | 0 | 0 | 0 | 0 | 0 | 0 | 0 | 0 | 0 | 0 | 0 | 0 | 0 | 0 | 0 | 0 | 0 | 0 | 0 | 0 | 0 | 0 | 0 | 0 | 0 | 0 | 0 | 0 | 0 | 0 | 0
F4_Residential_Multi-Family Low Income_New_Miscellaneous_Natural Gas_Pool Heater_E6 | F4 | Residential | Multi-Family Low Income | New | Miscellaneous | Natural Gas | Pool Heater | E6 | RVT BC Ratio | 0 | 0 | 0 | 0 | 0 | 0 | 0 | 0 | 0 | 0 | 0 | 0 | 0 | 0 | 0 | 0 | 0 | 0 | 0 | 0 | 0 | 0 | 0 | 0 | 0 | 0 | 0 | 0 | 0 | 0 | 0 | 0 | 0
F4_Residential_Multi-Family Low Income_New_Miscellaneous_Natural Gas_Pool Heater_E7 | F4 | Residential | Multi-Family Low Income | New | Miscellaneous | Natural Gas | Pool Heater | E7 | RVT BC Ratio | 0 | 0 | 0 | 0 | 0 | 0 | 0 | 0 | 0 | 0 | 0 | 0 | 0 | 0 | 0 | 0 | 0 | 0 | 0 | 0 | 0 | 0 | 0 | 0 | 0 | 0 | 0 | 0 | 0 | 0 | 0 | 0 | 0
F4_Residential_Multi-Family Low Income_New_Miscellaneous_Natural Gas_Pool Heater_E8 | F4 | Residential | Multi-Family Low Income | New | Miscellaneous | Natural Gas | Pool Heater | E8 | RVT BC Ratio | 0 | 0 | 0 | 0 | 0 | 0 | 0 | 0 | 0 | 0 | 0 | 0 | 0 | 0 | 0 | 0 | 0 | 0 | 0 | 0 | 0 | 0 | 0 | 0 | 0 | 0 | 0 | 0 | 0 | 0 | 0 | 0 | 0
F4_Residential_Multi-Family Low Income_New_Miscellaneous_Natural Gas_Pool Heater_E9 | F4 | Residential | Multi-Family Low Income | New | Miscellaneous | Natural Gas | Pool Heater | E9 | RVT BC Ratio | 0 | 0 | 0 | 0 | 0 | 0 | 0 | 0 | 0 | 0 | 0 | 0 | 0 | 0 | 0 | 0 | 0 | 0 | 0 | 0 | 0 | 0 | 0 | 0 | 0 | 0 | 0 | 0 | 0 | 0 | 0 | 0 | 0
F4_Residential_Multi-Family Low Income_New_Miscellaneous_Natural Gas_Pool Heater_E10 | F4 | Residential | Multi-Family Low Income | New | Miscellaneous | Natural Gas | Pool Heater | E10 | RVT BC Ratio | 0 | 0 | 0 | 0 | 0 | 0 | 0 | 0 | 0 | 0 | 0 | 0 | 0 | 0 | 0 | 0 | 0 | 0 | 0 | 0 | 0 | 0 | 0 | 0 | 0 | 0 | 0 | 0 | 0 | 0 | 0 | 0 | 0
F5_Residential_Multi-Family Low Income_New_Miscellaneous_Natural Gas_Pool Heater_E1 | F5 | Residential | Multi-Family Low Income | New | Miscellaneous | Natural Gas | Pool Heater | E1 | RIM BC Ratio | bar: 2019 to 2051
F5_Residential_Multi-Family Low Income_New_Miscellaneous_Natural Gas_Pool Heater_E2 | F5 | Residential | Multi-Family Low Income | New | Miscellaneous | Natural Gas | Pool Heater | E2 | RIM BC Ratio | 0 | 0 | 0 | 0 | 0 | 0 | 0 | 0 | 0 | 0 | 0 | 0 | 0 | 0 | 0 | 0 | 0 | 0 | 0 | 0 | 0 | 0 | 0 | 0 | 0 | 0 | 0 | 0 | 0 | 0 | 0 | 0 | 0
F5_Residential_Multi-Family Low Income_New_Miscellaneous_Natural Gas_Pool Heater_E3 | F5 | Residential | Multi-Family Low Income | New | Miscellaneous | Natural Gas | Pool Heater | E3 | RIM BC Ratio | 0 | 0 | 0 | 0 | 0 | 0 | 0 | 0 | 0 | 0 | 0 | 0 | 0 | 0 | 0 | 0 | 0 | 0 | 0 | 0 | 0 | 0 | 0 | 0 | 0 | 0 | 0 | 0 | 0 | 0 | 0 | 0 | 0
F5_Residential_Multi-Family Low Income_New_Miscellaneous_Natural Gas_Pool Heater_E4 | F5 | Residential | Multi-Family Low Income | New | Miscellaneous | Natural Gas | Pool Heater | E4 | RIM BC Ratio | 0 | 0 | 0 | 0 | 0 | 0 | 0 | 0 | 0 | 0 | 0 | 0 | 0 | 0 | 0 | 0 | 0 | 0 | 0 | 0 | 0 | 0 | 0 | 0 | 0 | 0 | 0 | 0 | 0 | 0 | 0 | 0 | 0
F5_Residential_Multi-Family Low Income_New_Miscellaneous_Natural Gas_Pool Heater_E5 | F5 | Residential | Multi-Family Low Income | New | Miscellaneous | Natural Gas | Pool Heater | E5 | RIM BC Ratio | 0 | 0 | 0 | 0 | 0 | 0 | 0 | 0 | 0 | 0 | 0 | 0 | 0 | 0 | 0 | 0 | 0 | 0 | 0 | 0 | 0 | 0 | 0 | 0 | 0 | 0 | 0 | 0 | 0 | 0 | 0 | 0 | 0
F5_Residential_Multi-Family Low Income_New_Miscellaneous_Natural Gas_Pool Heater_E6 | F5 | Residential | Multi-Family Low Income | New | Miscellaneous | Natural Gas | Pool Heater | E6 | RIM BC Ratio | 0 | 0 | 0 | 0 | 0 | 0 | 0 | 0 | 0 | 0 | 0 | 0 | 0 | 0 | 0 | 0 | 0 | 0 | 0 | 0 | 0 | 0 | 0 | 0 | 0 | 0 | 0 | 0 | 0 | 0 | 0 | 0 | 0
F5_Residential_Multi-Family Low Income_New_Miscellaneous_Natural Gas_Pool Heater_E7 | F5 | Residential | Multi-Family Low Income | New | Miscellaneous | Natural Gas | Pool Heater | E7 | RIM BC Ratio | 0 | 0 | 0 | 0 | 0 | 0 | 0 | 0 | 0 | 0 | 0 | 0 | 0 | 0 | 0 | 0 | 0 | 0 | 0 | 0 | 0 | 0 | 0 | 0 | 0 | 0 | 0 | 0 | 0 | 0 | 0 | 0 | 0
F5_Residential_Multi-Family Low Income_New_Miscellaneous_Natural Gas_Pool Heater_E8 | F5 | Residential | Multi-Family Low Income | New | Miscellaneous | Natural Gas | Pool Heater | E8 | RIM BC Ratio | 0 | 0 | 0 | 0 | 0 | 0 | 0 | 0 | 0 | 0 | 0 | 0 | 0 | 0 | 0 | 0 | 0 | 0 | 0 | 0 | 0 | 0 | 0 | 0 | 0 | 0 | 0 | 0 | 0 | 0 | 0 | 0 | 0
F5_Residential_Multi-Family Low Income_New_Miscellaneous_Natural Gas_Pool Heater_E9 | F5 | Residential | Multi-Family Low Income | New | Miscellaneous | Natural Gas | Pool Heater | E9 | RIM BC Ratio | 0 | 0 | 0 | 0 | 0 | 0 | 0 | 0 | 0 | 0 | 0 | 0 | 0 | 0 | 0 | 0 | 0 | 0 | 0 | 0 | 0 | 0 | 0 | 0 | 0 | 0 | 0 | 0 | 0 | 0 | 0 | 0 | 0
F5_Residential_Multi-Family Low Income_New_Miscellaneous_Natural Gas_Pool Heater_E10 | F5 | Residential | Multi-Family Low Income | New | Miscellaneous | Natural Gas | Pool Heater | E10 | RIM BC Ratio | 0 | 0 | 0 | 0 | 0 | 0 | 0 | 0 | 0 | 0 | 0 | 0 | 0 | 0 | 0 | 0 | 0 | 0 | 0 | 0 | 0 | 0 | 0 | 0 | 0 | 0 | 0 | 0 | 0 | 0 | 0 | 0 | 0
F0_Residential_Multi-Family Low Income_New_Miscellaneous_Natural Gas_Miscellaneous_E0 | F0 | Residential | Multi-Family Low Income | New | Miscellaneous | Natural Gas | Miscellaneous | E0 | Economic Unit | Default | Default | Default | Default | Default | Default | Default | Default | Default | Default | Default | Default | Default | Default | Default | Default | Default | Default | Default | Default | Default | Default | Default | Default | Default | Default | Default | Default | Default | Default | Default | Default | Default
F1_Residential_Multi-Family Low Income_New_Miscellaneous_Natural Gas_Miscellaneous_E1 | F1 | Residential | Multi-Family Low Income | New | Miscellaneous | Natural Gas | Miscellaneous | E1 | CCE | 0 | 0 | 0 | 0 | 0 | 0 | 0 | 0 | 0 | 0 | 0 | 0 | 0 | 0 | 0 | 0 | 0 | 0 | 0 | 0 | 0 | 0 | 0 | 0 | 0 | 0 | 0 | 0 | 0 | 0 | 0 | 0 | 0
F1_Residential_Multi-Family Low Income_New_Miscellaneous_Natural Gas_Miscellaneous_E2 | F1 | Residential | Multi-Family Low Income | New | Miscellaneous | Natural Gas | Miscellaneous | E2 | CCE | 0 | 0 | 0 | 0 | 0 | 0 | 0 | 0 | 0 | 0 | 0 | 0 | 0 | 0 | 0 | 0 | 0 | 0 | 0 | 0 | 0 | 0 | 0 | 0 | 0 | 0 | 0 | 0 | 0 | 0 | 0 | 0 | 0
F1_Residential_Multi-Family Low Income_New_Miscellaneous_Natural Gas_Miscellaneous_E3 | F1 | Residential | Multi-Family Low Income | New | Miscellaneous | Natural Gas | Miscellaneous | E3 | CCE | 0 | 0 | 0 | 0 | 0 | 0 | 0 | 0 | 0 | 0 | 0 | 0 | 0 | 0 | 0 | 0 | 0 | 0 | 0 | 0 | 0 | 0 | 0 | 0 | 0 | 0 | 0 | 0 | 0 | 0 | 0 | 0 | 0
F1_Residential_Multi-Family Low Income_New_Miscellaneous_Natural Gas_Miscellaneous_E4 | F1 | Residential | Multi-Family Low Income | New | Miscellaneous | Natural Gas | Miscellaneous | E4 | CCE | 0 | 0 | 0 | 0 | 0 | 0 | 0 | 0 | 0 | 0 | 0 | 0 | 0 | 0 | 0 | 0 | 0 | 0 | 0 | 0 | 0 | 0 | 0 | 0 | 0 | 0 | 0 | 0 | 0 | 0 | 0 | 0 | 0
F1_Residential_Multi-Family Low Income_New_Miscellaneous_Natural Gas_Miscellaneous_E5 | F1 | Residential | Multi-Family Low Income | New | Miscellaneous | Natural Gas | Miscellaneous | E5 | CCE | 0 | 0 | 0 | 0 | 0 | 0 | 0 | 0 | 0 | 0 | 0 | 0 | 0 | 0 | 0 | 0 | 0 | 0 | 0 | 0 | 0 | 0 | 0 | 0 | 0 | 0 | 0 | 0 | 0 | 0 | 0 | 0 | 0
F1_Residential_Multi-Family Low Income_New_Miscellaneous_Natural Gas_Miscellaneous_E6 | F1 | Residential | Multi-Family Low Income | New | Miscellaneous | Natural Gas | Miscellaneous | E6 | CCE | 0 | 0 | 0 | 0 | 0 | 0 | 0 | 0 | 0 | 0 | 0 | 0 | 0 | 0 | 0 | 0 | 0 | 0 | 0 | 0 | 0 | 0 | 0 | 0 | 0 | 0 | 0 | 0 | 0 | 0 | 0 | 0 | 0
F1_Residential_Multi-Family Low Income_New_Miscellaneous_Natural Gas_Miscellaneous_E7 | F1 | Residential | Multi-Family Low Income | New | Miscellaneous | Natural Gas | Miscellaneous | E7 | CCE | 0 | 0 | 0 | 0 | 0 | 0 | 0 | 0 | 0 | 0 | 0 | 0 | 0 | 0 | 0 | 0 | 0 | 0 | 0 | 0 | 0 | 0 | 0 | 0 | 0 | 0 | 0 | 0 | 0 | 0 | 0 | 0 | 0
F1_Residential_Multi-Family Low Income_New_Miscellaneous_Natural Gas_Miscellaneous_E8 | F1 | Residential | Multi-Family Low Income | New | Miscellaneous | Natural Gas | Miscellaneous | E8 | CCE | 0 | 0 | 0 | 0 | 0 | 0 | 0 | 0 | 0 | 0 | 0 | 0 | 0 | 0 | 0 | 0 | 0 | 0 | 0 | 0 | 0 | 0 | 0 | 0 | 0 | 0 | 0 | 0 | 0 | 0 | 0 | 0 | 0
F1_Residential_Multi-Family Low Income_New_Miscellaneous_Natural Gas_Miscellaneous_E9 | F1 | Residential | Multi-Family Low Income | New | Miscellaneous | Natural Gas | Miscellaneous | E9 | CCE | 0 | 0 | 0 | 0 | 0 | 0 | 0 | 0 | 0 | 0 | 0 | 0 | 0 | 0 | 0 | 0 | 0 | 0 | 0 | 0 | 0 | 0 | 0 | 0 | 0 | 0 | 0 | 0 | 0 | 0 | 0 | 0 | 0
F1_Residential_Multi-Family Low Income_New_Miscellaneous_Natural Gas_Miscellaneous_E10 | F1 | Residential | Multi-Family Low Income | New | Miscellaneous | Natural Gas | Miscellaneous | E10 | CCE | 0 | 0 | 0 | 0 | 0 | 0 | 0 | 0 | 0 | 0 | 0 | 0 | 0 | 0 | 0 | 0 | 0 | 0 | 0 | 0 | 0 | 0 | 0 | 0 | 0 | 0 | 0 | 0 | 0 | 0 | 0 | 0 | 0
F2_Residential_Multi-Family Low Income_New_Miscellaneous_Natural Gas_Miscellaneous_E1 | F2 | Residential | Multi-Family Low Income | New | Miscellaneous | Natural Gas | Miscellaneous | E1 | TRC BC Ratio | bar: 2019 to 2051
F2_Residential_Multi-Family Low Income_New_Miscellaneous_Natural Gas_Miscellaneous_E2 | F2 | Residential | Multi-Family Low Income | New | Miscellaneous | Natural Gas | Miscellaneous | E2 | TRC BC Ratio | 0 | 0 | 0 | 0 | 0 | 0 | 0 | 0 | 0 | 0 | 0 | 0 | 0 | 0 | 0 | 0 | 0 | 0 | 0 | 0 | 0 | 0 | 0 | 0 | 0 | 0 | 0 | 0 | 0 | 0 | 0 | 0 | 0
F2_Residential_Multi-Family Low Income_New_Miscellaneous_Natural Gas_Miscellaneous_E3 | F2 | Residential | Multi-Family Low Income | New | Miscellaneous | Natural Gas | Miscellaneous | E3 | TRC BC Ratio | 0 | 0 | 0 | 0 | 0 | 0 | 0 | 0 | 0 | 0 | 0 | 0 | 0 | 0 | 0 | 0 | 0 | 0 | 0 | 0 | 0 | 0 | 0 | 0 | 0 | 0 | 0 | 0 | 0 | 0 | 0 | 0 | 0
F2_Residential_Multi-Family Low Income_New_Miscellaneous_Natural Gas_Miscellaneous_E4 | F2 | Residential | Multi-Family Low Income | New | Miscellaneous | Natural Gas | Miscellaneous | E4 | TRC BC Ratio | 0 | 0 | 0 | 0 | 0 | 0 | 0 | 0 | 0 | 0 | 0 | 0 | 0 | 0 | 0 | 0 | 0 | 0 | 0 | 0 | 0 | 0 | 0 | 0 | 0 | 0 | 0 | 0 | 0 | 0 | 0 | 0 | 0
F2_Residential_Multi-Family Low Income_New_Miscellaneous_Natural Gas_Miscellaneous_E5 | F2 | Residential | Multi-Family Low Income | New | Miscellaneous | Natural Gas | Miscellaneous | E5 | TRC BC Ratio | 0 | 0 | 0 | 0 | 0 | 0 | 0 | 0 | 0 | 0 | 0 | 0 | 0 | 0 | 0 | 0 | 0 | 0 | 0 | 0 | 0 | 0 | 0 | 0 | 0 | 0 | 0 | 0 | 0 | 0 | 0 | 0 | 0
F2_Residential_Multi-Family Low Income_New_Miscellaneous_Natural Gas_Miscellaneous_E6 | F2 | Residential | Multi-Family Low Income | New | Miscellaneous | Natural Gas | Miscellaneous | E6 | TRC BC Ratio | 0 | 0 | 0 | 0 | 0 | 0 | 0 | 0 | 0 | 0 | 0 | 0 | 0 | 0 | 0 | 0 | 0 | 0 | 0 | 0 | 0 | 0 | 0 | 0 | 0 | 0 | 0 | 0 | 0 | 0 | 0 | 0 | 0
F2_Residential_Multi-Family Low Income_New_Miscellaneous_Natural Gas_Miscellaneous_E7 | F2 | Residential | Multi-Family Low Income | New | Miscellaneous | Natural Gas | Miscellaneous | E7 | TRC BC Ratio | 0 | 0 | 0 | 0 | 0 | 0 | 0 | 0 | 0 | 0 | 0 | 0 | 0 | 0 | 0 | 0 | 0 | 0 | 0 | 0 | 0 | 0 | 0 | 0 | 0 | 0 | 0 | 0 | 0 | 0 | 0 | 0 | 0
F2_Residential_Multi-Family Low Income_New_Miscellaneous_Natural Gas_Miscellaneous_E8 | F2 | Residential | Multi-Family Low Income | New | Miscellaneous | Natural Gas | Miscellaneous | E8 | TRC BC Ratio | 0 | 0 | 0 | 0 | 0 | 0 | 0 | 0 | 0 | 0 | 0 | 0 | 0 | 0 | 0 | 0 | 0 | 0 | 0 | 0 | 0 | 0 | 0 | 0 | 0 | 0 | 0 | 0 | 0 | 0 | 0 | 0 | 0
F2_Residential_Multi-Family Low Income_New_Miscellaneous_Natural Gas_Miscellaneous_E9 | F2 | Residential | Multi-Family Low Income | New | Miscellaneous | Natural Gas | Miscellaneous | E9 | TRC BC Ratio | 0 | 0 | 0 | 0 | 0 | 0 | 0 | 0 | 0 | 0 | 0 | 0 | 0 | 0 | 0 | 0 | 0 | 0 | 0 | 0 | 0 | 0 | 0 | 0 | 0 | 0 | 0 | 0 | 0 | 0 | 0 | 0 | 0
F2_Residential_Multi-Family Low Income_New_Miscellaneous_Natural Gas_Miscellaneous_E10 | F2 | Residential | Multi-Family Low Income | New | Miscellaneous | Natural Gas | Miscellaneous | E10 | TRC BC Ratio | 0 | 0 | 0 | 0 | 0 | 0 | 0 | 0 | 0 | 0 | 0 | 0 | 0 | 0 | 0 | 0 | 0 | 0 | 0 | 0 | 0 | 0 | 0 | 0 | 0 | 0 | 0 | 0 | 0 | 0 | 0 | 0 | 0
F3_Residential_Multi-Family Low Income_New_Miscellaneous_Natural Gas_Miscellaneous_E1 | F3 | Residential | Multi-Family Low Income | New | Miscellaneous | Natural Gas | Miscellaneous | E1 | PACT BC Ratio | bar: 2019 to 2051
F3_Residential_Multi-Family Low Income_New_Miscellaneous_Natural Gas_Miscellaneous_E2 | F3 | Residential | Multi-Family Low Income | New | Miscellaneous | Natural Gas | Miscellaneous | E2 | PACT BC Ratio | 0 | 0 | 0 | 0 | 0 | 0 | 0 | 0 | 0 | 0 | 0 | 0 | 0 | 0 | 0 | 0 | 0 | 0 | 0 | 0 | 0 | 0 | 0 | 0 | 0 | 0 | 0 | 0 | 0 | 0 | 0 | 0 | 0
F3_Residential_Multi-Family Low Income_New_Miscellaneous_Natural Gas_Miscellaneous_E3 | F3 | Residential | Multi-Family Low Income | New | Miscellaneous | Natural Gas | Miscellaneous | E3 | PACT BC Ratio | 0 | 0 | 0 | 0 | 0 | 0 | 0 | 0 | 0 | 0 | 0 | 0 | 0 | 0 | 0 | 0 | 0 | 0 | 0 | 0 | 0 | 0 | 0 | 0 | 0 | 0 | 0 | 0 | 0 | 0 | 0 | 0 | 0
F3_Residential_Multi-Family Low Income_New_Miscellaneous_Natural Gas_Miscellaneous_E4 | F3 | Residential | Multi-Family Low Income | New | Miscellaneous | Natural Gas | Miscellaneous | E4 | PACT BC Ratio | 0 | 0 | 0 | 0 | 0 | 0 | 0 | 0 | 0 | 0 | 0 | 0 | 0 | 0 | 0 | 0 | 0 | 0 | 0 | 0 | 0 | 0 | 0 | 0 | 0 | 0 | 0 | 0 | 0 | 0 | 0 | 0 | 0
F3_Residential_Multi-Family Low Income_New_Miscellaneous_Natural Gas_Miscellaneous_E5 | F3 | Residential | Multi-Family Low Income | New | Miscellaneous | Natural Gas | Miscellaneous | E5 | PACT BC Ratio | 0 | 0 | 0 | 0 | 0 | 0 | 0 | 0 | 0 | 0 | 0 | 0 | 0 | 0 | 0 | 0 | 0 | 0 | 0 | 0 | 0 | 0 | 0 | 0 | 0 | 0 | 0 | 0 | 0 | 0 | 0 | 0 | 0
F3_Residential_Multi-Family Low Income_New_Miscellaneous_Natural Gas_Miscellaneous_E6 | F3 | Residential | Multi-Family Low Income | New | Miscellaneous | Natural Gas | Miscellaneous | E6 | PACT BC Ratio | 0 | 0 | 0 | 0 | 0 | 0 | 0 | 0 | 0 | 0 | 0 | 0 | 0 | 0 | 0 | 0 | 0 | 0 | 0 | 0 | 0 | 0 | 0 | 0 | 0 | 0 | 0 | 0 | 0 | 0 | 0 | 0 | 0
F3_Residential_Multi-Family Low Income_New_Miscellaneous_Natural Gas_Miscellaneous_E7 | F3 | Residential | Multi-Family Low Income | New | Miscellaneous | Natural Gas | Miscellaneous | E7 | PACT BC Ratio | 0 | 0 | 0 | 0 | 0 | 0 | 0 | 0 | 0 | 0 | 0 | 0 | 0 | 0 | 0 | 0 | 0 | 0 | 0 | 0 | 0 | 0 | 0 | 0 | 0 | 0 | 0 | 0 | 0 | 0 | 0 | 0 | 0
F3_Residential_Multi-Family Low Income_New_Miscellaneous_Natural Gas_Miscellaneous_E8 | F3 | Residential | Multi-Family Low Income | New | Miscellaneous | Natural Gas | Miscellaneous | E8 | PACT BC Ratio | 0 | 0 | 0 | 0 | 0 | 0 | 0 | 0 | 0 | 0 | 0 | 0 | 0 | 0 | 0 | 0 | 0 | 0 | 0 | 0 | 0 | 0 | 0 | 0 | 0 | 0 | 0 | 0 | 0 | 0 | 0 | 0 | 0
F3_Residential_Multi-Family Low Income_New_Miscellaneous_Natural Gas_Miscellaneous_E9 | F3 | Residential | Multi-Family Low Income | New | Miscellaneous | Natural Gas | Miscellaneous | E9 | PACT BC Ratio | 0 | 0 | 0 | 0 | 0 | 0 | 0 | 0 | 0 | 0 | 0 | 0 | 0 | 0 | 0 | 0 | 0 | 0 | 0 | 0 | 0 | 0 | 0 | 0 | 0 | 0 | 0 | 0 | 0 | 0 | 0 | 0 | 0
F3_Residential_Multi-Family Low Income_New_Miscellaneous_Natural Gas_Miscellaneous_E10 | F3 | Residential | Multi-Family Low Income | New | Miscellaneous | Natural Gas | Miscellaneous | E10 | PACT BC Ratio | 0 | 0 | 0 | 0 | 0 | 0 | 0 | 0 | 0 | 0 | 0 | 0 | 0 | 0 | 0 | 0 | 0 | 0 | 0 | 0 | 0 | 0 | 0 | 0 | 0 | 0 | 0 | 0 | 0 | 0 | 0 | 0 | 0
F4_Residential_Multi-Family Low Income_New_Miscellaneous_Natural Gas_Miscellaneous_E1 | F4 | Residential | Multi-Family Low Income | New | Miscellaneous | Natural Gas | Miscellaneous | E1 | RVT BC Ratio | bar: 2019 to 2051
F4_Residential_Multi-Family Low Income_New_Miscellaneous_Natural Gas_Miscellaneous_E2 | F4 | Residential | Multi-Family Low Income | New | Miscellaneous | Natural Gas | Miscellaneous | E2 | RVT BC Ratio | 0 | 0 | 0 | 0 | 0 | 0 | 0 | 0 | 0 | 0 | 0 | 0 | 0 | 0 | 0 | 0 | 0 | 0 | 0 | 0 | 0 | 0 | 0 | 0 | 0 | 0 | 0 | 0 | 0 | 0 | 0 | 0 | 0
F4_Residential_Multi-Family Low Income_New_Miscellaneous_Natural Gas_Miscellaneous_E3 | F4 | Residential | Multi-Family Low Income | New | Miscellaneous | Natural Gas | Miscellaneous | E3 | RVT BC Ratio | 0 | 0 | 0 | 0 | 0 | 0 | 0 | 0 | 0 | 0 | 0 | 0 | 0 | 0 | 0 | 0 | 0 | 0 | 0 | 0 | 0 | 0 | 0 | 0 | 0 | 0 | 0 | 0 | 0 | 0 | 0 | 0 | 0
F4_Residential_Multi-Family Low Income_New_Miscellaneous_Natural Gas_Miscellaneous_E4 | F4 | Residential | Multi-Family Low Income | New | Miscellaneous | Natural Gas | Miscellaneous | E4 | RVT BC Ratio | 0 | 0 | 0 | 0 | 0 | 0 | 0 | 0 | 0 | 0 | 0 | 0 | 0 | 0 | 0 | 0 | 0 | 0 | 0 | 0 | 0 | 0 | 0 | 0 | 0 | 0 | 0 | 0 | 0 | 0 | 0 | 0 | 0
F4_Residential_Multi-Family Low Income_New_Miscellaneous_Natural Gas_Miscellaneous_E5 | F4 | Residential | Multi-Family Low Income | New | Miscellaneous | Natural Gas | Miscellaneous | E5 | RVT BC Ratio | 0 | 0 | 0 | 0 | 0 | 0 | 0 | 0 | 0 | 0 | 0 | 0 | 0 | 0 | 0 | 0 | 0 | 0 | 0 | 0 | 0 | 0 | 0 | 0 | 0 | 0 | 0 | 0 | 0 | 0 | 0 | 0 | 0
F4_Residential_Multi-Family Low Income_New_Miscellaneous_Natural Gas_Miscellaneous_E6 | F4 | Residential | Multi-Family Low Income | New | Miscellaneous | Natural Gas | Miscellaneous | E6 | RVT BC Ratio | 0 | 0 | 0 | 0 | 0 | 0 | 0 | 0 | 0 | 0 | 0 | 0 | 0 | 0 | 0 | 0 | 0 | 0 | 0 | 0 | 0 | 0 | 0 | 0 | 0 | 0 | 0 | 0 | 0 | 0 | 0 | 0 | 0
F4_Residential_Multi-Family Low Income_New_Miscellaneous_Natural Gas_Miscellaneous_E7 | F4 | Residential | Multi-Family Low Income | New | Miscellaneous | Natural Gas | Miscellaneous | E7 | RVT BC Ratio | 0 | 0 | 0 | 0 | 0 | 0 | 0 | 0 | 0 | 0 | 0 | 0 | 0 | 0 | 0 | 0 | 0 | 0 | 0 | 0 | 0 | 0 | 0 | 0 | 0 | 0 | 0 | 0 | 0 | 0 | 0 | 0 | 0
F4_Residential_Multi-Family Low Income_New_Miscellaneous_Natural Gas_Miscellaneous_E8 | F4 | Residential | Multi-Family Low Income | New | Miscellaneous | Natural Gas | Miscellaneous | E8 | RVT BC Ratio | 0 | 0 | 0 | 0 | 0 | 0 | 0 | 0 | 0 | 0 | 0 | 0 | 0 | 0 | 0 | 0 | 0 | 0 | 0 | 0 | 0 | 0 | 0 | 0 | 0 | 0 | 0 | 0 | 0 | 0 | 0 | 0 | 0
F4_Residential_Multi-Family Low Income_New_Miscellaneous_Natural Gas_Miscellaneous_E9 | F4 | Residential | Multi-Family Low Income | New | Miscellaneous | Natural Gas | Miscellaneous | E9 | RVT BC Ratio | 0 | 0 | 0 | 0 | 0 | 0 | 0 | 0 | 0 | 0 | 0 | 0 | 0 | 0 | 0 | 0 | 0 | 0 | 0 | 0 | 0 | 0 | 0 | 0 | 0 | 0 | 0 | 0 | 0 | 0 | 0 | 0 | 0
F4_Residential_Multi-Family Low Income_New_Miscellaneous_Natural Gas_Miscellaneous_E10 | F4 | Residential | Multi-Family Low Income | New | Miscellaneous | Natural Gas | Miscellaneous | E10 | RVT BC Ratio | 0 | 0 | 0 | 0 | 0 | 0 | 0 | 0 | 0 | 0 | 0 | 0 | 0 | 0 | 0 | 0 | 0 | 0 | 0 | 0 | 0 | 0 | 0 | 0 | 0 | 0 | 0 | 0 | 0 | 0 | 0 | 0 | 0
F5_Residential_Multi-Family Low Income_New_Miscellaneous_Natural Gas_Miscellaneous_E1 | F5 | Residential | Multi-Family Low Income | New | Miscellaneous | Natural Gas | Miscellaneous | E1 | RIM BC Ratio | bar: 2019 to 2051
F5_Residential_Multi-Family Low Income_New_Miscellaneous_Natural Gas_Miscellaneous_E2 | F5 | Residential | Multi-Family Low Income | New | Miscellaneous | Natural Gas | Miscellaneous | E2 | RIM BC Ratio | 0 | 0 | 0 | 0 | 0 | 0 | 0 | 0 | 0 | 0 | 0 | 0 | 0 | 0 | 0 | 0 | 0 | 0 | 0 | 0 | 0 | 0 | 0 | 0 | 0 | 0 | 0 | 0 | 0 | 0 | 0 | 0 | 0
F5_Residential_Multi-Family Low Income_New_Miscellaneous_Natural Gas_Miscellaneous_E3 | F5 | Residential | Multi-Family Low Income | New | Miscellaneous | Natural Gas | Miscellaneous | E3 | RIM BC Ratio | 0 | 0 | 0 | 0 | 0 | 0 | 0 | 0 | 0 | 0 | 0 | 0 | 0 | 0 | 0 | 0 | 0 | 0 | 0 | 0 | 0 | 0 | 0 | 0 | 0 | 0 | 0 | 0 | 0 | 0 | 0 | 0 | 0
F5_Residential_Multi-Family Low Income_New_Miscellaneous_Natural Gas_Miscellaneous_E4 | F5 | Residential | Multi-Family Low Income | New | Miscellaneous | Natural Gas | Miscellaneous | E4 | RIM BC Ratio | 0 | 0 | 0 | 0 | 0 | 0 | 0 | 0 | 0 | 0 | 0 | 0 | 0 | 0 | 0 | 0 | 0 | 0 | 0 | 0 | 0 | 0 | 0 | 0 | 0 | 0 | 0 | 0 | 0 | 0 | 0 | 0 | 0
F5_Residential_Multi-Family Low Income_New_Miscellaneous_Natural Gas_Miscellaneous_E5 | F5 | Residential | Multi-Family Low Income | New | Miscellaneous | Natural Gas | Miscellaneous | E5 | RIM BC Ratio | 0 | 0 | 0 | 0 | 0 | 0 | 0 | 0 | 0 | 0 | 0 | 0 | 0 | 0 | 0 | 0 | 0 | 0 | 0 | 0 | 0 | 0 | 0 | 0 | 0 | 0 | 0 | 0 | 0 | 0 | 0 | 0 | 0
F5_Residential_Multi-Family Low Income_New_Miscellaneous_Natural Gas_Miscellaneous_E6 | F5 | Residential | Multi-Family Low Income | New | Miscellaneous | Natural Gas | Miscellaneous | E6 | RIM BC Ratio | 0 | 0 | 0 | 0 | 0 | 0 | 0 | 0 | 0 | 0 | 0 | 0 | 0 | 0 | 0 | 0 | 0 | 0 | 0 | 0 | 0 | 0 | 0 | 0 | 0 | 0 | 0 | 0 | 0 | 0 | 0 | 0 | 0
F5_Residential_Multi-Family Low Income_New_Miscellaneous_Natural Gas_Miscellaneous_E7 | F5 | Residential | Multi-Family Low Income | New | Miscellaneous | Natural Gas | Miscellaneous | E7 | RIM BC Ratio | 0 | 0 | 0 | 0 | 0 | 0 | 0 | 0 | 0 | 0 | 0 | 0 | 0 | 0 | 0 | 0 | 0 | 0 | 0 | 0 | 0 | 0 | 0 | 0 | 0 | 0 | 0 | 0 | 0 | 0 | 0 | 0 | 0
F5_Residential_Multi-Family Low Income_New_Miscellaneous_Natural Gas_Miscellaneous_E8 | F5 | Residential | Multi-Family Low Income | New | Miscellaneous | Natural Gas | Miscellaneous | E8 | RIM BC Ratio | 0 | 0 | 0 | 0 | 0 | 0 | 0 | 0 | 0 | 0 | 0 | 0 | 0 | 0 | 0 | 0 | 0 | 0 | 0 | 0 | 0 | 0 | 0 | 0 | 0 | 0 | 0 | 0 | 0 | 0 | 0 | 0 | 0
F5_Residential_Multi-Family Low Income_New_Miscellaneous_Natural Gas_Miscellaneous_E9 | F5 | Residential | Multi-Family Low Income | New | Miscellaneous | Natural Gas | Miscellaneous | E9 | RIM BC Ratio | 0 | 0 | 0 | 0 | 0 | 0 | 0 | 0 | 0 | 0 | 0 | 0 | 0 | 0 | 0 | 0 | 0 | 0 | 0 | 0 | 0 | 0 | 0 | 0 | 0 | 0 | 0 | 0 | 0 | 0 | 0 | 0 | 0
F5_Residential_Multi-Family Low Income_New_Miscellaneous_Natural Gas_Miscellaneous_E10 | F5 | Residential | Multi-Family Low Income | New | Miscellaneous | Natural Gas | Miscellaneous | E10 | RIM BC Ratio | 0 | 0 | 0 | 0 | 0 | 0 | 0 | 0 | 0 | 0 | 0 | 0 | 0 | 0 | 0 | 0 | 0 | 0 | 0 | 0 | 0 | 0 | 0 | 0 | 0 | 0 | 0 | 0 | 0 | 0 | 0 | 0 | 0
F0_Residential_Manufactured Home Regular Income_Existing_Space Heating_Natural Gas_Furnace_E0 | F0 | Residential | Manufactured Home Regular Income | Existing | Space Heating | Natural Gas | Furnace | E0 | Economic Unit | ASHP with AFUE 95% backup | ASHP with AFUE 95% backup | ASHP with AFUE 95% backup | ASHP with AFUE 95% backup | ASHP with AFUE 95% backup | ASHP with AFUE 95% backup | ASHP with AFUE 95% backup | ASHP with AFUE 95% backup | ASHP with AFUE 95% backup | ASHP with AFUE 95% backup | ASHP with AFUE 95% backup | ASHP with AFUE 95% backup | ASHP with AFUE 95% backup | ASHP with AFUE 95% backup | ASHP with AFUE 95% backup | ASHP with AFUE 95% backup | ASHP with AFUE 95% backup | ASHP with AFUE 95% backup | ASHP with AFUE 95% backup | ASHP with AFUE 95% backup | ASHP with AFUE 95% backup | ASHP with AFUE 95% backup | ASHP with AFUE 95% backup | ASHP with AFUE 95% backup | ASHP with AFUE 95% backup | ASHP with AFUE 95% backup | ASHP with AFUE 95% backup | ASHP with AFUE 95% backup | ASHP with AFUE 95% backup | ASHP with AFUE 95% backup | ASHP with AFUE 95% backup | ASHP with AFUE 95% backup | ASHP with AFUE 95% backup
F1_Residential_Manufactured Home Regular Income_Existing_Space Heating_Natural Gas_Furnace_E1 | F1 | Residential | Manufactured Home Regular Income | Existing | Space Heating | Natural Gas | Furnace | E1 | CCE | 0 | 0 | 0 | 0 | 0 | 0 | 0 | 0 | 0 | 0 | 0 | 0 | 0 | 0 | 0 | 0 | 0 | 0 | 0 | 0 | 0 | 0 | 0 | 0 | 0 | 0 | 0 | 0 | 0 | 0 | 0 | 0 | 0
F1_Residential_Manufactured Home Regular Income_Existing_Space Heating_Natural Gas_Furnace_E2 | F1 | Residential | Manufactured Home Regular Income | Existing | Space Heating | Natural Gas | Furnace | E2 | CCE | 0.60181 | 0.62033 | 0.61097 | 0.56309 | 0.56612 | 0.56918 | 0.57228 | 0.57541 | 0.57857 | 0.58176 | 0.585 | 0.58827 | 0.59157 | 0.59491 | 0.5983 | 0.60172 | 0.60518 | 0.60867 | 0.61221 | 0.61579 | 0.61942 | 0.62307 | 0.62679 | 0.63054 | 0.63434 | 0.63817 | 0.64207 | 0.646 | 0.64999 | 0.65402 | 0.65811 | 0.66225 | 0.66225
F1_Residential_Manufactured Home Regular Income_Existing_Space Heating_Natural Gas_Furnace_E3 | F1 | Residential | Manufactured Home Regular Income | Existing | Space Heating | Natural Gas | Furnace | E3 | CCE | 0.63958 | 0.65925 | 0.64931 | 0.59843 | 0.60165 | 0.6049 | 0.60819 | 0.61152 | 0.61488 | 0.61827 | 0.62171 | 0.62519 | 0.6287 | 0.63225 | 0.63585 | 0.63948 | 0.64315 | 0.64687 | 0.65063 | 0.65444 | 0.65829 | 0.66217 | 0.66612 | 0.67011 | 0.67414 | 0.67822 | 0.68236 | 0.68654 | 0.69078 | 0.69506 | 0.69941 | 0.70381 | 0.70381
F1_Residential_Manufactured Home Regular Income_Existing_Space Heating_Natural Gas_Furnace_E4 | F1 | Residential | Manufactured Home Regular Income | Existing | Space Heating | Natural Gas | Furnace | E4 | CCE | 4.9114 | 5.0625 | 4.9862 | 4.5955 | 4.6202 | 4.6451 | 4.6704 | 4.696 | 4.7218 | 4.7478 | 4.7742 | 4.8009 | 4.8279 | 4.8552 | 4.8828 | 4.9107 | 4.9389 | 4.9674 | 4.9963 | 5.0256 | 5.0551 | 5.085 | 5.1153 | 5.1459 | 5.1769 | 5.2082 | 5.24 | 5.2721 | 5.3046 | 5.3375 | 5.3709 | 5.4047 | 5.4047
F1_Residential_Manufactured Home Regular Income_Existing_Space Heating_Natural Gas_Furnace_E5 | F1 | Residential | Manufactured Home Regular Income | Existing | Space Heating | Natural Gas | Furnace | E5 | CCE | 1.1793 | 1.2156 | 1.1973 | 1.1035 | 1.1094 | 1.1154 | 1.1215 | 1.1276 | 1.1338 | 1.1401 | 1.1464 | 1.1528 | 1.1593 | 1.1658 | 1.1725 | 1.1792 | 1.1859 | 1.1928 | 1.1997 | 1.2068 | 1.2139 | 1.221 | 1.2283 | 1.2356 | 1.2431 | 1.2506 | 1.2582 | 1.266 | 1.2738 | 1.2817 | 1.2897 | 1.2978 | 1.2978
F1_Residential_Manufactured Home Regular Income_Existing_Space Heating_Natural Gas_Furnace_E6 | F1 | Residential | Manufactured Home Regular Income | Existing | Space Heating | Natural Gas | Furnace | E6 | CCE | 1.1058 | 1.1398 | 1.1226 | 1.0346 | 1.0402 | 1.0458 | 1.0515 | 1.0573 | 1.0631 | 1.069 | 1.0749 | 1.0809 | 1.087 | 1.0931 | 1.0993 | 1.1056 | 1.112 | 1.1184 | 1.1249 | 1.1315 | 1.1381 | 1.1449 | 1.1517 | 1.1586 | 1.1656 | 1.1726 | 1.1798 | 1.187 | 1.1943 | 1.2017 | 1.2092 | 1.2168 | 1.2168
F1_Residential_Manufactured Home Regular Income_Existing_Space Heating_Natural Gas_Furnace_E7 | F1 | Residential | Manufactured Home Regular Income | Existing | Space Heating | Natural Gas | Furnace | E7 | CCE | 0 | 0 | 0 | 0 | 0 | 0 | 0 | 0 | 0 | 0 | 0 | 0 | 0 | 0 | 0 | 0 | 0 | 0 | 0 | 0 | 0 | 0 | 0 | 0 | 0 | 0 | 0 | 0 | 0 | 0 | 0 | 0 | 0
F1_Residential_Manufactured Home Regular Income_Existing_Space Heating_Natural Gas_Furnace_E8 | F1 | Residential | Manufactured Home Regular Income | Existing | Space Heating | Natural Gas | Furnace | E8 | CCE | 0 | 0 | 0 | 0 | 0 | 0 | 0 | 0 | 0 | 0 | 0 | 0 | 0 | 0 | 0 | 0 | 0 | 0 | 0 | 0 | 0 | 0 | 0 | 0 | 0 | 0 | 0 | 0 | 0 | 0 | 0 | 0 | 0
F1_Residential_Manufactured Home Regular Income_Existing_Space Heating_Natural Gas_Furnace_E9 | F1 | Residential | Manufactured Home Regular Income | Existing | Space Heating | Natural Gas | Furnace | E9 | CCE | 0 | 0 | 0 | 0 | 0 | 0 | 0 | 0 | 0 | 0 | 0 | 0 | 0 | 0 | 0 | 0 | 0 | 0 | 0 | 0 | 0 | 0 | 0 | 0 | 0 | 0 | 0 | 0 | 0 | 0 | 0 | 0 | 0
F1_Residential_Manufactured Home Regular Income_Existing_Space Heating_Natural Gas_Furnace_E10 | F1 | Residential | Manufactured Home Regular Income | Existing | Space Heating | Natural Gas | Furnace | E10 | CCE | 0 | 0 | 0 | 0 | 0 | 0 | 0 | 0 | 0 | 0 | 0 | 0 | 0 | 0 | 0 | 0 | 0 | 0 | 0 | 0 | 0 | 0 | 0 | 0 | 0 | 0 | 0 | 0 | 0 | 0 | 0 | 0 | 0
F2_Residential_Manufactured Home Regular Income_Existing_Space Heating_Natural Gas_Furnace_E1 | F2 | Residential | Manufactured Home Regular Income | Existing | Space Heating | Natural Gas | Furnace | E1 | TRC BC Ratio | bar: 2019 to 2051
F2_Residential_Manufactured Home Regular Income_Existing_Space Heating_Natural Gas_Furnace_E2 | F2 | Residential | Manufactured Home Regular Income | Existing | Space Heating | Natural Gas | Furnace | E2 | TRC BC Ratio | 3.3783 | 3.3812 | 3.391 | 3.398 | 3.3867 | 3.384 | 3.3883 | 3.3898 | 3.3928 | 3.3939 | 3.3934 | 3.3908 | 3.3877 | 3.3834 | 3.3769 | 3.369 | 3.3593 | 3.3487 | 3.3373 | 3.3262 | 3.3139 | 3.3012 | 3.2871 | 3.273 | 3.2573 | 3.2406 | 3.2229 | 3.2047 | 3.1846 | 3.164 | 3.1415 | 3.1185 | 3.0931
F2_Residential_Manufactured Home Regular Income_Existing_Space Heating_Natural Gas_Furnace_E3 | F2 | Residential | Manufactured Home Regular Income | Existing | Space Heating | Natural Gas | Furnace | E3 | TRC BC Ratio | 3.1788 | 3.1815 | 3.1907 | 3.1973 | 3.1867 | 3.1842 | 3.1882 | 3.1896 | 3.1925 | 3.1935 | 3.193 | 3.1906 | 3.1876 | 3.1836 | 3.1775 | 3.17 | 3.161 | 3.151 | 3.1402 | 3.1298 | 3.1182 | 3.1063 | 3.093 | 3.0798 | 3.0649 | 3.0492 | 3.0326 | 3.0154 | 2.9966 | 2.9771 | 2.956 | 2.9344 | 2.9104
F2_Residential_Manufactured Home Regular Income_Existing_Space Heating_Natural Gas_Furnace_E4 | F2 | Residential | Manufactured Home Regular Income | Existing | Space Heating | Natural Gas | Furnace | E4 | TRC BC Ratio | 0.41291 | 0.41328 | 0.41401 | 0.41466 | 0.41447 | 0.41478 | 0.41519 | 0.41518 | 0.41492 | 0.41424 | 0.41308 | 0.41143 | 0.40928 | 0.40662 | 0.40332 | 0.40004 | 0.39679 | 0.39362 | 0.39097 | 0.38897 | 0.38759 | 0.38697 | 0.38628 | 0.38559 | 0.38482 | 0.384 | 0.38314 | 0.38225 | 0.38127 | 0.38025 | 0.37916 | 0.37803 | 0.37678
F2_Residential_Manufactured Home Regular Income_Existing_Space Heating_Natural Gas_Furnace_E5 | F2 | Residential | Manufactured Home Regular Income | Existing | Space Heating | Natural Gas | Furnace | E5 | TRC BC Ratio | 1.7222 | 1.7237 | 1.7283 | 1.7318 | 1.7274 | 1.7268 | 1.7286 | 1.7286 | 1.7286 | 1.727 | 1.7239 | 1.7199 | 1.7158 | 1.7113 | 1.7059 | 1.7 | 1.6935 | 1.6867 | 1.6806 | 1.6758 | 1.6705 | 1.665 | 1.6589 | 1.6528 | 1.646 | 1.6388 | 1.6312 | 1.6233 | 1.6146 | 1.6057 | 1.596 | 1.5861 | 1.575
F2_Residential_Manufactured Home Regular Income_Existing_Space Heating_Natural Gas_Furnace_E6 | F2 | Residential | Manufactured Home Regular Income | Existing | Space Heating | Natural Gas | Furnace | E6 | TRC BC Ratio | 1.8373 | 1.8389 | 1.8439 | 1.8476 | 1.8425 | 1.8417 | 1.8437 | 1.8439 | 1.8444 | 1.8434 | 1.8409 | 1.8375 | 1.8339 | 1.8298 | 1.8247 | 1.8189 | 1.8125 | 1.8057 | 1.7992 | 1.7939 | 1.7879 | 1.7817 | 1.7749 | 1.7681 | 1.7605 | 1.7523 | 1.7438 | 1.735 | 1.7252 | 1.7152 | 1.7043 | 1.6932 | 1.6808
F2_Residential_Manufactured Home Regular Income_Existing_Space Heating_Natural Gas_Furnace_E7 | F2 | Residential | Manufactured Home Regular Income | Existing | Space Heating | Natural Gas | Furnace | E7 | TRC BC Ratio | 0 | 0 | 0 | 0 | 0 | 0 | 0 | 0 | 0 | 0 | 0 | 0 | 0 | 0 | 0 | 0 | 0 | 0 | 0 | 0 | 0 | 0 | 0 | 0 | 0 | 0 | 0 | 0 | 0 | 0 | 0 | 0 | 0
F2_Residential_Manufactured Home Regular Income_Existing_Space Heating_Natural Gas_Furnace_E8 | F2 | Residential | Manufactured Home Regular Income | Existing | Space Heating | Natural Gas | Furnace | E8 | TRC BC Ratio | 0 | 0 | 0 | 0 | 0 | 0 | 0 | 0 | 0 | 0 | 0 | 0 | 0 | 0 | 0 | 0 | 0 | 0 | 0 | 0 | 0 | 0 | 0 | 0 | 0 | 0 | 0 | 0 | 0 | 0 | 0 | 0 | 0
F2_Residential_Manufactured Home Regular Income_Existing_Space Heating_Natural Gas_Furnace_E9 | F2 | Residential | Manufactured Home Regular Income | Existing | Space Heating | Natural Gas | Furnace | E9 | TRC BC Ratio | 0 | 0 | 0 | 0 | 0 | 0 | 0 | 0 | 0 | 0 | 0 | 0 | 0 | 0 | 0 | 0 | 0 | 0 | 0 | 0 | 0 | 0 | 0 | 0 | 0 | 0 | 0 | 0 | 0 | 0 | 0 | 0 | 0
F2_Residential_Manufactured Home Regular Income_Existing_Space Heating_Natural Gas_Furnace_E10 | F2 | Residential | Manufactured Home Regular Income | Existing | Space Heating | Natural Gas | Furnace | E10 | TRC BC Ratio | 0 | 0 | 0 | 0 | 0 | 0 | 0 | 0 | 0 | 0 | 0 | 0 | 0 | 0 | 0 | 0 | 0 | 0 | 0 | 0 | 0 | 0 | 0 | 0 | 0 | 0 | 0 | 0 | 0 | 0 | 0 | 0 | 0
F3_Residential_Manufactured Home Regular Income_Existing_Space Heating_Natural Gas_Furnace_E1 | F3 | Residential | Manufactured Home Regular Income | Existing | Space Heating | Natural Gas | Furnace | E1 | PACT BC Ratio | bar: 2019 to 2051
F3_Residential_Manufactured Home Regular Income_Existing_Space Heating_Natural Gas_Furnace_E2 | F3 | Residential | Manufactured Home Regular Income | Existing | Space Heating | Natural Gas | Furnace | E2 | PACT BC Ratio | 3.441 | 3.4439 | 3.4538 | 3.461 | 3.4495 | 3.4468 | 3.4511 | 3.4527 | 3.4557 | 3.4569 | 3.4563 | 3.4537 | 3.4505 | 3.4462 | 3.4395 | 3.4314 | 3.4216 | 3.4108 | 3.3991 | 3.3878 | 3.3753 | 3.3624 | 3.3481 | 3.3337 | 3.3177 | 3.3006 | 3.2826 | 3.2641 | 3.2437 | 3.2226 | 3.1998 | 3.1763 | 3.1504
F3_Residential_Manufactured Home Regular Income_Existing_Space Heating_Natural Gas_Furnace_E3 | F3 | Residential | Manufactured Home Regular Income | Existing | Space Heating | Natural Gas | Furnace | E3 | PACT BC Ratio | 3.2378 | 3.2405 | 3.2499 | 3.2566 | 3.2458 | 3.2432 | 3.2474 | 3.2488 | 3.2517 | 3.2527 | 3.2522 | 3.2497 | 3.2467 | 3.2427 | 3.2364 | 3.2288 | 3.2196 | 3.2094 | 3.1984 | 3.1878 | 3.176 | 3.1638 | 3.1504 | 3.1368 | 3.1218 | 3.1057 | 3.0888 | 3.0713 | 3.0521 | 3.0323 | 3.0108 | 2.9888 | 2.9644
F3_Residential_Manufactured Home Regular Income_Existing_Space Heating_Natural Gas_Furnace_E4 | F3 | Residential | Manufactured Home Regular Income | Existing | Space Heating | Natural Gas | Furnace | E4 | PACT BC Ratio | 0.42057 | 0.42094 | 0.42168 | 0.42235 | 0.42216 | 0.42247 | 0.42289 | 0.42288 | 0.42262 | 0.42192 | 0.42074 | 0.41905 | 0.41687 | 0.41416 | 0.4108 | 0.40746 | 0.40415 | 0.40091 | 0.39821 | 0.39618 | 0.39478 | 0.39414 | 0.39344 | 0.39274 | 0.39195 | 0.39112 | 0.39024 | 0.38933 | 0.38833 | 0.3873 | 0.38618 | 0.38504 | 0.38377
F3_Residential_Manufactured Home Regular Income_Existing_Space Heating_Natural Gas_Furnace_E5 | F3 | Residential | Manufactured Home Regular Income | Existing | Space Heating | Natural Gas | Furnace | E5 | PACT BC Ratio | 1.7541 | 1.7557 | 1.7604 | 1.7639 | 1.7594 | 1.7588 | 1.7606 | 1.7606 | 1.7606 | 1.759 | 1.7558 | 1.7518 | 1.7476 | 1.743 | 1.7375 | 1.7315 | 1.7249 | 1.718 | 1.7117 | 1.7069 | 1.7014 | 1.6959 | 1.6897 | 1.6835 | 1.6765 | 1.6692 | 1.6614 | 1.6534 | 1.6446 | 1.6355 | 1.6256 | 1.6155 | 1.6042
F3_Residential_Manufactured Home Regular Income_Existing_Space Heating_Natural Gas_Furnace_E6 | F3 | Residential | Manufactured Home Regular Income | Existing | Space Heating | Natural Gas | Furnace | E6 | PACT BC Ratio | 1.8713 | 1.873 | 1.8781 | 1.8819 | 1.8767 | 1.8758 | 1.8779 | 1.8781 | 1.8786 | 1.8776 | 1.875 | 1.8716 | 1.8679 | 1.8637 | 1.8585 | 1.8527 | 1.8461 | 1.8391 | 1.8326 | 1.8271 | 1.821 | 1.8148 | 1.8078 | 1.8009 | 1.7931 | 1.7848 | 1.7761 | 1.7671 | 1.7572 | 1.747 | 1.7359 | 1.7246 | 1.712
F3_Residential_Manufactured Home Regular Income_Existing_Space Heating_Natural Gas_Furnace_E7 | F3 | Residential | Manufactured Home Regular Income | Existing | Space Heating | Natural Gas | Furnace | E7 | PACT BC Ratio | 0 | 0 | 0 | 0 | 0 | 0 | 0 | 0 | 0 | 0 | 0 | 0 | 0 | 0 | 0 | 0 | 0 | 0 | 0 | 0 | 0 | 0 | 0 | 0 | 0 | 0 | 0 | 0 | 0 | 0 | 0 | 0 | 0
F3_Residential_Manufactured Home Regular Income_Existing_Space Heating_Natural Gas_Furnace_E8 | F3 | Residential | Manufactured Home Regular Income | Existing | Space Heating | Natural Gas | Furnace | E8 | PACT BC Ratio | 0 | 0 | 0 | 0 | 0 | 0 | 0 | 0 | 0 | 0 | 0 | 0 | 0 | 0 | 0 | 0 | 0 | 0 | 0 | 0 | 0 | 0 | 0 | 0 | 0 | 0 | 0 | 0 | 0 | 0 | 0 | 0 | 0
F3_Residential_Manufactured Home Regular Income_Existing_Space Heating_Natural Gas_Furnace_E9 | F3 | Residential | Manufactured Home Regular Income | Existing | Space Heating | Natural Gas | Furnace | E9 | PACT BC Ratio | 0 | 0 | 0 | 0 | 0 | 0 | 0 | 0 | 0 | 0 | 0 | 0 | 0 | 0 | 0 | 0 | 0 | 0 | 0 | 0 | 0 | 0 | 0 | 0 | 0 | 0 | 0 | 0 | 0 | 0 | 0 | 0 | 0
F3_Residential_Manufactured Home Regular Income_Existing_Space Heating_Natural Gas_Furnace_E10 | F3 | Residential | Manufactured Home Regular Income | Existing | Space Heating | Natural Gas | Furnace | E10 | PACT BC Ratio | 0 | 0 | 0 | 0 | 0 | 0 | 0 | 0 | 0 | 0 | 0 | 0 | 0 | 0 | 0 | 0 | 0 | 0 | 0 | 0 | 0 | 0 | 0 | 0 | 0 | 0 | 0 | 0 | 0 | 0 | 0 | 0 | 0
F4_Residential_Manufactured Home Regular Income_Existing_Space Heating_Natural Gas_Furnace_E1 | F4 | Residential | Manufactured Home Regular Income | Existing | Space Heating | Natural Gas | Furnace | E1 | RVT BC Ratio | bar: 2019 to 2051
F4_Residential_Manufactured Home Regular Income_Existing_Space Heating_Natural Gas_Furnace_E2 | F4 | Residential | Manufactured Home Regular Income | Existing | Space Heating | Natural Gas | Furnace | E2 | RVT BC Ratio | 5.0256 | 5.029 | 5.0408 | 5.0492 | 5.0357 | 5.0324 | 5.0376 | 5.0394 | 5.043 | 5.0443 | 5.0437 | 5.0406 | 5.0368 | 5.0317 | 5.024 | 5.0144 | 5.0029 | 4.9901 | 4.9764 | 4.9631 | 4.9484 | 4.9332 | 4.9164 | 4.8995 | 4.8806 | 4.8606 | 4.8394 | 4.8176 | 4.7936 | 4.7688 | 4.7419 | 4.7144 | 4.6755
F4_Residential_Manufactured Home Regular Income_Existing_Space Heating_Natural Gas_Furnace_E3 | F4 | Residential | Manufactured Home Regular Income | Existing | Space Heating | Natural Gas | Furnace | E3 | RVT BC Ratio | 4.7866 | 4.7898 | 4.8009 | 4.8088 | 4.7961 | 4.793 | 4.7979 | 4.7996 | 4.803 | 4.8042 | 4.8036 | 4.8007 | 4.7971 | 4.7924 | 4.7851 | 4.7761 | 4.7652 | 4.7532 | 4.7403 | 4.7278 | 4.7139 | 4.6997 | 4.6838 | 4.6679 | 4.6501 | 4.6313 | 4.6114 | 4.5909 | 4.5683 | 4.545 | 4.5197 | 4.4937 | 4.4571
F4_Residential_Manufactured Home Regular Income_Existing_Space Heating_Natural Gas_Furnace_E4 | F4 | Residential | Manufactured Home Regular Income | Existing | Space Heating | Natural Gas | Furnace | E4 | RVT BC Ratio | 1.4729 | 1.4733 | 1.4742 | 1.4749 | 1.4747 | 1.4751 | 1.4756 | 1.4756 | 1.4753 | 1.4744 | 1.4731 | 1.4711 | 1.4685 | 1.4653 | 1.4614 | 1.4574 | 1.4535 | 1.4497 | 1.4466 | 1.4442 | 1.4425 | 1.4418 | 1.441 | 1.4401 | 1.4392 | 1.4382 | 1.4372 | 1.4361 | 1.4349 | 1.4337 | 1.4324 | 1.4311 | 1.4265
F4_Residential_Manufactured Home Regular Income_Existing_Space Heating_Natural Gas_Furnace_E5 | F4 | Residential | Manufactured Home Regular Income | Existing | Space Heating | Natural Gas | Furnace | E5 | RVT BC Ratio | 3.0414 | 3.0433 | 3.0488 | 3.0529 | 3.0477 | 3.0469 | 3.0491 | 3.0491 | 3.0491 | 3.0472 | 3.0434 | 3.0387 | 3.0338 | 3.0284 | 3.0219 | 3.0149 | 3.0071 | 2.9989 | 2.9916 | 2.9859 | 2.9795 | 2.9729 | 2.9657 | 2.9584 | 2.9502 | 2.9415 | 2.9324 | 2.923 | 2.9126 | 2.9019 | 2.8903 | 2.8784 | 2.856
F4_Residential_Manufactured Home Regular Income_Existing_Space Heating_Natural Gas_Furnace_E6 | F4 | Residential | Manufactured Home Regular Income | Existing | Space Heating | Natural Gas | Furnace | E6 | RVT BC Ratio | 3.1793 | 3.1813 | 3.1873 | 3.1918 | 3.1857 | 3.1846 | 3.1871 | 3.1873 | 3.1879 | 3.1866 | 3.1837 | 3.1796 | 3.1753 | 3.1704 | 3.1642 | 3.1574 | 3.1496 | 3.1415 | 3.1338 | 3.1273 | 3.1202 | 3.1128 | 3.1046 | 3.0964 | 3.0873 | 3.0776 | 3.0673 | 3.0567 | 3.0451 | 3.0331 | 3.0201 | 3.0067 | 2.9836
F4_Residential_Manufactured Home Regular Income_Existing_Space Heating_Natural Gas_Furnace_E7 | F4 | Residential | Manufactured Home Regular Income | Existing | Space Heating | Natural Gas | Furnace | E7 | RVT BC Ratio | 0 | 0 | 0 | 0 | 0 | 0 | 0 | 0 | 0 | 0 | 0 | 0 | 0 | 0 | 0 | 0 | 0 | 0 | 0 | 0 | 0 | 0 | 0 | 0 | 0 | 0 | 0 | 0 | 0 | 0 | 0 | 0 | 0
F4_Residential_Manufactured Home Regular Income_Existing_Space Heating_Natural Gas_Furnace_E8 | F4 | Residential | Manufactured Home Regular Income | Existing | Space Heating | Natural Gas | Furnace | E8 | RVT BC Ratio | 0 | 0 | 0 | 0 | 0 | 0 | 0 | 0 | 0 | 0 | 0 | 0 | 0 | 0 | 0 | 0 | 0 | 0 | 0 | 0 | 0 | 0 | 0 | 0 | 0 | 0 | 0 | 0 | 0 | 0 | 0 | 0 | 0
F4_Residential_Manufactured Home Regular Income_Existing_Space Heating_Natural Gas_Furnace_E9 | F4 | Residential | Manufactured Home Regular Income | Existing | Space Heating | Natural Gas | Furnace | E9 | RVT BC Ratio | 0 | 0 | 0 | 0 | 0 | 0 | 0 | 0 | 0 | 0 | 0 | 0 | 0 | 0 | 0 | 0 | 0 | 0 | 0 | 0 | 0 | 0 | 0 | 0 | 0 | 0 | 0 | 0 | 0 | 0 | 0 | 0 | 0
F4_Residential_Manufactured Home Regular Income_Existing_Space Heating_Natural Gas_Furnace_E10 | F4 | Residential | Manufactured Home Regular Income | Existing | Space Heating | Natural Gas | Furnace | E10 | RVT BC Ratio | 0 | 0 | 0 | 0 | 0 | 0 | 0 | 0 | 0 | 0 | 0 | 0 | 0 | 0 | 0 | 0 | 0 | 0 | 0 | 0 | 0 | 0 | 0 | 0 | 0 | 0 | 0 | 0 | 0 | 0 | 0 | 0 | 0
F5_Residential_Manufactured Home Regular Income_Existing_Space Heating_Natural Gas_Furnace_E1 | F5 | Residential | Manufactured Home Regular Income | Existing | Space Heating | Natural Gas | Furnace | E1 | RIM BC Ratio | bar: 2019 to 2051
F5_Residential_Manufactured Home Regular Income_Existing_Space Heating_Natural Gas_Furnace_E2 | F5 | Residential | Manufactured Home Regular Income | Existing | Space Heating | Natural Gas | Furnace | E2 | RIM BC Ratio | 0.77579 | 0.77594 | 0.77645 | 0.7768 | 0.77623 | 0.77609 | 0.77631 | 0.77639 | 0.77654 | 0.7766 | 0.77657 | 0.77644 | 0.77627 | 0.77606 | 0.77572 | 0.77531 | 0.7748 | 0.77425 | 0.77365 | 0.77306 | 0.7724 | 0.77173 | 0.77097 | 0.77021 | 0.76935 | 0.76843 | 0.76745 | 0.76643 | 0.7653 | 0.76412 | 0.76283 | 0.76149 | 0.76129
F5_Residential_Manufactured Home Regular Income_Existing_Space Heating_Natural Gas_Furnace_E3 | F5 | Residential | Manufactured Home Regular Income | Existing | Space Heating | Natural Gas | Furnace | E3 | RIM BC Ratio | 0.76497 | 0.76512 | 0.76564 | 0.76602 | 0.76542 | 0.76527 | 0.7655 | 0.76558 | 0.76574 | 0.7658 | 0.76577 | 0.76563 | 0.76547 | 0.76524 | 0.76489 | 0.76447 | 0.76395 | 0.76337 | 0.76275 | 0.76215 | 0.76147 | 0.76077 | 0.75999 | 0.7592 | 0.75831 | 0.75736 | 0.75635 | 0.7553 | 0.75413 | 0.75292 | 0.75158 | 0.7502 | 0.74992
F5_Residential_Manufactured Home Regular Income_Existing_Space Heating_Natural Gas_Furnace_E4 | F5 | Residential | Manufactured Home Regular Income | Existing | Space Heating | Natural Gas | Furnace | E4 | RIM BC Ratio | 0.2962 | 0.29638 | 0.29675 | 0.29708 | 0.29698 | 0.29714 | 0.29735 | 0.29734 | 0.29721 | 0.29687 | 0.29628 | 0.29545 | 0.29436 | 0.293 | 0.29132 | 0.28963 | 0.28796 | 0.28631 | 0.28493 | 0.28389 | 0.28317 | 0.28284 | 0.28248 | 0.28212 | 0.28171 | 0.28128 | 0.28083 | 0.28036 | 0.27984 | 0.2793 | 0.27872 | 0.27812 | 0.27798
F5_Residential_Manufactured Home Regular Income_Existing_Space Heating_Natural Gas_Furnace_E5 | F5 | Residential | Manufactured Home Regular Income | Existing | Space Heating | Natural Gas | Furnace | E5 | RIM BC Ratio | 0.63756 | 0.63777 | 0.63839 | 0.63885 | 0.63826 | 0.63818 | 0.63842 | 0.63842 | 0.63842 | 0.63821 | 0.63779 | 0.63725 | 0.6367 | 0.63609 | 0.63536 | 0.63455 | 0.63366 | 0.63272 | 0.63188 | 0.63121 | 0.63047 | 0.6297 | 0.62885 | 0.62798 | 0.62702 | 0.62598 | 0.62489 | 0.62375 | 0.62249 | 0.62118 | 0.61975 | 0.61827 | 0.61847
F5_Residential_Manufactured Home Regular Income_Existing_Space Heating_Natural Gas_Furnace_E6 | F5 | Residential | Manufactured Home Regular Income | Existing | Space Heating | Natural Gas | Furnace | E6 | RIM BC Ratio | 0.65242 | 0.65262 | 0.65324 | 0.6537 | 0.65307 | 0.65296 | 0.65321 | 0.65324 | 0.65329 | 0.65317 | 0.65286 | 0.65244 | 0.65199 | 0.65149 | 0.65085 | 0.65013 | 0.64932 | 0.64846 | 0.64764 | 0.64696 | 0.64619 | 0.6454 | 0.64452 | 0.64363 | 0.64264 | 0.64157 | 0.64044 | 0.63927 | 0.63797 | 0.63662 | 0.63514 | 0.63362 | 0.63355
F5_Residential_Manufactured Home Regular Income_Existing_Space Heating_Natural Gas_Furnace_E7 | F5 | Residential | Manufactured Home Regular Income | Existing | Space Heating | Natural Gas | Furnace | E7 | RIM BC Ratio | 0 | 0 | 0 | 0 | 0 | 0 | 0 | 0 | 0 | 0 | 0 | 0 | 0 | 0 | 0 | 0 | 0 | 0 | 0 | 0 | 0 | 0 | 0 | 0 | 0 | 0 | 0 | 0 | 0 | 0 | 0 | 0 | 0
F5_Residential_Manufactured Home Regular Income_Existing_Space Heating_Natural Gas_Furnace_E8 | F5 | Residential | Manufactured Home Regular Income | Existing | Space Heating | Natural Gas | Furnace | E8 | RIM BC Ratio | 0 | 0 | 0 | 0 | 0 | 0 | 0 | 0 | 0 | 0 | 0 | 0 | 0 | 0 | 0 | 0 | 0 | 0 | 0 | 0 | 0 | 0 | 0 | 0 | 0 | 0 | 0 | 0 | 0 | 0 | 0 | 0 | 0
F5_Residential_Manufactured Home Regular Income_Existing_Space Heating_Natural Gas_Furnace_E9 | F5 | Residential | Manufactured Home Regular Income | Existing | Space Heating | Natural Gas | Furnace | E9 | RIM BC Ratio | 0 | 0 | 0 | 0 | 0 | 0 | 0 | 0 | 0 | 0 | 0 | 0 | 0 | 0 | 0 | 0 | 0 | 0 | 0 | 0 | 0 | 0 | 0 | 0 | 0 | 0 | 0 | 0 | 0 | 0 | 0 | 0 | 0
F5_Residential_Manufactured Home Regular Income_Existing_Space Heating_Natural Gas_Furnace_E10 | F5 | Residential | Manufactured Home Regular Income | Existing | Space Heating | Natural Gas | Furnace | E10 | RIM BC Ratio | 0 | 0 | 0 | 0 | 0 | 0 | 0 | 0 | 0 | 0 | 0 | 0 | 0 | 0 | 0 | 0 | 0 | 0 | 0 | 0 | 0 | 0 | 0 | 0 | 0 | 0 | 0 | 0 | 0 | 0 | 0 | 0 | 0
F0_Residential_Manufactured Home Regular Income_Existing_Space Heating_Natural Gas_Boiler_E0 | F0 | Residential | Manufactured Home Regular Income | Existing | Space Heating | Natural Gas | Boiler | E0 | Economic Unit | ASHP with AFUE 95% backup | ASHP with AFUE 95% backup | ASHP with AFUE 95% backup | ASHP with AFUE 95% backup | ASHP with AFUE 95% backup | ASHP with AFUE 95% backup | ASHP with AFUE 95% backup | ASHP with AFUE 95% backup | ASHP with AFUE 95% backup | ASHP with AFUE 95% backup | ASHP with AFUE 95% backup | ASHP with AFUE 95% backup | ASHP with AFUE 95% backup | ASHP with AFUE 95% backup | ASHP with AFUE 95% backup | ASHP with AFUE 95% backup | ASHP with AFUE 95% backup | ASHP with AFUE 95% backup | ASHP with AFUE 95% backup | ASHP with AFUE 95% backup | ASHP with AFUE 95% backup | ASHP with AFUE 95% backup | ASHP with AFUE 95% backup | ASHP with AFUE 95% backup | ASHP with AFUE 95% backup | ASHP with AFUE 95% backup | ASHP with AFUE 95% backup | ASHP with AFUE 95% backup | ASHP with AFUE 95% backup | ASHP with AFUE 95% backup | ASHP with AFUE 95% backup | ASHP with AFUE 95% backup | ASHP with AFUE 95% backup
F1_Residential_Manufactured Home Regular Income_Existing_Space Heating_Natural Gas_Boiler_E1 | F1 | Residential | Manufactured Home Regular Income | Existing | Space Heating | Natural Gas | Boiler | E1 | CCE | 0 | 0 | 0 | 0 | 0 | 0 | 0 | 0 | 0 | 0 | 0 | 0 | 0 | 0 | 0 | 0 | 0 | 0 | 0 | 0 | 0 | 0 | 0 | 0 | 0 | 0 | 0 | 0 | 0 | 0 | 0 | 0 | 0
F1_Residential_Manufactured Home Regular Income_Existing_Space Heating_Natural Gas_Boiler_E2 | F1 | Residential | Manufactured Home Regular Income | Existing | Space Heating | Natural Gas | Boiler | E2 | CCE | 3.4344 | 3.5401 | 0 | 0 | 0 | 0 | 0 | 0 | 0 | 0 | 0 | 0 | 0 | 0 | 0 | 0 | 0 | 0 | 0 | 0 | 0 | 0 | 0 | 0 | 0 | 0 | 0 | 0 | 0 | 0 | 0 | 0 | 0
F1_Residential_Manufactured Home Regular Income_Existing_Space Heating_Natural Gas_Boiler_E3 | F1 | Residential | Manufactured Home Regular Income | Existing | Space Heating | Natural Gas | Boiler | E3 | CCE | 3.7162 | 3.8306 | 4.2633 | 3.9292 | 3.9504 | 3.9717 | 3.9933 | 4.0151 | 4.0372 | 4.0595 | 4.0821 | 4.1049 | 4.128 | 4.1513 | 4.1749 | 4.1987 | 4.2229 | 4.2473 | 4.272 | 4.297 | 4.3222 | 4.3477 | 4.3737 | 4.3998 | 4.4263 | 4.4531 | 4.4803 | 4.5077 | 4.5356 | 4.5637 | 4.5922 | 4.6211 | 4.6211
F1_Residential_Manufactured Home Regular Income_Existing_Space Heating_Natural Gas_Boiler_E4 | F1 | Residential | Manufactured Home Regular Income | Existing | Space Heating | Natural Gas | Boiler | E4 | CCE | 1.5906 | 1.6395 | 1.0461 | 0.96413 | 0.96932 | 0.97455 | 0.97986 | 0.98521 | 0.99063 | 0.9961 | 1.0016 | 1.0072 | 1.0129 | 1.0186 | 1.0244 | 1.0303 | 1.0362 | 1.0422 | 1.0482 | 1.0544 | 1.0606 | 1.0668 | 1.0732 | 1.0796 | 1.0861 | 1.0927 | 1.0993 | 1.1061 | 1.1129 | 1.1198 | 1.1268 | 1.1339 | 1.1339
F1_Residential_Manufactured Home Regular Income_Existing_Space Heating_Natural Gas_Boiler_E5 | F1 | Residential | Manufactured Home Regular Income | Existing | Space Heating | Natural Gas | Boiler | E5 | CCE | 1.3425 | 1.3838 | 1.0139 | 0.93441 | 0.93943 | 0.94451 | 0.94965 | 0.95484 | 0.96009 | 0.96539 | 0.97076 | 0.97618 | 0.98167 | 0.98721 | 0.99283 | 0.9985 | 1.0042 | 1.01 | 1.0159 | 1.0219 | 1.0279 | 1.0339 | 1.0401 | 1.0463 | 1.0526 | 1.059 | 1.0655 | 1.072 | 1.0786 | 1.0853 | 1.0921 | 1.0989 | 1.0989
F1_Residential_Manufactured Home Regular Income_Existing_Space Heating_Natural Gas_Boiler_E6 | F1 | Residential | Manufactured Home Regular Income | Existing | Space Heating | Natural Gas | Boiler | E6 | CCE | 6.5453 | 6.7467 | 6.8727 | 6.3342 | 6.3683 | 6.4027 | 6.4375 | 6.4727 | 6.5083 | 6.5442 | 6.5806 | 6.6174 | 6.6546 | 6.6921 | 6.7302 | 6.7687 | 6.8076 | 6.8469 | 6.8867 | 6.927 | 6.9678 | 7.0089 | 7.0507 | 7.0929 | 7.1356 | 7.1787 | 7.2226 | 7.2668 | 7.3117 | 7.357 | 7.403 | 7.4496 | 7.4496
F1_Residential_Manufactured Home Regular Income_Existing_Space Heating_Natural Gas_Boiler_E7 | F1 | Residential | Manufactured Home Regular Income | Existing | Space Heating | Natural Gas | Boiler | E7 | CCE | 1.8552 | 1.9123 | 1.803 | 1.6617 | 1.6707 | 1.6797 | 1.6888 | 1.6981 | 1.7074 | 1.7168 | 1.7264 | 1.736 | 1.7458 | 1.7556 | 1.7656 | 1.7757 | 1.7859 | 1.7962 | 1.8067 | 1.8173 | 1.8279 | 1.8387 | 1.8497 | 1.8608 | 1.872 | 1.8833 | 1.8948 | 1.9064 | 1.9182 | 1.9301 | 1.9421 | 1.9543 | 1.9543
F1_Residential_Manufactured Home Regular Income_Existing_Space Heating_Natural Gas_Boiler_E8 | F1 | Residential | Manufactured Home Regular Income | Existing | Space Heating | Natural Gas | Boiler | E8 | CCE | 1.6961 | 1.7482 | 1.6476 | 1.5185 | 1.5266 | 1.5349 | 1.5432 | 1.5517 | 1.5602 | 1.5688 | 1.5775 | 1.5864 | 1.5953 | 1.6043 | 1.6134 | 1.6226 | 1.6319 | 1.6414 | 1.6509 | 1.6606 | 1.6704 | 1.6802 | 1.6902 | 1.7003 | 1.7106 | 1.7209 | 1.7314 | 1.742 | 1.7528 | 1.7637 | 1.7747 | 1.7858 | 1.7858
F1_Residential_Manufactured Home Regular Income_Existing_Space Heating_Natural Gas_Boiler_E9 | F1 | Residential | Manufactured Home Regular Income | Existing | Space Heating | Natural Gas | Boiler | E9 | CCE | 0 | 0 | 0 | 0 | 0 | 0 | 0 | 0 | 0 | 0 | 0 | 0 | 0 | 0 | 0 | 0 | 0 | 0 | 0 | 0 | 0 | 0 | 0 | 0 | 0 | 0 | 0 | 0 | 0 | 0 | 0 | 0 | 0
F1_Residential_Manufactured Home Regular Income_Existing_Space Heating_Natural Gas_Boiler_E10 | F1 | Residential | Manufactured Home Regular Income | Existing | Space Heating | Natural Gas | Boiler | E10 | CCE | 0 | 0 | 0 | 0 | 0 | 0 | 0 | 0 | 0 | 0 | 0 | 0 | 0 | 0 | 0 | 0 | 0 | 0 | 0 | 0 | 0 | 0 | 0 | 0 | 0 | 0 | 0 | 0 | 0 | 0 | 0 | 0 | 0
F2_Residential_Manufactured Home Regular Income_Existing_Space Heating_Natural Gas_Boiler_E1 | F2 | Residential | Manufactured Home Regular Income | Existing | Space Heating | Natural Gas | Boiler | E1 | TRC BC Ratio | 1 | 1 | 0 | 0 | 0 | 0 | 0 | 0 | 0 | 0 | 0 | 0 | 0 | 0 | 0 | 0 | 0 | 0 | 0 | 0 | 0 | 0 | 0 | 0 | 0 | 0 | 0 | 0 | 0 | 0 | 0 | 0 | 0
F2_Residential_Manufactured Home Regular Income_Existing_Space Heating_Natural Gas_Boiler_E2 | F2 | Residential | Manufactured Home Regular Income | Existing | Space Heating | Natural Gas | Boiler | E2 | TRC BC Ratio | 0.59382 | 0.59437 | 1 | 1 | 1 | 1 | 1 | 1 | 1 | 1 | 1 | 1 | 1 | 1 | 1 | 1 | 1 | 1 | 1 | 1 | 1 | 1 | 1 | 1 | 1 | 1 | 1 | 1 | 1 | 1 | 1 | 1 | 1
F2_Residential_Manufactured Home Regular Income_Existing_Space Heating_Natural Gas_Boiler_E3 | F2 | Residential | Manufactured Home Regular Income | Existing | Space Heating | Natural Gas | Boiler | E3 | TRC BC Ratio | 0.54878 | 0.54929 | 0.48746 | 0.48835 | 0.48675 | 0.48614 | 0.4864 | 0.48626 | 0.48629 | 0.48605 | 0.48555 | 0.48475 | 0.48383 | 0.48273 | 0.48146 | 0.48012 | 0.47871 | 0.47733 | 0.47585 | 0.47441 | 0.47281 | 0.47117 | 0.46935 | 0.46752 | 0.46548 | 0.46331 | 0.46102 | 0.45865 | 0.45606 | 0.45337 | 0.45046 | 0.44748 | 0.44417
F2_Residential_Manufactured Home Regular Income_Existing_Space Heating_Natural Gas_Boiler_E4 | F2 | Residential | Manufactured Home Regular Income | Existing | Space Heating | Natural Gas | Boiler | E4 | TRC BC Ratio | 1.2822 | 1.2834 | 1.9866 | 1.9902 | 1.9837 | 1.9812 | 1.9823 | 1.9817 | 1.9818 | 1.9808 | 1.9788 | 1.9755 | 1.9718 | 1.9673 | 1.9621 | 1.9567 | 1.9509 | 1.9453 | 1.9393 | 1.9334 | 1.9269 | 1.9202 | 1.9128 | 1.9053 | 1.897 | 1.8882 | 1.8788 | 1.8692 | 1.8586 | 1.8477 | 1.8358 | 1.8236 | 1.8102
F2_Residential_Manufactured Home Regular Income_Existing_Space Heating_Natural Gas_Boiler_E5 | F2 | Residential | Manufactured Home Regular Income | Existing | Space Heating | Natural Gas | Boiler | E5 | TRC BC Ratio | 1.5191 | 1.5205 | 2.0498 | 2.0535 | 2.0468 | 2.0442 | 2.0453 | 2.0448 | 2.0449 | 2.0438 | 2.0417 | 2.0384 | 2.0345 | 2.0299 | 2.0245 | 2.0189 | 2.013 | 2.0072 | 2.001 | 1.9949 | 1.9882 | 1.9813 | 1.9736 | 1.9659 | 1.9573 | 1.9482 | 1.9386 | 1.9287 | 1.9177 | 1.9065 | 1.8942 | 1.8816 | 1.8677
F2_Residential_Manufactured Home Regular Income_Existing_Space Heating_Natural Gas_Boiler_E6 | F2 | Residential | Manufactured Home Regular Income | Existing | Space Heating | Natural Gas | Boiler | E6 | TRC BC Ratio | 0.31274 | 0.3131 | 0.30322 | 0.30346 | 0.30344 | 0.30326 | 0.30284 | 0.30213 | 0.30111 | 0.29975 | 0.29801 | 0.29587 | 0.29328 | 0.29023 | 0.28698 | 0.28406 | 0.28151 | 0.27936 | 0.27766 | 0.27647 | 0.27581 | 0.27577 | 0.27572 | 0.27566 | 0.27561 | 0.27555 | 0.27548 | 0.27542 | 0.27535 | 0.27527 | 0.27518 | 0.27509 | 0.27499
F2_Residential_Manufactured Home Regular Income_Existing_Space Heating_Natural Gas_Boiler_E7 | F2 | Residential | Manufactured Home Regular Income | Existing | Space Heating | Natural Gas | Boiler | E7 | TRC BC Ratio | 1.1021 | 1.1032 | 1.1555 | 1.1572 | 1.1544 | 1.1528 | 1.1522 | 1.1503 | 1.1481 | 1.1448 | 1.1404 | 1.1354 | 1.1302 | 1.1245 | 1.119 | 1.114 | 1.1095 | 1.1056 | 1.1024 | 1.1 | 1.0974 | 1.0947 | 1.0918 | 1.0888 | 1.0854 | 1.0819 | 1.0781 | 1.0743 | 1.07 | 1.0656 | 1.0608 | 1.0559 | 1.0505
F2_Residential_Manufactured Home Regular Income_Existing_Space Heating_Natural Gas_Boiler_E8 | F2 | Residential | Manufactured Home Regular Income | Existing | Space Heating | Natural Gas | Boiler | E8 | TRC BC Ratio | 1.2046 | 1.2059 | 1.2636 | 1.2656 | 1.2622 | 1.2605 | 1.2602 | 1.2587 | 1.257 | 1.2543 | 1.2505 | 1.246 | 1.2413 | 1.236 | 1.2308 | 1.2259 | 1.2214 | 1.2174 | 1.2137 | 1.2108 | 1.2076 | 1.2042 | 1.2006 | 1.1969 | 1.1927 | 1.1883 | 1.1837 | 1.1789 | 1.1736 | 1.1682 | 1.1623 | 1.1562 | 1.1495
F2_Residential_Manufactured Home Regular Income_Existing_Space Heating_Natural Gas_Boiler_E9 | F2 | Residential | Manufactured Home Regular Income | Existing | Space Heating | Natural Gas | Boiler | E9 | TRC BC Ratio | 0 | 0 | 0 | 0 | 0 | 0 | 0 | 0 | 0 | 0 | 0 | 0 | 0 | 0 | 0 | 0 | 0 | 0 | 0 | 0 | 0 | 0 | 0 | 0 | 0 | 0 | 0 | 0 | 0 | 0 | 0 | 0 | 0
F2_Residential_Manufactured Home Regular Income_Existing_Space Heating_Natural Gas_Boiler_E10 | F2 | Residential | Manufactured Home Regular Income | Existing | Space Heating | Natural Gas | Boiler | E10 | TRC BC Ratio | 0 | 0 | 0 | 0 | 0 | 0 | 0 | 0 | 0 | 0 | 0 | 0 | 0 | 0 | 0 | 0 | 0 | 0 | 0 | 0 | 0 | 0 | 0 | 0 | 0 | 0 | 0 | 0 | 0 | 0 | 0 | 0 | 0
F3_Residential_Manufactured Home Regular Income_Existing_Space Heating_Natural Gas_Boiler_E1 | F3 | Residential | Manufactured Home Regular Income | Existing | Space Heating | Natural Gas | Boiler | E1 | PACT BC Ratio | 1 | 1 | 0 | 0 | 0 | 0 | 0 | 0 | 0 | 0 | 0 | 0 | 0 | 0 | 0 | 0 | 0 | 0 | 0 | 0 | 0 | 0 | 0 | 0 | 0 | 0 | 0 | 0 | 0 | 0 | 0 | 0 | 0
F3_Residential_Manufactured Home Regular Income_Existing_Space Heating_Natural Gas_Boiler_E2 | F3 | Residential | Manufactured Home Regular Income | Existing | Space Heating | Natural Gas | Boiler | E2 | PACT BC Ratio | 0.59382 | 0.59437 | 1 | 1 | 1 | 1 | 1 | 1 | 1 | 1 | 1 | 1 | 1 | 1 | 1 | 1 | 1 | 1 | 1 | 1 | 1 | 1 | 1 | 1 | 1 | 1 | 1 | 1 | 1 | 1 | 1 | 1 | 1
F3_Residential_Manufactured Home Regular Income_Existing_Space Heating_Natural Gas_Boiler_E3 | F3 | Residential | Manufactured Home Regular Income | Existing | Space Heating | Natural Gas | Boiler | E3 | PACT BC Ratio | 0.54878 | 0.54929 | 0.48746 | 0.48835 | 0.48675 | 0.48614 | 0.4864 | 0.48626 | 0.48629 | 0.48605 | 0.48555 | 0.48475 | 0.48383 | 0.48273 | 0.48146 | 0.48012 | 0.47871 | 0.47733 | 0.47585 | 0.47441 | 0.47281 | 0.47117 | 0.46935 | 0.46752 | 0.46548 | 0.46331 | 0.46102 | 0.45865 | 0.45606 | 0.45337 | 0.45046 | 0.44748 | 0.44417
F3_Residential_Manufactured Home Regular Income_Existing_Space Heating_Natural Gas_Boiler_E4 | F3 | Residential | Manufactured Home Regular Income | Existing | Space Heating | Natural Gas | Boiler | E4 | PACT BC Ratio | 1.2822 | 1.2834 | 1.9866 | 1.9902 | 1.9837 | 1.9812 | 1.9823 | 1.9817 | 1.9818 | 1.9808 | 1.9788 | 1.9755 | 1.9718 | 1.9673 | 1.9621 | 1.9567 | 1.9509 | 1.9453 | 1.9393 | 1.9334 | 1.9269 | 1.9202 | 1.9128 | 1.9053 | 1.897 | 1.8882 | 1.8788 | 1.8692 | 1.8586 | 1.8477 | 1.8358 | 1.8236 | 1.8102
F3_Residential_Manufactured Home Regular Income_Existing_Space Heating_Natural Gas_Boiler_E5 | F3 | Residential | Manufactured Home Regular Income | Existing | Space Heating | Natural Gas | Boiler | E5 | PACT BC Ratio | 1.5191 | 1.5205 | 2.0498 | 2.0535 | 2.0468 | 2.0442 | 2.0453 | 2.0448 | 2.0449 | 2.0438 | 2.0417 | 2.0384 | 2.0345 | 2.0299 | 2.0245 | 2.0189 | 2.013 | 2.0072 | 2.001 | 1.9949 | 1.9882 | 1.9813 | 1.9736 | 1.9659 | 1.9573 | 1.9482 | 1.9386 | 1.9287 | 1.9177 | 1.9065 | 1.8942 | 1.8816 | 1.8677
F3_Residential_Manufactured Home Regular Income_Existing_Space Heating_Natural Gas_Boiler_E6 | F3 | Residential | Manufactured Home Regular Income | Existing | Space Heating | Natural Gas | Boiler | E6 | PACT BC Ratio | 0.31274 | 0.3131 | 0.30322 | 0.30346 | 0.30344 | 0.30326 | 0.30284 | 0.30213 | 0.30111 | 0.29975 | 0.29801 | 0.29587 | 0.29328 | 0.29023 | 0.28698 | 0.28406 | 0.28151 | 0.27936 | 0.27766 | 0.27647 | 0.27581 | 0.27577 | 0.27572 | 0.27566 | 0.27561 | 0.27555 | 0.27548 | 0.27542 | 0.27535 | 0.27527 | 0.27518 | 0.27509 | 0.27499
F3_Residential_Manufactured Home Regular Income_Existing_Space Heating_Natural Gas_Boiler_E7 | F3 | Residential | Manufactured Home Regular Income | Existing | Space Heating | Natural Gas | Boiler | E7 | PACT BC Ratio | 1.1021 | 1.1032 | 1.1555 | 1.1572 | 1.1544 | 1.1528 | 1.1522 | 1.1503 | 1.1481 | 1.1448 | 1.1404 | 1.1354 | 1.1302 | 1.1245 | 1.119 | 1.114 | 1.1095 | 1.1056 | 1.1024 | 1.1 | 1.0974 | 1.0947 | 1.0918 | 1.0888 | 1.0854 | 1.0819 | 1.0781 | 1.0743 | 1.07 | 1.0656 | 1.0608 | 1.0559 | 1.0505
F3_Residential_Manufactured Home Regular Income_Existing_Space Heating_Natural Gas_Boiler_E8 | F3 | Residential | Manufactured Home Regular Income | Existing | Space Heating | Natural Gas | Boiler | E8 | PACT BC Ratio | 1.2046 | 1.2059 | 1.2636 | 1.2656 | 1.2622 | 1.2605 | 1.2602 | 1.2587 | 1.257 | 1.2543 | 1.2505 | 1.246 | 1.2413 | 1.236 | 1.2308 | 1.2259 | 1.2214 | 1.2174 | 1.2137 | 1.2108 | 1.2076 | 1.2042 | 1.2006 | 1.1969 | 1.1927 | 1.1883 | 1.1837 | 1.1789 | 1.1736 | 1.1682 | 1.1623 | 1.1562 | 1.1495
F3_Residential_Manufactured Home Regular Income_Existing_Space Heating_Natural Gas_Boiler_E9 | F3 | Residential | Manufactured Home Regular Income | Existing | Space Heating | Natural Gas | Boiler | E9 | PACT BC Ratio | 0 | 0 | 0 | 0 | 0 | 0 | 0 | 0 | 0 | 0 | 0 | 0 | 0 | 0 | 0 | 0 | 0 | 0 | 0 | 0 | 0 | 0 | 0 | 0 | 0 | 0 | 0 | 0 | 0 | 0 | 0 | 0 | 0
F3_Residential_Manufactured Home Regular Income_Existing_Space Heating_Natural Gas_Boiler_E10 | F3 | Residential | Manufactured Home Regular Income | Existing | Space Heating | Natural Gas | Boiler | E10 | PACT BC Ratio | 0 | 0 | 0 | 0 | 0 | 0 | 0 | 0 | 0 | 0 | 0 | 0 | 0 | 0 | 0 | 0 | 0 | 0 | 0 | 0 | 0 | 0 | 0 | 0 | 0 | 0 | 0 | 0 | 0 | 0 | 0 | 0 | 0
F4_Residential_Manufactured Home Regular Income_Existing_Space Heating_Natural Gas_Boiler_E1 | F4 | Residential | Manufactured Home Regular Income | Existing | Space Heating | Natural Gas | Boiler | E1 | RVT BC Ratio | 1 | 1 | 0 | 0 | 0 | 0 | 0 | 0 | 0 | 0 | 0 | 0 | 0 | 0 | 0 | 0 | 0 | 0 | 0 | 0 | 0 | 0 | 0 | 0 | 0 | 0 | 0 | 0 | 0 | 0 | 0 | 0 | 0
F4_Residential_Manufactured Home Regular Income_Existing_Space Heating_Natural Gas_Boiler_E2 | F4 | Residential | Manufactured Home Regular Income | Existing | Space Heating | Natural Gas | Boiler | E2 | RVT BC Ratio | 1.7114 | 1.7121 | 1 | 1 | 1 | 1 | 1 | 1 | 1 | 1 | 1 | 1 | 1 | 1 | 1 | 1 | 1 | 1 | 1 | 1 | 1 | 1 | 1 | 1 | 1 | 1 | 1 | 1 | 1 | 1 | 1 | 1 | 1
F4_Residential_Manufactured Home Regular Income_Existing_Space Heating_Natural Gas_Boiler_E3 | F4 | Residential | Manufactured Home Regular Income | Existing | Space Heating | Natural Gas | Boiler | E3 | RVT BC Ratio | 1.6575 | 1.6581 | 1.584 | 1.5851 | 1.5832 | 1.5824 | 1.5827 | 1.5826 | 1.5826 | 1.5823 | 1.5817 | 1.5808 | 1.5797 | 1.5783 | 1.5768 | 1.5752 | 1.5735 | 1.5719 | 1.5701 | 1.5684 | 1.5665 | 1.5645 | 1.5623 | 1.5601 | 1.5577 | 1.5551 | 1.5523 | 1.5495 | 1.5464 | 1.5421 | 1.5364 | 1.5294 | 1.5207
F4_Residential_Manufactured Home Regular Income_Existing_Space Heating_Natural Gas_Boiler_E4 | F4 | Residential | Manufactured Home Regular Income | Existing | Space Heating | Natural Gas | Boiler | E4 | RVT BC Ratio | 2.5361 | 2.5376 | 3.38 | 3.3844 | 3.3766 | 3.3736 | 3.3749 | 3.3742 | 3.3744 | 3.3732 | 3.3707 | 3.3668 | 3.3624 | 3.357 | 3.3508 | 3.3442 | 3.3373 | 3.3306 | 3.3234 | 3.3164 | 3.3086 | 3.3005 | 3.2916 | 3.2827 | 3.2727 | 3.2621 | 3.251 | 3.2394 | 3.2267 | 3.2093 | 3.186 | 3.1575 | 3.122
F4_Residential_Manufactured Home Regular Income_Existing_Space Heating_Natural Gas_Boiler_E5 | F4 | Residential | Manufactured Home Regular Income | Existing | Space Heating | Natural Gas | Boiler | E5 | RVT BC Ratio | 2.82 | 2.8216 | 3.4558 | 3.4602 | 3.4522 | 3.4491 | 3.4504 | 3.4497 | 3.4499 | 3.4487 | 3.4461 | 3.4421 | 3.4375 | 3.432 | 3.4255 | 3.4188 | 3.4117 | 3.4047 | 3.3973 | 3.39 | 3.382 | 3.3737 | 3.3645 | 3.3553 | 3.345 | 3.3341 | 3.3226 | 3.3107 | 3.2976 | 3.2796 | 3.2556 | 3.2261 | 3.1895
F4_Residential_Manufactured Home Regular Income_Existing_Space Heating_Natural Gas_Boiler_E6 | F4 | Residential | Manufactured Home Regular Income | Existing | Space Heating | Natural Gas | Boiler | E6 | RVT BC Ratio | 1.3747 | 1.3751 | 1.3633 | 1.3636 | 1.3635 | 1.3633 | 1.3628 | 1.362 | 1.3608 | 1.3591 | 1.357 | 1.3545 | 1.3514 | 1.3477 | 1.3438 | 1.3403 | 1.3373 | 1.3347 | 1.3327 | 1.3312 | 1.3304 | 1.3304 | 1.3303 | 1.3303 | 1.3302 | 1.3301 | 1.33 | 1.33 | 1.3299 | 1.3277 | 1.3232 | 1.3163 | 1.3068
F4_Residential_Manufactured Home Regular Income_Existing_Space Heating_Natural Gas_Boiler_E7 | F4 | Residential | Manufactured Home Regular Income | Existing | Space Heating | Natural Gas | Boiler | E7 | RVT BC Ratio | 2.3203 | 2.3218 | 2.3843 | 2.3864 | 2.3831 | 2.3812 | 2.3804 | 2.3781 | 2.3755 | 2.3716 | 2.3663 | 2.3603 | 2.354 | 2.3472 | 2.3407 | 2.3346 | 2.3292 | 2.3246 | 2.3207 | 2.3179 | 2.3148 | 2.3116 | 2.308 | 2.3044 | 2.3004 | 2.2962 | 2.2917 | 2.287 | 2.2819 | 2.2711 | 2.2537 | 2.2299 | 2.1986
F4_Residential_Manufactured Home Regular Income_Existing_Space Heating_Natural Gas_Boiler_E8 | F4 | Residential | Manufactured Home Regular Income | Existing | Space Heating | Natural Gas | Boiler | E8 | RVT BC Ratio | 2.4432 | 2.4447 | 2.5138 | 2.5162 | 2.5122 | 2.5102 | 2.5098 | 2.508 | 2.506 | 2.5027 | 2.4982 | 2.4928 | 2.4871 | 2.4808 | 2.4746 | 2.4687 | 2.4633 | 2.4585 | 2.4541 | 2.4506 | 2.4467 | 2.4428 | 2.4383 | 2.4339 | 2.429 | 2.4237 | 2.4181 | 2.4124 | 2.4061 | 2.3944 | 2.3767 | 2.353 | 2.3221
F4_Residential_Manufactured Home Regular Income_Existing_Space Heating_Natural Gas_Boiler_E9 | F4 | Residential | Manufactured Home Regular Income | Existing | Space Heating | Natural Gas | Boiler | E9 | RVT BC Ratio | 0 | 0 | 0 | 0 | 0 | 0 | 0 | 0 | 0 | 0 | 0 | 0 | 0 | 0 | 0 | 0 | 0 | 0 | 0 | 0 | 0 | 0 | 0 | 0 | 0 | 0 | 0 | 0 | 0 | 0 | 0 | 0 | 0
F4_Residential_Manufactured Home Regular Income_Existing_Space Heating_Natural Gas_Boiler_E10 | F4 | Residential | Manufactured Home Regular Income | Existing | Space Heating | Natural Gas | Boiler | E10 | RVT BC Ratio | 0 | 0 | 0 | 0 | 0 | 0 | 0 | 0 | 0 | 0 | 0 | 0 | 0 | 0 | 0 | 0 | 0 | 0 | 0 | 0 | 0 | 0 | 0 | 0 | 0 | 0 | 0 | 0 | 0 | 0 | 0 | 0 | 0
F5_Residential_Manufactured Home Regular Income_Existing_Space Heating_Natural Gas_Boiler_E1 | F5 | Residential | Manufactured Home Regular Income | Existing | Space Heating | Natural Gas | Boiler | E1 | RIM BC Ratio | 1 | 1 | 0 | 0 | 0 | 0 | 0 | 0 | 0 | 0 | 0 | 0 | 0 | 0 | 0 | 0 | 0 | 0 | 0 | 0 | 0 | 0 | 0 | 0 | 0 | 0 | 0 | 0 | 0 | 0 | 0 | 0 | 0
F5_Residential_Manufactured Home Regular Income_Existing_Space Heating_Natural Gas_Boiler_E2 | F5 | Residential | Manufactured Home Regular Income | Existing | Space Heating | Natural Gas | Boiler | E2 | RIM BC Ratio | 0.3728 | 0.37302 | 1 | 1 | 1 | 1 | 1 | 1 | 1 | 1 | 1 | 1 | 1 | 1 | 1 | 1 | 1 | 1 | 1 | 1 | 1 | 1 | 1 | 1 | 1 | 1 | 1 | 1 | 1 | 1 | 1 | 1 | 1
F5_Residential_Manufactured Home Regular Income_Existing_Space Heating_Natural Gas_Boiler_E3 | F5 | Residential | Manufactured Home Regular Income | Existing | Space Heating | Natural Gas | Boiler | E3 | RIM BC Ratio | 0.35453 | 0.35475 | 0.32788 | 0.32829 | 0.32757 | 0.32729 | 0.3274 | 0.32734 | 0.32736 | 0.32725 | 0.32702 | 0.32666 | 0.32624 | 0.32574 | 0.32516 | 0.32455 | 0.3239 | 0.32327 | 0.32259 | 0.32193 | 0.32119 | 0.32043 | 0.31959 | 0.31874 | 0.31779 | 0.31678 | 0.31571 | 0.3146 | 0.31337 | 0.31229 | 0.31131 | 0.3105 | 0.30976
F5_Residential_Manufactured Home Regular Income_Existing_Space Heating_Natural Gas_Boiler_E4 | F5 | Residential | Manufactured Home Regular Income | Existing | Space Heating | Natural Gas | Boiler | E4 | RIM BC Ratio | 0.56233 | 0.56256 | 0.66588 | 0.66629 | 0.66556 | 0.66528 | 0.6654 | 0.66534 | 0.66535 | 0.66524 | 0.66501 | 0.66464 | 0.66422 | 0.66371 | 0.66311 | 0.66249 | 0.66183 | 0.66118 | 0.66048 | 0.6598 | 0.65904 | 0.65826 | 0.65738 | 0.6565 | 0.65551 | 0.65445 | 0.65332 | 0.65216 | 0.65086 | 0.65035 | 0.6506 | 0.65179 | 0.65387
F5_Residential_Manufactured Home Regular Income_Existing_Space Heating_Natural Gas_Boiler_E5 | F5 | Residential | Manufactured Home Regular Income | Existing | Space Heating | Natural Gas | Boiler | E5 | RIM BC Ratio | 0.60362 | 0.60384 | 0.67284 | 0.67324 | 0.67252 | 0.67224 | 0.67236 | 0.67229 | 0.67231 | 0.6722 | 0.67197 | 0.6716 | 0.67119 | 0.67068 | 0.6701 | 0.66948 | 0.66882 | 0.66818 | 0.66749 | 0.66682 | 0.66606 | 0.66529 | 0.66442 | 0.66355 | 0.66257 | 0.66152 | 0.6604 | 0.65925 | 0.65797 | 0.65748 | 0.65779 | 0.65905 | 0.66123
F5_Residential_Manufactured Home Regular Income_Existing_Space Heating_Natural Gas_Boiler_E6 | F5 | Residential | Manufactured Home Regular Income | Existing | Space Heating | Natural Gas | Boiler | E6 | RIM BC Ratio | 0.23833 | 0.23854 | 0.23276 | 0.2329 | 0.23289 | 0.23278 | 0.23253 | 0.23212 | 0.23151 | 0.23071 | 0.22968 | 0.2284 | 0.22686 | 0.22502 | 0.22307 | 0.2213 | 0.21975 | 0.21844 | 0.2174 | 0.21667 | 0.21626 | 0.21623 | 0.2162 | 0.21617 | 0.21614 | 0.2161 | 0.21606 | 0.21602 | 0.21598 | 0.21623 | 0.21679 | 0.21771 | 0.21899
F5_Residential_Manufactured Home Regular Income_Existing_Space Heating_Natural Gas_Boiler_E7 | F5 | Residential | Manufactured Home Regular Income | Existing | Space Heating | Natural Gas | Boiler | E7 | RIM BC Ratio | 0.52472 | 0.52499 | 0.53653 | 0.53689 | 0.5363 | 0.53596 | 0.53581 | 0.53541 | 0.53493 | 0.53422 | 0.53326 | 0.53217 | 0.53101 | 0.52975 | 0.52853 | 0.52741 | 0.52639 | 0.52553 | 0.5248 | 0.52426 | 0.52367 | 0.52305 | 0.52237 | 0.52169 | 0.52092 | 0.5201 | 0.51923 | 0.51833 | 0.51734 | 0.51748 | 0.5188 | 0.52147 | 0.52556
F5_Residential_Manufactured Home Regular Income_Existing_Space Heating_Natural Gas_Boiler_E8 | F5 | Residential | Manufactured Home Regular Income | Existing | Space Heating | Natural Gas | Boiler | E8 | RIM BC Ratio | 0.54689 | 0.54714 | 0.55872 | 0.55911 | 0.55846 | 0.55813 | 0.55806 | 0.55776 | 0.55743 | 0.5569 | 0.55615 | 0.55526 | 0.55432 | 0.55327 | 0.55223 | 0.55124 | 0.55031 | 0.5495 | 0.54876 | 0.54816 | 0.5475 | 0.54681 | 0.54605 | 0.54528 | 0.54442 | 0.54351 | 0.54253 | 0.54153 | 0.54041 | 0.54033 | 0.54129 | 0.54349 | 0.54693
F5_Residential_Manufactured Home Regular Income_Existing_Space Heating_Natural Gas_Boiler_E9 | F5 | Residential | Manufactured Home Regular Income | Existing | Space Heating | Natural Gas | Boiler | E9 | RIM BC Ratio | 0 | 0 | 0 | 0 | 0 | 0 | 0 | 0 | 0 | 0 | 0 | 0 | 0 | 0 | 0 | 0 | 0 | 0 | 0 | 0 | 0 | 0 | 0 | 0 | 0 | 0 | 0 | 0 | 0 | 0 | 0 | 0 | 0
F5_Residential_Manufactured Home Regular Income_Existing_Space Heating_Natural Gas_Boiler_E10 | F5 | Residential | Manufactured Home Regular Income | Existing | Space Heating | Natural Gas | Boiler | E10 | RIM BC Ratio | 0 | 0 | 0 | 0 | 0 | 0 | 0 | 0 | 0 | 0 | 0 | 0 | 0 | 0 | 0 | 0 | 0 | 0 | 0 | 0 | 0 | 0 | 0 | 0 | 0 | 0 | 0 | 0 | 0 | 0 | 0 | 0 | 0
F0_Residential_Manufactured Home Regular Income_Existing_Secondary Heating_Natural Gas_Fireplace_E0 | F0 | Residential | Manufactured Home Regular Income | Existing | Secondary Heating | Natural Gas | Fireplace | E0 | Economic Unit | Tier 2 (>75% FE) | Tier 2 (>75% FE) | Tier 2 (>75% FE) | Tier 2 (>75% FE) | Tier 2 (>75% FE) | Tier 2 (>75% FE) | Tier 2 (>75% FE) | Tier 2 (>75% FE) | Tier 2 (>75% FE) | Tier 2 (>75% FE) | Tier 2 (>75% FE) | Tier 2 (>75% FE) | Tier 2 (>75% FE) | Tier 2 (>75% FE) | Tier 2 (>75% FE) | Tier 2 (>75% FE) | Tier 2 (>75% FE) | Tier 2 (>75% FE) | Tier 2 (>75% FE) | Tier 2 (>75% FE) | Tier 2 (>75% FE) | Tier 2 (>75% FE) | Tier 2 (>75% FE) | Tier 2 (>75% FE) | Tier 2 (>75% FE) | Tier 2 (>75% FE) | Tier 2 (>75% FE) | Tier 2 (>75% FE) | Tier 2 (>75% FE) | Tier 2 (>75% FE) | Tier 2 (>75% FE) | Tier 2 (>75% FE) | Tier 2 (>75% FE)
F1_Residential_Manufactured Home Regular Income_Existing_Secondary Heating_Natural Gas_Fireplace_E1 | F1 | Residential | Manufactured Home Regular Income | Existing | Secondary Heating | Natural Gas | Fireplace | E1 | CCE | 0 | 0 | 0 | 0 | 0 | 0 | 0 | 0 | 0 | 0 | 0 | 0 | 0 | 0 | 0 | 0 | 0 | 0 | 0 | 0 | 0 | 0 | 0 | 0 | 0 | 0 | 0 | 0 | 0 | 0 | 0 | 0 | 0
F1_Residential_Manufactured Home Regular Income_Existing_Secondary Heating_Natural Gas_Fireplace_E2 | F1 | Residential | Manufactured Home Regular Income | Existing | Secondary Heating | Natural Gas | Fireplace | E2 | CCE | 1.367 | 1.4091 | 1.3842 | 1.2723 | 1.2757 | 1.2792 | 1.2826 | 1.2861 | 1.2897 | 1.2932 | 1.2968 | 1.3004 | 1.3041 | 1.3078 | 1.3115 | 1.3152 | 1.319 | 1.3228 | 1.3266 | 1.3305 | 1.3344 | 1.3383 | 1.3423 | 1.3463 | 1.3504 | 1.3545 | 1.3586 | 1.3627 | 1.3669 | 1.3712 | 1.3755 | 1.3798 | 1.3798
F1_Residential_Manufactured Home Regular Income_Existing_Secondary Heating_Natural Gas_Fireplace_E3 | F1 | Residential | Manufactured Home Regular Income | Existing | Secondary Heating | Natural Gas | Fireplace | E3 | CCE | 1.3716 | 1.4138 | 1.3887 | 1.2765 | 1.2799 | 1.2834 | 1.2869 | 1.2904 | 1.2939 | 1.2975 | 1.3011 | 1.3047 | 1.3084 | 1.3121 | 1.3158 | 1.3196 | 1.3234 | 1.3272 | 1.331 | 1.3349 | 1.3388 | 1.3428 | 1.3468 | 1.3508 | 1.3549 | 1.3589 | 1.3631 | 1.3673 | 1.3715 | 1.3757 | 1.38 | 1.3843 | 1.3843
F1_Residential_Manufactured Home Regular Income_Existing_Secondary Heating_Natural Gas_Fireplace_E4 | F1 | Residential | Manufactured Home Regular Income | Existing | Secondary Heating | Natural Gas | Fireplace | E4 | CCE | 0 | 0 | 0 | 0 | 0 | 0 | 0 | 0 | 0 | 0 | 0 | 0 | 0 | 0 | 0 | 0 | 0 | 0 | 0 | 0 | 0 | 0 | 0 | 0 | 0 | 0 | 0 | 0 | 0 | 0 | 0 | 0 | 0
F1_Residential_Manufactured Home Regular Income_Existing_Secondary Heating_Natural Gas_Fireplace_E5 | F1 | Residential | Manufactured Home Regular Income | Existing | Secondary Heating | Natural Gas | Fireplace | E5 | CCE | 0 | 0 | 0 | 0 | 0 | 0 | 0 | 0 | 0 | 0 | 0 | 0 | 0 | 0 | 0 | 0 | 0 | 0 | 0 | 0 | 0 | 0 | 0 | 0 | 0 | 0 | 0 | 0 | 0 | 0 | 0 | 0 | 0
F1_Residential_Manufactured Home Regular Income_Existing_Secondary Heating_Natural Gas_Fireplace_E6 | F1 | Residential | Manufactured Home Regular Income | Existing | Secondary Heating | Natural Gas | Fireplace | E6 | CCE | 0 | 0 | 0 | 0 | 0 | 0 | 0 | 0 | 0 | 0 | 0 | 0 | 0 | 0 | 0 | 0 | 0 | 0 | 0 | 0 | 0 | 0 | 0 | 0 | 0 | 0 | 0 | 0 | 0 | 0 | 0 | 0 | 0
F1_Residential_Manufactured Home Regular Income_Existing_Secondary Heating_Natural Gas_Fireplace_E7 | F1 | Residential | Manufactured Home Regular Income | Existing | Secondary Heating | Natural Gas | Fireplace | E7 | CCE | 0 | 0 | 0 | 0 | 0 | 0 | 0 | 0 | 0 | 0 | 0 | 0 | 0 | 0 | 0 | 0 | 0 | 0 | 0 | 0 | 0 | 0 | 0 | 0 | 0 | 0 | 0 | 0 | 0 | 0 | 0 | 0 | 0
F1_Residential_Manufactured Home Regular Income_Existing_Secondary Heating_Natural Gas_Fireplace_E8 | F1 | Residential | Manufactured Home Regular Income | Existing | Secondary Heating | Natural Gas | Fireplace | E8 | CCE | 0 | 0 | 0 | 0 | 0 | 0 | 0 | 0 | 0 | 0 | 0 | 0 | 0 | 0 | 0 | 0 | 0 | 0 | 0 | 0 | 0 | 0 | 0 | 0 | 0 | 0 | 0 | 0 | 0 | 0 | 0 | 0 | 0
F1_Residential_Manufactured Home Regular Income_Existing_Secondary Heating_Natural Gas_Fireplace_E9 | F1 | Residential | Manufactured Home Regular Income | Existing | Secondary Heating | Natural Gas | Fireplace | E9 | CCE | 0 | 0 | 0 | 0 | 0 | 0 | 0 | 0 | 0 | 0 | 0 | 0 | 0 | 0 | 0 | 0 | 0 | 0 | 0 | 0 | 0 | 0 | 0 | 0 | 0 | 0 | 0 | 0 | 0 | 0 | 0 | 0 | 0
F1_Residential_Manufactured Home Regular Income_Existing_Secondary Heating_Natural Gas_Fireplace_E10 | F1 | Residential | Manufactured Home Regular Income | Existing | Secondary Heating | Natural Gas | Fireplace | E10 | CCE | 0 | 0 | 0 | 0 | 0 | 0 | 0 | 0 | 0 | 0 | 0 | 0 | 0 | 0 | 0 | 0 | 0 | 0 | 0 | 0 | 0 | 0 | 0 | 0 | 0 | 0 | 0 | 0 | 0 | 0 | 0 | 0 | 0
F2_Residential_Manufactured Home Regular Income_Existing_Secondary Heating_Natural Gas_Fireplace_E1 | F2 | Residential | Manufactured Home Regular Income | Existing | Secondary Heating | Natural Gas | Fireplace | E1 | TRC BC Ratio | bar: 2019 to 2051
F2_Residential_Manufactured Home Regular Income_Existing_Secondary Heating_Natural Gas_Fireplace_E2 | F2 | Residential | Manufactured Home Regular Income | Existing | Secondary Heating | Natural Gas | Fireplace | E2 | TRC BC Ratio | 1.1878 | 1.1919 | 1.1993 | 1.2056 | 1.2041 | 1.2072 | 1.2146 | 1.2211 | 1.2289 | 1.2364 | 1.2437 | 1.2506 | 1.2581 | 1.2652 | 1.2711 | 1.2764 | 1.2809 | 1.285 | 1.2879 | 1.2901 | 1.2908 | 1.2902 | 1.2886 | 1.2867 | 1.2836 | 1.2796 | 1.2748 | 1.2694 | 1.2626 | 1.2552 | 1.2463 | 1.2368 | 1.2254
F2_Residential_Manufactured Home Regular Income_Existing_Secondary Heating_Natural Gas_Fireplace_E3 | F2 | Residential | Manufactured Home Regular Income | Existing | Secondary Heating | Natural Gas | Fireplace | E3 | TRC BC Ratio | 1.1839 | 1.188 | 1.1954 | 1.2016 | 1.2001 | 1.2032 | 1.2106 | 1.217 | 1.2249 | 1.2323 | 1.2396 | 1.2465 | 1.2539 | 1.261 | 1.2669 | 1.2722 | 1.2767 | 1.2807 | 1.2836 | 1.2859 | 1.2866 | 1.286 | 1.2843 | 1.2824 | 1.2793 | 1.2754 | 1.2706 | 1.2652 | 1.2585 | 1.251 | 1.2422 | 1.2327 | 1.2213
F2_Residential_Manufactured Home Regular Income_Existing_Secondary Heating_Natural Gas_Fireplace_E4 | F2 | Residential | Manufactured Home Regular Income | Existing | Secondary Heating | Natural Gas | Fireplace | E4 | TRC BC Ratio | 0 | 0 | 0 | 0 | 0 | 0 | 0 | 0 | 0 | 0 | 0 | 0 | 0 | 0 | 0 | 0 | 0 | 0 | 0 | 0 | 0 | 0 | 0 | 0 | 0 | 0 | 0 | 0 | 0 | 0 | 0 | 0 | 0
F2_Residential_Manufactured Home Regular Income_Existing_Secondary Heating_Natural Gas_Fireplace_E5 | F2 | Residential | Manufactured Home Regular Income | Existing | Secondary Heating | Natural Gas | Fireplace | E5 | TRC BC Ratio | 0 | 0 | 0 | 0 | 0 | 0 | 0 | 0 | 0 | 0 | 0 | 0 | 0 | 0 | 0 | 0 | 0 | 0 | 0 | 0 | 0 | 0 | 0 | 0 | 0 | 0 | 0 | 0 | 0 | 0 | 0 | 0 | 0
F2_Residential_Manufactured Home Regular Income_Existing_Secondary Heating_Natural Gas_Fireplace_E6 | F2 | Residential | Manufactured Home Regular Income | Existing | Secondary Heating | Natural Gas | Fireplace | E6 | TRC BC Ratio | 0 | 0 | 0 | 0 | 0 | 0 | 0 | 0 | 0 | 0 | 0 | 0 | 0 | 0 | 0 | 0 | 0 | 0 | 0 | 0 | 0 | 0 | 0 | 0 | 0 | 0 | 0 | 0 | 0 | 0 | 0 | 0 | 0
F2_Residential_Manufactured Home Regular Income_Existing_Secondary Heating_Natural Gas_Fireplace_E7 | F2 | Residential | Manufactured Home Regular Income | Existing | Secondary Heating | Natural Gas | Fireplace | E7 | TRC BC Ratio | 0 | 0 | 0 | 0 | 0 | 0 | 0 | 0 | 0 | 0 | 0 | 0 | 0 | 0 | 0 | 0 | 0 | 0 | 0 | 0 | 0 | 0 | 0 | 0 | 0 | 0 | 0 | 0 | 0 | 0 | 0 | 0 | 0
F2_Residential_Manufactured Home Regular Income_Existing_Secondary Heating_Natural Gas_Fireplace_E8 | F2 | Residential | Manufactured Home Regular Income | Existing | Secondary Heating | Natural Gas | Fireplace | E8 | TRC BC Ratio | 0 | 0 | 0 | 0 | 0 | 0 | 0 | 0 | 0 | 0 | 0 | 0 | 0 | 0 | 0 | 0 | 0 | 0 | 0 | 0 | 0 | 0 | 0 | 0 | 0 | 0 | 0 | 0 | 0 | 0 | 0 | 0 | 0
F2_Residential_Manufactured Home Regular Income_Existing_Secondary Heating_Natural Gas_Fireplace_E9 | F2 | Residential | Manufactured Home Regular Income | Existing | Secondary Heating | Natural Gas | Fireplace | E9 | TRC BC Ratio | 0 | 0 | 0 | 0 | 0 | 0 | 0 | 0 | 0 | 0 | 0 | 0 | 0 | 0 | 0 | 0 | 0 | 0 | 0 | 0 | 0 | 0 | 0 | 0 | 0 | 0 | 0 | 0 | 0 | 0 | 0 | 0 | 0
F2_Residential_Manufactured Home Regular Income_Existing_Secondary Heating_Natural Gas_Fireplace_E10 | F2 | Residential | Manufactured Home Regular Income | Existing | Secondary Heating | Natural Gas | Fireplace | E10 | TRC BC Ratio | 0 | 0 | 0 | 0 | 0 | 0 | 0 | 0 | 0 | 0 | 0 | 0 | 0 | 0 | 0 | 0 | 0 | 0 | 0 | 0 | 0 | 0 | 0 | 0 | 0 | 0 | 0 | 0 | 0 | 0 | 0 | 0 | 0
F3_Residential_Manufactured Home Regular Income_Existing_Secondary Heating_Natural Gas_Fireplace_E1 | F3 | Residential | Manufactured Home Regular Income | Existing | Secondary Heating | Natural Gas | Fireplace | E1 | PACT BC Ratio | bar: 2019 to 2051
F3_Residential_Manufactured Home Regular Income_Existing_Secondary Heating_Natural Gas_Fireplace_E2 | F3 | Residential | Manufactured Home Regular Income | Existing | Secondary Heating | Natural Gas | Fireplace | E2 | PACT BC Ratio | 2.1748 | 2.1822 | 2.1958 | 2.2073 | 2.2045 | 2.2102 | 2.2238 | 2.2356 | 2.25 | 2.2637 | 2.277 | 2.2897 | 2.3034 | 2.3163 | 2.3273 | 2.337 | 2.3452 | 2.3526 | 2.3579 | 2.3621 | 2.3633 | 2.3622 | 2.3592 | 2.3557 | 2.35 | 2.3428 | 2.334 | 2.3241 | 2.3117 | 2.298 | 2.2818 | 2.2643 | 2.2435
F3_Residential_Manufactured Home Regular Income_Existing_Secondary Heating_Natural Gas_Fireplace_E3 | F3 | Residential | Manufactured Home Regular Income | Existing | Secondary Heating | Natural Gas | Fireplace | E3 | PACT BC Ratio | 2.1676 | 2.175 | 2.1885 | 2.2 | 2.1972 | 2.2029 | 2.2165 | 2.2282 | 2.2426 | 2.2562 | 2.2695 | 2.2821 | 2.2958 | 2.3087 | 2.3196 | 2.3293 | 2.3375 | 2.3448 | 2.3501 | 2.3543 | 2.3555 | 2.3544 | 2.3515 | 2.348 | 2.3423 | 2.3351 | 2.3263 | 2.3165 | 2.3041 | 2.2904 | 2.2743 | 2.2569 | 2.2361
F3_Residential_Manufactured Home Regular Income_Existing_Secondary Heating_Natural Gas_Fireplace_E4 | F3 | Residential | Manufactured Home Regular Income | Existing | Secondary Heating | Natural Gas | Fireplace | E4 | PACT BC Ratio | 0 | 0 | 0 | 0 | 0 | 0 | 0 | 0 | 0 | 0 | 0 | 0 | 0 | 0 | 0 | 0 | 0 | 0 | 0 | 0 | 0 | 0 | 0 | 0 | 0 | 0 | 0 | 0 | 0 | 0 | 0 | 0 | 0
F3_Residential_Manufactured Home Regular Income_Existing_Secondary Heating_Natural Gas_Fireplace_E5 | F3 | Residential | Manufactured Home Regular Income | Existing | Secondary Heating | Natural Gas | Fireplace | E5 | PACT BC Ratio | 0 | 0 | 0 | 0 | 0 | 0 | 0 | 0 | 0 | 0 | 0 | 0 | 0 | 0 | 0 | 0 | 0 | 0 | 0 | 0 | 0 | 0 | 0 | 0 | 0 | 0 | 0 | 0 | 0 | 0 | 0 | 0 | 0
F3_Residential_Manufactured Home Regular Income_Existing_Secondary Heating_Natural Gas_Fireplace_E6 | F3 | Residential | Manufactured Home Regular Income | Existing | Secondary Heating | Natural Gas | Fireplace | E6 | PACT BC Ratio | 0 | 0 | 0 | 0 | 0 | 0 | 0 | 0 | 0 | 0 | 0 | 0 | 0 | 0 | 0 | 0 | 0 | 0 | 0 | 0 | 0 | 0 | 0 | 0 | 0 | 0 | 0 | 0 | 0 | 0 | 0 | 0 | 0
F3_Residential_Manufactured Home Regular Income_Existing_Secondary Heating_Natural Gas_Fireplace_E7 | F3 | Residential | Manufactured Home Regular Income | Existing | Secondary Heating | Natural Gas | Fireplace | E7 | PACT BC Ratio | 0 | 0 | 0 | 0 | 0 | 0 | 0 | 0 | 0 | 0 | 0 | 0 | 0 | 0 | 0 | 0 | 0 | 0 | 0 | 0 | 0 | 0 | 0 | 0 | 0 | 0 | 0 | 0 | 0 | 0 | 0 | 0 | 0
F3_Residential_Manufactured Home Regular Income_Existing_Secondary Heating_Natural Gas_Fireplace_E8 | F3 | Residential | Manufactured Home Regular Income | Existing | Secondary Heating | Natural Gas | Fireplace | E8 | PACT BC Ratio | 0 | 0 | 0 | 0 | 0 | 0 | 0 | 0 | 0 | 0 | 0 | 0 | 0 | 0 | 0 | 0 | 0 | 0 | 0 | 0 | 0 | 0 | 0 | 0 | 0 | 0 | 0 | 0 | 0 | 0 | 0 | 0 | 0
F3_Residential_Manufactured Home Regular Income_Existing_Secondary Heating_Natural Gas_Fireplace_E9 | F3 | Residential | Manufactured Home Regular Income | Existing | Secondary Heating | Natural Gas | Fireplace | E9 | PACT BC Ratio | 0 | 0 | 0 | 0 | 0 | 0 | 0 | 0 | 0 | 0 | 0 | 0 | 0 | 0 | 0 | 0 | 0 | 0 | 0 | 0 | 0 | 0 | 0 | 0 | 0 | 0 | 0 | 0 | 0 | 0 | 0 | 0 | 0
F3_Residential_Manufactured Home Regular Income_Existing_Secondary Heating_Natural Gas_Fireplace_E10 | F3 | Residential | Manufactured Home Regular Income | Existing | Secondary Heating | Natural Gas | Fireplace | E10 | PACT BC Ratio | 0 | 0 | 0 | 0 | 0 | 0 | 0 | 0 | 0 | 0 | 0 | 0 | 0 | 0 | 0 | 0 | 0 | 0 | 0 | 0 | 0 | 0 | 0 | 0 | 0 | 0 | 0 | 0 | 0 | 0 | 0 | 0 | 0
F4_Residential_Manufactured Home Regular Income_Existing_Secondary Heating_Natural Gas_Fireplace_E1 | F4 | Residential | Manufactured Home Regular Income | Existing | Secondary Heating | Natural Gas | Fireplace | E1 | RVT BC Ratio | bar: 2019 to 2051
F4_Residential_Manufactured Home Regular Income_Existing_Secondary Heating_Natural Gas_Fireplace_E2 | F4 | Residential | Manufactured Home Regular Income | Existing | Secondary Heating | Natural Gas | Fireplace | E2 | RVT BC Ratio | 1.8785 | 1.8834 | 1.8923 | 1.8998 | 1.898 | 1.9017 | 1.9106 | 1.9183 | 1.9278 | 1.9367 | 1.9455 | 1.9537 | 1.9627 | 1.9712 | 1.9783 | 1.9847 | 1.9901 | 1.9949 | 1.9984 | 2.0011 | 2.0019 | 2.0012 | 1.9992 | 1.997 | 1.9932 | 1.9885 | 1.9828 | 1.9763 | 1.9682 | 1.9592 | 1.9486 | 1.9371 | 1.9235
F4_Residential_Manufactured Home Regular Income_Existing_Secondary Heating_Natural Gas_Fireplace_E3 | F4 | Residential | Manufactured Home Regular Income | Existing | Secondary Heating | Natural Gas | Fireplace | E3 | RVT BC Ratio | 1.8738 | 1.8787 | 1.8875 | 1.895 | 1.8932 | 1.897 | 1.9058 | 1.9135 | 1.9229 | 1.9318 | 1.9405 | 1.9488 | 1.9577 | 1.9662 | 1.9733 | 1.9797 | 1.985 | 1.9898 | 1.9933 | 1.996 | 1.9968 | 1.9961 | 1.9942 | 1.9919 | 1.9881 | 1.9834 | 1.9777 | 1.9713 | 1.9632 | 1.9542 | 1.9436 | 1.9323 | 1.9187
F4_Residential_Manufactured Home Regular Income_Existing_Secondary Heating_Natural Gas_Fireplace_E4 | F4 | Residential | Manufactured Home Regular Income | Existing | Secondary Heating | Natural Gas | Fireplace | E4 | RVT BC Ratio | 0 | 0 | 0 | 0 | 0 | 0 | 0 | 0 | 0 | 0 | 0 | 0 | 0 | 0 | 0 | 0 | 0 | 0 | 0 | 0 | 0 | 0 | 0 | 0 | 0 | 0 | 0 | 0 | 0 | 0 | 0 | 0 | 0
F4_Residential_Manufactured Home Regular Income_Existing_Secondary Heating_Natural Gas_Fireplace_E5 | F4 | Residential | Manufactured Home Regular Income | Existing | Secondary Heating | Natural Gas | Fireplace | E5 | RVT BC Ratio | 0 | 0 | 0 | 0 | 0 | 0 | 0 | 0 | 0 | 0 | 0 | 0 | 0 | 0 | 0 | 0 | 0 | 0 | 0 | 0 | 0 | 0 | 0 | 0 | 0 | 0 | 0 | 0 | 0 | 0 | 0 | 0 | 0
F4_Residential_Manufactured Home Regular Income_Existing_Secondary Heating_Natural Gas_Fireplace_E6 | F4 | Residential | Manufactured Home Regular Income | Existing | Secondary Heating | Natural Gas | Fireplace | E6 | RVT BC Ratio | 0 | 0 | 0 | 0 | 0 | 0 | 0 | 0 | 0 | 0 | 0 | 0 | 0 | 0 | 0 | 0 | 0 | 0 | 0 | 0 | 0 | 0 | 0 | 0 | 0 | 0 | 0 | 0 | 0 | 0 | 0 | 0 | 0
F4_Residential_Manufactured Home Regular Income_Existing_Secondary Heating_Natural Gas_Fireplace_E7 | F4 | Residential | Manufactured Home Regular Income | Existing | Secondary Heating | Natural Gas | Fireplace | E7 | RVT BC Ratio | 0 | 0 | 0 | 0 | 0 | 0 | 0 | 0 | 0 | 0 | 0 | 0 | 0 | 0 | 0 | 0 | 0 | 0 | 0 | 0 | 0 | 0 | 0 | 0 | 0 | 0 | 0 | 0 | 0 | 0 | 0 | 0 | 0
F4_Residential_Manufactured Home Regular Income_Existing_Secondary Heating_Natural Gas_Fireplace_E8 | F4 | Residential | Manufactured Home Regular Income | Existing | Secondary Heating | Natural Gas | Fireplace | E8 | RVT BC Ratio | 0 | 0 | 0 | 0 | 0 | 0 | 0 | 0 | 0 | 0 | 0 | 0 | 0 | 0 | 0 | 0 | 0 | 0 | 0 | 0 | 0 | 0 | 0 | 0 | 0 | 0 | 0 | 0 | 0 | 0 | 0 | 0 | 0
F4_Residential_Manufactured Home Regular Income_Existing_Secondary Heating_Natural Gas_Fireplace_E9 | F4 | Residential | Manufactured Home Regular Income | Existing | Secondary Heating | Natural Gas | Fireplace | E9 | RVT BC Ratio | 0 | 0 | 0 | 0 | 0 | 0 | 0 | 0 | 0 | 0 | 0 | 0 | 0 | 0 | 0 | 0 | 0 | 0 | 0 | 0 | 0 | 0 | 0 | 0 | 0 | 0 | 0 | 0 | 0 | 0 | 0 | 0 | 0
F4_Residential_Manufactured Home Regular Income_Existing_Secondary Heating_Natural Gas_Fireplace_E10 | F4 | Residential | Manufactured Home Regular Income | Existing | Secondary Heating | Natural Gas | Fireplace | E10 | RVT BC Ratio | 0 | 0 | 0 | 0 | 0 | 0 | 0 | 0 | 0 | 0 | 0 | 0 | 0 | 0 | 0 | 0 | 0 | 0 | 0 | 0 | 0 | 0 | 0 | 0 | 0 | 0 | 0 | 0 | 0 | 0 | 0 | 0 | 0
F5_Residential_Manufactured Home Regular Income_Existing_Secondary Heating_Natural Gas_Fireplace_E1 | F5 | Residential | Manufactured Home Regular Income | Existing | Secondary Heating | Natural Gas | Fireplace | E1 | RIM BC Ratio | bar: 2019 to 2051
F5_Residential_Manufactured Home Regular Income_Existing_Secondary Heating_Natural Gas_Fireplace_E2 | F5 | Residential | Manufactured Home Regular Income | Existing | Secondary Heating | Natural Gas | Fireplace | E2 | RIM BC Ratio | 0.68577 | 0.68651 | 0.68785 | 0.68897 | 0.6887 | 0.68926 | 0.69058 | 0.69171 | 0.69308 | 0.69437 | 0.69563 | 0.6968 | 0.69806 | 0.69925 | 0.70024 | 0.70112 | 0.70186 | 0.70252 | 0.70299 | 0.70336 | 0.70347 | 0.70337 | 0.70311 | 0.7028 | 0.70229 | 0.70164 | 0.70085 | 0.69996 | 0.69883 | 0.69757 | 0.69607 | 0.69443 | 0.69246
F5_Residential_Manufactured Home Regular Income_Existing_Secondary Heating_Natural Gas_Fireplace_E3 | F5 | Residential | Manufactured Home Regular Income | Existing | Secondary Heating | Natural Gas | Fireplace | E3 | RIM BC Ratio | 0.68506 | 0.6858 | 0.68714 | 0.68826 | 0.68799 | 0.68855 | 0.68987 | 0.691 | 0.69238 | 0.69367 | 0.69492 | 0.6961 | 0.69737 | 0.69855 | 0.69955 | 0.70043 | 0.70117 | 0.70182 | 0.7023 | 0.70267 | 0.70278 | 0.70268 | 0.70242 | 0.7021 | 0.7016 | 0.70095 | 0.70016 | 0.69926 | 0.69813 | 0.69687 | 0.69537 | 0.69373 | 0.69175
F5_Residential_Manufactured Home Regular Income_Existing_Secondary Heating_Natural Gas_Fireplace_E4 | F5 | Residential | Manufactured Home Regular Income | Existing | Secondary Heating | Natural Gas | Fireplace | E4 | RIM BC Ratio | 0 | 0 | 0 | 0 | 0 | 0 | 0 | 0 | 0 | 0 | 0 | 0 | 0 | 0 | 0 | 0 | 0 | 0 | 0 | 0 | 0 | 0 | 0 | 0 | 0 | 0 | 0 | 0 | 0 | 0 | 0 | 0 | 0
F5_Residential_Manufactured Home Regular Income_Existing_Secondary Heating_Natural Gas_Fireplace_E5 | F5 | Residential | Manufactured Home Regular Income | Existing | Secondary Heating | Natural Gas | Fireplace | E5 | RIM BC Ratio | 0 | 0 | 0 | 0 | 0 | 0 | 0 | 0 | 0 | 0 | 0 | 0 | 0 | 0 | 0 | 0 | 0 | 0 | 0 | 0 | 0 | 0 | 0 | 0 | 0 | 0 | 0 | 0 | 0 | 0 | 0 | 0 | 0
F5_Residential_Manufactured Home Regular Income_Existing_Secondary Heating_Natural Gas_Fireplace_E6 | F5 | Residential | Manufactured Home Regular Income | Existing | Secondary Heating | Natural Gas | Fireplace | E6 | RIM BC Ratio | 0 | 0 | 0 | 0 | 0 | 0 | 0 | 0 | 0 | 0 | 0 | 0 | 0 | 0 | 0 | 0 | 0 | 0 | 0 | 0 | 0 | 0 | 0 | 0 | 0 | 0 | 0 | 0 | 0 | 0 | 0 | 0 | 0
F5_Residential_Manufactured Home Regular Income_Existing_Secondary Heating_Natural Gas_Fireplace_E7 | F5 | Residential | Manufactured Home Regular Income | Existing | Secondary Heating | Natural Gas | Fireplace | E7 | RIM BC Ratio | 0 | 0 | 0 | 0 | 0 | 0 | 0 | 0 | 0 | 0 | 0 | 0 | 0 | 0 | 0 | 0 | 0 | 0 | 0 | 0 | 0 | 0 | 0 | 0 | 0 | 0 | 0 | 0 | 0 | 0 | 0 | 0 | 0
F5_Residential_Manufactured Home Regular Income_Existing_Secondary Heating_Natural Gas_Fireplace_E8 | F5 | Residential | Manufactured Home Regular Income | Existing | Secondary Heating | Natural Gas | Fireplace | E8 | RIM BC Ratio | 0 | 0 | 0 | 0 | 0 | 0 | 0 | 0 | 0 | 0 | 0 | 0 | 0 | 0 | 0 | 0 | 0 | 0 | 0 | 0 | 0 | 0 | 0 | 0 | 0 | 0 | 0 | 0 | 0 | 0 | 0 | 0 | 0
F5_Residential_Manufactured Home Regular Income_Existing_Secondary Heating_Natural Gas_Fireplace_E9 | F5 | Residential | Manufactured Home Regular Income | Existing | Secondary Heating | Natural Gas | Fireplace | E9 | RIM BC Ratio | 0 | 0 | 0 | 0 | 0 | 0 | 0 | 0 | 0 | 0 | 0 | 0 | 0 | 0 | 0 | 0 | 0 | 0 | 0 | 0 | 0 | 0 | 0 | 0 | 0 | 0 | 0 | 0 | 0 | 0 | 0 | 0 | 0
F5_Residential_Manufactured Home Regular Income_Existing_Secondary Heating_Natural Gas_Fireplace_E10 | F5 | Residential | Manufactured Home Regular Income | Existing | Secondary Heating | Natural Gas | Fireplace | E10 | RIM BC Ratio | 0 | 0 | 0 | 0 | 0 | 0 | 0 | 0 | 0 | 0 | 0 | 0 | 0 | 0 | 0 | 0 | 0 | 0 | 0 | 0 | 0 | 0 | 0 | 0 | 0 | 0 | 0 | 0 | 0 | 0 | 0 | 0 | 0
F0_Residential_Manufactured Home Regular Income_Existing_Water Heating_Natural Gas_Water Heater (<= 55 gal)_E0 | F0 | Residential | Manufactured Home Regular Income | Existing | Water Heating | Natural Gas | Water Heater (<= 55 gal) | E0 | Economic Unit | UEF 0.87 (Instantaneous, ENERGY STAR 4.0) | UEF 0.87 (Instantaneous, ENERGY STAR 4.0) | UEF 0.87 (Instantaneous, ENERGY STAR 4.0) | UEF 0.87 (Instantaneous, ENERGY STAR 4.0) | UEF 0.87 (Instantaneous, ENERGY STAR 4.0) | UEF 0.87 (Instantaneous, ENERGY STAR 4.0) | UEF 0.87 (Instantaneous, ENERGY STAR 4.0) | UEF 0.87 (Instantaneous, ENERGY STAR 4.0) | UEF 0.87 (Instantaneous, ENERGY STAR 4.0) | UEF 0.87 (Instantaneous, ENERGY STAR 4.0) | UEF 0.87 (Instantaneous, ENERGY STAR 4.0) | UEF 0.87 (Instantaneous, ENERGY STAR 4.0) | UEF 0.95 (Instantaneous, ENERGY STAR 5.0) | UEF 0.95 (Instantaneous, ENERGY STAR 5.0) | UEF 0.95 (Instantaneous, ENERGY STAR 5.0) | UEF 0.95 (Instantaneous, ENERGY STAR 5.0) | UEF 0.95 (Instantaneous, ENERGY STAR 5.0) | UEF 0.95 (Instantaneous, ENERGY STAR 5.0) | UEF 0.95 (Instantaneous, ENERGY STAR 5.0) | UEF 0.95 (Instantaneous, ENERGY STAR 5.0) | UEF 0.95 (Instantaneous, ENERGY STAR 5.0) | UEF 0.95 (Instantaneous, ENERGY STAR 5.0) | UEF 0.95 (Instantaneous, ENERGY STAR 5.0) | UEF 0.95 (Instantaneous, ENERGY STAR 5.0) | UEF 0.95 (Instantaneous, ENERGY STAR 5.0) | UEF 0.95 (Instantaneous, ENERGY STAR 5.0) | UEF 0.95 (Instantaneous, ENERGY STAR 5.0) | UEF 0.95 (Instantaneous, ENERGY STAR 5.0) | UEF 0.95 (Instantaneous, ENERGY STAR 5.0) | UEF 0.95 (Instantaneous, ENERGY STAR 5.0) | UEF 0.95 (Instantaneous, ENERGY STAR 5.0) | UEF 0.95 (Instantaneous, ENERGY STAR 5.0) | UEF 0.95 (Instantaneous, ENERGY STAR 5.0)
F1_Residential_Manufactured Home Regular Income_Existing_Water Heating_Natural Gas_Water Heater (<= 55 gal)_E1 | F1 | Residential | Manufactured Home Regular Income | Existing | Water Heating | Natural Gas | Water Heater (<= 55 gal) | E1 | CCE | 0 | 0 | 0 | 0 | 0 | 0 | 0 | 0 | 0 | 0 | 0 | 0 | 0 | 0 | 0 | 0 | 0 | 0 | 0 | 0 | 0 | 0 | 0 | 0 | 0 | 0 | 0 | 0 | 0 | 0 | 0 | 0 | 0
F1_Residential_Manufactured Home Regular Income_Existing_Water Heating_Natural Gas_Water Heater (<= 55 gal)_E2 | F1 | Residential | Manufactured Home Regular Income | Existing | Water Heating | Natural Gas | Water Heater (<= 55 gal) | E2 | CCE | 0.99472 | 1.0253 | 1.0045 | 0.92087 | 0.92087 | 0.92087 | 0.92087 | 0.92087 | 0.92087 | 0.92087 | 0.92087 | 0.92087 | 0.92087 | 0.92087 | 0.92087 | 0.92087 | 0.92087 | 0.92087 | 0.92087 | 0.92087 | 0.92087 | 0.92087 | 0.92087 | 0.92087 | 0.92087 | 0.92087 | 0.92087 | 0.92087 | 0.92087 | 0.92087 | 0.92087 | 0.92087 | 0.92087
F1_Residential_Manufactured Home Regular Income_Existing_Water Heating_Natural Gas_Water Heater (<= 55 gal)_E3 | F1 | Residential | Manufactured Home Regular Income | Existing | Water Heating | Natural Gas | Water Heater (<= 55 gal) | E3 | CCE | 5.597 | 5.7692 | 5.6521 | 5.1815 | 5.1815 | 5.1815 | 5.1815 | 5.1815 | 5.1815 | 5.1815 | 5.1815 | 5.1815 | 5.1815 | 5.1815 | 5.1815 | 5.1815 | 5.1815 | 5.1815 | 5.1815 | 5.1815 | 5.1815 | 5.1815 | 5.1815 | 5.1815 | 5.1815 | 5.1815 | 5.1815 | 5.1815 | 5.1815 | 5.1815 | 5.1815 | 5.1815 | 5.1815
F1_Residential_Manufactured Home Regular Income_Existing_Water Heating_Natural Gas_Water Heater (<= 55 gal)_E4 | F1 | Residential | Manufactured Home Regular Income | Existing | Water Heating | Natural Gas | Water Heater (<= 55 gal) | E4 | CCE | 1.0366 | 1.0685 | 1.0468 | 0.95964 | 0.95964 | 0.95964 | 0.95964 | 0.95964 | 0.95964 | 0.95964 | 0.95964 | 0.95964 | 0.95964 | 0.95964 | 0.95964 | 0.95964 | 0.95964 | 0.95964 | 0.95964 | 0.95964 | 0.95964 | 0.95964 | 0.95964 | 0.95964 | 0.95964 | 0.95964 | 0.95964 | 0.95964 | 0.95964 | 0.95964 | 0.95964 | 0.95964 | 0.95964
F1_Residential_Manufactured Home Regular Income_Existing_Water Heating_Natural Gas_Water Heater (<= 55 gal)_E5 | F1 | Residential | Manufactured Home Regular Income | Existing | Water Heating | Natural Gas | Water Heater (<= 55 gal) | E5 | CCE | 1.3497 | 1.3912 | 1.363 | 1.2495 | 1.2495 | 1.2495 | 1.2495 | 1.2495 | 1.2495 | 1.2495 | 1.2495 | 1.2495 | 1.2495 | 1.2495 | 1.2495 | 1.2495 | 1.2495 | 1.2495 | 1.2495 | 1.2495 | 1.2495 | 1.2495 | 1.2495 | 1.2495 | 1.2495 | 1.2495 | 1.2495 | 1.2495 | 1.2495 | 1.2495 | 1.2495 | 1.2495 | 1.2495
F1_Residential_Manufactured Home Regular Income_Existing_Water Heating_Natural Gas_Water Heater (<= 55 gal)_E6 | F1 | Residential | Manufactured Home Regular Income | Existing | Water Heating | Natural Gas | Water Heater (<= 55 gal) | E6 | CCE | 5.7994 | 5.9779 | 5.8565 | 5.3689 | 5.3689 | 5.3689 | 5.3689 | 5.3689 | 5.3689 | 5.3689 | 5.3689 | 5.3689 | 5.3689 | 5.3689 | 5.3689 | 5.3689 | 5.3689 | 5.3689 | 5.3689 | 5.3689 | 5.3689 | 5.3689 | 5.3689 | 5.3689 | 5.3689 | 5.3689 | 5.3689 | 5.3689 | 5.3689 | 5.3689 | 5.3689 | 5.3689 | 5.3689
F1_Residential_Manufactured Home Regular Income_Existing_Water Heating_Natural Gas_Water Heater (<= 55 gal)_E7 | F1 | Residential | Manufactured Home Regular Income | Existing | Water Heating | Natural Gas | Water Heater (<= 55 gal) | E7 | CCE | 0 | 0 | 0 | 0 | 5.4245 | 5.4245 | 5.4245 | 5.4245 | 5.4245 | 5.4245 | 5.4245 | 5.4245 | 5.4245 | 5.4245 | 5.4245 | 5.4245 | 5.4245 | 5.4245 | 5.4245 | 5.4245 | 5.4245 | 5.4245 | 5.4245 | 5.4245 | 5.4245 | 5.4245 | 5.4245 | 5.4245 | 5.4245 | 5.4245 | 5.4245 | 5.4245 | 5.4245
F1_Residential_Manufactured Home Regular Income_Existing_Water Heating_Natural Gas_Water Heater (<= 55 gal)_E8 | F1 | Residential | Manufactured Home Regular Income | Existing | Water Heating | Natural Gas | Water Heater (<= 55 gal) | E8 | CCE | 0 | 0 | 0 | 0 | 0 | 0 | 0 | 0 | 0 | 0 | 0 | 0 | 0 | 0 | 0 | 0 | 0 | 0 | 0 | 0 | 0 | 0 | 0 | 0 | 0 | 0 | 0 | 0 | 0 | 0 | 0 | 0 | 0
F1_Residential_Manufactured Home Regular Income_Existing_Water Heating_Natural Gas_Water Heater (<= 55 gal)_E9 | F1 | Residential | Manufactured Home Regular Income | Existing | Water Heating | Natural Gas | Water Heater (<= 55 gal) | E9 | CCE | 0 | 0 | 0 | 0 | 0 | 0 | 0 | 0 | 0 | 0 | 0 | 0 | 0 | 0 | 0 | 0 | 0 | 0 | 0 | 0 | 0 | 0 | 0 | 0 | 0 | 0 | 0 | 0 | 0 | 0 | 0 | 0 | 0
F1_Residential_Manufactured Home Regular Income_Existing_Water Heating_Natural Gas_Water Heater (<= 55 gal)_E10 | F1 | Residential | Manufactured Home Regular Income | Existing | Water Heating | Natural Gas | Water Heater (<= 55 gal) | E10 | CCE | 0 | 0 | 0 | 0 | 0 | 0 | 0 | 0 | 0 | 0 | 0 | 0 | 0 | 0 | 0 | 0 | 0 | 0 | 0 | 0 | 0 | 0 | 0 | 0 | 0 | 0 | 0 | 0 | 0 | 0 | 0 | 0 | 0
F2_Residential_Manufactured Home Regular Income_Existing_Water Heating_Natural Gas_Water Heater (<= 55 gal)_E1 | F2 | Residential | Manufactured Home Regular Income | Existing | Water Heating | Natural Gas | Water Heater (<= 55 gal) | E1 | TRC BC Ratio | bar: 2019 to 2051
F2_Residential_Manufactured Home Regular Income_Existing_Water Heating_Natural Gas_Water Heater (<= 55 gal)_E2 | F2 | Residential | Manufactured Home Regular Income | Existing | Water Heating | Natural Gas | Water Heater (<= 55 gal) | E2 | TRC BC Ratio | 1.3141 | 1.318 | 1.3266 | 1.3339 | 1.3309 | 1.338 | 1.3541 | 1.3674 | 1.3834 | 1.399 | 1.4147 | 1.4296 | 1.4454 | 1.4618 | 1.4778 | 1.4941 | 1.5105 | 1.5271 | 1.5431 | 1.5585 | 1.5719 | 1.5843 | 1.5937 | 1.602 | 1.6079 | 1.6119 | 1.6146 | 1.6157 | 1.6144 | 1.6117 | 1.6061 | 1.5992 | 1.5898
F2_Residential_Manufactured Home Regular Income_Existing_Water Heating_Natural Gas_Water Heater (<= 55 gal)_E3 | F2 | Residential | Manufactured Home Regular Income | Existing | Water Heating | Natural Gas | Water Heater (<= 55 gal) | E3 | TRC BC Ratio | 0.23355 | 0.23423 | 0.23577 | 0.23706 | 0.23653 | 0.2378 | 0.24065 | 0.24301 | 0.24586 | 0.24863 | 0.25143 | 0.25407 | 0.25689 | 0.2598 | 0.26263 | 0.26553 | 0.26845 | 0.2714 | 0.27424 | 0.27698 | 0.27937 | 0.28156 | 0.28324 | 0.28471 | 0.28577 | 0.28648 | 0.28695 | 0.28714 | 0.28692 | 0.28644 | 0.28545 | 0.28421 | 0.28254
F2_Residential_Manufactured Home Regular Income_Existing_Water Heating_Natural Gas_Water Heater (<= 55 gal)_E4 | F2 | Residential | Manufactured Home Regular Income | Existing | Water Heating | Natural Gas | Water Heater (<= 55 gal) | E4 | TRC BC Ratio | 1.2091 | 1.2069 | 1.2117 | 1.2143 | 1.2014 | 1.2031 | 1.2179 | 1.2281 | 1.2427 | 1.2573 | 1.2729 | 1.2882 | 1.3062 | 1.3263 | 1.3476 | 1.3712 | 1.3971 | 1.4242 | 1.4514 | 1.4777 | 1.5007 | 1.5214 | 1.5369 | 1.5492 | 1.5581 | 1.5641 | 1.5681 | 1.5696 | 1.5678 | 1.5637 | 1.5554 | 1.545 | 1.531
F2_Residential_Manufactured Home Regular Income_Existing_Water Heating_Natural Gas_Water Heater (<= 55 gal)_E5 | F2 | Residential | Manufactured Home Regular Income | Existing | Water Heating | Natural Gas | Water Heater (<= 55 gal) | E5 | TRC BC Ratio | 0.93343 | 0.93232 | 0.93634 | 0.93868 | 0.92974 | 0.93154 | 0.94293 | 0.951 | 0.9623 | 0.97354 | 0.98549 | 0.99716 | 1.0107 | 1.0258 | 1.0415 | 1.0589 | 1.0778 | 1.0977 | 1.1175 | 1.1365 | 1.1533 | 1.1684 | 1.1796 | 1.1887 | 1.1952 | 1.1996 | 1.2026 | 1.2037 | 1.2024 | 1.1994 | 1.1933 | 1.1856 | 1.1753
F2_Residential_Manufactured Home Regular Income_Existing_Water Heating_Natural Gas_Water Heater (<= 55 gal)_E6 | F2 | Residential | Manufactured Home Regular Income | Existing | Water Heating | Natural Gas | Water Heater (<= 55 gal) | E6 | TRC BC Ratio | 0.2254 | 0.22606 | 0.22754 | 0.22878 | 0.22828 | 0.2295 | 0.23225 | 0.23453 | 0.23728 | 0.23995 | 0.24265 | 0.2452 | 0.24792 | 0.25073 | 0.25347 | 0.25627 | 0.25908 | 0.26193 | 0.26467 | 0.26731 | 0.26962 | 0.27173 | 0.27336 | 0.27477 | 0.27579 | 0.27648 | 0.27694 | 0.27712 | 0.27691 | 0.27644 | 0.27549 | 0.27429 | 0.27268
F2_Residential_Manufactured Home Regular Income_Existing_Water Heating_Natural Gas_Water Heater (<= 55 gal)_E7 | F2 | Residential | Manufactured Home Regular Income | Existing | Water Heating | Natural Gas | Water Heater (<= 55 gal) | E7 | TRC BC Ratio | 0 | 0 | 0 | 0 | 0.22799 | 0.22921 | 0.23194 | 0.23418 | 0.23687 | 0.23951 | 0.24218 | 0.24471 | 0.24742 | 0.25027 | 0.25313 | 0.25614 | 0.25925 | 0.26238 | 0.26537 | 0.2682 | 0.27065 | 0.2728 | 0.27437 | 0.27559 | 0.27645 | 0.27701 | 0.27739 | 0.27757 | 0.27736 | 0.2769 | 0.27595 | 0.27477 | 0.27317
F2_Residential_Manufactured Home Regular Income_Existing_Water Heating_Natural Gas_Water Heater (<= 55 gal)_E8 | F2 | Residential | Manufactured Home Regular Income | Existing | Water Heating | Natural Gas | Water Heater (<= 55 gal) | E8 | TRC BC Ratio | 0 | 0 | 0 | 0 | 0 | 0 | 0 | 0 | 0 | 0 | 0 | 0 | 0 | 0 | 0 | 0 | 0 | 0 | 0 | 0 | 0 | 0 | 0 | 0 | 0 | 0 | 0 | 0 | 0 | 0 | 0 | 0 | 0
F2_Residential_Manufactured Home Regular Income_Existing_Water Heating_Natural Gas_Water Heater (<= 55 gal)_E9 | F2 | Residential | Manufactured Home Regular Income | Existing | Water Heating | Natural Gas | Water Heater (<= 55 gal) | E9 | TRC BC Ratio | 0 | 0 | 0 | 0 | 0 | 0 | 0 | 0 | 0 | 0 | 0 | 0 | 0 | 0 | 0 | 0 | 0 | 0 | 0 | 0 | 0 | 0 | 0 | 0 | 0 | 0 | 0 | 0 | 0 | 0 | 0 | 0 | 0
F2_Residential_Manufactured Home Regular Income_Existing_Water Heating_Natural Gas_Water Heater (<= 55 gal)_E10 | F2 | Residential | Manufactured Home Regular Income | Existing | Water Heating | Natural Gas | Water Heater (<= 55 gal) | E10 | TRC BC Ratio | 0 | 0 | 0 | 0 | 0 | 0 | 0 | 0 | 0 | 0 | 0 | 0 | 0 | 0 | 0 | 0 | 0 | 0 | 0 | 0 | 0 | 0 | 0 | 0 | 0 | 0 | 0 | 0 | 0 | 0 | 0 | 0 | 0
F3_Residential_Manufactured Home Regular Income_Existing_Water Heating_Natural Gas_Water Heater (<= 55 gal)_E1 | F3 | Residential | Manufactured Home Regular Income | Existing | Water Heating | Natural Gas | Water Heater (<= 55 gal) | E1 | PACT BC Ratio | bar: 2019 to 2051
F3_Residential_Manufactured Home Regular Income_Existing_Water Heating_Natural Gas_Water Heater (<= 55 gal)_E2 | F3 | Residential | Manufactured Home Regular Income | Existing | Water Heating | Natural Gas | Water Heater (<= 55 gal) | E2 | PACT BC Ratio | 1.3141 | 1.318 | 1.3266 | 1.3339 | 1.3309 | 1.338 | 1.3541 | 1.3674 | 1.3834 | 1.399 | 1.4147 | 1.4296 | 1.4454 | 1.4618 | 1.4778 | 1.4941 | 1.5105 | 1.5271 | 1.5431 | 1.5585 | 1.5719 | 1.5843 | 1.5937 | 1.602 | 1.6079 | 1.6119 | 1.6146 | 1.6157 | 1.6144 | 1.6117 | 1.6061 | 1.5992 | 1.5898
F3_Residential_Manufactured Home Regular Income_Existing_Water Heating_Natural Gas_Water Heater (<= 55 gal)_E3 | F3 | Residential | Manufactured Home Regular Income | Existing | Water Heating | Natural Gas | Water Heater (<= 55 gal) | E3 | PACT BC Ratio | 0.23355 | 0.23423 | 0.23577 | 0.23706 | 0.23653 | 0.2378 | 0.24065 | 0.24301 | 0.24586 | 0.24863 | 0.25143 | 0.25407 | 0.25689 | 0.2598 | 0.26263 | 0.26553 | 0.26845 | 0.2714 | 0.27424 | 0.27698 | 0.27937 | 0.28156 | 0.28324 | 0.28471 | 0.28577 | 0.28648 | 0.28695 | 0.28714 | 0.28692 | 0.28644 | 0.28545 | 0.28421 | 0.28254
F3_Residential_Manufactured Home Regular Income_Existing_Water Heating_Natural Gas_Water Heater (<= 55 gal)_E4 | F3 | Residential | Manufactured Home Regular Income | Existing | Water Heating | Natural Gas | Water Heater (<= 55 gal) | E4 | PACT BC Ratio | 1.2091 | 1.2069 | 1.2117 | 1.2143 | 1.2014 | 1.2031 | 1.2179 | 1.2281 | 1.2427 | 1.2573 | 1.2729 | 1.2882 | 1.3062 | 1.3263 | 1.3476 | 1.3712 | 1.3971 | 1.4242 | 1.4514 | 1.4777 | 1.5007 | 1.5214 | 1.5369 | 1.5492 | 1.5581 | 1.5641 | 1.5681 | 1.5696 | 1.5678 | 1.5637 | 1.5554 | 1.545 | 1.531
F3_Residential_Manufactured Home Regular Income_Existing_Water Heating_Natural Gas_Water Heater (<= 55 gal)_E5 | F3 | Residential | Manufactured Home Regular Income | Existing | Water Heating | Natural Gas | Water Heater (<= 55 gal) | E5 | PACT BC Ratio | 0.93343 | 0.93232 | 0.93634 | 0.93868 | 0.92974 | 0.93154 | 0.94293 | 0.951 | 0.9623 | 0.97354 | 0.98549 | 0.99716 | 1.0107 | 1.0258 | 1.0415 | 1.0589 | 1.0778 | 1.0977 | 1.1175 | 1.1365 | 1.1533 | 1.1684 | 1.1796 | 1.1887 | 1.1952 | 1.1996 | 1.2026 | 1.2037 | 1.2024 | 1.1994 | 1.1933 | 1.1856 | 1.1753
F3_Residential_Manufactured Home Regular Income_Existing_Water Heating_Natural Gas_Water Heater (<= 55 gal)_E6 | F3 | Residential | Manufactured Home Regular Income | Existing | Water Heating | Natural Gas | Water Heater (<= 55 gal) | E6 | PACT BC Ratio | 0.2254 | 0.22606 | 0.22754 | 0.22878 | 0.22828 | 0.2295 | 0.23225 | 0.23453 | 0.23728 | 0.23995 | 0.24265 | 0.2452 | 0.24792 | 0.25073 | 0.25347 | 0.25627 | 0.25908 | 0.26193 | 0.26467 | 0.26731 | 0.26962 | 0.27173 | 0.27336 | 0.27477 | 0.27579 | 0.27648 | 0.27694 | 0.27712 | 0.27691 | 0.27644 | 0.27549 | 0.27429 | 0.27268
F3_Residential_Manufactured Home Regular Income_Existing_Water Heating_Natural Gas_Water Heater (<= 55 gal)_E7 | F3 | Residential | Manufactured Home Regular Income | Existing | Water Heating | Natural Gas | Water Heater (<= 55 gal) | E7 | PACT BC Ratio | 0 | 0 | 0 | 0 | 0.22799 | 0.22921 | 0.23194 | 0.23418 | 0.23687 | 0.23951 | 0.24218 | 0.24471 | 0.24742 | 0.25027 | 0.25313 | 0.25614 | 0.25925 | 0.26238 | 0.26537 | 0.2682 | 0.27065 | 0.2728 | 0.27437 | 0.27559 | 0.27645 | 0.27701 | 0.27739 | 0.27757 | 0.27736 | 0.2769 | 0.27595 | 0.27477 | 0.27317
F3_Residential_Manufactured Home Regular Income_Existing_Water Heating_Natural Gas_Water Heater (<= 55 gal)_E8 | F3 | Residential | Manufactured Home Regular Income | Existing | Water Heating | Natural Gas | Water Heater (<= 55 gal) | E8 | PACT BC Ratio | 0 | 0 | 0 | 0 | 0 | 0 | 0 | 0 | 0 | 0 | 0 | 0 | 0 | 0 | 0 | 0 | 0 | 0 | 0 | 0 | 0 | 0 | 0 | 0 | 0 | 0 | 0 | 0 | 0 | 0 | 0 | 0 | 0
F3_Residential_Manufactured Home Regular Income_Existing_Water Heating_Natural Gas_Water Heater (<= 55 gal)_E9 | F3 | Residential | Manufactured Home Regular Income | Existing | Water Heating | Natural Gas | Water Heater (<= 55 gal) | E9 | PACT BC Ratio | 0 | 0 | 0 | 0 | 0 | 0 | 0 | 0 | 0 | 0 | 0 | 0 | 0 | 0 | 0 | 0 | 0 | 0 | 0 | 0 | 0 | 0 | 0 | 0 | 0 | 0 | 0 | 0 | 0 | 0 | 0 | 0 | 0
F3_Residential_Manufactured Home Regular Income_Existing_Water Heating_Natural Gas_Water Heater (<= 55 gal)_E10 | F3 | Residential | Manufactured Home Regular Income | Existing | Water Heating | Natural Gas | Water Heater (<= 55 gal) | E10 | PACT BC Ratio | 0 | 0 | 0 | 0 | 0 | 0 | 0 | 0 | 0 | 0 | 0 | 0 | 0 | 0 | 0 | 0 | 0 | 0 | 0 | 0 | 0 | 0 | 0 | 0 | 0 | 0 | 0 | 0 | 0 | 0 | 0 | 0 | 0
F4_Residential_Manufactured Home Regular Income_Existing_Water Heating_Natural Gas_Water Heater (<= 55 gal)_E1 | F4 | Residential | Manufactured Home Regular Income | Existing | Water Heating | Natural Gas | Water Heater (<= 55 gal) | E1 | RVT BC Ratio | bar: 2019 to 2051
F4_Residential_Manufactured Home Regular Income_Existing_Water Heating_Natural Gas_Water Heater (<= 55 gal)_E2 | F4 | Residential | Manufactured Home Regular Income | Existing | Water Heating | Natural Gas | Water Heater (<= 55 gal) | E2 | RVT BC Ratio | 2.5744 | 2.579 | 2.5894 | 2.598 | 2.5945 | 2.603 | 2.6223 | 2.6382 | 2.6574 | 2.6761 | 2.6949 | 2.7127 | 2.7317 | 2.7513 | 2.7705 | 2.79 | 2.8096 | 2.8296 | 2.8487 | 2.8671 | 2.8833 | 2.898 | 2.9094 | 2.9193 | 2.9264 | 2.9312 | 2.9344 | 2.9357 | 2.9342 | 2.9309 | 2.9243 | 2.9159 | 2.9046
F4_Residential_Manufactured Home Regular Income_Existing_Water Heating_Natural Gas_Water Heater (<= 55 gal)_E3 | F4 | Residential | Manufactured Home Regular Income | Existing | Water Heating | Natural Gas | Water Heater (<= 55 gal) | E3 | RVT BC Ratio | 1.2798 | 1.2806 | 1.2825 | 1.284 | 1.2834 | 1.2849 | 1.2883 | 1.2911 | 1.2946 | 1.2979 | 1.3012 | 1.3044 | 1.3078 | 1.3113 | 1.3147 | 1.3181 | 1.3216 | 1.3252 | 1.3286 | 1.3318 | 1.3347 | 1.3373 | 1.3393 | 1.3411 | 1.3424 | 1.3432 | 1.3438 | 1.344 | 1.3438 | 1.3432 | 1.342 | 1.3405 | 1.3385
F4_Residential_Manufactured Home Regular Income_Existing_Water Heating_Natural Gas_Water Heater (<= 55 gal)_E4 | F4 | Residential | Manufactured Home Regular Income | Existing | Water Heating | Natural Gas | Water Heater (<= 55 gal) | E4 | RVT BC Ratio | 2.4486 | 2.446 | 2.4517 | 2.4548 | 2.4393 | 2.4414 | 2.4591 | 2.4713 | 2.4888 | 2.5063 | 2.525 | 2.5434 | 2.565 | 2.589 | 2.6145 | 2.6428 | 2.6738 | 2.7063 | 2.7389 | 2.7703 | 2.798 | 2.8228 | 2.8413 | 2.856 | 2.8667 | 2.8738 | 2.8786 | 2.8805 | 2.8783 | 2.8735 | 2.8635 | 2.8511 | 2.8342
F4_Residential_Manufactured Home Regular Income_Existing_Water Heating_Natural Gas_Water Heater (<= 55 gal)_E5 | F4 | Residential | Manufactured Home Regular Income | Existing | Water Heating | Natural Gas | Water Heater (<= 55 gal) | E5 | RVT BC Ratio | 2.1183 | 2.117 | 2.1218 | 2.1246 | 2.1139 | 2.116 | 2.1297 | 2.1394 | 2.1529 | 2.1664 | 2.1807 | 2.1947 | 2.2109 | 2.2289 | 2.2478 | 2.2687 | 2.2913 | 2.3151 | 2.3388 | 2.3616 | 2.3817 | 2.3998 | 2.4133 | 2.4241 | 2.432 | 2.4372 | 2.4407 | 2.4421 | 2.4405 | 2.4369 | 2.4296 | 2.4205 | 2.4081
F4_Residential_Manufactured Home Regular Income_Existing_Water Heating_Natural Gas_Water Heater (<= 55 gal)_E6 | F4 | Residential | Manufactured Home Regular Income | Existing | Water Heating | Natural Gas | Water Heater (<= 55 gal) | E6 | RVT BC Ratio | 1.27 | 1.2708 | 1.2726 | 1.2741 | 1.2735 | 1.275 | 1.2782 | 1.281 | 1.2843 | 1.2875 | 1.2907 | 1.2938 | 1.297 | 1.3004 | 1.3037 | 1.307 | 1.3104 | 1.3138 | 1.3171 | 1.3203 | 1.323 | 1.3256 | 1.3275 | 1.3292 | 1.3304 | 1.3312 | 1.3318 | 1.332 | 1.3318 | 1.3312 | 1.3301 | 1.3286 | 1.3267
F4_Residential_Manufactured Home Regular Income_Existing_Water Heating_Natural Gas_Water Heater (<= 55 gal)_E7 | F4 | Residential | Manufactured Home Regular Income | Existing | Water Heating | Natural Gas | Water Heater (<= 55 gal) | E7 | RVT BC Ratio | 0 | 0 | 0 | 0 | 1.2731 | 1.2746 | 1.2779 | 1.2806 | 1.2838 | 1.2869 | 1.2901 | 1.2932 | 1.2964 | 1.2998 | 1.3033 | 1.3069 | 1.3106 | 1.3144 | 1.3179 | 1.3213 | 1.3243 | 1.3268 | 1.3287 | 1.3302 | 1.3312 | 1.3319 | 1.3323 | 1.3325 | 1.3323 | 1.3317 | 1.3306 | 1.3292 | 1.3273
F4_Residential_Manufactured Home Regular Income_Existing_Water Heating_Natural Gas_Water Heater (<= 55 gal)_E8 | F4 | Residential | Manufactured Home Regular Income | Existing | Water Heating | Natural Gas | Water Heater (<= 55 gal) | E8 | RVT BC Ratio | 0 | 0 | 0 | 0 | 0 | 0 | 0 | 0 | 0 | 0 | 0 | 0 | 0 | 0 | 0 | 0 | 0 | 0 | 0 | 0 | 0 | 0 | 0 | 0 | 0 | 0 | 0 | 0 | 0 | 0 | 0 | 0 | 0
F4_Residential_Manufactured Home Regular Income_Existing_Water Heating_Natural Gas_Water Heater (<= 55 gal)_E9 | F4 | Residential | Manufactured Home Regular Income | Existing | Water Heating | Natural Gas | Water Heater (<= 55 gal) | E9 | RVT BC Ratio | 0 | 0 | 0 | 0 | 0 | 0 | 0 | 0 | 0 | 0 | 0 | 0 | 0 | 0 | 0 | 0 | 0 | 0 | 0 | 0 | 0 | 0 | 0 | 0 | 0 | 0 | 0 | 0 | 0 | 0 | 0 | 0 | 0
F4_Residential_Manufactured Home Regular Income_Existing_Water Heating_Natural Gas_Water Heater (<= 55 gal)_E10 | F4 | Residential | Manufactured Home Regular Income | Existing | Water Heating | Natural Gas | Water Heater (<= 55 gal) | E10 | RVT BC Ratio | 0 | 0 | 0 | 0 | 0 | 0 | 0 | 0 | 0 | 0 | 0 | 0 | 0 | 0 | 0 | 0 | 0 | 0 | 0 | 0 | 0 | 0 | 0 | 0 | 0 | 0 | 0 | 0 | 0 | 0 | 0 | 0 | 0
F5_Residential_Manufactured Home Regular Income_Existing_Water Heating_Natural Gas_Water Heater (<= 55 gal)_E1 | F5 | Residential | Manufactured Home Regular Income | Existing | Water Heating | Natural Gas | Water Heater (<= 55 gal) | E1 | RIM BC Ratio | bar: 2019 to 2051
F5_Residential_Manufactured Home Regular Income_Existing_Water Heating_Natural Gas_Water Heater (<= 55 gal)_E2 | F5 | Residential | Manufactured Home Regular Income | Existing | Water Heating | Natural Gas | Water Heater (<= 55 gal) | E2 | RIM BC Ratio | 0.56839 | 0.56911 | 0.57071 | 0.57205 | 0.57151 | 0.57282 | 0.57574 | 0.57813 | 0.58097 | 0.5837 | 0.58642 | 0.58897 | 0.59164 | 0.59436 | 0.59698 | 0.59963 | 0.60225 | 0.60488 | 0.60737 | 0.60974 | 0.61179 | 0.61365 | 0.61506 | 0.61629 | 0.61717 | 0.61776 | 0.61815 | 0.6183 | 0.61812 | 0.61773 | 0.6169 | 0.61588 | 0.61447
F5_Residential_Manufactured Home Regular Income_Existing_Water Heating_Natural Gas_Water Heater (<= 55 gal)_E3 | F5 | Residential | Manufactured Home Regular Income | Existing | Water Heating | Natural Gas | Water Heater (<= 55 gal) | E3 | RIM BC Ratio | 0.18939 | 0.18984 | 0.19085 | 0.19169 | 0.19135 | 0.19217 | 0.19403 | 0.19556 | 0.1974 | 0.19919 | 0.20098 | 0.20266 | 0.20445 | 0.20629 | 0.20807 | 0.20989 | 0.21171 | 0.21354 | 0.2153 | 0.21698 | 0.21844 | 0.21978 | 0.2208 | 0.22169 | 0.22233 | 0.22276 | 0.22305 | 0.22316 | 0.22303 | 0.22274 | 0.22214 | 0.22139 | 0.22037
F5_Residential_Manufactured Home Regular Income_Existing_Water Heating_Natural Gas_Water Heater (<= 55 gal)_E4 | F5 | Residential | Manufactured Home Regular Income | Existing | Water Heating | Natural Gas | Water Heater (<= 55 gal) | E4 | RIM BC Ratio | 0.54781 | 0.54736 | 0.54835 | 0.54887 | 0.54622 | 0.54658 | 0.5496 | 0.55167 | 0.5546 | 0.55749 | 0.56054 | 0.56349 | 0.56691 | 0.57066 | 0.57456 | 0.57882 | 0.58337 | 0.58806 | 0.59264 | 0.59697 | 0.6007 | 0.60399 | 0.60641 | 0.60831 | 0.60968 | 0.61059 | 0.6112 | 0.61144 | 0.61116 | 0.61054 | 0.60927 | 0.60767 | 0.60548
F5_Residential_Manufactured Home Regular Income_Existing_Water Heating_Natural Gas_Water Heater (<= 55 gal)_E5 | F5 | Residential | Manufactured Home Regular Income | Existing | Water Heating | Natural Gas | Water Heater (<= 55 gal) | E5 | RIM BC Ratio | 0.48316 | 0.48286 | 0.48394 | 0.48456 | 0.48217 | 0.48265 | 0.48569 | 0.48782 | 0.49078 | 0.49369 | 0.49674 | 0.49969 | 0.50308 | 0.50677 | 0.51059 | 0.51474 | 0.51916 | 0.52372 | 0.52819 | 0.53241 | 0.53606 | 0.53929 | 0.54168 | 0.54358 | 0.54494 | 0.54585 | 0.54646 | 0.5467 | 0.54642 | 0.54581 | 0.54454 | 0.54294 | 0.54076
F5_Residential_Manufactured Home Regular Income_Existing_Water Heating_Natural Gas_Water Heater (<= 55 gal)_E6 | F5 | Residential | Manufactured Home Regular Income | Existing | Water Heating | Natural Gas | Water Heater (<= 55 gal) | E6 | RIM BC Ratio | 0.18399 | 0.18443 | 0.18542 | 0.18624 | 0.18591 | 0.18672 | 0.18853 | 0.19003 | 0.19183 | 0.19358 | 0.19533 | 0.19698 | 0.19873 | 0.20053 | 0.20228 | 0.20406 | 0.20584 | 0.20763 | 0.20935 | 0.211 | 0.21243 | 0.21375 | 0.21475 | 0.21562 | 0.21625 | 0.21667 | 0.21695 | 0.21706 | 0.21694 | 0.21665 | 0.21606 | 0.21533 | 0.21433
F5_Residential_Manufactured Home Regular Income_Existing_Water Heating_Natural Gas_Water Heater (<= 55 gal)_E7 | F5 | Residential | Manufactured Home Regular Income | Existing | Water Heating | Natural Gas | Water Heater (<= 55 gal) | E7 | RIM BC Ratio | 0 | 0 | 0 | 0 | 0.18571 | 0.18652 | 0.18833 | 0.1898 | 0.19157 | 0.19329 | 0.19502 | 0.19666 | 0.19841 | 0.20023 | 0.20206 | 0.20397 | 0.20594 | 0.20792 | 0.20979 | 0.21156 | 0.21307 | 0.21441 | 0.21537 | 0.21613 | 0.21665 | 0.217 | 0.21723 | 0.21734 | 0.21721 | 0.21693 | 0.21635 | 0.21562 | 0.21463
F5_Residential_Manufactured Home Regular Income_Existing_Water Heating_Natural Gas_Water Heater (<= 55 gal)_E8 | F5 | Residential | Manufactured Home Regular Income | Existing | Water Heating | Natural Gas | Water Heater (<= 55 gal) | E8 | RIM BC Ratio | 0 | 0 | 0 | 0 | 0 | 0 | 0 | 0 | 0 | 0 | 0 | 0 | 0 | 0 | 0 | 0 | 0 | 0 | 0 | 0 | 0 | 0 | 0 | 0 | 0 | 0 | 0 | 0 | 0 | 0 | 0 | 0 | 0
F5_Residential_Manufactured Home Regular Income_Existing_Water Heating_Natural Gas_Water Heater (<= 55 gal)_E9 | F5 | Residential | Manufactured Home Regular Income | Existing | Water Heating | Natural Gas | Water Heater (<= 55 gal) | E9 | RIM BC Ratio | 0 | 0 | 0 | 0 | 0 | 0 | 0 | 0 | 0 | 0 | 0 | 0 | 0 | 0 | 0 | 0 | 0 | 0 | 0 | 0 | 0 | 0 | 0 | 0 | 0 | 0 | 0 | 0 | 0 | 0 | 0 | 0 | 0
F5_Residential_Manufactured Home Regular Income_Existing_Water Heating_Natural Gas_Water Heater (<= 55 gal)_E10 | F5 | Residential | Manufactured Home Regular Income | Existing | Water Heating | Natural Gas | Water Heater (<= 55 gal) | E10 | RIM BC Ratio | 0 | 0 | 0 | 0 | 0 | 0 | 0 | 0 | 0 | 0 | 0 | 0 | 0 | 0 | 0 | 0 | 0 | 0 | 0 | 0 | 0 | 0 | 0 | 0 | 0 | 0 | 0 | 0 | 0 | 0 | 0 | 0 | 0
F0_Residential_Manufactured Home Regular Income_Existing_Water Heating_Natural Gas_Water Heater (> 55 gal)_E0 | F0 | Residential | Manufactured Home Regular Income | Existing | Water Heating | Natural Gas | Water Heater (> 55 gal) | E0 | Economic Unit | UEF 0.76 (Standard) | UEF 0.76 (Standard) | UEF 0.76 (Standard) | UEF 0.76 (Standard) | UEF 0.76 (Standard) | UEF 0.76 (Standard) | UEF 0.76 (Standard) | UEF 0.76 (Standard) | UEF 0.76 (Standard) | UEF 0.76 (Standard) | UEF 0.76 (Standard) | UEF 0.76 (Standard) | UEF 0.76 (Standard) | UEF 0.76 (Standard) | UEF 0.76 (Standard) | UEF 0.76 (Standard) | UEF 0.76 (Standard) | UEF 0.76 (Standard) | UEF 0.76 (Standard) | UEF 0.76 (Standard) | UEF 0.76 (Standard) | UEF 0.76 (Standard) | UEF 0.76 (Standard) | UEF 0.76 (Standard) | UEF 0.76 (Standard) | UEF 0.76 (Standard) | UEF 0.76 (Standard) | UEF 0.76 (Standard) | UEF 0.76 (Standard) | UEF 0.76 (Standard) | UEF 0.76 (Standard) | UEF 0.76 (Standard) | UEF 0.76 (Standard)
F1_Residential_Manufactured Home Regular Income_Existing_Water Heating_Natural Gas_Water Heater (> 55 gal)_E1 | F1 | Residential | Manufactured Home Regular Income | Existing | Water Heating | Natural Gas | Water Heater (> 55 gal) | E1 | CCE | 0 | 0 | 0 | 0 | 0 | 0 | 0 | 0 | 0 | 0 | 0 | 0 | 0 | 0 | 0 | 0 | 0 | 0 | 0 | 0 | 0 | 0 | 0 | 0 | 0 | 0 | 0 | 0 | 0 | 0 | 0 | 0 | 0
F1_Residential_Manufactured Home Regular Income_Existing_Water Heating_Natural Gas_Water Heater (> 55 gal)_E2 | F1 | Residential | Manufactured Home Regular Income | Existing | Water Heating | Natural Gas | Water Heater (> 55 gal) | E2 | CCE | 4.1825 | 4.3112 | 4.2237 | 3.872 | 3.872 | 3.872 | 3.872 | 3.872 | 3.872 | 3.872 | 3.872 | 3.872 | 3.872 | 3.872 | 3.872 | 3.872 | 3.872 | 3.872 | 3.872 | 3.872 | 3.872 | 3.872 | 3.872 | 3.872 | 3.872 | 3.872 | 3.872 | 3.872 | 3.872 | 3.872 | 3.872 | 3.872 | 3.872
F1_Residential_Manufactured Home Regular Income_Existing_Water Heating_Natural Gas_Water Heater (> 55 gal)_E3 | F1 | Residential | Manufactured Home Regular Income | Existing | Water Heating | Natural Gas | Water Heater (> 55 gal) | E3 | CCE | 29.6083 | 30.5193 | 29.8997 | 27.4101 | 27.4101 | 27.4101 | 27.4101 | 27.4101 | 27.4101 | 27.4101 | 27.4101 | 27.4101 | 27.4101 | 27.4101 | 27.4101 | 27.4101 | 27.4101 | 27.4101 | 27.4101 | 27.4101 | 27.4101 | 27.4101 | 27.4101 | 27.4101 | 27.4101 | 27.4101 | 27.4101 | 27.4101 | 27.4101 | 27.4101 | 27.4101 | 27.4101 | 27.4101
F1_Residential_Manufactured Home Regular Income_Existing_Water Heating_Natural Gas_Water Heater (> 55 gal)_E4 | F1 | Residential | Manufactured Home Regular Income | Existing | Water Heating | Natural Gas | Water Heater (> 55 gal) | E4 | CCE | 3.1428 | 3.2395 | 3.1737 | 2.9094 | 2.9094 | 2.9094 | 2.9094 | 2.9094 | 2.9094 | 2.9094 | 2.9094 | 2.9094 | 2.9094 | 2.9094 | 2.9094 | 2.9094 | 2.9094 | 2.9094 | 2.9094 | 2.9094 | 2.9094 | 2.9094 | 2.9094 | 2.9094 | 2.9094 | 2.9094 | 2.9094 | 2.9094 | 2.9094 | 2.9094 | 2.9094 | 2.9094 | 2.9094
F1_Residential_Manufactured Home Regular Income_Existing_Water Heating_Natural Gas_Water Heater (> 55 gal)_E5 | F1 | Residential | Manufactured Home Regular Income | Existing | Water Heating | Natural Gas | Water Heater (> 55 gal) | E5 | CCE | 3.4148 | 3.5198 | 3.4484 | 3.1612 | 3.1612 | 3.1612 | 3.1612 | 3.1612 | 3.1612 | 3.1612 | 3.1612 | 3.1612 | 3.1612 | 3.1612 | 3.1612 | 3.1612 | 3.1612 | 3.1612 | 3.1612 | 3.1612 | 3.1612 | 3.1612 | 3.1612 | 3.1612 | 3.1612 | 3.1612 | 3.1612 | 3.1612 | 3.1612 | 3.1612 | 3.1612 | 3.1612 | 3.1612
F1_Residential_Manufactured Home Regular Income_Existing_Water Heating_Natural Gas_Water Heater (> 55 gal)_E6 | F1 | Residential | Manufactured Home Regular Income | Existing | Water Heating | Natural Gas | Water Heater (> 55 gal) | E6 | CCE | 10.6709 | 10.9993 | 10.776 | 9.8787 | 9.8787 | 9.8787 | 9.8787 | 9.8787 | 9.8787 | 9.8787 | 9.8787 | 9.8787 | 9.8787 | 9.8787 | 9.8787 | 9.8787 | 9.8787 | 9.8787 | 9.8787 | 9.8787 | 9.8787 | 9.8787 | 9.8787 | 9.8787 | 9.8787 | 9.8787 | 9.8787 | 9.8787 | 9.8787 | 9.8787 | 9.8787 | 9.8787 | 9.8787
F1_Residential_Manufactured Home Regular Income_Existing_Water Heating_Natural Gas_Water Heater (> 55 gal)_E7 | F1 | Residential | Manufactured Home Regular Income | Existing | Water Heating | Natural Gas | Water Heater (> 55 gal) | E7 | CCE | 0 | 0 | 0 | 0 | 0 | 8.3175 | 8.3175 | 8.3175 | 8.3175 | 8.3175 | 8.3175 | 8.3175 | 8.3175 | 8.3175 | 8.3175 | 8.3175 | 8.3175 | 8.3175 | 8.3175 | 8.3175 | 8.3175 | 8.3175 | 8.3175 | 8.3175 | 8.3175 | 8.3175 | 8.3175 | 8.3175 | 8.3175 | 8.3175 | 8.3175 | 8.3175 | 8.3175
F1_Residential_Manufactured Home Regular Income_Existing_Water Heating_Natural Gas_Water Heater (> 55 gal)_E8 | F1 | Residential | Manufactured Home Regular Income | Existing | Water Heating | Natural Gas | Water Heater (> 55 gal) | E8 | CCE | 0 | 0 | 0 | 0 | 0 | 0 | 0 | 0 | 0 | 0 | 0 | 0 | 0 | 0 | 0 | 0 | 0 | 0 | 0 | 0 | 0 | 0 | 0 | 0 | 0 | 0 | 0 | 0 | 0 | 0 | 0 | 0 | 0
F1_Residential_Manufactured Home Regular Income_Existing_Water Heating_Natural Gas_Water Heater (> 55 gal)_E9 | F1 | Residential | Manufactured Home Regular Income | Existing | Water Heating | Natural Gas | Water Heater (> 55 gal) | E9 | CCE | 0 | 0 | 0 | 0 | 0 | 0 | 0 | 0 | 0 | 0 | 0 | 0 | 0 | 0 | 0 | 0 | 0 | 0 | 0 | 0 | 0 | 0 | 0 | 0 | 0 | 0 | 0 | 0 | 0 | 0 | 0 | 0 | 0
F1_Residential_Manufactured Home Regular Income_Existing_Water Heating_Natural Gas_Water Heater (> 55 gal)_E10 | F1 | Residential | Manufactured Home Regular Income | Existing | Water Heating | Natural Gas | Water Heater (> 55 gal) | E10 | CCE | 0 | 0 | 0 | 0 | 0 | 0 | 0 | 0 | 0 | 0 | 0 | 0 | 0 | 0 | 0 | 0 | 0 | 0 | 0 | 0 | 0 | 0 | 0 | 0 | 0 | 0 | 0 | 0 | 0 | 0 | 0 | 0 | 0
F2_Residential_Manufactured Home Regular Income_Existing_Water Heating_Natural Gas_Water Heater (> 55 gal)_E1 | F2 | Residential | Manufactured Home Regular Income | Existing | Water Heating | Natural Gas | Water Heater (> 55 gal) | E1 | TRC BC Ratio | bar: 2019 to 2051
F2_Residential_Manufactured Home Regular Income_Existing_Water Heating_Natural Gas_Water Heater (> 55 gal)_E2 | F2 | Residential | Manufactured Home Regular Income | Existing | Water Heating | Natural Gas | Water Heater (> 55 gal) | E2 | TRC BC Ratio | 0.31254 | 0.31345 | 0.31551 | 0.31723 | 0.31653 | 0.31822 | 0.32204 | 0.3252 | 0.32901 | 0.33272 | 0.33646 | 0.34 | 0.34377 | 0.34766 | 0.35146 | 0.35534 | 0.35924 | 0.36319 | 0.36699 | 0.37065 | 0.37385 | 0.37678 | 0.37903 | 0.38099 | 0.38241 | 0.38337 | 0.384 | 0.38425 | 0.38396 | 0.38332 | 0.38199 | 0.38033 | 0.37809
F2_Residential_Manufactured Home Regular Income_Existing_Water Heating_Natural Gas_Water Heater (> 55 gal)_E3 | F2 | Residential | Manufactured Home Regular Income | Existing | Water Heating | Natural Gas | Water Heater (> 55 gal) | E3 | TRC BC Ratio | 0.044149 | 0.044279 | 0.044569 | 0.044812 | 0.044713 | 0.044952 | 0.045491 | 0.045938 | 0.046476 | 0.047 | 0.047528 | 0.048029 | 0.048561 | 0.049111 | 0.049647 | 0.050195 | 0.050746 | 0.051305 | 0.051842 | 0.052358 | 0.052811 | 0.053225 | 0.053543 | 0.05382 | 0.05402 | 0.054155 | 0.054245 | 0.05428 | 0.054239 | 0.054148 | 0.05396 | 0.053726 | 0.05341
F2_Residential_Manufactured Home Regular Income_Existing_Water Heating_Natural Gas_Water Heater (> 55 gal)_E4 | F2 | Residential | Manufactured Home Regular Income | Existing | Water Heating | Natural Gas | Water Heater (> 55 gal) | E4 | TRC BC Ratio | 0.35674 | 0.35129 | 0.35007 | 0.3473 | 0.33493 | 0.33137 | 0.33573 | 0.337 | 0.34123 | 0.34574 | 0.35132 | 0.35721 | 0.36542 | 0.37558 | 0.38743 | 0.40167 | 0.41837 | 0.43642 | 0.455 | 0.47294 | 0.48878 | 0.50276 | 0.51302 | 0.52063 | 0.52614 | 0.52983 | 0.53231 | 0.53326 | 0.53215 | 0.52963 | 0.52448 | 0.51807 | 0.50936
F2_Residential_Manufactured Home Regular Income_Existing_Water Heating_Natural Gas_Water Heater (> 55 gal)_E5 | F2 | Residential | Manufactured Home Regular Income | Existing | Water Heating | Natural Gas | Water Heater (> 55 gal) | E5 | TRC BC Ratio | 0.34285 | 0.33948 | 0.33932 | 0.33801 | 0.32944 | 0.32758 | 0.33177 | 0.33366 | 0.33776 | 0.34202 | 0.34701 | 0.35214 | 0.35891 | 0.36704 | 0.37628 | 0.38716 | 0.3997 | 0.41318 | 0.42696 | 0.44026 | 0.452 | 0.46239 | 0.47005 | 0.47582 | 0.48001 | 0.48281 | 0.48469 | 0.48542 | 0.48457 | 0.48266 | 0.47875 | 0.47388 | 0.46727
F2_Residential_Manufactured Home Regular Income_Existing_Water Heating_Natural Gas_Water Heater (> 55 gal)_E6 | F2 | Residential | Manufactured Home Regular Income | Existing | Water Heating | Natural Gas | Water Heater (> 55 gal) | E6 | TRC BC Ratio | 0.1225 | 0.12286 | 0.12366 | 0.12434 | 0.12406 | 0.12473 | 0.12622 | 0.12746 | 0.12895 | 0.13041 | 0.13188 | 0.13326 | 0.13474 | 0.13627 | 0.13775 | 0.13928 | 0.1408 | 0.14235 | 0.14384 | 0.14528 | 0.14653 | 0.14768 | 0.14856 | 0.14933 | 0.14989 | 0.15026 | 0.15051 | 0.15061 | 0.1505 | 0.15024 | 0.14972 | 0.14907 | 0.14819
F2_Residential_Manufactured Home Regular Income_Existing_Water Heating_Natural Gas_Water Heater (> 55 gal)_E7 | F2 | Residential | Manufactured Home Regular Income | Existing | Water Heating | Natural Gas | Water Heater (> 55 gal) | E7 | TRC BC Ratio | 0 | 0 | 0 | 0 | 0 | 0.15048 | 0.15227 | 0.15373 | 0.15547 | 0.15718 | 0.15892 | 0.16058 | 0.16235 | 0.16424 | 0.16618 | 0.16826 | 0.17045 | 0.17265 | 0.17473 | 0.17669 | 0.17836 | 0.17979 | 0.18079 | 0.18151 | 0.18199 | 0.18229 | 0.18251 | 0.18263 | 0.18249 | 0.18219 | 0.18157 | 0.1808 | 0.17976
F2_Residential_Manufactured Home Regular Income_Existing_Water Heating_Natural Gas_Water Heater (> 55 gal)_E8 | F2 | Residential | Manufactured Home Regular Income | Existing | Water Heating | Natural Gas | Water Heater (> 55 gal) | E8 | TRC BC Ratio | 0 | 0 | 0 | 0 | 0 | 0 | 0 | 0 | 0 | 0 | 0 | 0 | 0 | 0 | 0 | 0 | 0 | 0 | 0 | 0 | 0 | 0 | 0 | 0 | 0 | 0 | 0 | 0 | 0 | 0 | 0 | 0 | 0
F2_Residential_Manufactured Home Regular Income_Existing_Water Heating_Natural Gas_Water Heater (> 55 gal)_E9 | F2 | Residential | Manufactured Home Regular Income | Existing | Water Heating | Natural Gas | Water Heater (> 55 gal) | E9 | TRC BC Ratio | 0 | 0 | 0 | 0 | 0 | 0 | 0 | 0 | 0 | 0 | 0 | 0 | 0 | 0 | 0 | 0 | 0 | 0 | 0 | 0 | 0 | 0 | 0 | 0 | 0 | 0 | 0 | 0 | 0 | 0 | 0 | 0 | 0
F2_Residential_Manufactured Home Regular Income_Existing_Water Heating_Natural Gas_Water Heater (> 55 gal)_E10 | F2 | Residential | Manufactured Home Regular Income | Existing | Water Heating | Natural Gas | Water Heater (> 55 gal) | E10 | TRC BC Ratio | 0 | 0 | 0 | 0 | 0 | 0 | 0 | 0 | 0 | 0 | 0 | 0 | 0 | 0 | 0 | 0 | 0 | 0 | 0 | 0 | 0 | 0 | 0 | 0 | 0 | 0 | 0 | 0 | 0 | 0 | 0 | 0 | 0
F3_Residential_Manufactured Home Regular Income_Existing_Water Heating_Natural Gas_Water Heater (> 55 gal)_E1 | F3 | Residential | Manufactured Home Regular Income | Existing | Water Heating | Natural Gas | Water Heater (> 55 gal) | E1 | PACT BC Ratio | bar: 2019 to 2051
F3_Residential_Manufactured Home Regular Income_Existing_Water Heating_Natural Gas_Water Heater (> 55 gal)_E2 | F3 | Residential | Manufactured Home Regular Income | Existing | Water Heating | Natural Gas | Water Heater (> 55 gal) | E2 | PACT BC Ratio | 0.39759 | 0.39875 | 0.40137 | 0.40356 | 0.40267 | 0.40482 | 0.40967 | 0.4137 | 0.41854 | 0.42326 | 0.42802 | 0.43253 | 0.43732 | 0.44227 | 0.4471 | 0.45204 | 0.457 | 0.46203 | 0.46687 | 0.47152 | 0.47559 | 0.47932 | 0.48218 | 0.48468 | 0.48648 | 0.48769 | 0.48851 | 0.48882 | 0.48845 | 0.48763 | 0.48594 | 0.48384 | 0.48098
F3_Residential_Manufactured Home Regular Income_Existing_Water Heating_Natural Gas_Water Heater (> 55 gal)_E3 | F3 | Residential | Manufactured Home Regular Income | Existing | Water Heating | Natural Gas | Water Heater (> 55 gal) | E3 | PACT BC Ratio | 0.056164 | 0.056329 | 0.056697 | 0.057008 | 0.056881 | 0.057186 | 0.057871 | 0.05844 | 0.059123 | 0.05979 | 0.060463 | 0.061099 | 0.061776 | 0.062476 | 0.063158 | 0.063855 | 0.064556 | 0.065267 | 0.06595 | 0.066607 | 0.067182 | 0.067709 | 0.068114 | 0.068466 | 0.068721 | 0.068892 | 0.069007 | 0.069051 | 0.068999 | 0.068883 | 0.068645 | 0.068347 | 0.067944
F3_Residential_Manufactured Home Regular Income_Existing_Water Heating_Natural Gas_Water Heater (> 55 gal)_E4 | F3 | Residential | Manufactured Home Regular Income | Existing | Water Heating | Natural Gas | Water Heater (> 55 gal) | E4 | PACT BC Ratio | 0.45382 | 0.44689 | 0.44533 | 0.44181 | 0.42608 | 0.42154 | 0.42709 | 0.42871 | 0.43409 | 0.43983 | 0.44693 | 0.45442 | 0.46486 | 0.47779 | 0.49286 | 0.51098 | 0.53223 | 0.55519 | 0.57882 | 0.60164 | 0.62179 | 0.63958 | 0.65263 | 0.66231 | 0.66932 | 0.67402 | 0.67717 | 0.67839 | 0.67696 | 0.67377 | 0.66721 | 0.65905 | 0.64798
F3_Residential_Manufactured Home Regular Income_Existing_Water Heating_Natural Gas_Water Heater (> 55 gal)_E5 | F3 | Residential | Manufactured Home Regular Income | Existing | Water Heating | Natural Gas | Water Heater (> 55 gal) | E5 | PACT BC Ratio | 0.43616 | 0.43186 | 0.43166 | 0.43 | 0.41909 | 0.41673 | 0.42206 | 0.42447 | 0.42968 | 0.4351 | 0.44144 | 0.44797 | 0.45658 | 0.46693 | 0.47867 | 0.49252 | 0.50848 | 0.52562 | 0.54315 | 0.56007 | 0.575 | 0.58823 | 0.59797 | 0.60531 | 0.61063 | 0.6142 | 0.61659 | 0.61752 | 0.61644 | 0.61401 | 0.60904 | 0.60284 | 0.59443
F3_Residential_Manufactured Home Regular Income_Existing_Water Heating_Natural Gas_Water Heater (> 55 gal)_E6 | F3 | Residential | Manufactured Home Regular Income | Existing | Water Heating | Natural Gas | Water Heater (> 55 gal) | E6 | PACT BC Ratio | 0.15584 | 0.15629 | 0.15732 | 0.15818 | 0.15783 | 0.15867 | 0.16057 | 0.16215 | 0.16405 | 0.1659 | 0.16776 | 0.16953 | 0.17141 | 0.17335 | 0.17524 | 0.17718 | 0.17912 | 0.18109 | 0.18299 | 0.18481 | 0.18641 | 0.18787 | 0.18899 | 0.18997 | 0.19068 | 0.19115 | 0.19147 | 0.19159 | 0.19145 | 0.19113 | 0.19047 | 0.18964 | 0.18852
F3_Residential_Manufactured Home Regular Income_Existing_Water Heating_Natural Gas_Water Heater (> 55 gal)_E7 | F3 | Residential | Manufactured Home Regular Income | Existing | Water Heating | Natural Gas | Water Heater (> 55 gal) | E7 | PACT BC Ratio | 0 | 0 | 0 | 0 | 0 | 0.19144 | 0.19371 | 0.19556 | 0.19778 | 0.19996 | 0.20217 | 0.20428 | 0.20653 | 0.20894 | 0.21141 | 0.21405 | 0.21684 | 0.21963 | 0.22228 | 0.22477 | 0.2269 | 0.22872 | 0.22999 | 0.2309 | 0.23151 | 0.2319 | 0.23218 | 0.23233 | 0.23216 | 0.23177 | 0.23099 | 0.23001 | 0.22868
F3_Residential_Manufactured Home Regular Income_Existing_Water Heating_Natural Gas_Water Heater (> 55 gal)_E8 | F3 | Residential | Manufactured Home Regular Income | Existing | Water Heating | Natural Gas | Water Heater (> 55 gal) | E8 | PACT BC Ratio | 0 | 0 | 0 | 0 | 0 | 0 | 0 | 0 | 0 | 0 | 0 | 0 | 0 | 0 | 0 | 0 | 0 | 0 | 0 | 0 | 0 | 0 | 0 | 0 | 0 | 0 | 0 | 0 | 0 | 0 | 0 | 0 | 0
F3_Residential_Manufactured Home Regular Income_Existing_Water Heating_Natural Gas_Water Heater (> 55 gal)_E9 | F3 | Residential | Manufactured Home Regular Income | Existing | Water Heating | Natural Gas | Water Heater (> 55 gal) | E9 | PACT BC Ratio | 0 | 0 | 0 | 0 | 0 | 0 | 0 | 0 | 0 | 0 | 0 | 0 | 0 | 0 | 0 | 0 | 0 | 0 | 0 | 0 | 0 | 0 | 0 | 0 | 0 | 0 | 0 | 0 | 0 | 0 | 0 | 0 | 0
F3_Residential_Manufactured Home Regular Income_Existing_Water Heating_Natural Gas_Water Heater (> 55 gal)_E10 | F3 | Residential | Manufactured Home Regular Income | Existing | Water Heating | Natural Gas | Water Heater (> 55 gal) | E10 | PACT BC Ratio | 0 | 0 | 0 | 0 | 0 | 0 | 0 | 0 | 0 | 0 | 0 | 0 | 0 | 0 | 0 | 0 | 0 | 0 | 0 | 0 | 0 | 0 | 0 | 0 | 0 | 0 | 0 | 0 | 0 | 0 | 0 | 0 | 0
F4_Residential_Manufactured Home Regular Income_Existing_Water Heating_Natural Gas_Water Heater (> 55 gal)_E1 | F4 | Residential | Manufactured Home Regular Income | Existing | Water Heating | Natural Gas | Water Heater (> 55 gal) | E1 | RVT BC Ratio | bar: 2019 to 2051
F4_Residential_Manufactured Home Regular Income_Existing_Water Heating_Natural Gas_Water Heater (> 55 gal)_E2 | F4 | Residential | Manufactured Home Regular Income | Existing | Water Heating | Natural Gas | Water Heater (> 55 gal) | E2 | RVT BC Ratio | 1.1177 | 1.1188 | 1.1213 | 1.1234 | 1.1225 | 1.1245 | 1.1291 | 1.1329 | 1.1375 | 1.1419 | 1.1464 | 1.1506 | 1.1552 | 1.1598 | 1.1644 | 1.169 | 1.1737 | 1.1784 | 1.183 | 1.1874 | 1.1912 | 1.1947 | 1.1974 | 1.1998 | 1.2015 | 1.2026 | 1.2034 | 1.2037 | 1.2033 | 1.2025 | 1.2009 | 1.199 | 1.1963
F4_Residential_Manufactured Home Regular Income_Existing_Water Heating_Natural Gas_Water Heater (> 55 gal)_E3 | F4 | Residential | Manufactured Home Regular Income | Existing | Water Heating | Natural Gas | Water Heater (> 55 gal) | E3 | RVT BC Ratio | 0.79619 | 0.79634 | 0.79669 | 0.79698 | 0.79686 | 0.79715 | 0.7978 | 0.79833 | 0.79898 | 0.7996 | 0.80024 | 0.80084 | 0.80147 | 0.80213 | 0.80278 | 0.80343 | 0.80409 | 0.80476 | 0.8054 | 0.80602 | 0.80657 | 0.80706 | 0.80744 | 0.80777 | 0.80801 | 0.80818 | 0.80828 | 0.80833 | 0.80828 | 0.80817 | 0.80794 | 0.80766 | 0.80728
F4_Residential_Manufactured Home Regular Income_Existing_Water Heating_Natural Gas_Water Heater (> 55 gal)_E4 | F4 | Residential | Manufactured Home Regular Income | Existing | Water Heating | Natural Gas | Water Heater (> 55 gal) | E4 | RVT BC Ratio | 1.1707 | 1.1642 | 1.1627 | 1.1594 | 1.1446 | 1.1403 | 1.1455 | 1.147 | 1.1521 | 1.1575 | 1.1642 | 1.1713 | 1.1811 | 1.1933 | 1.2075 | 1.2245 | 1.2445 | 1.2662 | 1.2884 | 1.3099 | 1.3289 | 1.3456 | 1.3579 | 1.367 | 1.3736 | 1.3781 | 1.381 | 1.3822 | 1.3808 | 1.3778 | 1.3717 | 1.364 | 1.3535
F4_Residential_Manufactured Home Regular Income_Existing_Water Heating_Natural Gas_Water Heater (> 55 gal)_E5 | F4 | Residential | Manufactured Home Regular Income | Existing | Water Heating | Natural Gas | Water Heater (> 55 gal) | E5 | RVT BC Ratio | 1.1541 | 1.15 | 1.1498 | 1.1483 | 1.138 | 1.1358 | 1.1408 | 1.143 | 1.148 | 1.1531 | 1.159 | 1.1652 | 1.1733 | 1.183 | 1.1941 | 1.2071 | 1.2222 | 1.2383 | 1.2548 | 1.2708 | 1.2848 | 1.2973 | 1.3064 | 1.3134 | 1.3184 | 1.3217 | 1.324 | 1.3249 | 1.3238 | 1.3216 | 1.3169 | 1.311 | 1.3031
F4_Residential_Manufactured Home Regular Income_Existing_Water Heating_Natural Gas_Water Heater (> 55 gal)_E6 | F4 | Residential | Manufactured Home Regular Income | Existing | Water Heating | Natural Gas | Water Heater (> 55 gal) | E6 | RVT BC Ratio | 0.89006 | 0.89049 | 0.89145 | 0.89226 | 0.89193 | 0.89273 | 0.89452 | 0.896 | 0.89779 | 0.89953 | 0.90129 | 0.90295 | 0.90472 | 0.90655 | 0.90833 | 0.91016 | 0.91199 | 0.91384 | 0.91563 | 0.91735 | 0.91885 | 0.92023 | 0.92128 | 0.9222 | 0.92287 | 0.92332 | 0.92362 | 0.92373 | 0.9236 | 0.92329 | 0.92267 | 0.92189 | 0.92084
F4_Residential_Manufactured Home Regular Income_Existing_Water Heating_Natural Gas_Water Heater (> 55 gal)_E7 | F4 | Residential | Manufactured Home Regular Income | Existing | Water Heating | Natural Gas | Water Heater (> 55 gal) | E7 | RVT BC Ratio | 0 | 0 | 0 | 0 | 0 | 0.92359 | 0.92572 | 0.92747 | 0.92956 | 0.93161 | 0.9337 | 0.93568 | 0.9378 | 0.94007 | 0.94239 | 0.94488 | 0.94751 | 0.95014 | 0.95264 | 0.95498 | 0.95698 | 0.9587 | 0.95989 | 0.96075 | 0.96133 | 0.9617 | 0.96196 | 0.96209 | 0.96193 | 0.96157 | 0.96083 | 0.95991 | 0.95866
F4_Residential_Manufactured Home Regular Income_Existing_Water Heating_Natural Gas_Water Heater (> 55 gal)_E8 | F4 | Residential | Manufactured Home Regular Income | Existing | Water Heating | Natural Gas | Water Heater (> 55 gal) | E8 | RVT BC Ratio | 0 | 0 | 0 | 0 | 0 | 0 | 0 | 0 | 0 | 0 | 0 | 0 | 0 | 0 | 0 | 0 | 0 | 0 | 0 | 0 | 0 | 0 | 0 | 0 | 0 | 0 | 0 | 0 | 0 | 0 | 0 | 0 | 0
F4_Residential_Manufactured Home Regular Income_Existing_Water Heating_Natural Gas_Water Heater (> 55 gal)_E9 | F4 | Residential | Manufactured Home Regular Income | Existing | Water Heating | Natural Gas | Water Heater (> 55 gal) | E9 | RVT BC Ratio | 0 | 0 | 0 | 0 | 0 | 0 | 0 | 0 | 0 | 0 | 0 | 0 | 0 | 0 | 0 | 0 | 0 | 0 | 0 | 0 | 0 | 0 | 0 | 0 | 0 | 0 | 0 | 0 | 0 | 0 | 0 | 0 | 0
F4_Residential_Manufactured Home Regular Income_Existing_Water Heating_Natural Gas_Water Heater (> 55 gal)_E10 | F4 | Residential | Manufactured Home Regular Income | Existing | Water Heating | Natural Gas | Water Heater (> 55 gal) | E10 | RVT BC Ratio | 0 | 0 | 0 | 0 | 0 | 0 | 0 | 0 | 0 | 0 | 0 | 0 | 0 | 0 | 0 | 0 | 0 | 0 | 0 | 0 | 0 | 0 | 0 | 0 | 0 | 0 | 0 | 0 | 0 | 0 | 0 | 0 | 0
F5_Residential_Manufactured Home Regular Income_Existing_Water Heating_Natural Gas_Water Heater (> 55 gal)_E1 | F5 | Residential | Manufactured Home Regular Income | Existing | Water Heating | Natural Gas | Water Heater (> 55 gal) | E1 | RIM BC Ratio | bar: 2019 to 2051
F5_Residential_Manufactured Home Regular Income_Existing_Water Heating_Natural Gas_Water Heater (> 55 gal)_E2 | F5 | Residential | Manufactured Home Regular Income | Existing | Water Heating | Natural Gas | Water Heater (> 55 gal) | E2 | RIM BC Ratio | 0.28461 | 0.28521 | 0.28654 | 0.28766 | 0.28721 | 0.2883 | 0.29075 | 0.29277 | 0.29519 | 0.29753 | 0.29987 | 0.30208 | 0.30441 | 0.3068 | 0.30912 | 0.31147 | 0.31382 | 0.31618 | 0.31844 | 0.32059 | 0.32247 | 0.32418 | 0.32549 | 0.32662 | 0.32744 | 0.32799 | 0.32836 | 0.3285 | 0.32834 | 0.32796 | 0.3272 | 0.32624 | 0.32494
F5_Residential_Manufactured Home Regular Income_Existing_Water Heating_Natural Gas_Water Heater (> 55 gal)_E3 | F5 | Residential | Manufactured Home Regular Income | Existing | Water Heating | Natural Gas | Water Heater (> 55 gal) | E3 | RIM BC Ratio | 0.053182 | 0.053329 | 0.05366 | 0.053938 | 0.053825 | 0.054097 | 0.05471 | 0.055218 | 0.055828 | 0.056422 | 0.057021 | 0.057586 | 0.058188 | 0.058808 | 0.059412 | 0.060029 | 0.060647 | 0.061274 | 0.061876 | 0.062454 | 0.062959 | 0.063422 | 0.063777 | 0.064085 | 0.064309 | 0.064459 | 0.064559 | 0.064598 | 0.064553 | 0.064451 | 0.064242 | 0.063981 | 0.063628
F5_Residential_Manufactured Home Regular Income_Existing_Water Heating_Natural Gas_Water Heater (> 55 gal)_E4 | F5 | Residential | Manufactured Home Regular Income | Existing | Water Heating | Natural Gas | Water Heater (> 55 gal) | E4 | RIM BC Ratio | 0.31232 | 0.30902 | 0.30827 | 0.30658 | 0.29892 | 0.29668 | 0.29942 | 0.30021 | 0.30284 | 0.30563 | 0.30903 | 0.3126 | 0.3175 | 0.32348 | 0.33032 | 0.33836 | 0.34755 | 0.3572 | 0.36683 | 0.37587 | 0.38364 | 0.39033 | 0.39516 | 0.39868 | 0.40121 | 0.4029 | 0.40402 | 0.40445 | 0.40395 | 0.40281 | 0.40045 | 0.3975 | 0.39344
F5_Residential_Manufactured Home Regular Income_Existing_Water Heating_Natural Gas_Water Heater (> 55 gal)_E5 | F5 | Residential | Manufactured Home Regular Income | Existing | Water Heating | Natural Gas | Water Heater (> 55 gal) | E5 | RIM BC Ratio | 0.30385 | 0.30175 | 0.30166 | 0.30084 | 0.29547 | 0.29429 | 0.29694 | 0.29813 | 0.30069 | 0.30333 | 0.3064 | 0.30953 | 0.31362 | 0.31847 | 0.32389 | 0.33017 | 0.33726 | 0.34472 | 0.35217 | 0.35921 | 0.36529 | 0.37059 | 0.37443 | 0.3773 | 0.37936 | 0.38073 | 0.38165 | 0.382 | 0.38159 | 0.38066 | 0.37874 | 0.37634 | 0.37304
F5_Residential_Manufactured Home Regular Income_Existing_Water Heating_Natural Gas_Water Heater (> 55 gal)_E6 | F5 | Residential | Manufactured Home Regular Income | Existing | Water Heating | Natural Gas | Water Heater (> 55 gal) | E6 | RIM BC Ratio | 0.13485 | 0.1352 | 0.13596 | 0.1366 | 0.13634 | 0.13697 | 0.13839 | 0.13956 | 0.14096 | 0.14232 | 0.1437 | 0.14499 | 0.14636 | 0.14777 | 0.14915 | 0.15055 | 0.15195 | 0.15336 | 0.15472 | 0.15602 | 0.15716 | 0.1582 | 0.15899 | 0.15968 | 0.16018 | 0.16052 | 0.16074 | 0.16083 | 0.16073 | 0.1605 | 0.16003 | 0.15945 | 0.15866
F5_Residential_Manufactured Home Regular Income_Existing_Water Heating_Natural Gas_Water Heater (> 55 gal)_E7 | F5 | Residential | Manufactured Home Regular Income | Existing | Water Heating | Natural Gas | Water Heater (> 55 gal) | E7 | RIM BC Ratio | 0 | 0 | 0 | 0 | 0 | 0.16072 | 0.16232 | 0.16361 | 0.16517 | 0.16668 | 0.16822 | 0.16967 | 0.17123 | 0.17288 | 0.17456 | 0.17636 | 0.17825 | 0.18013 | 0.18191 | 0.18358 | 0.18499 | 0.1862 | 0.18704 | 0.18764 | 0.18805 | 0.18831 | 0.18849 | 0.18858 | 0.18847 | 0.18822 | 0.1877 | 0.18705 | 0.18617
F5_Residential_Manufactured Home Regular Income_Existing_Water Heating_Natural Gas_Water Heater (> 55 gal)_E8 | F5 | Residential | Manufactured Home Regular Income | Existing | Water Heating | Natural Gas | Water Heater (> 55 gal) | E8 | RIM BC Ratio | 0 | 0 | 0 | 0 | 0 | 0 | 0 | 0 | 0 | 0 | 0 | 0 | 0 | 0 | 0 | 0 | 0 | 0 | 0 | 0 | 0 | 0 | 0 | 0 | 0 | 0 | 0 | 0 | 0 | 0 | 0 | 0 | 0
F5_Residential_Manufactured Home Regular Income_Existing_Water Heating_Natural Gas_Water Heater (> 55 gal)_E9 | F5 | Residential | Manufactured Home Regular Income | Existing | Water Heating | Natural Gas | Water Heater (> 55 gal) | E9 | RIM BC Ratio | 0 | 0 | 0 | 0 | 0 | 0 | 0 | 0 | 0 | 0 | 0 | 0 | 0 | 0 | 0 | 0 | 0 | 0 | 0 | 0 | 0 | 0 | 0 | 0 | 0 | 0 | 0 | 0 | 0 | 0 | 0 | 0 | 0
F5_Residential_Manufactured Home Regular Income_Existing_Water Heating_Natural Gas_Water Heater (> 55 gal)_E10 | F5 | Residential | Manufactured Home Regular Income | Existing | Water Heating | Natural Gas | Water Heater (> 55 gal) | E10 | RIM BC Ratio | 0 | 0 | 0 | 0 | 0 | 0 | 0 | 0 | 0 | 0 | 0 | 0 | 0 | 0 | 0 | 0 | 0 | 0 | 0 | 0 | 0 | 0 | 0 | 0 | 0 | 0 | 0 | 0 | 0 | 0 | 0 | 0 | 0
F0_Residential_Manufactured Home Regular Income_Existing_Appliances_Natural Gas_Clothes Dryer_E0 | F0 | Residential | Manufactured Home Regular Income | Existing | Appliances | Natural Gas | Clothes Dryer | E0 | Economic Unit | Standard | Standard | Standard | Standard | Standard | Standard | Standard | Standard | Standard | Standard | Standard | Standard | Standard | Standard | Standard | Standard | Standard | Standard | Standard | Standard | Standard | Standard | Standard | Standard | Standard | Standard | Standard | Standard | Standard | Standard | Standard | Standard | Standard
F1_Residential_Manufactured Home Regular Income_Existing_Appliances_Natural Gas_Clothes Dryer_E1 | F1 | Residential | Manufactured Home Regular Income | Existing | Appliances | Natural Gas | Clothes Dryer | E1 | CCE | 0 | 0 | 0 | 0 | 0 | 0 | 0 | 0 | 0 | 0 | 0 | 0 | 0 | 0 | 0 | 0 | 0 | 0 | 0 | 0 | 0 | 0 | 0 | 0 | 0 | 0 | 0 | 0 | 0 | 0 | 0 | 0 | 0
F1_Residential_Manufactured Home Regular Income_Existing_Appliances_Natural Gas_Clothes Dryer_E2 | F1 | Residential | Manufactured Home Regular Income | Existing | Appliances | Natural Gas | Clothes Dryer | E2 | CCE | 7.6564 | 7.8919 | 7.7317 | 7.0879 | 7.0879 | 7.0879 | 7.0879 | 7.0879 | 7.0879 | 7.0879 | 7.0879 | 7.0879 | 7.0879 | 7.0879 | 7.0879 | 7.0879 | 7.0879 | 7.0879 | 7.0879 | 7.0879 | 7.0879 | 7.0879 | 7.0879 | 7.0879 | 7.0879 | 7.0879 | 7.0879 | 7.0879 | 7.0879 | 7.0879 | 7.0879 | 7.0879 | 7.0879
F1_Residential_Manufactured Home Regular Income_Existing_Appliances_Natural Gas_Clothes Dryer_E3 | F1 | Residential | Manufactured Home Regular Income | Existing | Appliances | Natural Gas | Clothes Dryer | E3 | CCE | 0 | 0 | 0 | 0 | 0 | 0 | 0 | 0 | 0 | 0 | 0 | 0 | 0 | 0 | 0 | 0 | 0 | 0 | 0 | 0 | 0 | 0 | 0 | 0 | 0 | 0 | 0 | 0 | 0 | 0 | 0 | 0 | 0
F1_Residential_Manufactured Home Regular Income_Existing_Appliances_Natural Gas_Clothes Dryer_E4 | F1 | Residential | Manufactured Home Regular Income | Existing | Appliances | Natural Gas | Clothes Dryer | E4 | CCE | 0 | 0 | 0 | 0 | 0 | 0 | 0 | 0 | 0 | 0 | 0 | 0 | 0 | 0 | 0 | 0 | 0 | 0 | 0 | 0 | 0 | 0 | 0 | 0 | 0 | 0 | 0 | 0 | 0 | 0 | 0 | 0 | 0
F1_Residential_Manufactured Home Regular Income_Existing_Appliances_Natural Gas_Clothes Dryer_E5 | F1 | Residential | Manufactured Home Regular Income | Existing | Appliances | Natural Gas | Clothes Dryer | E5 | CCE | 0 | 0 | 0 | 0 | 0 | 0 | 0 | 0 | 0 | 0 | 0 | 0 | 0 | 0 | 0 | 0 | 0 | 0 | 0 | 0 | 0 | 0 | 0 | 0 | 0 | 0 | 0 | 0 | 0 | 0 | 0 | 0 | 0
F1_Residential_Manufactured Home Regular Income_Existing_Appliances_Natural Gas_Clothes Dryer_E6 | F1 | Residential | Manufactured Home Regular Income | Existing | Appliances | Natural Gas | Clothes Dryer | E6 | CCE | 0 | 0 | 0 | 0 | 0 | 0 | 0 | 0 | 0 | 0 | 0 | 0 | 0 | 0 | 0 | 0 | 0 | 0 | 0 | 0 | 0 | 0 | 0 | 0 | 0 | 0 | 0 | 0 | 0 | 0 | 0 | 0 | 0
F1_Residential_Manufactured Home Regular Income_Existing_Appliances_Natural Gas_Clothes Dryer_E7 | F1 | Residential | Manufactured Home Regular Income | Existing | Appliances | Natural Gas | Clothes Dryer | E7 | CCE | 0 | 0 | 0 | 0 | 0 | 0 | 0 | 0 | 0 | 0 | 0 | 0 | 0 | 0 | 0 | 0 | 0 | 0 | 0 | 0 | 0 | 0 | 0 | 0 | 0 | 0 | 0 | 0 | 0 | 0 | 0 | 0 | 0
F1_Residential_Manufactured Home Regular Income_Existing_Appliances_Natural Gas_Clothes Dryer_E8 | F1 | Residential | Manufactured Home Regular Income | Existing | Appliances | Natural Gas | Clothes Dryer | E8 | CCE | 0 | 0 | 0 | 0 | 0 | 0 | 0 | 0 | 0 | 0 | 0 | 0 | 0 | 0 | 0 | 0 | 0 | 0 | 0 | 0 | 0 | 0 | 0 | 0 | 0 | 0 | 0 | 0 | 0 | 0 | 0 | 0 | 0
F1_Residential_Manufactured Home Regular Income_Existing_Appliances_Natural Gas_Clothes Dryer_E9 | F1 | Residential | Manufactured Home Regular Income | Existing | Appliances | Natural Gas | Clothes Dryer | E9 | CCE | 0 | 0 | 0 | 0 | 0 | 0 | 0 | 0 | 0 | 0 | 0 | 0 | 0 | 0 | 0 | 0 | 0 | 0 | 0 | 0 | 0 | 0 | 0 | 0 | 0 | 0 | 0 | 0 | 0 | 0 | 0 | 0 | 0
F1_Residential_Manufactured Home Regular Income_Existing_Appliances_Natural Gas_Clothes Dryer_E10 | F1 | Residential | Manufactured Home Regular Income | Existing | Appliances | Natural Gas | Clothes Dryer | E10 | CCE | 0 | 0 | 0 | 0 | 0 | 0 | 0 | 0 | 0 | 0 | 0 | 0 | 0 | 0 | 0 | 0 | 0 | 0 | 0 | 0 | 0 | 0 | 0 | 0 | 0 | 0 | 0 | 0 | 0 | 0 | 0 | 0 | 0
F2_Residential_Manufactured Home Regular Income_Existing_Appliances_Natural Gas_Clothes Dryer_E1 | F2 | Residential | Manufactured Home Regular Income | Existing | Appliances | Natural Gas | Clothes Dryer | E1 | TRC BC Ratio | bar: 2019 to 2051
F2_Residential_Manufactured Home Regular Income_Existing_Appliances_Natural Gas_Clothes Dryer_E2 | F2 | Residential | Manufactured Home Regular Income | Existing | Appliances | Natural Gas | Clothes Dryer | E2 | TRC BC Ratio | 0.21646 | 0.21714 | 0.21864 | 0.21987 | 0.21927 | 0.22015 | 0.22225 | 0.22398 | 0.22606 | 0.22807 | 0.23011 | 0.23203 | 0.23406 | 0.23619 | 0.23822 | 0.24032 | 0.24243 | 0.24469 | 0.24688 | 0.24899 | 0.25084 | 0.25255 | 0.25385 | 0.255 | 0.25566 | 0.25604 | 0.25624 | 0.2562 | 0.25585 | 0.25527 | 0.25429 | 0.25312 | 0.25161
F2_Residential_Manufactured Home Regular Income_Existing_Appliances_Natural Gas_Clothes Dryer_E3 | F2 | Residential | Manufactured Home Regular Income | Existing | Appliances | Natural Gas | Clothes Dryer | E3 | TRC BC Ratio | 0 | 0 | 0 | 0 | 0 | 0 | 0 | 0 | 0 | 0 | 0 | 0 | 0 | 0 | 0 | 0 | 0 | 0 | 0 | 0 | 0 | 0 | 0 | 0 | 0 | 0 | 0 | 0 | 0 | 0 | 0 | 0 | 0
F2_Residential_Manufactured Home Regular Income_Existing_Appliances_Natural Gas_Clothes Dryer_E4 | F2 | Residential | Manufactured Home Regular Income | Existing | Appliances | Natural Gas | Clothes Dryer | E4 | TRC BC Ratio | 0 | 0 | 0 | 0 | 0 | 0 | 0 | 0 | 0 | 0 | 0 | 0 | 0 | 0 | 0 | 0 | 0 | 0 | 0 | 0 | 0 | 0 | 0 | 0 | 0 | 0 | 0 | 0 | 0 | 0 | 0 | 0 | 0
F2_Residential_Manufactured Home Regular Income_Existing_Appliances_Natural Gas_Clothes Dryer_E5 | F2 | Residential | Manufactured Home Regular Income | Existing | Appliances | Natural Gas | Clothes Dryer | E5 | TRC BC Ratio | 0 | 0 | 0 | 0 | 0 | 0 | 0 | 0 | 0 | 0 | 0 | 0 | 0 | 0 | 0 | 0 | 0 | 0 | 0 | 0 | 0 | 0 | 0 | 0 | 0 | 0 | 0 | 0 | 0 | 0 | 0 | 0 | 0
F2_Residential_Manufactured Home Regular Income_Existing_Appliances_Natural Gas_Clothes Dryer_E6 | F2 | Residential | Manufactured Home Regular Income | Existing | Appliances | Natural Gas | Clothes Dryer | E6 | TRC BC Ratio | 0 | 0 | 0 | 0 | 0 | 0 | 0 | 0 | 0 | 0 | 0 | 0 | 0 | 0 | 0 | 0 | 0 | 0 | 0 | 0 | 0 | 0 | 0 | 0 | 0 | 0 | 0 | 0 | 0 | 0 | 0 | 0 | 0
F2_Residential_Manufactured Home Regular Income_Existing_Appliances_Natural Gas_Clothes Dryer_E7 | F2 | Residential | Manufactured Home Regular Income | Existing | Appliances | Natural Gas | Clothes Dryer | E7 | TRC BC Ratio | 0 | 0 | 0 | 0 | 0 | 0 | 0 | 0 | 0 | 0 | 0 | 0 | 0 | 0 | 0 | 0 | 0 | 0 | 0 | 0 | 0 | 0 | 0 | 0 | 0 | 0 | 0 | 0 | 0 | 0 | 0 | 0 | 0
F2_Residential_Manufactured Home Regular Income_Existing_Appliances_Natural Gas_Clothes Dryer_E8 | F2 | Residential | Manufactured Home Regular Income | Existing | Appliances | Natural Gas | Clothes Dryer | E8 | TRC BC Ratio | 0 | 0 | 0 | 0 | 0 | 0 | 0 | 0 | 0 | 0 | 0 | 0 | 0 | 0 | 0 | 0 | 0 | 0 | 0 | 0 | 0 | 0 | 0 | 0 | 0 | 0 | 0 | 0 | 0 | 0 | 0 | 0 | 0
F2_Residential_Manufactured Home Regular Income_Existing_Appliances_Natural Gas_Clothes Dryer_E9 | F2 | Residential | Manufactured Home Regular Income | Existing | Appliances | Natural Gas | Clothes Dryer | E9 | TRC BC Ratio | 0 | 0 | 0 | 0 | 0 | 0 | 0 | 0 | 0 | 0 | 0 | 0 | 0 | 0 | 0 | 0 | 0 | 0 | 0 | 0 | 0 | 0 | 0 | 0 | 0 | 0 | 0 | 0 | 0 | 0 | 0 | 0 | 0
F2_Residential_Manufactured Home Regular Income_Existing_Appliances_Natural Gas_Clothes Dryer_E10 | F2 | Residential | Manufactured Home Regular Income | Existing | Appliances | Natural Gas | Clothes Dryer | E10 | TRC BC Ratio | 0 | 0 | 0 | 0 | 0 | 0 | 0 | 0 | 0 | 0 | 0 | 0 | 0 | 0 | 0 | 0 | 0 | 0 | 0 | 0 | 0 | 0 | 0 | 0 | 0 | 0 | 0 | 0 | 0 | 0 | 0 | 0 | 0
F3_Residential_Manufactured Home Regular Income_Existing_Appliances_Natural Gas_Clothes Dryer_E1 | F3 | Residential | Manufactured Home Regular Income | Existing | Appliances | Natural Gas | Clothes Dryer | E1 | PACT BC Ratio | bar: 2019 to 2051
F3_Residential_Manufactured Home Regular Income_Existing_Appliances_Natural Gas_Clothes Dryer_E2 | F3 | Residential | Manufactured Home Regular Income | Existing | Appliances | Natural Gas | Clothes Dryer | E2 | PACT BC Ratio | 0.28862 | 0.28952 | 0.29152 | 0.29316 | 0.29236 | 0.29353 | 0.29633 | 0.29864 | 0.30141 | 0.3041 | 0.30681 | 0.30937 | 0.31208 | 0.31491 | 0.31762 | 0.32042 | 0.32324 | 0.32626 | 0.32918 | 0.33199 | 0.33445 | 0.33674 | 0.33846 | 0.33999 | 0.34088 | 0.34139 | 0.34165 | 0.3416 | 0.34113 | 0.34037 | 0.33906 | 0.3375 | 0.33548
F3_Residential_Manufactured Home Regular Income_Existing_Appliances_Natural Gas_Clothes Dryer_E3 | F3 | Residential | Manufactured Home Regular Income | Existing | Appliances | Natural Gas | Clothes Dryer | E3 | PACT BC Ratio | 0 | 0 | 0 | 0 | 0 | 0 | 0 | 0 | 0 | 0 | 0 | 0 | 0 | 0 | 0 | 0 | 0 | 0 | 0 | 0 | 0 | 0 | 0 | 0 | 0 | 0 | 0 | 0 | 0 | 0 | 0 | 0 | 0
F3_Residential_Manufactured Home Regular Income_Existing_Appliances_Natural Gas_Clothes Dryer_E4 | F3 | Residential | Manufactured Home Regular Income | Existing | Appliances | Natural Gas | Clothes Dryer | E4 | PACT BC Ratio | 0 | 0 | 0 | 0 | 0 | 0 | 0 | 0 | 0 | 0 | 0 | 0 | 0 | 0 | 0 | 0 | 0 | 0 | 0 | 0 | 0 | 0 | 0 | 0 | 0 | 0 | 0 | 0 | 0 | 0 | 0 | 0 | 0
F3_Residential_Manufactured Home Regular Income_Existing_Appliances_Natural Gas_Clothes Dryer_E5 | F3 | Residential | Manufactured Home Regular Income | Existing | Appliances | Natural Gas | Clothes Dryer | E5 | PACT BC Ratio | 0 | 0 | 0 | 0 | 0 | 0 | 0 | 0 | 0 | 0 | 0 | 0 | 0 | 0 | 0 | 0 | 0 | 0 | 0 | 0 | 0 | 0 | 0 | 0 | 0 | 0 | 0 | 0 | 0 | 0 | 0 | 0 | 0
F3_Residential_Manufactured Home Regular Income_Existing_Appliances_Natural Gas_Clothes Dryer_E6 | F3 | Residential | Manufactured Home Regular Income | Existing | Appliances | Natural Gas | Clothes Dryer | E6 | PACT BC Ratio | 0 | 0 | 0 | 0 | 0 | 0 | 0 | 0 | 0 | 0 | 0 | 0 | 0 | 0 | 0 | 0 | 0 | 0 | 0 | 0 | 0 | 0 | 0 | 0 | 0 | 0 | 0 | 0 | 0 | 0 | 0 | 0 | 0
F3_Residential_Manufactured Home Regular Income_Existing_Appliances_Natural Gas_Clothes Dryer_E7 | F3 | Residential | Manufactured Home Regular Income | Existing | Appliances | Natural Gas | Clothes Dryer | E7 | PACT BC Ratio | 0 | 0 | 0 | 0 | 0 | 0 | 0 | 0 | 0 | 0 | 0 | 0 | 0 | 0 | 0 | 0 | 0 | 0 | 0 | 0 | 0 | 0 | 0 | 0 | 0 | 0 | 0 | 0 | 0 | 0 | 0 | 0 | 0
F3_Residential_Manufactured Home Regular Income_Existing_Appliances_Natural Gas_Clothes Dryer_E8 | F3 | Residential | Manufactured Home Regular Income | Existing | Appliances | Natural Gas | Clothes Dryer | E8 | PACT BC Ratio | 0 | 0 | 0 | 0 | 0 | 0 | 0 | 0 | 0 | 0 | 0 | 0 | 0 | 0 | 0 | 0 | 0 | 0 | 0 | 0 | 0 | 0 | 0 | 0 | 0 | 0 | 0 | 0 | 0 | 0 | 0 | 0 | 0
F3_Residential_Manufactured Home Regular Income_Existing_Appliances_Natural Gas_Clothes Dryer_E9 | F3 | Residential | Manufactured Home Regular Income | Existing | Appliances | Natural Gas | Clothes Dryer | E9 | PACT BC Ratio | 0 | 0 | 0 | 0 | 0 | 0 | 0 | 0 | 0 | 0 | 0 | 0 | 0 | 0 | 0 | 0 | 0 | 0 | 0 | 0 | 0 | 0 | 0 | 0 | 0 | 0 | 0 | 0 | 0 | 0 | 0 | 0 | 0
F3_Residential_Manufactured Home Regular Income_Existing_Appliances_Natural Gas_Clothes Dryer_E10 | F3 | Residential | Manufactured Home Regular Income | Existing | Appliances | Natural Gas | Clothes Dryer | E10 | PACT BC Ratio | 0 | 0 | 0 | 0 | 0 | 0 | 0 | 0 | 0 | 0 | 0 | 0 | 0 | 0 | 0 | 0 | 0 | 0 | 0 | 0 | 0 | 0 | 0 | 0 | 0 | 0 | 0 | 0 | 0 | 0 | 0 | 0 | 0
F4_Residential_Manufactured Home Regular Income_Existing_Appliances_Natural Gas_Clothes Dryer_E1 | F4 | Residential | Manufactured Home Regular Income | Existing | Appliances | Natural Gas | Clothes Dryer | E1 | RVT BC Ratio | bar: 2019 to 2051
F4_Residential_Manufactured Home Regular Income_Existing_Appliances_Natural Gas_Clothes Dryer_E2 | F4 | Residential | Manufactured Home Regular Income | Existing | Appliances | Natural Gas | Clothes Dryer | E2 | RVT BC Ratio | 0.88548 | 0.88577 | 0.88682 | 0.88766 | 0.88695 | 0.888 | 0.89051 | 0.89259 | 0.89508 | 0.89749 | 0.89993 | 0.90223 | 0.90467 | 0.90721 | 0.90965 | 0.91216 | 0.91469 | 0.9174 | 0.92006 | 0.92266 | 0.92497 | 0.92716 | 0.9289 | 0.9305 | 0.93157 | 0.93231 | 0.93284 | 0.93309 | 0.93298 | 0.93262 | 0.93178 | 0.93072 | 0.92927
F4_Residential_Manufactured Home Regular Income_Existing_Appliances_Natural Gas_Clothes Dryer_E3 | F4 | Residential | Manufactured Home Regular Income | Existing | Appliances | Natural Gas | Clothes Dryer | E3 | RVT BC Ratio | 0 | 0 | 0 | 0 | 0 | 0 | 0 | 0 | 0 | 0 | 0 | 0 | 0 | 0 | 0 | 0 | 0 | 0 | 0 | 0 | 0 | 0 | 0 | 0 | 0 | 0 | 0 | 0 | 0 | 0 | 0 | 0 | 0
F4_Residential_Manufactured Home Regular Income_Existing_Appliances_Natural Gas_Clothes Dryer_E4 | F4 | Residential | Manufactured Home Regular Income | Existing | Appliances | Natural Gas | Clothes Dryer | E4 | RVT BC Ratio | 0 | 0 | 0 | 0 | 0 | 0 | 0 | 0 | 0 | 0 | 0 | 0 | 0 | 0 | 0 | 0 | 0 | 0 | 0 | 0 | 0 | 0 | 0 | 0 | 0 | 0 | 0 | 0 | 0 | 0 | 0 | 0 | 0
F4_Residential_Manufactured Home Regular Income_Existing_Appliances_Natural Gas_Clothes Dryer_E5 | F4 | Residential | Manufactured Home Regular Income | Existing | Appliances | Natural Gas | Clothes Dryer | E5 | RVT BC Ratio | 0 | 0 | 0 | 0 | 0 | 0 | 0 | 0 | 0 | 0 | 0 | 0 | 0 | 0 | 0 | 0 | 0 | 0 | 0 | 0 | 0 | 0 | 0 | 0 | 0 | 0 | 0 | 0 | 0 | 0 | 0 | 0 | 0
F4_Residential_Manufactured Home Regular Income_Existing_Appliances_Natural Gas_Clothes Dryer_E6 | F4 | Residential | Manufactured Home Regular Income | Existing | Appliances | Natural Gas | Clothes Dryer | E6 | RVT BC Ratio | 0 | 0 | 0 | 0 | 0 | 0 | 0 | 0 | 0 | 0 | 0 | 0 | 0 | 0 | 0 | 0 | 0 | 0 | 0 | 0 | 0 | 0 | 0 | 0 | 0 | 0 | 0 | 0 | 0 | 0 | 0 | 0 | 0
F4_Residential_Manufactured Home Regular Income_Existing_Appliances_Natural Gas_Clothes Dryer_E7 | F4 | Residential | Manufactured Home Regular Income | Existing | Appliances | Natural Gas | Clothes Dryer | E7 | RVT BC Ratio | 0 | 0 | 0 | 0 | 0 | 0 | 0 | 0 | 0 | 0 | 0 | 0 | 0 | 0 | 0 | 0 | 0 | 0 | 0 | 0 | 0 | 0 | 0 | 0 | 0 | 0 | 0 | 0 | 0 | 0 | 0 | 0 | 0
F4_Residential_Manufactured Home Regular Income_Existing_Appliances_Natural Gas_Clothes Dryer_E8 | F4 | Residential | Manufactured Home Regular Income | Existing | Appliances | Natural Gas | Clothes Dryer | E8 | RVT BC Ratio | 0 | 0 | 0 | 0 | 0 | 0 | 0 | 0 | 0 | 0 | 0 | 0 | 0 | 0 | 0 | 0 | 0 | 0 | 0 | 0 | 0 | 0 | 0 | 0 | 0 | 0 | 0 | 0 | 0 | 0 | 0 | 0 | 0
F4_Residential_Manufactured Home Regular Income_Existing_Appliances_Natural Gas_Clothes Dryer_E9 | F4 | Residential | Manufactured Home Regular Income | Existing | Appliances | Natural Gas | Clothes Dryer | E9 | RVT BC Ratio | 0 | 0 | 0 | 0 | 0 | 0 | 0 | 0 | 0 | 0 | 0 | 0 | 0 | 0 | 0 | 0 | 0 | 0 | 0 | 0 | 0 | 0 | 0 | 0 | 0 | 0 | 0 | 0 | 0 | 0 | 0 | 0 | 0
F4_Residential_Manufactured Home Regular Income_Existing_Appliances_Natural Gas_Clothes Dryer_E10 | F4 | Residential | Manufactured Home Regular Income | Existing | Appliances | Natural Gas | Clothes Dryer | E10 | RVT BC Ratio | 0 | 0 | 0 | 0 | 0 | 0 | 0 | 0 | 0 | 0 | 0 | 0 | 0 | 0 | 0 | 0 | 0 | 0 | 0 | 0 | 0 | 0 | 0 | 0 | 0 | 0 | 0 | 0 | 0 | 0 | 0 | 0 | 0
F5_Residential_Manufactured Home Regular Income_Existing_Appliances_Natural Gas_Clothes Dryer_E1 | F5 | Residential | Manufactured Home Regular Income | Existing | Appliances | Natural Gas | Clothes Dryer | E1 | RIM BC Ratio | bar: 2019 to 2051
F5_Residential_Manufactured Home Regular Income_Existing_Appliances_Natural Gas_Clothes Dryer_E2 | F5 | Residential | Manufactured Home Regular Income | Existing | Appliances | Natural Gas | Clothes Dryer | E2 | RIM BC Ratio | 0.2393 | 0.23998 | 0.24141 | 0.24258 | 0.24208 | 0.24281 | 0.24456 | 0.246 | 0.24772 | 0.24938 | 0.25104 | 0.25261 | 0.25426 | 0.25598 | 0.25761 | 0.2593 | 0.26098 | 0.26278 | 0.2645 | 0.26615 | 0.26757 | 0.26887 | 0.26984 | 0.27067 | 0.27112 | 0.27135 | 0.27143 | 0.27133 | 0.27098 | 0.27046 | 0.26962 | 0.26863 | 0.26737
F5_Residential_Manufactured Home Regular Income_Existing_Appliances_Natural Gas_Clothes Dryer_E3 | F5 | Residential | Manufactured Home Regular Income | Existing | Appliances | Natural Gas | Clothes Dryer | E3 | RIM BC Ratio | 0 | 0 | 0 | 0 | 0 | 0 | 0 | 0 | 0 | 0 | 0 | 0 | 0 | 0 | 0 | 0 | 0 | 0 | 0 | 0 | 0 | 0 | 0 | 0 | 0 | 0 | 0 | 0 | 0 | 0 | 0 | 0 | 0
F5_Residential_Manufactured Home Regular Income_Existing_Appliances_Natural Gas_Clothes Dryer_E4 | F5 | Residential | Manufactured Home Regular Income | Existing | Appliances | Natural Gas | Clothes Dryer | E4 | RIM BC Ratio | 0 | 0 | 0 | 0 | 0 | 0 | 0 | 0 | 0 | 0 | 0 | 0 | 0 | 0 | 0 | 0 | 0 | 0 | 0 | 0 | 0 | 0 | 0 | 0 | 0 | 0 | 0 | 0 | 0 | 0 | 0 | 0 | 0
F5_Residential_Manufactured Home Regular Income_Existing_Appliances_Natural Gas_Clothes Dryer_E5 | F5 | Residential | Manufactured Home Regular Income | Existing | Appliances | Natural Gas | Clothes Dryer | E5 | RIM BC Ratio | 0 | 0 | 0 | 0 | 0 | 0 | 0 | 0 | 0 | 0 | 0 | 0 | 0 | 0 | 0 | 0 | 0 | 0 | 0 | 0 | 0 | 0 | 0 | 0 | 0 | 0 | 0 | 0 | 0 | 0 | 0 | 0 | 0
F5_Residential_Manufactured Home Regular Income_Existing_Appliances_Natural Gas_Clothes Dryer_E6 | F5 | Residential | Manufactured Home Regular Income | Existing | Appliances | Natural Gas | Clothes Dryer | E6 | RIM BC Ratio | 0 | 0 | 0 | 0 | 0 | 0 | 0 | 0 | 0 | 0 | 0 | 0 | 0 | 0 | 0 | 0 | 0 | 0 | 0 | 0 | 0 | 0 | 0 | 0 | 0 | 0 | 0 | 0 | 0 | 0 | 0 | 0 | 0
F5_Residential_Manufactured Home Regular Income_Existing_Appliances_Natural Gas_Clothes Dryer_E7 | F5 | Residential | Manufactured Home Regular Income | Existing | Appliances | Natural Gas | Clothes Dryer | E7 | RIM BC Ratio | 0 | 0 | 0 | 0 | 0 | 0 | 0 | 0 | 0 | 0 | 0 | 0 | 0 | 0 | 0 | 0 | 0 | 0 | 0 | 0 | 0 | 0 | 0 | 0 | 0 | 0 | 0 | 0 | 0 | 0 | 0 | 0 | 0
F5_Residential_Manufactured Home Regular Income_Existing_Appliances_Natural Gas_Clothes Dryer_E8 | F5 | Residential | Manufactured Home Regular Income | Existing | Appliances | Natural Gas | Clothes Dryer | E8 | RIM BC Ratio | 0 | 0 | 0 | 0 | 0 | 0 | 0 | 0 | 0 | 0 | 0 | 0 | 0 | 0 | 0 | 0 | 0 | 0 | 0 | 0 | 0 | 0 | 0 | 0 | 0 | 0 | 0 | 0 | 0 | 0 | 0 | 0 | 0
F5_Residential_Manufactured Home Regular Income_Existing_Appliances_Natural Gas_Clothes Dryer_E9 | F5 | Residential | Manufactured Home Regular Income | Existing | Appliances | Natural Gas | Clothes Dryer | E9 | RIM BC Ratio | 0 | 0 | 0 | 0 | 0 | 0 | 0 | 0 | 0 | 0 | 0 | 0 | 0 | 0 | 0 | 0 | 0 | 0 | 0 | 0 | 0 | 0 | 0 | 0 | 0 | 0 | 0 | 0 | 0 | 0 | 0 | 0 | 0
F5_Residential_Manufactured Home Regular Income_Existing_Appliances_Natural Gas_Clothes Dryer_E10 | F5 | Residential | Manufactured Home Regular Income | Existing | Appliances | Natural Gas | Clothes Dryer | E10 | RIM BC Ratio | 0 | 0 | 0 | 0 | 0 | 0 | 0 | 0 | 0 | 0 | 0 | 0 | 0 | 0 | 0 | 0 | 0 | 0 | 0 | 0 | 0 | 0 | 0 | 0 | 0 | 0 | 0 | 0 | 0 | 0 | 0 | 0 | 0
F0_Residential_Manufactured Home Regular Income_Existing_Appliances_Natural Gas_Stove/Oven_E0 | F0 | Residential | Manufactured Home Regular Income | Existing | Appliances | Natural Gas | Stove/Oven | E0 | Economic Unit | High Efficiency (730 + 1660 IAEC) | High Efficiency (730 + 1660 IAEC) | High Efficiency (730 + 1660 IAEC) | High Efficiency (730 + 1660 IAEC) | High Efficiency (730 + 1660 IAEC) | High Efficiency (730 + 1660 IAEC) | High Efficiency (730 + 1660 IAEC) | High Efficiency (730 + 1660 IAEC) | High Efficiency (730 + 1660 IAEC) | High Efficiency (730 + 1660 IAEC) | High Efficiency (730 + 1660 IAEC) | High Efficiency (730 + 1660 IAEC) | High Efficiency (730 + 1660 IAEC) | High Efficiency (730 + 1660 IAEC) | High Efficiency (730 + 1660 IAEC) | High Efficiency (730 + 1660 IAEC) | High Efficiency (730 + 1660 IAEC) | High Efficiency (730 + 1660 IAEC) | High Efficiency (730 + 1660 IAEC) | High Efficiency (730 + 1660 IAEC) | High Efficiency (730 + 1660 IAEC) | High Efficiency (730 + 1660 IAEC) | High Efficiency (730 + 1660 IAEC) | High Efficiency (730 + 1660 IAEC) | High Efficiency (730 + 1660 IAEC) | High Efficiency (730 + 1660 IAEC) | High Efficiency (730 + 1660 IAEC) | High Efficiency (730 + 1660 IAEC) | High Efficiency (730 + 1660 IAEC) | High Efficiency (730 + 1660 IAEC) | High Efficiency (730 + 1660 IAEC) | High Efficiency (730 + 1660 IAEC) | High Efficiency (730 + 1660 IAEC)
F1_Residential_Manufactured Home Regular Income_Existing_Appliances_Natural Gas_Stove/Oven_E1 | F1 | Residential | Manufactured Home Regular Income | Existing | Appliances | Natural Gas | Stove/Oven | E1 | CCE | 0 | 0 | 0 | 0 | 0 | 0 | 0 | 0 | 0 | 0 | 0 | 0 | 0 | 0 | 0 | 0 | 0 | 0 | 0 | 0 | 0 | 0 | 0 | 0 | 0 | 0 | 0 | 0 | 0 | 0 | 0 | 0 | 0
F1_Residential_Manufactured Home Regular Income_Existing_Appliances_Natural Gas_Stove/Oven_E2 | F1 | Residential | Manufactured Home Regular Income | Existing | Appliances | Natural Gas | Stove/Oven | E2 | CCE | 1.8336 | 1.8901 | 1.8517 | 1.6975 | 1.6975 | 1.6975 | 1.6975 | 1.6975 | 1.6975 | 1.6975 | 1.6975 | 1.6975 | 1.6975 | 1.6975 | 1.6975 | 1.6975 | 1.6975 | 1.6975 | 1.6975 | 1.6975 | 1.6975 | 1.6975 | 1.6975 | 1.6975 | 1.6975 | 1.6975 | 1.6975 | 1.6975 | 1.6975 | 1.6975 | 1.6975 | 1.6975 | 1.6975
F1_Residential_Manufactured Home Regular Income_Existing_Appliances_Natural Gas_Stove/Oven_E3 | F1 | Residential | Manufactured Home Regular Income | Existing | Appliances | Natural Gas | Stove/Oven | E3 | CCE | 0 | 0 | 0 | 0 | 0 | 0 | 0 | 0 | 0 | 0 | 0 | 0 | 0 | 0 | 0 | 0 | 0 | 0 | 0 | 0 | 0 | 0 | 0 | 0 | 0 | 0 | 0 | 0 | 0 | 0 | 0 | 0 | 0
F1_Residential_Manufactured Home Regular Income_Existing_Appliances_Natural Gas_Stove/Oven_E4 | F1 | Residential | Manufactured Home Regular Income | Existing | Appliances | Natural Gas | Stove/Oven | E4 | CCE | 0 | 0 | 0 | 0 | 0 | 0 | 0 | 0 | 0 | 0 | 0 | 0 | 0 | 0 | 0 | 0 | 0 | 0 | 0 | 0 | 0 | 0 | 0 | 0 | 0 | 0 | 0 | 0 | 0 | 0 | 0 | 0 | 0
F1_Residential_Manufactured Home Regular Income_Existing_Appliances_Natural Gas_Stove/Oven_E5 | F1 | Residential | Manufactured Home Regular Income | Existing | Appliances | Natural Gas | Stove/Oven | E5 | CCE | 0 | 0 | 0 | 0 | 0 | 0 | 0 | 0 | 0 | 0 | 0 | 0 | 0 | 0 | 0 | 0 | 0 | 0 | 0 | 0 | 0 | 0 | 0 | 0 | 0 | 0 | 0 | 0 | 0 | 0 | 0 | 0 | 0
F1_Residential_Manufactured Home Regular Income_Existing_Appliances_Natural Gas_Stove/Oven_E6 | F1 | Residential | Manufactured Home Regular Income | Existing | Appliances | Natural Gas | Stove/Oven | E6 | CCE | 0 | 0 | 0 | 0 | 0 | 0 | 0 | 0 | 0 | 0 | 0 | 0 | 0 | 0 | 0 | 0 | 0 | 0 | 0 | 0 | 0 | 0 | 0 | 0 | 0 | 0 | 0 | 0 | 0 | 0 | 0 | 0 | 0
F1_Residential_Manufactured Home Regular Income_Existing_Appliances_Natural Gas_Stove/Oven_E7 | F1 | Residential | Manufactured Home Regular Income | Existing | Appliances | Natural Gas | Stove/Oven | E7 | CCE | 0 | 0 | 0 | 0 | 0 | 0 | 0 | 0 | 0 | 0 | 0 | 0 | 0 | 0 | 0 | 0 | 0 | 0 | 0 | 0 | 0 | 0 | 0 | 0 | 0 | 0 | 0 | 0 | 0 | 0 | 0 | 0 | 0
F1_Residential_Manufactured Home Regular Income_Existing_Appliances_Natural Gas_Stove/Oven_E8 | F1 | Residential | Manufactured Home Regular Income | Existing | Appliances | Natural Gas | Stove/Oven | E8 | CCE | 0 | 0 | 0 | 0 | 0 | 0 | 0 | 0 | 0 | 0 | 0 | 0 | 0 | 0 | 0 | 0 | 0 | 0 | 0 | 0 | 0 | 0 | 0 | 0 | 0 | 0 | 0 | 0 | 0 | 0 | 0 | 0 | 0
F1_Residential_Manufactured Home Regular Income_Existing_Appliances_Natural Gas_Stove/Oven_E9 | F1 | Residential | Manufactured Home Regular Income | Existing | Appliances | Natural Gas | Stove/Oven | E9 | CCE | 0 | 0 | 0 | 0 | 0 | 0 | 0 | 0 | 0 | 0 | 0 | 0 | 0 | 0 | 0 | 0 | 0 | 0 | 0 | 0 | 0 | 0 | 0 | 0 | 0 | 0 | 0 | 0 | 0 | 0 | 0 | 0 | 0
F1_Residential_Manufactured Home Regular Income_Existing_Appliances_Natural Gas_Stove/Oven_E10 | F1 | Residential | Manufactured Home Regular Income | Existing | Appliances | Natural Gas | Stove/Oven | E10 | CCE | 0 | 0 | 0 | 0 | 0 | 0 | 0 | 0 | 0 | 0 | 0 | 0 | 0 | 0 | 0 | 0 | 0 | 0 | 0 | 0 | 0 | 0 | 0 | 0 | 0 | 0 | 0 | 0 | 0 | 0 | 0 | 0 | 0
F2_Residential_Manufactured Home Regular Income_Existing_Appliances_Natural Gas_Stove/Oven_E1 | F2 | Residential | Manufactured Home Regular Income | Existing | Appliances | Natural Gas | Stove/Oven | E1 | TRC BC Ratio | bar: 2019 to 2051
F2_Residential_Manufactured Home Regular Income_Existing_Appliances_Natural Gas_Stove/Oven_E2 | F2 | Residential | Manufactured Home Regular Income | Existing | Appliances | Natural Gas | Stove/Oven | E2 | TRC BC Ratio | 0.90385 | 0.90666 | 0.91293 | 0.91806 | 0.91557 | 0.91923 | 0.92799 | 0.93522 | 0.94391 | 0.95232 | 0.96081 | 0.96884 | 0.97733 | 0.9862 | 0.99468 | 1.0034 | 1.0123 | 1.0217 | 1.0309 | 1.0397 | 1.0474 | 1.0545 | 1.0599 | 1.0647 | 1.0675 | 1.0691 | 1.0699 | 1.0698 | 1.0683 | 1.0659 | 1.0618 | 1.0569 | 1.0506
F2_Residential_Manufactured Home Regular Income_Existing_Appliances_Natural Gas_Stove/Oven_E3 | F2 | Residential | Manufactured Home Regular Income | Existing | Appliances | Natural Gas | Stove/Oven | E3 | TRC BC Ratio | 0 | 0 | 0 | 0 | 0 | 0 | 0 | 0 | 0 | 0 | 0 | 0 | 0 | 0 | 0 | 0 | 0 | 0 | 0 | 0 | 0 | 0 | 0 | 0 | 0 | 0 | 0 | 0 | 0 | 0 | 0 | 0 | 0
F2_Residential_Manufactured Home Regular Income_Existing_Appliances_Natural Gas_Stove/Oven_E4 | F2 | Residential | Manufactured Home Regular Income | Existing | Appliances | Natural Gas | Stove/Oven | E4 | TRC BC Ratio | 0 | 0 | 0 | 0 | 0 | 0 | 0 | 0 | 0 | 0 | 0 | 0 | 0 | 0 | 0 | 0 | 0 | 0 | 0 | 0 | 0 | 0 | 0 | 0 | 0 | 0 | 0 | 0 | 0 | 0 | 0 | 0 | 0
F2_Residential_Manufactured Home Regular Income_Existing_Appliances_Natural Gas_Stove/Oven_E5 | F2 | Residential | Manufactured Home Regular Income | Existing | Appliances | Natural Gas | Stove/Oven | E5 | TRC BC Ratio | 0 | 0 | 0 | 0 | 0 | 0 | 0 | 0 | 0 | 0 | 0 | 0 | 0 | 0 | 0 | 0 | 0 | 0 | 0 | 0 | 0 | 0 | 0 | 0 | 0 | 0 | 0 | 0 | 0 | 0 | 0 | 0 | 0
F2_Residential_Manufactured Home Regular Income_Existing_Appliances_Natural Gas_Stove/Oven_E6 | F2 | Residential | Manufactured Home Regular Income | Existing | Appliances | Natural Gas | Stove/Oven | E6 | TRC BC Ratio | 0 | 0 | 0 | 0 | 0 | 0 | 0 | 0 | 0 | 0 | 0 | 0 | 0 | 0 | 0 | 0 | 0 | 0 | 0 | 0 | 0 | 0 | 0 | 0 | 0 | 0 | 0 | 0 | 0 | 0 | 0 | 0 | 0
F2_Residential_Manufactured Home Regular Income_Existing_Appliances_Natural Gas_Stove/Oven_E7 | F2 | Residential | Manufactured Home Regular Income | Existing | Appliances | Natural Gas | Stove/Oven | E7 | TRC BC Ratio | 0 | 0 | 0 | 0 | 0 | 0 | 0 | 0 | 0 | 0 | 0 | 0 | 0 | 0 | 0 | 0 | 0 | 0 | 0 | 0 | 0 | 0 | 0 | 0 | 0 | 0 | 0 | 0 | 0 | 0 | 0 | 0 | 0
F2_Residential_Manufactured Home Regular Income_Existing_Appliances_Natural Gas_Stove/Oven_E8 | F2 | Residential | Manufactured Home Regular Income | Existing | Appliances | Natural Gas | Stove/Oven | E8 | TRC BC Ratio | 0 | 0 | 0 | 0 | 0 | 0 | 0 | 0 | 0 | 0 | 0 | 0 | 0 | 0 | 0 | 0 | 0 | 0 | 0 | 0 | 0 | 0 | 0 | 0 | 0 | 0 | 0 | 0 | 0 | 0 | 0 | 0 | 0
F2_Residential_Manufactured Home Regular Income_Existing_Appliances_Natural Gas_Stove/Oven_E9 | F2 | Residential | Manufactured Home Regular Income | Existing | Appliances | Natural Gas | Stove/Oven | E9 | TRC BC Ratio | 0 | 0 | 0 | 0 | 0 | 0 | 0 | 0 | 0 | 0 | 0 | 0 | 0 | 0 | 0 | 0 | 0 | 0 | 0 | 0 | 0 | 0 | 0 | 0 | 0 | 0 | 0 | 0 | 0 | 0 | 0 | 0 | 0
F2_Residential_Manufactured Home Regular Income_Existing_Appliances_Natural Gas_Stove/Oven_E10 | F2 | Residential | Manufactured Home Regular Income | Existing | Appliances | Natural Gas | Stove/Oven | E10 | TRC BC Ratio | 0 | 0 | 0 | 0 | 0 | 0 | 0 | 0 | 0 | 0 | 0 | 0 | 0 | 0 | 0 | 0 | 0 | 0 | 0 | 0 | 0 | 0 | 0 | 0 | 0 | 0 | 0 | 0 | 0 | 0 | 0 | 0 | 0
F3_Residential_Manufactured Home Regular Income_Existing_Appliances_Natural Gas_Stove/Oven_E1 | F3 | Residential | Manufactured Home Regular Income | Existing | Appliances | Natural Gas | Stove/Oven | E1 | PACT BC Ratio | bar: 2019 to 2051
F3_Residential_Manufactured Home Regular Income_Existing_Appliances_Natural Gas_Stove/Oven_E2 | F3 | Residential | Manufactured Home Regular Income | Existing | Appliances | Natural Gas | Stove/Oven | E2 | PACT BC Ratio | 1.2051 | 1.2089 | 1.2172 | 1.2241 | 1.2208 | 1.2256 | 1.2373 | 1.247 | 1.2585 | 1.2698 | 1.2811 | 1.2918 | 1.3031 | 1.3149 | 1.3262 | 1.3379 | 1.3497 | 1.3623 | 1.3745 | 1.3862 | 1.3965 | 1.406 | 1.4133 | 1.4196 | 1.4234 | 1.4255 | 1.4266 | 1.4264 | 1.4244 | 1.4212 | 1.4157 | 1.4092 | 1.4008
F3_Residential_Manufactured Home Regular Income_Existing_Appliances_Natural Gas_Stove/Oven_E3 | F3 | Residential | Manufactured Home Regular Income | Existing | Appliances | Natural Gas | Stove/Oven | E3 | PACT BC Ratio | 0 | 0 | 0 | 0 | 0 | 0 | 0 | 0 | 0 | 0 | 0 | 0 | 0 | 0 | 0 | 0 | 0 | 0 | 0 | 0 | 0 | 0 | 0 | 0 | 0 | 0 | 0 | 0 | 0 | 0 | 0 | 0 | 0
F3_Residential_Manufactured Home Regular Income_Existing_Appliances_Natural Gas_Stove/Oven_E4 | F3 | Residential | Manufactured Home Regular Income | Existing | Appliances | Natural Gas | Stove/Oven | E4 | PACT BC Ratio | 0 | 0 | 0 | 0 | 0 | 0 | 0 | 0 | 0 | 0 | 0 | 0 | 0 | 0 | 0 | 0 | 0 | 0 | 0 | 0 | 0 | 0 | 0 | 0 | 0 | 0 | 0 | 0 | 0 | 0 | 0 | 0 | 0
F3_Residential_Manufactured Home Regular Income_Existing_Appliances_Natural Gas_Stove/Oven_E5 | F3 | Residential | Manufactured Home Regular Income | Existing | Appliances | Natural Gas | Stove/Oven | E5 | PACT BC Ratio | 0 | 0 | 0 | 0 | 0 | 0 | 0 | 0 | 0 | 0 | 0 | 0 | 0 | 0 | 0 | 0 | 0 | 0 | 0 | 0 | 0 | 0 | 0 | 0 | 0 | 0 | 0 | 0 | 0 | 0 | 0 | 0 | 0
F3_Residential_Manufactured Home Regular Income_Existing_Appliances_Natural Gas_Stove/Oven_E6 | F3 | Residential | Manufactured Home Regular Income | Existing | Appliances | Natural Gas | Stove/Oven | E6 | PACT BC Ratio | 0 | 0 | 0 | 0 | 0 | 0 | 0 | 0 | 0 | 0 | 0 | 0 | 0 | 0 | 0 | 0 | 0 | 0 | 0 | 0 | 0 | 0 | 0 | 0 | 0 | 0 | 0 | 0 | 0 | 0 | 0 | 0 | 0
F3_Residential_Manufactured Home Regular Income_Existing_Appliances_Natural Gas_Stove/Oven_E7 | F3 | Residential | Manufactured Home Regular Income | Existing | Appliances | Natural Gas | Stove/Oven | E7 | PACT BC Ratio | 0 | 0 | 0 | 0 | 0 | 0 | 0 | 0 | 0 | 0 | 0 | 0 | 0 | 0 | 0 | 0 | 0 | 0 | 0 | 0 | 0 | 0 | 0 | 0 | 0 | 0 | 0 | 0 | 0 | 0 | 0 | 0 | 0
F3_Residential_Manufactured Home Regular Income_Existing_Appliances_Natural Gas_Stove/Oven_E8 | F3 | Residential | Manufactured Home Regular Income | Existing | Appliances | Natural Gas | Stove/Oven | E8 | PACT BC Ratio | 0 | 0 | 0 | 0 | 0 | 0 | 0 | 0 | 0 | 0 | 0 | 0 | 0 | 0 | 0 | 0 | 0 | 0 | 0 | 0 | 0 | 0 | 0 | 0 | 0 | 0 | 0 | 0 | 0 | 0 | 0 | 0 | 0
F3_Residential_Manufactured Home Regular Income_Existing_Appliances_Natural Gas_Stove/Oven_E9 | F3 | Residential | Manufactured Home Regular Income | Existing | Appliances | Natural Gas | Stove/Oven | E9 | PACT BC Ratio | 0 | 0 | 0 | 0 | 0 | 0 | 0 | 0 | 0 | 0 | 0 | 0 | 0 | 0 | 0 | 0 | 0 | 0 | 0 | 0 | 0 | 0 | 0 | 0 | 0 | 0 | 0 | 0 | 0 | 0 | 0 | 0 | 0
F3_Residential_Manufactured Home Regular Income_Existing_Appliances_Natural Gas_Stove/Oven_E10 | F3 | Residential | Manufactured Home Regular Income | Existing | Appliances | Natural Gas | Stove/Oven | E10 | PACT BC Ratio | 0 | 0 | 0 | 0 | 0 | 0 | 0 | 0 | 0 | 0 | 0 | 0 | 0 | 0 | 0 | 0 | 0 | 0 | 0 | 0 | 0 | 0 | 0 | 0 | 0 | 0 | 0 | 0 | 0 | 0 | 0 | 0 | 0
F4_Residential_Manufactured Home Regular Income_Existing_Appliances_Natural Gas_Stove/Oven_E1 | F4 | Residential | Manufactured Home Regular Income | Existing | Appliances | Natural Gas | Stove/Oven | E1 | RVT BC Ratio | bar: 2019 to 2051
F4_Residential_Manufactured Home Regular Income_Existing_Appliances_Natural Gas_Stove/Oven_E2 | F4 | Residential | Manufactured Home Regular Income | Existing | Appliances | Natural Gas | Stove/Oven | E2 | RVT BC Ratio | 1.4745 | 1.4757 | 1.4801 | 1.4836 | 1.4806 | 1.485 | 1.4955 | 1.5041 | 1.5146 | 1.5246 | 1.5348 | 1.5444 | 1.5546 | 1.5652 | 1.5754 | 1.5859 | 1.5964 | 1.6078 | 1.6189 | 1.6297 | 1.6394 | 1.6485 | 1.6558 | 1.6625 | 1.6669 | 1.67 | 1.6722 | 1.6733 | 1.6728 | 1.6713 | 1.6678 | 1.6634 | 1.6573
F4_Residential_Manufactured Home Regular Income_Existing_Appliances_Natural Gas_Stove/Oven_E3 | F4 | Residential | Manufactured Home Regular Income | Existing | Appliances | Natural Gas | Stove/Oven | E3 | RVT BC Ratio | 0 | 0 | 0 | 0 | 0 | 0 | 0 | 0 | 0 | 0 | 0 | 0 | 0 | 0 | 0 | 0 | 0 | 0 | 0 | 0 | 0 | 0 | 0 | 0 | 0 | 0 | 0 | 0 | 0 | 0 | 0 | 0 | 0
F4_Residential_Manufactured Home Regular Income_Existing_Appliances_Natural Gas_Stove/Oven_E4 | F4 | Residential | Manufactured Home Regular Income | Existing | Appliances | Natural Gas | Stove/Oven | E4 | RVT BC Ratio | 0 | 0 | 0 | 0 | 0 | 0 | 0 | 0 | 0 | 0 | 0 | 0 | 0 | 0 | 0 | 0 | 0 | 0 | 0 | 0 | 0 | 0 | 0 | 0 | 0 | 0 | 0 | 0 | 0 | 0 | 0 | 0 | 0
F4_Residential_Manufactured Home Regular Income_Existing_Appliances_Natural Gas_Stove/Oven_E5 | F4 | Residential | Manufactured Home Regular Income | Existing | Appliances | Natural Gas | Stove/Oven | E5 | RVT BC Ratio | 0 | 0 | 0 | 0 | 0 | 0 | 0 | 0 | 0 | 0 | 0 | 0 | 0 | 0 | 0 | 0 | 0 | 0 | 0 | 0 | 0 | 0 | 0 | 0 | 0 | 0 | 0 | 0 | 0 | 0 | 0 | 0 | 0
F4_Residential_Manufactured Home Regular Income_Existing_Appliances_Natural Gas_Stove/Oven_E6 | F4 | Residential | Manufactured Home Regular Income | Existing | Appliances | Natural Gas | Stove/Oven | E6 | RVT BC Ratio | 0 | 0 | 0 | 0 | 0 | 0 | 0 | 0 | 0 | 0 | 0 | 0 | 0 | 0 | 0 | 0 | 0 | 0 | 0 | 0 | 0 | 0 | 0 | 0 | 0 | 0 | 0 | 0 | 0 | 0 | 0 | 0 | 0
F4_Residential_Manufactured Home Regular Income_Existing_Appliances_Natural Gas_Stove/Oven_E7 | F4 | Residential | Manufactured Home Regular Income | Existing | Appliances | Natural Gas | Stove/Oven | E7 | RVT BC Ratio | 0 | 0 | 0 | 0 | 0 | 0 | 0 | 0 | 0 | 0 | 0 | 0 | 0 | 0 | 0 | 0 | 0 | 0 | 0 | 0 | 0 | 0 | 0 | 0 | 0 | 0 | 0 | 0 | 0 | 0 | 0 | 0 | 0
F4_Residential_Manufactured Home Regular Income_Existing_Appliances_Natural Gas_Stove/Oven_E8 | F4 | Residential | Manufactured Home Regular Income | Existing | Appliances | Natural Gas | Stove/Oven | E8 | RVT BC Ratio | 0 | 0 | 0 | 0 | 0 | 0 | 0 | 0 | 0 | 0 | 0 | 0 | 0 | 0 | 0 | 0 | 0 | 0 | 0 | 0 | 0 | 0 | 0 | 0 | 0 | 0 | 0 | 0 | 0 | 0 | 0 | 0 | 0
F4_Residential_Manufactured Home Regular Income_Existing_Appliances_Natural Gas_Stove/Oven_E9 | F4 | Residential | Manufactured Home Regular Income | Existing | Appliances | Natural Gas | Stove/Oven | E9 | RVT BC Ratio | 0 | 0 | 0 | 0 | 0 | 0 | 0 | 0 | 0 | 0 | 0 | 0 | 0 | 0 | 0 | 0 | 0 | 0 | 0 | 0 | 0 | 0 | 0 | 0 | 0 | 0 | 0 | 0 | 0 | 0 | 0 | 0 | 0
F4_Residential_Manufactured Home Regular Income_Existing_Appliances_Natural Gas_Stove/Oven_E10 | F4 | Residential | Manufactured Home Regular Income | Existing | Appliances | Natural Gas | Stove/Oven | E10 | RVT BC Ratio | 0 | 0 | 0 | 0 | 0 | 0 | 0 | 0 | 0 | 0 | 0 | 0 | 0 | 0 | 0 | 0 | 0 | 0 | 0 | 0 | 0 | 0 | 0 | 0 | 0 | 0 | 0 | 0 | 0 | 0 | 0 | 0 | 0
F5_Residential_Manufactured Home Regular Income_Existing_Appliances_Natural Gas_Stove/Oven_E1 | F5 | Residential | Manufactured Home Regular Income | Existing | Appliances | Natural Gas | Stove/Oven | E1 | RIM BC Ratio | bar: 2019 to 2051
F5_Residential_Manufactured Home Regular Income_Existing_Appliances_Natural Gas_Stove/Oven_E2 | F5 | Residential | Manufactured Home Regular Income | Existing | Appliances | Natural Gas | Stove/Oven | E2 | RIM BC Ratio | 0.64773 | 0.64928 | 0.65207 | 0.65436 | 0.65375 | 0.65465 | 0.6568 | 0.65855 | 0.66063 | 0.66263 | 0.66461 | 0.66647 | 0.66841 | 0.67042 | 0.67232 | 0.67425 | 0.67618 | 0.67822 | 0.68012 | 0.68187 | 0.68331 | 0.68457 | 0.6854 | 0.68602 | 0.68617 | 0.68605 | 0.68577 | 0.68528 | 0.6845 | 0.68352 | 0.68218 | 0.68064 | 0.67879
F5_Residential_Manufactured Home Regular Income_Existing_Appliances_Natural Gas_Stove/Oven_E3 | F5 | Residential | Manufactured Home Regular Income | Existing | Appliances | Natural Gas | Stove/Oven | E3 | RIM BC Ratio | 0 | 0 | 0 | 0 | 0 | 0 | 0 | 0 | 0 | 0 | 0 | 0 | 0 | 0 | 0 | 0 | 0 | 0 | 0 | 0 | 0 | 0 | 0 | 0 | 0 | 0 | 0 | 0 | 0 | 0 | 0 | 0 | 0
F5_Residential_Manufactured Home Regular Income_Existing_Appliances_Natural Gas_Stove/Oven_E4 | F5 | Residential | Manufactured Home Regular Income | Existing | Appliances | Natural Gas | Stove/Oven | E4 | RIM BC Ratio | 0 | 0 | 0 | 0 | 0 | 0 | 0 | 0 | 0 | 0 | 0 | 0 | 0 | 0 | 0 | 0 | 0 | 0 | 0 | 0 | 0 | 0 | 0 | 0 | 0 | 0 | 0 | 0 | 0 | 0 | 0 | 0 | 0
F5_Residential_Manufactured Home Regular Income_Existing_Appliances_Natural Gas_Stove/Oven_E5 | F5 | Residential | Manufactured Home Regular Income | Existing | Appliances | Natural Gas | Stove/Oven | E5 | RIM BC Ratio | 0 | 0 | 0 | 0 | 0 | 0 | 0 | 0 | 0 | 0 | 0 | 0 | 0 | 0 | 0 | 0 | 0 | 0 | 0 | 0 | 0 | 0 | 0 | 0 | 0 | 0 | 0 | 0 | 0 | 0 | 0 | 0 | 0
F5_Residential_Manufactured Home Regular Income_Existing_Appliances_Natural Gas_Stove/Oven_E6 | F5 | Residential | Manufactured Home Regular Income | Existing | Appliances | Natural Gas | Stove/Oven | E6 | RIM BC Ratio | 0 | 0 | 0 | 0 | 0 | 0 | 0 | 0 | 0 | 0 | 0 | 0 | 0 | 0 | 0 | 0 | 0 | 0 | 0 | 0 | 0 | 0 | 0 | 0 | 0 | 0 | 0 | 0 | 0 | 0 | 0 | 0 | 0
F5_Residential_Manufactured Home Regular Income_Existing_Appliances_Natural Gas_Stove/Oven_E7 | F5 | Residential | Manufactured Home Regular Income | Existing | Appliances | Natural Gas | Stove/Oven | E7 | RIM BC Ratio | 0 | 0 | 0 | 0 | 0 | 0 | 0 | 0 | 0 | 0 | 0 | 0 | 0 | 0 | 0 | 0 | 0 | 0 | 0 | 0 | 0 | 0 | 0 | 0 | 0 | 0 | 0 | 0 | 0 | 0 | 0 | 0 | 0
F5_Residential_Manufactured Home Regular Income_Existing_Appliances_Natural Gas_Stove/Oven_E8 | F5 | Residential | Manufactured Home Regular Income | Existing | Appliances | Natural Gas | Stove/Oven | E8 | RIM BC Ratio | 0 | 0 | 0 | 0 | 0 | 0 | 0 | 0 | 0 | 0 | 0 | 0 | 0 | 0 | 0 | 0 | 0 | 0 | 0 | 0 | 0 | 0 | 0 | 0 | 0 | 0 | 0 | 0 | 0 | 0 | 0 | 0 | 0
F5_Residential_Manufactured Home Regular Income_Existing_Appliances_Natural Gas_Stove/Oven_E9 | F5 | Residential | Manufactured Home Regular Income | Existing | Appliances | Natural Gas | Stove/Oven | E9 | RIM BC Ratio | 0 | 0 | 0 | 0 | 0 | 0 | 0 | 0 | 0 | 0 | 0 | 0 | 0 | 0 | 0 | 0 | 0 | 0 | 0 | 0 | 0 | 0 | 0 | 0 | 0 | 0 | 0 | 0 | 0 | 0 | 0 | 0 | 0
F5_Residential_Manufactured Home Regular Income_Existing_Appliances_Natural Gas_Stove/Oven_E10 | F5 | Residential | Manufactured Home Regular Income | Existing | Appliances | Natural Gas | Stove/Oven | E10 | RIM BC Ratio | 0 | 0 | 0 | 0 | 0 | 0 | 0 | 0 | 0 | 0 | 0 | 0 | 0 | 0 | 0 | 0 | 0 | 0 | 0 | 0 | 0 | 0 | 0 | 0 | 0 | 0 | 0 | 0 | 0 | 0 | 0 | 0 | 0
F0_Residential_Manufactured Home Regular Income_Existing_Miscellaneous_Natural Gas_Pool Heater_E0 | F0 | Residential | Manufactured Home Regular Income | Existing | Miscellaneous | Natural Gas | Pool Heater | E0 | Economic Unit | Standard (EF 0.82) | Standard (EF 0.82) | Standard (EF 0.82) | Standard (EF 0.82) | Standard (EF 0.82) | Standard (EF 0.82) | Standard (EF 0.82) | Standard (EF 0.82) | Standard (EF 0.82) | Standard (EF 0.82) | Standard (EF 0.82) | Standard (EF 0.82) | Standard (EF 0.82) | Standard (EF 0.82) | Standard (EF 0.82) | Standard (EF 0.82) | Standard (EF 0.82) | Standard (EF 0.82) | Standard (EF 0.82) | Standard (EF 0.82) | Standard (EF 0.82) | Standard (EF 0.82) | Standard (EF 0.82) | Standard (EF 0.82) | Standard (EF 0.82) | Standard (EF 0.82) | Standard (EF 0.82) | Standard (EF 0.82) | Standard (EF 0.82) | Standard (EF 0.82) | Standard (EF 0.82) | Standard (EF 0.82) | Standard (EF 0.82)
F1_Residential_Manufactured Home Regular Income_Existing_Miscellaneous_Natural Gas_Pool Heater_E1 | F1 | Residential | Manufactured Home Regular Income | Existing | Miscellaneous | Natural Gas | Pool Heater | E1 | CCE | 0 | 0 | 0 | 0 | 0 | 0 | 0 | 0 | 0 | 0 | 0 | 0 | 0 | 0 | 0 | 0 | 0 | 0 | 0 | 0 | 0 | 0 | 0 | 0 | 0 | 0 | 0 | 0 | 0 | 0 | 0 | 0 | 0
F1_Residential_Manufactured Home Regular Income_Existing_Miscellaneous_Natural Gas_Pool Heater_E2 | F1 | Residential | Manufactured Home Regular Income | Existing | Miscellaneous | Natural Gas | Pool Heater | E2 | CCE | 18.5985 | 19.1708 | 18.7816 | 17.2178 | 17.2178 | 17.2178 | 17.2178 | 17.2178 | 17.2178 | 17.2178 | 17.2178 | 17.2178 | 17.2178 | 17.2178 | 17.2178 | 17.2178 | 17.2178 | 17.2178 | 17.2178 | 17.2178 | 17.2178 | 17.2178 | 17.2178 | 17.2178 | 17.2178 | 17.2178 | 17.2178 | 17.2178 | 17.2178 | 17.2178 | 17.2178 | 17.2178 | 17.2178
F1_Residential_Manufactured Home Regular Income_Existing_Miscellaneous_Natural Gas_Pool Heater_E3 | F1 | Residential | Manufactured Home Regular Income | Existing | Miscellaneous | Natural Gas | Pool Heater | E3 | CCE | 21.8128 | 22.484 | 22.0275 | 20.1934 | 20.1934 | 20.1934 | 20.1934 | 20.1934 | 20.1934 | 20.1934 | 20.1934 | 20.1934 | 20.1934 | 20.1934 | 20.1934 | 20.1934 | 20.1934 | 20.1934 | 20.1934 | 20.1934 | 20.1934 | 20.1934 | 20.1934 | 20.1934 | 20.1934 | 20.1934 | 20.1934 | 20.1934 | 20.1934 | 20.1934 | 20.1934 | 20.1934 | 20.1934
F1_Residential_Manufactured Home Regular Income_Existing_Miscellaneous_Natural Gas_Pool Heater_E4 | F1 | Residential | Manufactured Home Regular Income | Existing | Miscellaneous | Natural Gas | Pool Heater | E4 | CCE | 20.9691 | 21.6143 | 21.1755 | 19.4123 | 19.4123 | 19.4123 | 19.4123 | 19.4123 | 19.4123 | 19.4123 | 19.4123 | 19.4123 | 19.4123 | 19.4123 | 19.4123 | 19.4123 | 19.4123 | 19.4123 | 19.4123 | 19.4123 | 19.4123 | 19.4123 | 19.4123 | 19.4123 | 19.4123 | 19.4123 | 19.4123 | 19.4123 | 19.4123 | 19.4123 | 19.4123 | 19.4123 | 19.4123
F1_Residential_Manufactured Home Regular Income_Existing_Miscellaneous_Natural Gas_Pool Heater_E5 | F1 | Residential | Manufactured Home Regular Income | Existing | Miscellaneous | Natural Gas | Pool Heater | E5 | CCE | 0 | 0 | 0 | 0 | 0 | 0 | 0 | 0 | 0 | 0 | 0 | 0 | 0 | 0 | 0 | 0 | 0 | 0 | 0 | 0 | 0 | 0 | 0 | 0 | 0 | 0 | 0 | 0 | 0 | 0 | 0 | 0 | 0
F1_Residential_Manufactured Home Regular Income_Existing_Miscellaneous_Natural Gas_Pool Heater_E6 | F1 | Residential | Manufactured Home Regular Income | Existing | Miscellaneous | Natural Gas | Pool Heater | E6 | CCE | 0 | 0 | 0 | 0 | 0 | 0 | 0 | 0 | 0 | 0 | 0 | 0 | 0 | 0 | 0 | 0 | 0 | 0 | 0 | 0 | 0 | 0 | 0 | 0 | 0 | 0 | 0 | 0 | 0 | 0 | 0 | 0 | 0
F1_Residential_Manufactured Home Regular Income_Existing_Miscellaneous_Natural Gas_Pool Heater_E7 | F1 | Residential | Manufactured Home Regular Income | Existing | Miscellaneous | Natural Gas | Pool Heater | E7 | CCE | 0 | 0 | 0 | 0 | 0 | 0 | 0 | 0 | 0 | 0 | 0 | 0 | 0 | 0 | 0 | 0 | 0 | 0 | 0 | 0 | 0 | 0 | 0 | 0 | 0 | 0 | 0 | 0 | 0 | 0 | 0 | 0 | 0
F1_Residential_Manufactured Home Regular Income_Existing_Miscellaneous_Natural Gas_Pool Heater_E8 | F1 | Residential | Manufactured Home Regular Income | Existing | Miscellaneous | Natural Gas | Pool Heater | E8 | CCE | 0 | 0 | 0 | 0 | 0 | 0 | 0 | 0 | 0 | 0 | 0 | 0 | 0 | 0 | 0 | 0 | 0 | 0 | 0 | 0 | 0 | 0 | 0 | 0 | 0 | 0 | 0 | 0 | 0 | 0 | 0 | 0 | 0
F1_Residential_Manufactured Home Regular Income_Existing_Miscellaneous_Natural Gas_Pool Heater_E9 | F1 | Residential | Manufactured Home Regular Income | Existing | Miscellaneous | Natural Gas | Pool Heater | E9 | CCE | 0 | 0 | 0 | 0 | 0 | 0 | 0 | 0 | 0 | 0 | 0 | 0 | 0 | 0 | 0 | 0 | 0 | 0 | 0 | 0 | 0 | 0 | 0 | 0 | 0 | 0 | 0 | 0 | 0 | 0 | 0 | 0 | 0
F1_Residential_Manufactured Home Regular Income_Existing_Miscellaneous_Natural Gas_Pool Heater_E10 | F1 | Residential | Manufactured Home Regular Income | Existing | Miscellaneous | Natural Gas | Pool Heater | E10 | CCE | 0 | 0 | 0 | 0 | 0 | 0 | 0 | 0 | 0 | 0 | 0 | 0 | 0 | 0 | 0 | 0 | 0 | 0 | 0 | 0 | 0 | 0 | 0 | 0 | 0 | 0 | 0 | 0 | 0 | 0 | 0 | 0 | 0
F2_Residential_Manufactured Home Regular Income_Existing_Miscellaneous_Natural Gas_Pool Heater_E1 | F2 | Residential | Manufactured Home Regular Income | Existing | Miscellaneous | Natural Gas | Pool Heater | E1 | TRC BC Ratio | bar: 2019 to 2051
F2_Residential_Manufactured Home Regular Income_Existing_Miscellaneous_Natural Gas_Pool Heater_E2 | F2 | Residential | Manufactured Home Regular Income | Existing | Miscellaneous | Natural Gas | Pool Heater | E2 | TRC BC Ratio | 0 | 0 | 0 | 0 | 0 | 0 | 0 | 0 | 0 | 0 | 0 | 0 | 0 | 0 | 0 | 0 | 0 | 0 | 0 | 0 | 0 | 0 | 0 | 0 | 0 | 0 | 0 | 0 | 0 | 0 | 0 | 0 | 0
F2_Residential_Manufactured Home Regular Income_Existing_Miscellaneous_Natural Gas_Pool Heater_E3 | F2 | Residential | Manufactured Home Regular Income | Existing | Miscellaneous | Natural Gas | Pool Heater | E3 | TRC BC Ratio | 0 | 0 | 0 | 0 | 0 | 0 | 0 | 0 | 0 | 0 | 0 | 0 | 0 | 0 | 0 | 0 | 0 | 0 | 0 | 0 | 0 | 0 | 0 | 0 | 0 | 0 | 0 | 0 | 0 | 0 | 0 | 0 | 0
F2_Residential_Manufactured Home Regular Income_Existing_Miscellaneous_Natural Gas_Pool Heater_E4 | F2 | Residential | Manufactured Home Regular Income | Existing | Miscellaneous | Natural Gas | Pool Heater | E4 | TRC BC Ratio | 0 | 0 | 0 | 0 | 0 | 0 | 0 | 0 | 0 | 0 | 0 | 0 | 0 | 0 | 0 | 0 | 0 | 0 | 0 | 0 | 0 | 0 | 0 | 0 | 0 | 0 | 0 | 0 | 0 | 0 | 0 | 0 | 0
F2_Residential_Manufactured Home Regular Income_Existing_Miscellaneous_Natural Gas_Pool Heater_E5 | F2 | Residential | Manufactured Home Regular Income | Existing | Miscellaneous | Natural Gas | Pool Heater | E5 | TRC BC Ratio | 0 | 0 | 0 | 0 | 0 | 0 | 0 | 0 | 0 | 0 | 0 | 0 | 0 | 0 | 0 | 0 | 0 | 0 | 0 | 0 | 0 | 0 | 0 | 0 | 0 | 0 | 0 | 0 | 0 | 0 | 0 | 0 | 0
F2_Residential_Manufactured Home Regular Income_Existing_Miscellaneous_Natural Gas_Pool Heater_E6 | F2 | Residential | Manufactured Home Regular Income | Existing | Miscellaneous | Natural Gas | Pool Heater | E6 | TRC BC Ratio | 0 | 0 | 0 | 0 | 0 | 0 | 0 | 0 | 0 | 0 | 0 | 0 | 0 | 0 | 0 | 0 | 0 | 0 | 0 | 0 | 0 | 0 | 0 | 0 | 0 | 0 | 0 | 0 | 0 | 0 | 0 | 0 | 0
F2_Residential_Manufactured Home Regular Income_Existing_Miscellaneous_Natural Gas_Pool Heater_E7 | F2 | Residential | Manufactured Home Regular Income | Existing | Miscellaneous | Natural Gas | Pool Heater | E7 | TRC BC Ratio | 0 | 0 | 0 | 0 | 0 | 0 | 0 | 0 | 0 | 0 | 0 | 0 | 0 | 0 | 0 | 0 | 0 | 0 | 0 | 0 | 0 | 0 | 0 | 0 | 0 | 0 | 0 | 0 | 0 | 0 | 0 | 0 | 0
F2_Residential_Manufactured Home Regular Income_Existing_Miscellaneous_Natural Gas_Pool Heater_E8 | F2 | Residential | Manufactured Home Regular Income | Existing | Miscellaneous | Natural Gas | Pool Heater | E8 | TRC BC Ratio | 0 | 0 | 0 | 0 | 0 | 0 | 0 | 0 | 0 | 0 | 0 | 0 | 0 | 0 | 0 | 0 | 0 | 0 | 0 | 0 | 0 | 0 | 0 | 0 | 0 | 0 | 0 | 0 | 0 | 0 | 0 | 0 | 0
F2_Residential_Manufactured Home Regular Income_Existing_Miscellaneous_Natural Gas_Pool Heater_E9 | F2 | Residential | Manufactured Home Regular Income | Existing | Miscellaneous | Natural Gas | Pool Heater | E9 | TRC BC Ratio | 0 | 0 | 0 | 0 | 0 | 0 | 0 | 0 | 0 | 0 | 0 | 0 | 0 | 0 | 0 | 0 | 0 | 0 | 0 | 0 | 0 | 0 | 0 | 0 | 0 | 0 | 0 | 0 | 0 | 0 | 0 | 0 | 0
F2_Residential_Manufactured Home Regular Income_Existing_Miscellaneous_Natural Gas_Pool Heater_E10 | F2 | Residential | Manufactured Home Regular Income | Existing | Miscellaneous | Natural Gas | Pool Heater | E10 | TRC BC Ratio | 0 | 0 | 0 | 0 | 0 | 0 | 0 | 0 | 0 | 0 | 0 | 0 | 0 | 0 | 0 | 0 | 0 | 0 | 0 | 0 | 0 | 0 | 0 | 0 | 0 | 0 | 0 | 0 | 0 | 0 | 0 | 0 | 0
F3_Residential_Manufactured Home Regular Income_Existing_Miscellaneous_Natural Gas_Pool Heater_E1 | F3 | Residential | Manufactured Home Regular Income | Existing | Miscellaneous | Natural Gas | Pool Heater | E1 | PACT BC Ratio | bar: 2019 to 2051
F3_Residential_Manufactured Home Regular Income_Existing_Miscellaneous_Natural Gas_Pool Heater_E2 | F3 | Residential | Manufactured Home Regular Income | Existing | Miscellaneous | Natural Gas | Pool Heater | E2 | PACT BC Ratio | 0 | 0 | 0 | 0 | 0 | 0 | 0 | 0 | 0 | 0 | 0 | 0 | 0 | 0 | 0 | 0 | 0 | 0 | 0 | 0 | 0 | 0 | 0 | 0 | 0 | 0 | 0 | 0 | 0 | 0 | 0 | 0 | 0
F3_Residential_Manufactured Home Regular Income_Existing_Miscellaneous_Natural Gas_Pool Heater_E3 | F3 | Residential | Manufactured Home Regular Income | Existing | Miscellaneous | Natural Gas | Pool Heater | E3 | PACT BC Ratio | 0 | 0 | 0 | 0 | 0 | 0 | 0 | 0 | 0 | 0 | 0 | 0 | 0 | 0 | 0 | 0 | 0 | 0 | 0 | 0 | 0 | 0 | 0 | 0 | 0 | 0 | 0 | 0 | 0 | 0 | 0 | 0 | 0
F3_Residential_Manufactured Home Regular Income_Existing_Miscellaneous_Natural Gas_Pool Heater_E4 | F3 | Residential | Manufactured Home Regular Income | Existing | Miscellaneous | Natural Gas | Pool Heater | E4 | PACT BC Ratio | 0 | 0 | 0 | 0 | 0 | 0 | 0 | 0 | 0 | 0 | 0 | 0 | 0 | 0 | 0 | 0 | 0 | 0 | 0 | 0 | 0 | 0 | 0 | 0 | 0 | 0 | 0 | 0 | 0 | 0 | 0 | 0 | 0
F3_Residential_Manufactured Home Regular Income_Existing_Miscellaneous_Natural Gas_Pool Heater_E5 | F3 | Residential | Manufactured Home Regular Income | Existing | Miscellaneous | Natural Gas | Pool Heater | E5 | PACT BC Ratio | 0 | 0 | 0 | 0 | 0 | 0 | 0 | 0 | 0 | 0 | 0 | 0 | 0 | 0 | 0 | 0 | 0 | 0 | 0 | 0 | 0 | 0 | 0 | 0 | 0 | 0 | 0 | 0 | 0 | 0 | 0 | 0 | 0
F3_Residential_Manufactured Home Regular Income_Existing_Miscellaneous_Natural Gas_Pool Heater_E6 | F3 | Residential | Manufactured Home Regular Income | Existing | Miscellaneous | Natural Gas | Pool Heater | E6 | PACT BC Ratio | 0 | 0 | 0 | 0 | 0 | 0 | 0 | 0 | 0 | 0 | 0 | 0 | 0 | 0 | 0 | 0 | 0 | 0 | 0 | 0 | 0 | 0 | 0 | 0 | 0 | 0 | 0 | 0 | 0 | 0 | 0 | 0 | 0
F3_Residential_Manufactured Home Regular Income_Existing_Miscellaneous_Natural Gas_Pool Heater_E7 | F3 | Residential | Manufactured Home Regular Income | Existing | Miscellaneous | Natural Gas | Pool Heater | E7 | PACT BC Ratio | 0 | 0 | 0 | 0 | 0 | 0 | 0 | 0 | 0 | 0 | 0 | 0 | 0 | 0 | 0 | 0 | 0 | 0 | 0 | 0 | 0 | 0 | 0 | 0 | 0 | 0 | 0 | 0 | 0 | 0 | 0 | 0 | 0
F3_Residential_Manufactured Home Regular Income_Existing_Miscellaneous_Natural Gas_Pool Heater_E8 | F3 | Residential | Manufactured Home Regular Income | Existing | Miscellaneous | Natural Gas | Pool Heater | E8 | PACT BC Ratio | 0 | 0 | 0 | 0 | 0 | 0 | 0 | 0 | 0 | 0 | 0 | 0 | 0 | 0 | 0 | 0 | 0 | 0 | 0 | 0 | 0 | 0 | 0 | 0 | 0 | 0 | 0 | 0 | 0 | 0 | 0 | 0 | 0
F3_Residential_Manufactured Home Regular Income_Existing_Miscellaneous_Natural Gas_Pool Heater_E9 | F3 | Residential | Manufactured Home Regular Income | Existing | Miscellaneous | Natural Gas | Pool Heater | E9 | PACT BC Ratio | 0 | 0 | 0 | 0 | 0 | 0 | 0 | 0 | 0 | 0 | 0 | 0 | 0 | 0 | 0 | 0 | 0 | 0 | 0 | 0 | 0 | 0 | 0 | 0 | 0 | 0 | 0 | 0 | 0 | 0 | 0 | 0 | 0
F3_Residential_Manufactured Home Regular Income_Existing_Miscellaneous_Natural Gas_Pool Heater_E10 | F3 | Residential | Manufactured Home Regular Income | Existing | Miscellaneous | Natural Gas | Pool Heater | E10 | PACT BC Ratio | 0 | 0 | 0 | 0 | 0 | 0 | 0 | 0 | 0 | 0 | 0 | 0 | 0 | 0 | 0 | 0 | 0 | 0 | 0 | 0 | 0 | 0 | 0 | 0 | 0 | 0 | 0 | 0 | 0 | 0 | 0 | 0 | 0
F4_Residential_Manufactured Home Regular Income_Existing_Miscellaneous_Natural Gas_Pool Heater_E1 | F4 | Residential | Manufactured Home Regular Income | Existing | Miscellaneous | Natural Gas | Pool Heater | E1 | RVT BC Ratio | bar: 2019 to 2051
F4_Residential_Manufactured Home Regular Income_Existing_Miscellaneous_Natural Gas_Pool Heater_E2 | F4 | Residential | Manufactured Home Regular Income | Existing | Miscellaneous | Natural Gas | Pool Heater | E2 | RVT BC Ratio | 0.7 | 0.7 | 0.7 | 0.7 | 0.7 | 0.7 | 0.7 | 0.7 | 0.7 | 0.7 | 0.7 | 0.7 | 0.7 | 0.7 | 0.7 | 0.7 | 0.7 | 0.7 | 0.7 | 0.7 | 0.7 | 0.7 | 0.7 | 0.7 | 0.7 | 0.7 | 0.7 | 0.7 | 0.7 | 0.7 | 0.7 | 0.7 | 0.7
F4_Residential_Manufactured Home Regular Income_Existing_Miscellaneous_Natural Gas_Pool Heater_E3 | F4 | Residential | Manufactured Home Regular Income | Existing | Miscellaneous | Natural Gas | Pool Heater | E3 | RVT BC Ratio | 0.7 | 0.7 | 0.7 | 0.7 | 0.7 | 0.7 | 0.7 | 0.7 | 0.7 | 0.7 | 0.7 | 0.7 | 0.7 | 0.7 | 0.7 | 0.7 | 0.7 | 0.7 | 0.7 | 0.7 | 0.7 | 0.7 | 0.7 | 0.7 | 0.7 | 0.7 | 0.7 | 0.7 | 0.7 | 0.7 | 0.7 | 0.7 | 0.7
F4_Residential_Manufactured Home Regular Income_Existing_Miscellaneous_Natural Gas_Pool Heater_E4 | F4 | Residential | Manufactured Home Regular Income | Existing | Miscellaneous | Natural Gas | Pool Heater | E4 | RVT BC Ratio | 0.7 | 0.7 | 0.7 | 0.7 | 0.7 | 0.7 | 0.7 | 0.7 | 0.7 | 0.7 | 0.7 | 0.7 | 0.7 | 0.7 | 0.7 | 0.7 | 0.7 | 0.7 | 0.7 | 0.7 | 0.7 | 0.7 | 0.7 | 0.7 | 0.7 | 0.7 | 0.7 | 0.7 | 0.7 | 0.7 | 0.7 | 0.7 | 0.7
F4_Residential_Manufactured Home Regular Income_Existing_Miscellaneous_Natural Gas_Pool Heater_E5 | F4 | Residential | Manufactured Home Regular Income | Existing | Miscellaneous | Natural Gas | Pool Heater | E5 | RVT BC Ratio | 0 | 0 | 0 | 0 | 0 | 0 | 0 | 0 | 0 | 0 | 0 | 0 | 0 | 0 | 0 | 0 | 0 | 0 | 0 | 0 | 0 | 0 | 0 | 0 | 0 | 0 | 0 | 0 | 0 | 0 | 0 | 0 | 0
F4_Residential_Manufactured Home Regular Income_Existing_Miscellaneous_Natural Gas_Pool Heater_E6 | F4 | Residential | Manufactured Home Regular Income | Existing | Miscellaneous | Natural Gas | Pool Heater | E6 | RVT BC Ratio | 0 | 0 | 0 | 0 | 0 | 0 | 0 | 0 | 0 | 0 | 0 | 0 | 0 | 0 | 0 | 0 | 0 | 0 | 0 | 0 | 0 | 0 | 0 | 0 | 0 | 0 | 0 | 0 | 0 | 0 | 0 | 0 | 0
F4_Residential_Manufactured Home Regular Income_Existing_Miscellaneous_Natural Gas_Pool Heater_E7 | F4 | Residential | Manufactured Home Regular Income | Existing | Miscellaneous | Natural Gas | Pool Heater | E7 | RVT BC Ratio | 0 | 0 | 0 | 0 | 0 | 0 | 0 | 0 | 0 | 0 | 0 | 0 | 0 | 0 | 0 | 0 | 0 | 0 | 0 | 0 | 0 | 0 | 0 | 0 | 0 | 0 | 0 | 0 | 0 | 0 | 0 | 0 | 0
F4_Residential_Manufactured Home Regular Income_Existing_Miscellaneous_Natural Gas_Pool Heater_E8 | F4 | Residential | Manufactured Home Regular Income | Existing | Miscellaneous | Natural Gas | Pool Heater | E8 | RVT BC Ratio | 0 | 0 | 0 | 0 | 0 | 0 | 0 | 0 | 0 | 0 | 0 | 0 | 0 | 0 | 0 | 0 | 0 | 0 | 0 | 0 | 0 | 0 | 0 | 0 | 0 | 0 | 0 | 0 | 0 | 0 | 0 | 0 | 0
F4_Residential_Manufactured Home Regular Income_Existing_Miscellaneous_Natural Gas_Pool Heater_E9 | F4 | Residential | Manufactured Home Regular Income | Existing | Miscellaneous | Natural Gas | Pool Heater | E9 | RVT BC Ratio | 0 | 0 | 0 | 0 | 0 | 0 | 0 | 0 | 0 | 0 | 0 | 0 | 0 | 0 | 0 | 0 | 0 | 0 | 0 | 0 | 0 | 0 | 0 | 0 | 0 | 0 | 0 | 0 | 0 | 0 | 0 | 0 | 0
F4_Residential_Manufactured Home Regular Income_Existing_Miscellaneous_Natural Gas_Pool Heater_E10 | F4 | Residential | Manufactured Home Regular Income | Existing | Miscellaneous | Natural Gas | Pool Heater | E10 | RVT BC Ratio | 0 | 0 | 0 | 0 | 0 | 0 | 0 | 0 | 0 | 0 | 0 | 0 | 0 | 0 | 0 | 0 | 0 | 0 | 0 | 0 | 0 | 0 | 0 | 0 | 0 | 0 | 0 | 0 | 0 | 0 | 0 | 0 | 0
F5_Residential_Manufactured Home Regular Income_Existing_Miscellaneous_Natural Gas_Pool Heater_E1 | F5 | Residential | Manufactured Home Regular Income | Existing | Miscellaneous | Natural Gas | Pool Heater | E1 | RIM BC Ratio | bar: 2019 to 2051
F5_Residential_Manufactured Home Regular Income_Existing_Miscellaneous_Natural Gas_Pool Heater_E2 | F5 | Residential | Manufactured Home Regular Income | Existing | Miscellaneous | Natural Gas | Pool Heater | E2 | RIM BC Ratio | 0 | 0 | 0 | 0 | 0 | 0 | 0 | 0 | 0 | 0 | 0 | 0 | 0 | 0 | 0 | 0 | 0 | 0 | 0 | 0 | 0 | 0 | 0 | 0 | 0 | 0 | 0 | 0 | 0 | 0 | 0 | 0 | 0
F5_Residential_Manufactured Home Regular Income_Existing_Miscellaneous_Natural Gas_Pool Heater_E3 | F5 | Residential | Manufactured Home Regular Income | Existing | Miscellaneous | Natural Gas | Pool Heater | E3 | RIM BC Ratio | 0 | 0 | 0 | 0 | 0 | 0 | 0 | 0 | 0 | 0 | 0 | 0 | 0 | 0 | 0 | 0 | 0 | 0 | 0 | 0 | 0 | 0 | 0 | 0 | 0 | 0 | 0 | 0 | 0 | 0 | 0 | 0 | 0
F5_Residential_Manufactured Home Regular Income_Existing_Miscellaneous_Natural Gas_Pool Heater_E4 | F5 | Residential | Manufactured Home Regular Income | Existing | Miscellaneous | Natural Gas | Pool Heater | E4 | RIM BC Ratio | 0 | 0 | 0 | 0 | 0 | 0 | 0 | 0 | 0 | 0 | 0 | 0 | 0 | 0 | 0 | 0 | 0 | 0 | 0 | 0 | 0 | 0 | 0 | 0 | 0 | 0 | 0 | 0 | 0 | 0 | 0 | 0 | 0
F5_Residential_Manufactured Home Regular Income_Existing_Miscellaneous_Natural Gas_Pool Heater_E5 | F5 | Residential | Manufactured Home Regular Income | Existing | Miscellaneous | Natural Gas | Pool Heater | E5 | RIM BC Ratio | 0 | 0 | 0 | 0 | 0 | 0 | 0 | 0 | 0 | 0 | 0 | 0 | 0 | 0 | 0 | 0 | 0 | 0 | 0 | 0 | 0 | 0 | 0 | 0 | 0 | 0 | 0 | 0 | 0 | 0 | 0 | 0 | 0
F5_Residential_Manufactured Home Regular Income_Existing_Miscellaneous_Natural Gas_Pool Heater_E6 | F5 | Residential | Manufactured Home Regular Income | Existing | Miscellaneous | Natural Gas | Pool Heater | E6 | RIM BC Ratio | 0 | 0 | 0 | 0 | 0 | 0 | 0 | 0 | 0 | 0 | 0 | 0 | 0 | 0 | 0 | 0 | 0 | 0 | 0 | 0 | 0 | 0 | 0 | 0 | 0 | 0 | 0 | 0 | 0 | 0 | 0 | 0 | 0
F5_Residential_Manufactured Home Regular Income_Existing_Miscellaneous_Natural Gas_Pool Heater_E7 | F5 | Residential | Manufactured Home Regular Income | Existing | Miscellaneous | Natural Gas | Pool Heater | E7 | RIM BC Ratio | 0 | 0 | 0 | 0 | 0 | 0 | 0 | 0 | 0 | 0 | 0 | 0 | 0 | 0 | 0 | 0 | 0 | 0 | 0 | 0 | 0 | 0 | 0 | 0 | 0 | 0 | 0 | 0 | 0 | 0 | 0 | 0 | 0
F5_Residential_Manufactured Home Regular Income_Existing_Miscellaneous_Natural Gas_Pool Heater_E8 | F5 | Residential | Manufactured Home Regular Income | Existing | Miscellaneous | Natural Gas | Pool Heater | E8 | RIM BC Ratio | 0 | 0 | 0 | 0 | 0 | 0 | 0 | 0 | 0 | 0 | 0 | 0 | 0 | 0 | 0 | 0 | 0 | 0 | 0 | 0 | 0 | 0 | 0 | 0 | 0 | 0 | 0 | 0 | 0 | 0 | 0 | 0 | 0
F5_Residential_Manufactured Home Regular Income_Existing_Miscellaneous_Natural Gas_Pool Heater_E9 | F5 | Residential | Manufactured Home Regular Income | Existing | Miscellaneous | Natural Gas | Pool Heater | E9 | RIM BC Ratio | 0 | 0 | 0 | 0 | 0 | 0 | 0 | 0 | 0 | 0 | 0 | 0 | 0 | 0 | 0 | 0 | 0 | 0 | 0 | 0 | 0 | 0 | 0 | 0 | 0 | 0 | 0 | 0 | 0 | 0 | 0 | 0 | 0
F5_Residential_Manufactured Home Regular Income_Existing_Miscellaneous_Natural Gas_Pool Heater_E10 | F5 | Residential | Manufactured Home Regular Income | Existing | Miscellaneous | Natural Gas | Pool Heater | E10 | RIM BC Ratio | 0 | 0 | 0 | 0 | 0 | 0 | 0 | 0 | 0 | 0 | 0 | 0 | 0 | 0 | 0 | 0 | 0 | 0 | 0 | 0 | 0 | 0 | 0 | 0 | 0 | 0 | 0 | 0 | 0 | 0 | 0 | 0 | 0
F0_Residential_Manufactured Home Regular Income_Existing_Miscellaneous_Natural Gas_Miscellaneous_E0 | F0 | Residential | Manufactured Home Regular Income | Existing | Miscellaneous | Natural Gas | Miscellaneous | E0 | Economic Unit | Default | Default | Default | Default | Default | Default | Default | Default | Default | Default | Default | Default | Default | Default | Default | Default | Default | Default | Default | Default | Default | Default | Default | Default | Default | Default | Default | Default | Default | Default | Default | Default | Default
F1_Residential_Manufactured Home Regular Income_Existing_Miscellaneous_Natural Gas_Miscellaneous_E1 | F1 | Residential | Manufactured Home Regular Income | Existing | Miscellaneous | Natural Gas | Miscellaneous | E1 | CCE | 0 | 0 | 0 | 0 | 0 | 0 | 0 | 0 | 0 | 0 | 0 | 0 | 0 | 0 | 0 | 0 | 0 | 0 | 0 | 0 | 0 | 0 | 0 | 0 | 0 | 0 | 0 | 0 | 0 | 0 | 0 | 0 | 0
F1_Residential_Manufactured Home Regular Income_Existing_Miscellaneous_Natural Gas_Miscellaneous_E2 | F1 | Residential | Manufactured Home Regular Income | Existing | Miscellaneous | Natural Gas | Miscellaneous | E2 | CCE | 0 | 0 | 0 | 0 | 0 | 0 | 0 | 0 | 0 | 0 | 0 | 0 | 0 | 0 | 0 | 0 | 0 | 0 | 0 | 0 | 0 | 0 | 0 | 0 | 0 | 0 | 0 | 0 | 0 | 0 | 0 | 0 | 0
F1_Residential_Manufactured Home Regular Income_Existing_Miscellaneous_Natural Gas_Miscellaneous_E3 | F1 | Residential | Manufactured Home Regular Income | Existing | Miscellaneous | Natural Gas | Miscellaneous | E3 | CCE | 0 | 0 | 0 | 0 | 0 | 0 | 0 | 0 | 0 | 0 | 0 | 0 | 0 | 0 | 0 | 0 | 0 | 0 | 0 | 0 | 0 | 0 | 0 | 0 | 0 | 0 | 0 | 0 | 0 | 0 | 0 | 0 | 0
F1_Residential_Manufactured Home Regular Income_Existing_Miscellaneous_Natural Gas_Miscellaneous_E4 | F1 | Residential | Manufactured Home Regular Income | Existing | Miscellaneous | Natural Gas | Miscellaneous | E4 | CCE | 0 | 0 | 0 | 0 | 0 | 0 | 0 | 0 | 0 | 0 | 0 | 0 | 0 | 0 | 0 | 0 | 0 | 0 | 0 | 0 | 0 | 0 | 0 | 0 | 0 | 0 | 0 | 0 | 0 | 0 | 0 | 0 | 0
F1_Residential_Manufactured Home Regular Income_Existing_Miscellaneous_Natural Gas_Miscellaneous_E5 | F1 | Residential | Manufactured Home Regular Income | Existing | Miscellaneous | Natural Gas | Miscellaneous | E5 | CCE | 0 | 0 | 0 | 0 | 0 | 0 | 0 | 0 | 0 | 0 | 0 | 0 | 0 | 0 | 0 | 0 | 0 | 0 | 0 | 0 | 0 | 0 | 0 | 0 | 0 | 0 | 0 | 0 | 0 | 0 | 0 | 0 | 0
F1_Residential_Manufactured Home Regular Income_Existing_Miscellaneous_Natural Gas_Miscellaneous_E6 | F1 | Residential | Manufactured Home Regular Income | Existing | Miscellaneous | Natural Gas | Miscellaneous | E6 | CCE | 0 | 0 | 0 | 0 | 0 | 0 | 0 | 0 | 0 | 0 | 0 | 0 | 0 | 0 | 0 | 0 | 0 | 0 | 0 | 0 | 0 | 0 | 0 | 0 | 0 | 0 | 0 | 0 | 0 | 0 | 0 | 0 | 0
F1_Residential_Manufactured Home Regular Income_Existing_Miscellaneous_Natural Gas_Miscellaneous_E7 | F1 | Residential | Manufactured Home Regular Income | Existing | Miscellaneous | Natural Gas | Miscellaneous | E7 | CCE | 0 | 0 | 0 | 0 | 0 | 0 | 0 | 0 | 0 | 0 | 0 | 0 | 0 | 0 | 0 | 0 | 0 | 0 | 0 | 0 | 0 | 0 | 0 | 0 | 0 | 0 | 0 | 0 | 0 | 0 | 0 | 0 | 0
F1_Residential_Manufactured Home Regular Income_Existing_Miscellaneous_Natural Gas_Miscellaneous_E8 | F1 | Residential | Manufactured Home Regular Income | Existing | Miscellaneous | Natural Gas | Miscellaneous | E8 | CCE | 0 | 0 | 0 | 0 | 0 | 0 | 0 | 0 | 0 | 0 | 0 | 0 | 0 | 0 | 0 | 0 | 0 | 0 | 0 | 0 | 0 | 0 | 0 | 0 | 0 | 0 | 0 | 0 | 0 | 0 | 0 | 0 | 0
F1_Residential_Manufactured Home Regular Income_Existing_Miscellaneous_Natural Gas_Miscellaneous_E9 | F1 | Residential | Manufactured Home Regular Income | Existing | Miscellaneous | Natural Gas | Miscellaneous | E9 | CCE | 0 | 0 | 0 | 0 | 0 | 0 | 0 | 0 | 0 | 0 | 0 | 0 | 0 | 0 | 0 | 0 | 0 | 0 | 0 | 0 | 0 | 0 | 0 | 0 | 0 | 0 | 0 | 0 | 0 | 0 | 0 | 0 | 0
F1_Residential_Manufactured Home Regular Income_Existing_Miscellaneous_Natural Gas_Miscellaneous_E10 | F1 | Residential | Manufactured Home Regular Income | Existing | Miscellaneous | Natural Gas | Miscellaneous | E10 | CCE | 0 | 0 | 0 | 0 | 0 | 0 | 0 | 0 | 0 | 0 | 0 | 0 | 0 | 0 | 0 | 0 | 0 | 0 | 0 | 0 | 0 | 0 | 0 | 0 | 0 | 0 | 0 | 0 | 0 | 0 | 0 | 0 | 0
F2_Residential_Manufactured Home Regular Income_Existing_Miscellaneous_Natural Gas_Miscellaneous_E1 | F2 | Residential | Manufactured Home Regular Income | Existing | Miscellaneous | Natural Gas | Miscellaneous | E1 | TRC BC Ratio | bar: 2019 to 2051
F2_Residential_Manufactured Home Regular Income_Existing_Miscellaneous_Natural Gas_Miscellaneous_E2 | F2 | Residential | Manufactured Home Regular Income | Existing | Miscellaneous | Natural Gas | Miscellaneous | E2 | TRC BC Ratio | 0 | 0 | 0 | 0 | 0 | 0 | 0 | 0 | 0 | 0 | 0 | 0 | 0 | 0 | 0 | 0 | 0 | 0 | 0 | 0 | 0 | 0 | 0 | 0 | 0 | 0 | 0 | 0 | 0 | 0 | 0 | 0 | 0
F2_Residential_Manufactured Home Regular Income_Existing_Miscellaneous_Natural Gas_Miscellaneous_E3 | F2 | Residential | Manufactured Home Regular Income | Existing | Miscellaneous | Natural Gas | Miscellaneous | E3 | TRC BC Ratio | 0 | 0 | 0 | 0 | 0 | 0 | 0 | 0 | 0 | 0 | 0 | 0 | 0 | 0 | 0 | 0 | 0 | 0 | 0 | 0 | 0 | 0 | 0 | 0 | 0 | 0 | 0 | 0 | 0 | 0 | 0 | 0 | 0
F2_Residential_Manufactured Home Regular Income_Existing_Miscellaneous_Natural Gas_Miscellaneous_E4 | F2 | Residential | Manufactured Home Regular Income | Existing | Miscellaneous | Natural Gas | Miscellaneous | E4 | TRC BC Ratio | 0 | 0 | 0 | 0 | 0 | 0 | 0 | 0 | 0 | 0 | 0 | 0 | 0 | 0 | 0 | 0 | 0 | 0 | 0 | 0 | 0 | 0 | 0 | 0 | 0 | 0 | 0 | 0 | 0 | 0 | 0 | 0 | 0
F2_Residential_Manufactured Home Regular Income_Existing_Miscellaneous_Natural Gas_Miscellaneous_E5 | F2 | Residential | Manufactured Home Regular Income | Existing | Miscellaneous | Natural Gas | Miscellaneous | E5 | TRC BC Ratio | 0 | 0 | 0 | 0 | 0 | 0 | 0 | 0 | 0 | 0 | 0 | 0 | 0 | 0 | 0 | 0 | 0 | 0 | 0 | 0 | 0 | 0 | 0 | 0 | 0 | 0 | 0 | 0 | 0 | 0 | 0 | 0 | 0
F2_Residential_Manufactured Home Regular Income_Existing_Miscellaneous_Natural Gas_Miscellaneous_E6 | F2 | Residential | Manufactured Home Regular Income | Existing | Miscellaneous | Natural Gas | Miscellaneous | E6 | TRC BC Ratio | 0 | 0 | 0 | 0 | 0 | 0 | 0 | 0 | 0 | 0 | 0 | 0 | 0 | 0 | 0 | 0 | 0 | 0 | 0 | 0 | 0 | 0 | 0 | 0 | 0 | 0 | 0 | 0 | 0 | 0 | 0 | 0 | 0
F2_Residential_Manufactured Home Regular Income_Existing_Miscellaneous_Natural Gas_Miscellaneous_E7 | F2 | Residential | Manufactured Home Regular Income | Existing | Miscellaneous | Natural Gas | Miscellaneous | E7 | TRC BC Ratio | 0 | 0 | 0 | 0 | 0 | 0 | 0 | 0 | 0 | 0 | 0 | 0 | 0 | 0 | 0 | 0 | 0 | 0 | 0 | 0 | 0 | 0 | 0 | 0 | 0 | 0 | 0 | 0 | 0 | 0 | 0 | 0 | 0
F2_Residential_Manufactured Home Regular Income_Existing_Miscellaneous_Natural Gas_Miscellaneous_E8 | F2 | Residential | Manufactured Home Regular Income | Existing | Miscellaneous | Natural Gas | Miscellaneous | E8 | TRC BC Ratio | 0 | 0 | 0 | 0 | 0 | 0 | 0 | 0 | 0 | 0 | 0 | 0 | 0 | 0 | 0 | 0 | 0 | 0 | 0 | 0 | 0 | 0 | 0 | 0 | 0 | 0 | 0 | 0 | 0 | 0 | 0 | 0 | 0
F2_Residential_Manufactured Home Regular Income_Existing_Miscellaneous_Natural Gas_Miscellaneous_E9 | F2 | Residential | Manufactured Home Regular Income | Existing | Miscellaneous | Natural Gas | Miscellaneous | E9 | TRC BC Ratio | 0 | 0 | 0 | 0 | 0 | 0 | 0 | 0 | 0 | 0 | 0 | 0 | 0 | 0 | 0 | 0 | 0 | 0 | 0 | 0 | 0 | 0 | 0 | 0 | 0 | 0 | 0 | 0 | 0 | 0 | 0 | 0 | 0
F2_Residential_Manufactured Home Regular Income_Existing_Miscellaneous_Natural Gas_Miscellaneous_E10 | F2 | Residential | Manufactured Home Regular Income | Existing | Miscellaneous | Natural Gas | Miscellaneous | E10 | TRC BC Ratio | 0 | 0 | 0 | 0 | 0 | 0 | 0 | 0 | 0 | 0 | 0 | 0 | 0 | 0 | 0 | 0 | 0 | 0 | 0 | 0 | 0 | 0 | 0 | 0 | 0 | 0 | 0 | 0 | 0 | 0 | 0 | 0 | 0
F3_Residential_Manufactured Home Regular Income_Existing_Miscellaneous_Natural Gas_Miscellaneous_E1 | F3 | Residential | Manufactured Home Regular Income | Existing | Miscellaneous | Natural Gas | Miscellaneous | E1 | PACT BC Ratio | bar: 2019 to 2051
F3_Residential_Manufactured Home Regular Income_Existing_Miscellaneous_Natural Gas_Miscellaneous_E2 | F3 | Residential | Manufactured Home Regular Income | Existing | Miscellaneous | Natural Gas | Miscellaneous | E2 | PACT BC Ratio | 0 | 0 | 0 | 0 | 0 | 0 | 0 | 0 | 0 | 0 | 0 | 0 | 0 | 0 | 0 | 0 | 0 | 0 | 0 | 0 | 0 | 0 | 0 | 0 | 0 | 0 | 0 | 0 | 0 | 0 | 0 | 0 | 0
F3_Residential_Manufactured Home Regular Income_Existing_Miscellaneous_Natural Gas_Miscellaneous_E3 | F3 | Residential | Manufactured Home Regular Income | Existing | Miscellaneous | Natural Gas | Miscellaneous | E3 | PACT BC Ratio | 0 | 0 | 0 | 0 | 0 | 0 | 0 | 0 | 0 | 0 | 0 | 0 | 0 | 0 | 0 | 0 | 0 | 0 | 0 | 0 | 0 | 0 | 0 | 0 | 0 | 0 | 0 | 0 | 0 | 0 | 0 | 0 | 0
F3_Residential_Manufactured Home Regular Income_Existing_Miscellaneous_Natural Gas_Miscellaneous_E4 | F3 | Residential | Manufactured Home Regular Income | Existing | Miscellaneous | Natural Gas | Miscellaneous | E4 | PACT BC Ratio | 0 | 0 | 0 | 0 | 0 | 0 | 0 | 0 | 0 | 0 | 0 | 0 | 0 | 0 | 0 | 0 | 0 | 0 | 0 | 0 | 0 | 0 | 0 | 0 | 0 | 0 | 0 | 0 | 0 | 0 | 0 | 0 | 0
F3_Residential_Manufactured Home Regular Income_Existing_Miscellaneous_Natural Gas_Miscellaneous_E5 | F3 | Residential | Manufactured Home Regular Income | Existing | Miscellaneous | Natural Gas | Miscellaneous | E5 | PACT BC Ratio | 0 | 0 | 0 | 0 | 0 | 0 | 0 | 0 | 0 | 0 | 0 | 0 | 0 | 0 | 0 | 0 | 0 | 0 | 0 | 0 | 0 | 0 | 0 | 0 | 0 | 0 | 0 | 0 | 0 | 0 | 0 | 0 | 0
F3_Residential_Manufactured Home Regular Income_Existing_Miscellaneous_Natural Gas_Miscellaneous_E6 | F3 | Residential | Manufactured Home Regular Income | Existing | Miscellaneous | Natural Gas | Miscellaneous | E6 | PACT BC Ratio | 0 | 0 | 0 | 0 | 0 | 0 | 0 | 0 | 0 | 0 | 0 | 0 | 0 | 0 | 0 | 0 | 0 | 0 | 0 | 0 | 0 | 0 | 0 | 0 | 0 | 0 | 0 | 0 | 0 | 0 | 0 | 0 | 0
F3_Residential_Manufactured Home Regular Income_Existing_Miscellaneous_Natural Gas_Miscellaneous_E7 | F3 | Residential | Manufactured Home Regular Income | Existing | Miscellaneous | Natural Gas | Miscellaneous | E7 | PACT BC Ratio | 0 | 0 | 0 | 0 | 0 | 0 | 0 | 0 | 0 | 0 | 0 | 0 | 0 | 0 | 0 | 0 | 0 | 0 | 0 | 0 | 0 | 0 | 0 | 0 | 0 | 0 | 0 | 0 | 0 | 0 | 0 | 0 | 0
F3_Residential_Manufactured Home Regular Income_Existing_Miscellaneous_Natural Gas_Miscellaneous_E8 | F3 | Residential | Manufactured Home Regular Income | Existing | Miscellaneous | Natural Gas | Miscellaneous | E8 | PACT BC Ratio | 0 | 0 | 0 | 0 | 0 | 0 | 0 | 0 | 0 | 0 | 0 | 0 | 0 | 0 | 0 | 0 | 0 | 0 | 0 | 0 | 0 | 0 | 0 | 0 | 0 | 0 | 0 | 0 | 0 | 0 | 0 | 0 | 0
F3_Residential_Manufactured Home Regular Income_Existing_Miscellaneous_Natural Gas_Miscellaneous_E9 | F3 | Residential | Manufactured Home Regular Income | Existing | Miscellaneous | Natural Gas | Miscellaneous | E9 | PACT BC Ratio | 0 | 0 | 0 | 0 | 0 | 0 | 0 | 0 | 0 | 0 | 0 | 0 | 0 | 0 | 0 | 0 | 0 | 0 | 0 | 0 | 0 | 0 | 0 | 0 | 0 | 0 | 0 | 0 | 0 | 0 | 0 | 0 | 0
F3_Residential_Manufactured Home Regular Income_Existing_Miscellaneous_Natural Gas_Miscellaneous_E10 | F3 | Residential | Manufactured Home Regular Income | Existing | Miscellaneous | Natural Gas | Miscellaneous | E10 | PACT BC Ratio | 0 | 0 | 0 | 0 | 0 | 0 | 0 | 0 | 0 | 0 | 0 | 0 | 0 | 0 | 0 | 0 | 0 | 0 | 0 | 0 | 0 | 0 | 0 | 0 | 0 | 0 | 0 | 0 | 0 | 0 | 0 | 0 | 0
F4_Residential_Manufactured Home Regular Income_Existing_Miscellaneous_Natural Gas_Miscellaneous_E1 | F4 | Residential | Manufactured Home Regular Income | Existing | Miscellaneous | Natural Gas | Miscellaneous | E1 | RVT BC Ratio | bar: 2019 to 2051
F4_Residential_Manufactured Home Regular Income_Existing_Miscellaneous_Natural Gas_Miscellaneous_E2 | F4 | Residential | Manufactured Home Regular Income | Existing | Miscellaneous | Natural Gas | Miscellaneous | E2 | RVT BC Ratio | 0 | 0 | 0 | 0 | 0 | 0 | 0 | 0 | 0 | 0 | 0 | 0 | 0 | 0 | 0 | 0 | 0 | 0 | 0 | 0 | 0 | 0 | 0 | 0 | 0 | 0 | 0 | 0 | 0 | 0 | 0 | 0 | 0
F4_Residential_Manufactured Home Regular Income_Existing_Miscellaneous_Natural Gas_Miscellaneous_E3 | F4 | Residential | Manufactured Home Regular Income | Existing | Miscellaneous | Natural Gas | Miscellaneous | E3 | RVT BC Ratio | 0 | 0 | 0 | 0 | 0 | 0 | 0 | 0 | 0 | 0 | 0 | 0 | 0 | 0 | 0 | 0 | 0 | 0 | 0 | 0 | 0 | 0 | 0 | 0 | 0 | 0 | 0 | 0 | 0 | 0 | 0 | 0 | 0
F4_Residential_Manufactured Home Regular Income_Existing_Miscellaneous_Natural Gas_Miscellaneous_E4 | F4 | Residential | Manufactured Home Regular Income | Existing | Miscellaneous | Natural Gas | Miscellaneous | E4 | RVT BC Ratio | 0 | 0 | 0 | 0 | 0 | 0 | 0 | 0 | 0 | 0 | 0 | 0 | 0 | 0 | 0 | 0 | 0 | 0 | 0 | 0 | 0 | 0 | 0 | 0 | 0 | 0 | 0 | 0 | 0 | 0 | 0 | 0 | 0
F4_Residential_Manufactured Home Regular Income_Existing_Miscellaneous_Natural Gas_Miscellaneous_E5 | F4 | Residential | Manufactured Home Regular Income | Existing | Miscellaneous | Natural Gas | Miscellaneous | E5 | RVT BC Ratio | 0 | 0 | 0 | 0 | 0 | 0 | 0 | 0 | 0 | 0 | 0 | 0 | 0 | 0 | 0 | 0 | 0 | 0 | 0 | 0 | 0 | 0 | 0 | 0 | 0 | 0 | 0 | 0 | 0 | 0 | 0 | 0 | 0
F4_Residential_Manufactured Home Regular Income_Existing_Miscellaneous_Natural Gas_Miscellaneous_E6 | F4 | Residential | Manufactured Home Regular Income | Existing | Miscellaneous | Natural Gas | Miscellaneous | E6 | RVT BC Ratio | 0 | 0 | 0 | 0 | 0 | 0 | 0 | 0 | 0 | 0 | 0 | 0 | 0 | 0 | 0 | 0 | 0 | 0 | 0 | 0 | 0 | 0 | 0 | 0 | 0 | 0 | 0 | 0 | 0 | 0 | 0 | 0 | 0
F4_Residential_Manufactured Home Regular Income_Existing_Miscellaneous_Natural Gas_Miscellaneous_E7 | F4 | Residential | Manufactured Home Regular Income | Existing | Miscellaneous | Natural Gas | Miscellaneous | E7 | RVT BC Ratio | 0 | 0 | 0 | 0 | 0 | 0 | 0 | 0 | 0 | 0 | 0 | 0 | 0 | 0 | 0 | 0 | 0 | 0 | 0 | 0 | 0 | 0 | 0 | 0 | 0 | 0 | 0 | 0 | 0 | 0 | 0 | 0 | 0
F4_Residential_Manufactured Home Regular Income_Existing_Miscellaneous_Natural Gas_Miscellaneous_E8 | F4 | Residential | Manufactured Home Regular Income | Existing | Miscellaneous | Natural Gas | Miscellaneous | E8 | RVT BC Ratio | 0 | 0 | 0 | 0 | 0 | 0 | 0 | 0 | 0 | 0 | 0 | 0 | 0 | 0 | 0 | 0 | 0 | 0 | 0 | 0 | 0 | 0 | 0 | 0 | 0 | 0 | 0 | 0 | 0 | 0 | 0 | 0 | 0
F4_Residential_Manufactured Home Regular Income_Existing_Miscellaneous_Natural Gas_Miscellaneous_E9 | F4 | Residential | Manufactured Home Regular Income | Existing | Miscellaneous | Natural Gas | Miscellaneous | E9 | RVT BC Ratio | 0 | 0 | 0 | 0 | 0 | 0 | 0 | 0 | 0 | 0 | 0 | 0 | 0 | 0 | 0 | 0 | 0 | 0 | 0 | 0 | 0 | 0 | 0 | 0 | 0 | 0 | 0 | 0 | 0 | 0 | 0 | 0 | 0
F4_Residential_Manufactured Home Regular Income_Existing_Miscellaneous_Natural Gas_Miscellaneous_E10 | F4 | Residential | Manufactured Home Regular Income | Existing | Miscellaneous | Natural Gas | Miscellaneous | E10 | RVT BC Ratio | 0 | 0 | 0 | 0 | 0 | 0 | 0 | 0 | 0 | 0 | 0 | 0 | 0 | 0 | 0 | 0 | 0 | 0 | 0 | 0 | 0 | 0 | 0 | 0 | 0 | 0 | 0 | 0 | 0 | 0 | 0 | 0 | 0
F5_Residential_Manufactured Home Regular Income_Existing_Miscellaneous_Natural Gas_Miscellaneous_E1 | F5 | Residential | Manufactured Home Regular Income | Existing | Miscellaneous | Natural Gas | Miscellaneous | E1 | RIM BC Ratio | bar: 2019 to 2051
F5_Residential_Manufactured Home Regular Income_Existing_Miscellaneous_Natural Gas_Miscellaneous_E2 | F5 | Residential | Manufactured Home Regular Income | Existing | Miscellaneous | Natural Gas | Miscellaneous | E2 | RIM BC Ratio | 0 | 0 | 0 | 0 | 0 | 0 | 0 | 0 | 0 | 0 | 0 | 0 | 0 | 0 | 0 | 0 | 0 | 0 | 0 | 0 | 0 | 0 | 0 | 0 | 0 | 0 | 0 | 0 | 0 | 0 | 0 | 0 | 0
F5_Residential_Manufactured Home Regular Income_Existing_Miscellaneous_Natural Gas_Miscellaneous_E3 | F5 | Residential | Manufactured Home Regular Income | Existing | Miscellaneous | Natural Gas | Miscellaneous | E3 | RIM BC Ratio | 0 | 0 | 0 | 0 | 0 | 0 | 0 | 0 | 0 | 0 | 0 | 0 | 0 | 0 | 0 | 0 | 0 | 0 | 0 | 0 | 0 | 0 | 0 | 0 | 0 | 0 | 0 | 0 | 0 | 0 | 0 | 0 | 0
F5_Residential_Manufactured Home Regular Income_Existing_Miscellaneous_Natural Gas_Miscellaneous_E4 | F5 | Residential | Manufactured Home Regular Income | Existing | Miscellaneous | Natural Gas | Miscellaneous | E4 | RIM BC Ratio | 0 | 0 | 0 | 0 | 0 | 0 | 0 | 0 | 0 | 0 | 0 | 0 | 0 | 0 | 0 | 0 | 0 | 0 | 0 | 0 | 0 | 0 | 0 | 0 | 0 | 0 | 0 | 0 | 0 | 0 | 0 | 0 | 0
F5_Residential_Manufactured Home Regular Income_Existing_Miscellaneous_Natural Gas_Miscellaneous_E5 | F5 | Residential | Manufactured Home Regular Income | Existing | Miscellaneous | Natural Gas | Miscellaneous | E5 | RIM BC Ratio | 0 | 0 | 0 | 0 | 0 | 0 | 0 | 0 | 0 | 0 | 0 | 0 | 0 | 0 | 0 | 0 | 0 | 0 | 0 | 0 | 0 | 0 | 0 | 0 | 0 | 0 | 0 | 0 | 0 | 0 | 0 | 0 | 0
F5_Residential_Manufactured Home Regular Income_Existing_Miscellaneous_Natural Gas_Miscellaneous_E6 | F5 | Residential | Manufactured Home Regular Income | Existing | Miscellaneous | Natural Gas | Miscellaneous | E6 | RIM BC Ratio | 0 | 0 | 0 | 0 | 0 | 0 | 0 | 0 | 0 | 0 | 0 | 0 | 0 | 0 | 0 | 0 | 0 | 0 | 0 | 0 | 0 | 0 | 0 | 0 | 0 | 0 | 0 | 0 | 0 | 0 | 0 | 0 | 0
F5_Residential_Manufactured Home Regular Income_Existing_Miscellaneous_Natural Gas_Miscellaneous_E7 | F5 | Residential | Manufactured Home Regular Income | Existing | Miscellaneous | Natural Gas | Miscellaneous | E7 | RIM BC Ratio | 0 | 0 | 0 | 0 | 0 | 0 | 0 | 0 | 0 | 0 | 0 | 0 | 0 | 0 | 0 | 0 | 0 | 0 | 0 | 0 | 0 | 0 | 0 | 0 | 0 | 0 | 0 | 0 | 0 | 0 | 0 | 0 | 0
F5_Residential_Manufactured Home Regular Income_Existing_Miscellaneous_Natural Gas_Miscellaneous_E8 | F5 | Residential | Manufactured Home Regular Income | Existing | Miscellaneous | Natural Gas | Miscellaneous | E8 | RIM BC Ratio | 0 | 0 | 0 | 0 | 0 | 0 | 0 | 0 | 0 | 0 | 0 | 0 | 0 | 0 | 0 | 0 | 0 | 0 | 0 | 0 | 0 | 0 | 0 | 0 | 0 | 0 | 0 | 0 | 0 | 0 | 0 | 0 | 0
F5_Residential_Manufactured Home Regular Income_Existing_Miscellaneous_Natural Gas_Miscellaneous_E9 | F5 | Residential | Manufactured Home Regular Income | Existing | Miscellaneous | Natural Gas | Miscellaneous | E9 | RIM BC Ratio | 0 | 0 | 0 | 0 | 0 | 0 | 0 | 0 | 0 | 0 | 0 | 0 | 0 | 0 | 0 | 0 | 0 | 0 | 0 | 0 | 0 | 0 | 0 | 0 | 0 | 0 | 0 | 0 | 0 | 0 | 0 | 0 | 0
F5_Residential_Manufactured Home Regular Income_Existing_Miscellaneous_Natural Gas_Miscellaneous_E10 | F5 | Residential | Manufactured Home Regular Income | Existing | Miscellaneous | Natural Gas | Miscellaneous | E10 | RIM BC Ratio | 0 | 0 | 0 | 0 | 0 | 0 | 0 | 0 | 0 | 0 | 0 | 0 | 0 | 0 | 0 | 0 | 0 | 0 | 0 | 0 | 0 | 0 | 0 | 0 | 0 | 0 | 0 | 0 | 0 | 0 | 0 | 0 | 0
F0_Residential_Manufactured Home Regular Income_New_Space Heating_Natural Gas_Furnace_E0 | F0 | Residential | Manufactured Home Regular Income | New | Space Heating | Natural Gas | Furnace | E0 | Economic Unit | ASHP with AFUE 95% backup | ASHP with AFUE 95% backup | ASHP with AFUE 95% backup | ASHP with AFUE 95% backup | ASHP with AFUE 95% backup | ASHP with AFUE 95% backup | ASHP with AFUE 95% backup | ASHP with AFUE 95% backup | ASHP with AFUE 95% backup | ASHP with AFUE 95% backup | ASHP with AFUE 95% backup | ASHP with AFUE 95% backup | ASHP with AFUE 95% backup | ASHP with AFUE 95% backup | ASHP with AFUE 95% backup | ASHP with AFUE 95% backup | ASHP with AFUE 95% backup | ASHP with AFUE 95% backup | ASHP with AFUE 95% backup | ASHP with AFUE 95% backup | ASHP with AFUE 95% backup | ASHP with AFUE 95% backup | ASHP with AFUE 95% backup | ASHP with AFUE 95% backup | ASHP with AFUE 95% backup | ASHP with AFUE 95% backup | ASHP with AFUE 95% backup | ASHP with AFUE 95% backup | ASHP with AFUE 95% backup | ASHP with AFUE 95% backup | ASHP with AFUE 95% backup | ASHP with AFUE 95% backup | ASHP with AFUE 95% backup
F1_Residential_Manufactured Home Regular Income_New_Space Heating_Natural Gas_Furnace_E1 | F1 | Residential | Manufactured Home Regular Income | New | Space Heating | Natural Gas | Furnace | E1 | CCE | 0 | 0 | 0 | 0 | 0 | 0 | 0 | 0 | 0 | 0 | 0 | 0 | 0 | 0 | 0 | 0 | 0 | 0 | 0 | 0 | 0 | 0 | 0 | 0 | 0 | 0 | 0 | 0 | 0 | 0 | 0 | 0 | 0
F1_Residential_Manufactured Home Regular Income_New_Space Heating_Natural Gas_Furnace_E2 | F1 | Residential | Manufactured Home Regular Income | New | Space Heating | Natural Gas | Furnace | E2 | CCE | 0.66894 | 0.68952 | 0.67912 | 0.62591 | 0.62927 | 0.63267 | 0.63612 | 0.63959 | 0.64311 | 0.64666 | 0.65026 | 0.65389 | 0.65756 | 0.66128 | 0.66504 | 0.66884 | 0.67268 | 0.67657 | 0.68051 | 0.68449 | 0.68851 | 0.69258 | 0.6967 | 0.70087 | 0.7051 | 0.70936 | 0.71369 | 0.71806 | 0.72249 | 0.72697 | 0.73152 | 0.73612 | 0.73612
F1_Residential_Manufactured Home Regular Income_New_Space Heating_Natural Gas_Furnace_E3 | F1 | Residential | Manufactured Home Regular Income | New | Space Heating | Natural Gas | Furnace | E3 | CCE | 0.71262 | 0.73455 | 0.72347 | 0.66678 | 0.67037 | 0.67399 | 0.67765 | 0.68136 | 0.6851 | 0.68889 | 0.69272 | 0.69659 | 0.7005 | 0.70446 | 0.70847 | 0.71252 | 0.71661 | 0.72075 | 0.72494 | 0.72918 | 0.73347 | 0.7378 | 0.7422 | 0.74664 | 0.75114 | 0.75568 | 0.76029 | 0.76495 | 0.76967 | 0.77445 | 0.77929 | 0.78419 | 0.78419
F1_Residential_Manufactured Home Regular Income_New_Space Heating_Natural Gas_Furnace_E4 | F1 | Residential | Manufactured Home Regular Income | New | Space Heating | Natural Gas | Furnace | E4 | CCE | 5.4734 | 5.6418 | 5.5567 | 5.1213 | 5.1488 | 5.1766 | 5.2048 | 5.2332 | 5.262 | 5.2911 | 5.3205 | 5.3502 | 5.3803 | 5.4107 | 5.4415 | 5.4725 | 5.504 | 5.5358 | 5.568 | 5.6006 | 5.6335 | 5.6668 | 5.7005 | 5.7347 | 5.7692 | 5.8041 | 5.8395 | 5.8753 | 5.9116 | 5.9482 | 5.9854 | 6.0231 | 6.0231
F1_Residential_Manufactured Home Regular Income_New_Space Heating_Natural Gas_Furnace_E5 | F1 | Residential | Manufactured Home Regular Income | New | Space Heating | Natural Gas | Furnace | E5 | CCE | 1.3143 | 1.3547 | 1.3343 | 1.2297 | 1.2363 | 1.243 | 1.2498 | 1.2566 | 1.2635 | 1.2705 | 1.2776 | 1.2847 | 1.2919 | 1.2992 | 1.3066 | 1.3141 | 1.3216 | 1.3293 | 1.337 | 1.3448 | 1.3527 | 1.3607 | 1.3688 | 1.377 | 1.3853 | 1.3937 | 1.4022 | 1.4108 | 1.4195 | 1.4283 | 1.4372 | 1.4463 | 1.4463
F1_Residential_Manufactured Home Regular Income_New_Space Heating_Natural Gas_Furnace_E6 | F1 | Residential | Manufactured Home Regular Income | New | Space Heating | Natural Gas | Furnace | E6 | CCE | 1.2323 | 1.2702 | 1.2511 | 1.153 | 1.1592 | 1.1655 | 1.1718 | 1.1782 | 1.1847 | 1.1913 | 1.1979 | 1.2046 | 1.2113 | 1.2182 | 1.2251 | 1.2321 | 1.2392 | 1.2464 | 1.2536 | 1.2609 | 1.2684 | 1.2758 | 1.2835 | 1.2911 | 1.2989 | 1.3068 | 1.3147 | 1.3228 | 1.331 | 1.3392 | 1.3476 | 1.3561 | 1.3561
F1_Residential_Manufactured Home Regular Income_New_Space Heating_Natural Gas_Furnace_E7 | F1 | Residential | Manufactured Home Regular Income | New | Space Heating | Natural Gas | Furnace | E7 | CCE | 0 | 0 | 0 | 0 | 0 | 0 | 0 | 0 | 0 | 0 | 0 | 0 | 0 | 0 | 0 | 0 | 0 | 0 | 0 | 0 | 0 | 0 | 0 | 0 | 0 | 0 | 0 | 0 | 0 | 0 | 0 | 0 | 0
F1_Residential_Manufactured Home Regular Income_New_Space Heating_Natural Gas_Furnace_E8 | F1 | Residential | Manufactured Home Regular Income | New | Space Heating | Natural Gas | Furnace | E8 | CCE | 0 | 0 | 0 | 0 | 0 | 0 | 0 | 0 | 0 | 0 | 0 | 0 | 0 | 0 | 0 | 0 | 0 | 0 | 0 | 0 | 0 | 0 | 0 | 0 | 0 | 0 | 0 | 0 | 0 | 0 | 0 | 0 | 0
F1_Residential_Manufactured Home Regular Income_New_Space Heating_Natural Gas_Furnace_E9 | F1 | Residential | Manufactured Home Regular Income | New | Space Heating | Natural Gas | Furnace | E9 | CCE | 0 | 0 | 0 | 0 | 0 | 0 | 0 | 0 | 0 | 0 | 0 | 0 | 0 | 0 | 0 | 0 | 0 | 0 | 0 | 0 | 0 | 0 | 0 | 0 | 0 | 0 | 0 | 0 | 0 | 0 | 0 | 0 | 0
F1_Residential_Manufactured Home Regular Income_New_Space Heating_Natural Gas_Furnace_E10 | F1 | Residential | Manufactured Home Regular Income | New | Space Heating | Natural Gas | Furnace | E10 | CCE | 0 | 0 | 0 | 0 | 0 | 0 | 0 | 0 | 0 | 0 | 0 | 0 | 0 | 0 | 0 | 0 | 0 | 0 | 0 | 0 | 0 | 0 | 0 | 0 | 0 | 0 | 0 | 0 | 0 | 0 | 0 | 0 | 0
F2_Residential_Manufactured Home Regular Income_New_Space Heating_Natural Gas_Furnace_E1 | F2 | Residential | Manufactured Home Regular Income | New | Space Heating | Natural Gas | Furnace | E1 | TRC BC Ratio | bar: 2019 to 2051
F2_Residential_Manufactured Home Regular Income_New_Space Heating_Natural Gas_Furnace_E2 | F2 | Residential | Manufactured Home Regular Income | New | Space Heating | Natural Gas | Furnace | E2 | TRC BC Ratio | 3.0393 | 3.0419 | 3.0507 | 3.057 | 3.0468 | 3.0444 | 3.0483 | 3.0496 | 3.0523 | 3.0533 | 3.0528 | 3.0505 | 3.0477 | 3.0439 | 3.0381 | 3.0309 | 3.0222 | 3.0126 | 3.0024 | 2.9924 | 2.9813 | 2.9699 | 2.9573 | 2.9446 | 2.9304 | 2.9153 | 2.8995 | 2.8831 | 2.8651 | 2.8464 | 2.8263 | 2.8056 | 2.7826
F2_Residential_Manufactured Home Regular Income_New_Space Heating_Natural Gas_Furnace_E3 | F2 | Residential | Manufactured Home Regular Income | New | Space Heating | Natural Gas | Furnace | E3 | TRC BC Ratio | 2.853 | 2.8554 | 2.8637 | 2.8696 | 2.8601 | 2.8578 | 2.8614 | 2.8627 | 2.8652 | 2.8662 | 2.8657 | 2.8635 | 2.8609 | 2.8573 | 2.8518 | 2.8451 | 2.837 | 2.828 | 2.8183 | 2.809 | 2.7986 | 2.7879 | 2.776 | 2.7641 | 2.7508 | 2.7366 | 2.7217 | 2.7063 | 2.6894 | 2.672 | 2.653 | 2.6336 | 2.6121
F2_Residential_Manufactured Home Regular Income_New_Space Heating_Natural Gas_Furnace_E4 | F2 | Residential | Manufactured Home Regular Income | New | Space Heating | Natural Gas | Furnace | E4 | TRC BC Ratio | 0.37052 | 0.37085 | 0.3715 | 0.37209 | 0.37192 | 0.3722 | 0.37256 | 0.37255 | 0.37232 | 0.37171 | 0.37067 | 0.36919 | 0.36726 | 0.36487 | 0.36191 | 0.35897 | 0.35605 | 0.3532 | 0.35083 | 0.34904 | 0.3478 | 0.34724 | 0.34662 | 0.346 | 0.34531 | 0.34458 | 0.3438 | 0.343 | 0.34212 | 0.34121 | 0.34023 | 0.33922 | 0.3381
F2_Residential_Manufactured Home Regular Income_New_Space Heating_Natural Gas_Furnace_E5 | F2 | Residential | Manufactured Home Regular Income | New | Space Heating | Natural Gas | Furnace | E5 | TRC BC Ratio | 1.5454 | 1.5468 | 1.5509 | 1.554 | 1.55 | 1.5495 | 1.5511 | 1.5511 | 1.5511 | 1.5497 | 1.5469 | 1.5433 | 1.5396 | 1.5356 | 1.5308 | 1.5255 | 1.5196 | 1.5135 | 1.508 | 1.5037 | 1.499 | 1.4941 | 1.4886 | 1.4831 | 1.477 | 1.4705 | 1.4637 | 1.4566 | 1.4489 | 1.4408 | 1.4321 | 1.4232 | 1.4133
F2_Residential_Manufactured Home Regular Income_New_Space Heating_Natural Gas_Furnace_E6 | F2 | Residential | Manufactured Home Regular Income | New | Space Heating | Natural Gas | Furnace | E6 | TRC BC Ratio | 1.6487 | 1.6501 | 1.6546 | 1.658 | 1.6534 | 1.6526 | 1.6544 | 1.6546 | 1.655 | 1.6541 | 1.6519 | 1.6488 | 1.6456 | 1.6419 | 1.6373 | 1.6322 | 1.6264 | 1.6203 | 1.6145 | 1.6097 | 1.6043 | 1.5988 | 1.5927 | 1.5866 | 1.5797 | 1.5724 | 1.5647 | 1.5568 | 1.5481 | 1.5391 | 1.5294 | 1.5194 | 1.5083
F2_Residential_Manufactured Home Regular Income_New_Space Heating_Natural Gas_Furnace_E7 | F2 | Residential | Manufactured Home Regular Income | New | Space Heating | Natural Gas | Furnace | E7 | TRC BC Ratio | 0 | 0 | 0 | 0 | 0 | 0 | 0 | 0 | 0 | 0 | 0 | 0 | 0 | 0 | 0 | 0 | 0 | 0 | 0 | 0 | 0 | 0 | 0 | 0 | 0 | 0 | 0 | 0 | 0 | 0 | 0 | 0 | 0
F2_Residential_Manufactured Home Regular Income_New_Space Heating_Natural Gas_Furnace_E8 | F2 | Residential | Manufactured Home Regular Income | New | Space Heating | Natural Gas | Furnace | E8 | TRC BC Ratio | 0 | 0 | 0 | 0 | 0 | 0 | 0 | 0 | 0 | 0 | 0 | 0 | 0 | 0 | 0 | 0 | 0 | 0 | 0 | 0 | 0 | 0 | 0 | 0 | 0 | 0 | 0 | 0 | 0 | 0 | 0 | 0 | 0
F2_Residential_Manufactured Home Regular Income_New_Space Heating_Natural Gas_Furnace_E9 | F2 | Residential | Manufactured Home Regular Income | New | Space Heating | Natural Gas | Furnace | E9 | TRC BC Ratio | 0 | 0 | 0 | 0 | 0 | 0 | 0 | 0 | 0 | 0 | 0 | 0 | 0 | 0 | 0 | 0 | 0 | 0 | 0 | 0 | 0 | 0 | 0 | 0 | 0 | 0 | 0 | 0 | 0 | 0 | 0 | 0 | 0
F2_Residential_Manufactured Home Regular Income_New_Space Heating_Natural Gas_Furnace_E10 | F2 | Residential | Manufactured Home Regular Income | New | Space Heating | Natural Gas | Furnace | E10 | TRC BC Ratio | 0 | 0 | 0 | 0 | 0 | 0 | 0 | 0 | 0 | 0 | 0 | 0 | 0 | 0 | 0 | 0 | 0 | 0 | 0 | 0 | 0 | 0 | 0 | 0 | 0 | 0 | 0 | 0 | 0 | 0 | 0 | 0 | 0
F3_Residential_Manufactured Home Regular Income_New_Space Heating_Natural Gas_Furnace_E1 | F3 | Residential | Manufactured Home Regular Income | New | Space Heating | Natural Gas | Furnace | E1 | PACT BC Ratio | bar: 2019 to 2051
F3_Residential_Manufactured Home Regular Income_New_Space Heating_Natural Gas_Furnace_E2 | F3 | Residential | Manufactured Home Regular Income | New | Space Heating | Natural Gas | Furnace | E2 | PACT BC Ratio | 3.0956 | 3.0983 | 3.1072 | 3.1136 | 3.1033 | 3.1009 | 3.1048 | 3.1062 | 3.1089 | 3.1099 | 3.1094 | 3.1071 | 3.1042 | 3.1003 | 3.0944 | 3.0871 | 3.0782 | 3.0685 | 3.058 | 3.0479 | 3.0366 | 3.025 | 3.0121 | 2.9992 | 2.9847 | 2.9694 | 2.9532 | 2.9365 | 2.9182 | 2.8992 | 2.8786 | 2.8576 | 2.8342
F3_Residential_Manufactured Home Regular Income_New_Space Heating_Natural Gas_Furnace_E3 | F3 | Residential | Manufactured Home Regular Income | New | Space Heating | Natural Gas | Furnace | E3 | PACT BC Ratio | 2.9059 | 2.9083 | 2.9168 | 2.9228 | 2.9131 | 2.9108 | 2.9145 | 2.9158 | 2.9184 | 2.9193 | 2.9188 | 2.9166 | 2.9139 | 2.9103 | 2.9047 | 2.8978 | 2.8895 | 2.8804 | 2.8706 | 2.861 | 2.8504 | 2.8395 | 2.8275 | 2.8153 | 2.8018 | 2.7874 | 2.7722 | 2.7565 | 2.7393 | 2.7215 | 2.7022 | 2.6824 | 2.6605
F3_Residential_Manufactured Home Regular Income_New_Space Heating_Natural Gas_Furnace_E4 | F3 | Residential | Manufactured Home Regular Income | New | Space Heating | Natural Gas | Furnace | E4 | PACT BC Ratio | 0.37739 | 0.37773 | 0.37839 | 0.37899 | 0.37881 | 0.3791 | 0.37947 | 0.37946 | 0.37923 | 0.3786 | 0.37754 | 0.37603 | 0.37407 | 0.37164 | 0.36862 | 0.36563 | 0.36265 | 0.35975 | 0.35733 | 0.35551 | 0.35424 | 0.35368 | 0.35305 | 0.35242 | 0.35171 | 0.35097 | 0.35018 | 0.34936 | 0.34846 | 0.34754 | 0.34654 | 0.34551 | 0.34436
F3_Residential_Manufactured Home Regular Income_New_Space Heating_Natural Gas_Furnace_E5 | F3 | Residential | Manufactured Home Regular Income | New | Space Heating | Natural Gas | Furnace | E5 | PACT BC Ratio | 1.574 | 1.5754 | 1.5796 | 1.5828 | 1.5788 | 1.5782 | 1.5799 | 1.5799 | 1.5798 | 1.5784 | 1.5755 | 1.5719 | 1.5682 | 1.5641 | 1.5591 | 1.5537 | 1.5478 | 1.5416 | 1.536 | 1.5316 | 1.5268 | 1.5218 | 1.5162 | 1.5106 | 1.5044 | 1.4978 | 1.4908 | 1.4836 | 1.4757 | 1.4675 | 1.4587 | 1.4496 | 1.4395
F3_Residential_Manufactured Home Regular Income_New_Space Heating_Natural Gas_Furnace_E6 | F3 | Residential | Manufactured Home Regular Income | New | Space Heating | Natural Gas | Furnace | E6 | PACT BC Ratio | 1.6792 | 1.6807 | 1.6853 | 1.6887 | 1.684 | 1.6832 | 1.6851 | 1.6853 | 1.6857 | 1.6848 | 1.6825 | 1.6794 | 1.6761 | 1.6724 | 1.6677 | 1.6625 | 1.6566 | 1.6503 | 1.6444 | 1.6395 | 1.6341 | 1.6285 | 1.6222 | 1.616 | 1.609 | 1.6016 | 1.5938 | 1.5857 | 1.5768 | 1.5676 | 1.5577 | 1.5475 | 1.5362
F3_Residential_Manufactured Home Regular Income_New_Space Heating_Natural Gas_Furnace_E7 | F3 | Residential | Manufactured Home Regular Income | New | Space Heating | Natural Gas | Furnace | E7 | PACT BC Ratio | 0 | 0 | 0 | 0 | 0 | 0 | 0 | 0 | 0 | 0 | 0 | 0 | 0 | 0 | 0 | 0 | 0 | 0 | 0 | 0 | 0 | 0 | 0 | 0 | 0 | 0 | 0 | 0 | 0 | 0 | 0 | 0 | 0
F3_Residential_Manufactured Home Regular Income_New_Space Heating_Natural Gas_Furnace_E8 | F3 | Residential | Manufactured Home Regular Income | New | Space Heating | Natural Gas | Furnace | E8 | PACT BC Ratio | 0 | 0 | 0 | 0 | 0 | 0 | 0 | 0 | 0 | 0 | 0 | 0 | 0 | 0 | 0 | 0 | 0 | 0 | 0 | 0 | 0 | 0 | 0 | 0 | 0 | 0 | 0 | 0 | 0 | 0 | 0 | 0 | 0
F3_Residential_Manufactured Home Regular Income_New_Space Heating_Natural Gas_Furnace_E9 | F3 | Residential | Manufactured Home Regular Income | New | Space Heating | Natural Gas | Furnace | E9 | PACT BC Ratio | 0 | 0 | 0 | 0 | 0 | 0 | 0 | 0 | 0 | 0 | 0 | 0 | 0 | 0 | 0 | 0 | 0 | 0 | 0 | 0 | 0 | 0 | 0 | 0 | 0 | 0 | 0 | 0 | 0 | 0 | 0 | 0 | 0
F3_Residential_Manufactured Home Regular Income_New_Space Heating_Natural Gas_Furnace_E10 | F3 | Residential | Manufactured Home Regular Income | New | Space Heating | Natural Gas | Furnace | E10 | PACT BC Ratio | 0 | 0 | 0 | 0 | 0 | 0 | 0 | 0 | 0 | 0 | 0 | 0 | 0 | 0 | 0 | 0 | 0 | 0 | 0 | 0 | 0 | 0 | 0 | 0 | 0 | 0 | 0 | 0 | 0 | 0 | 0 | 0 | 0
F4_Residential_Manufactured Home Regular Income_New_Space Heating_Natural Gas_Furnace_E1 | F4 | Residential | Manufactured Home Regular Income | New | Space Heating | Natural Gas | Furnace | E1 | RVT BC Ratio | bar: 2019 to 2051
F4_Residential_Manufactured Home Regular Income_New_Space Heating_Natural Gas_Furnace_E2 | F4 | Residential | Manufactured Home Regular Income | New | Space Heating | Natural Gas | Furnace | E2 | RVT BC Ratio | 4.6194 | 4.6225 | 4.6331 | 4.6406 | 4.6285 | 4.6256 | 4.6302 | 4.6318 | 4.6351 | 4.6363 | 4.6357 | 4.6329 | 4.6295 | 4.6249 | 4.6179 | 4.6094 | 4.599 | 4.5875 | 4.5752 | 4.5632 | 4.55 | 4.5363 | 4.5212 | 4.5059 | 4.489 | 4.4709 | 4.4519 | 4.4323 | 4.4107 | 4.3884 | 4.3642 | 4.3394 | 4.3044
F4_Residential_Manufactured Home Regular Income_New_Space Heating_Natural Gas_Furnace_E3 | F4 | Residential | Manufactured Home Regular Income | New | Space Heating | Natural Gas | Furnace | E3 | RVT BC Ratio | 4.3962 | 4.3991 | 4.409 | 4.4161 | 4.4047 | 4.402 | 4.4063 | 4.4079 | 4.4109 | 4.412 | 4.4115 | 4.4089 | 4.4057 | 4.4014 | 4.3948 | 4.3868 | 4.377 | 4.3662 | 4.3547 | 4.3435 | 4.331 | 4.3182 | 4.304 | 4.2897 | 4.2738 | 4.2568 | 4.239 | 4.2205 | 4.2003 | 4.1793 | 4.1566 | 4.1334 | 4.1005
F4_Residential_Manufactured Home Regular Income_New_Space Heating_Natural Gas_Furnace_E4 | F4 | Residential | Manufactured Home Regular Income | New | Space Heating | Natural Gas | Furnace | E4 | RVT BC Ratio | 1.4221 | 1.4225 | 1.4232 | 1.4239 | 1.4237 | 1.4241 | 1.4245 | 1.4245 | 1.4242 | 1.4235 | 1.4222 | 1.4205 | 1.4182 | 1.4153 | 1.4118 | 1.4082 | 1.4047 | 1.4013 | 1.3985 | 1.3963 | 1.3948 | 1.3942 | 1.3934 | 1.3927 | 1.3919 | 1.391 | 1.3901 | 1.3891 | 1.388 | 1.387 | 1.3858 | 1.3846 | 1.3805
F4_Residential_Manufactured Home Regular Income_New_Space Heating_Natural Gas_Furnace_E5 | F4 | Residential | Manufactured Home Regular Income | New | Space Heating | Natural Gas | Furnace | E5 | RVT BC Ratio | 2.8296 | 2.8313 | 2.8362 | 2.8399 | 2.8352 | 2.8345 | 2.8365 | 2.8365 | 2.8365 | 2.8348 | 2.8314 | 2.8272 | 2.8227 | 2.8179 | 2.8121 | 2.8058 | 2.7988 | 2.7915 | 2.7849 | 2.7797 | 2.774 | 2.7681 | 2.7616 | 2.755 | 2.7477 | 2.74 | 2.7318 | 2.7233 | 2.714 | 2.7044 | 2.6939 | 2.6833 | 2.6632
F4_Residential_Manufactured Home Regular Income_New_Space Heating_Natural Gas_Furnace_E6 | F4 | Residential | Manufactured Home Regular Income | New | Space Heating | Natural Gas | Furnace | E6 | RVT BC Ratio | 2.9533 | 2.9551 | 2.9605 | 2.9645 | 2.959 | 2.9581 | 2.9603 | 2.9605 | 2.961 | 2.9599 | 2.9572 | 2.9536 | 2.9497 | 2.9453 | 2.9398 | 2.9336 | 2.9267 | 2.9194 | 2.9124 | 2.9067 | 2.9002 | 2.8936 | 2.8863 | 2.879 | 2.8708 | 2.862 | 2.8528 | 2.8433 | 2.8329 | 2.8221 | 2.8104 | 2.7984 | 2.7777
F4_Residential_Manufactured Home Regular Income_New_Space Heating_Natural Gas_Furnace_E7 | F4 | Residential | Manufactured Home Regular Income | New | Space Heating | Natural Gas | Furnace | E7 | RVT BC Ratio | 0 | 0 | 0 | 0 | 0 | 0 | 0 | 0 | 0 | 0 | 0 | 0 | 0 | 0 | 0 | 0 | 0 | 0 | 0 | 0 | 0 | 0 | 0 | 0 | 0 | 0 | 0 | 0 | 0 | 0 | 0 | 0 | 0
F4_Residential_Manufactured Home Regular Income_New_Space Heating_Natural Gas_Furnace_E8 | F4 | Residential | Manufactured Home Regular Income | New | Space Heating | Natural Gas | Furnace | E8 | RVT BC Ratio | 0 | 0 | 0 | 0 | 0 | 0 | 0 | 0 | 0 | 0 | 0 | 0 | 0 | 0 | 0 | 0 | 0 | 0 | 0 | 0 | 0 | 0 | 0 | 0 | 0 | 0 | 0 | 0 | 0 | 0 | 0 | 0 | 0
F4_Residential_Manufactured Home Regular Income_New_Space Heating_Natural Gas_Furnace_E9 | F4 | Residential | Manufactured Home Regular Income | New | Space Heating | Natural Gas | Furnace | E9 | RVT BC Ratio | 0 | 0 | 0 | 0 | 0 | 0 | 0 | 0 | 0 | 0 | 0 | 0 | 0 | 0 | 0 | 0 | 0 | 0 | 0 | 0 | 0 | 0 | 0 | 0 | 0 | 0 | 0 | 0 | 0 | 0 | 0 | 0 | 0
F4_Residential_Manufactured Home Regular Income_New_Space Heating_Natural Gas_Furnace_E10 | F4 | Residential | Manufactured Home Regular Income | New | Space Heating | Natural Gas | Furnace | E10 | RVT BC Ratio | 0 | 0 | 0 | 0 | 0 | 0 | 0 | 0 | 0 | 0 | 0 | 0 | 0 | 0 | 0 | 0 | 0 | 0 | 0 | 0 | 0 | 0 | 0 | 0 | 0 | 0 | 0 | 0 | 0 | 0 | 0 | 0 | 0
F5_Residential_Manufactured Home Regular Income_New_Space Heating_Natural Gas_Furnace_E1 | F5 | Residential | Manufactured Home Regular Income | New | Space Heating | Natural Gas | Furnace | E1 | RIM BC Ratio | bar: 2019 to 2051
F5_Residential_Manufactured Home Regular Income_New_Space Heating_Natural Gas_Furnace_E2 | F5 | Residential | Manufactured Home Regular Income | New | Space Heating | Natural Gas | Furnace | E2 | RIM BC Ratio | 0.75676 | 0.75692 | 0.75745 | 0.75783 | 0.75722 | 0.75707 | 0.75731 | 0.75739 | 0.75755 | 0.75761 | 0.75758 | 0.75744 | 0.75727 | 0.75704 | 0.75668 | 0.75625 | 0.75572 | 0.75513 | 0.75449 | 0.75387 | 0.75318 | 0.75246 | 0.75166 | 0.75085 | 0.74995 | 0.74898 | 0.74794 | 0.74687 | 0.74567 | 0.74443 | 0.74307 | 0.74166 | 0.74131
F5_Residential_Manufactured Home Regular Income_New_Space Heating_Natural Gas_Furnace_E3 | F5 | Residential | Manufactured Home Regular Income | New | Space Heating | Natural Gas | Furnace | E3 | RIM BC Ratio | 0.74487 | 0.74503 | 0.74558 | 0.74597 | 0.74534 | 0.74519 | 0.74543 | 0.74552 | 0.74569 | 0.74575 | 0.74572 | 0.74557 | 0.7454 | 0.74516 | 0.74479 | 0.74434 | 0.74379 | 0.74318 | 0.74253 | 0.74189 | 0.74117 | 0.74043 | 0.73961 | 0.73878 | 0.73784 | 0.73684 | 0.73577 | 0.73466 | 0.73344 | 0.73215 | 0.73075 | 0.7293 | 0.72886
F5_Residential_Manufactured Home Regular Income_New_Space Heating_Natural Gas_Furnace_E4 | F5 | Residential | Manufactured Home Regular Income | New | Space Heating | Natural Gas | Furnace | E4 | RIM BC Ratio | 0.27411 | 0.27429 | 0.27464 | 0.27495 | 0.27486 | 0.27501 | 0.27521 | 0.2752 | 0.27508 | 0.27475 | 0.27419 | 0.27339 | 0.27235 | 0.27106 | 0.26945 | 0.26785 | 0.26625 | 0.26468 | 0.26337 | 0.26238 | 0.26169 | 0.26138 | 0.26104 | 0.26069 | 0.26031 | 0.2599 | 0.25946 | 0.25902 | 0.25852 | 0.25801 | 0.25746 | 0.25689 | 0.25671
F5_Residential_Manufactured Home Regular Income_New_Space Heating_Natural Gas_Furnace_E5 | F5 | Residential | Manufactured Home Regular Income | New | Space Heating | Natural Gas | Furnace | E5 | RIM BC Ratio | 0.61211 | 0.61232 | 0.61295 | 0.61343 | 0.61282 | 0.61274 | 0.61299 | 0.61299 | 0.61298 | 0.61277 | 0.61234 | 0.61179 | 0.61122 | 0.61059 | 0.60984 | 0.60901 | 0.6081 | 0.60714 | 0.60627 | 0.60559 | 0.60482 | 0.60404 | 0.60316 | 0.60228 | 0.60129 | 0.60023 | 0.5991 | 0.59794 | 0.59665 | 0.59531 | 0.59385 | 0.59234 | 0.59234
F5_Residential_Manufactured Home Regular Income_New_Space Heating_Natural Gas_Furnace_E6 | F5 | Residential | Manufactured Home Regular Income | New | Space Heating | Natural Gas | Furnace | E6 | RIM BC Ratio | 0.62739 | 0.6276 | 0.62824 | 0.62871 | 0.62806 | 0.62795 | 0.62821 | 0.62824 | 0.6283 | 0.62817 | 0.62785 | 0.62742 | 0.62695 | 0.62643 | 0.62578 | 0.62504 | 0.6242 | 0.62331 | 0.62247 | 0.62177 | 0.62098 | 0.62017 | 0.61926 | 0.61835 | 0.61732 | 0.61623 | 0.61507 | 0.61386 | 0.61253 | 0.61114 | 0.60962 | 0.60806 | 0.60781
F5_Residential_Manufactured Home Regular Income_New_Space Heating_Natural Gas_Furnace_E7 | F5 | Residential | Manufactured Home Regular Income | New | Space Heating | Natural Gas | Furnace | E7 | RIM BC Ratio | 0 | 0 | 0 | 0 | 0 | 0 | 0 | 0 | 0 | 0 | 0 | 0 | 0 | 0 | 0 | 0 | 0 | 0 | 0 | 0 | 0 | 0 | 0 | 0 | 0 | 0 | 0 | 0 | 0 | 0 | 0 | 0 | 0
F5_Residential_Manufactured Home Regular Income_New_Space Heating_Natural Gas_Furnace_E8 | F5 | Residential | Manufactured Home Regular Income | New | Space Heating | Natural Gas | Furnace | E8 | RIM BC Ratio | 0 | 0 | 0 | 0 | 0 | 0 | 0 | 0 | 0 | 0 | 0 | 0 | 0 | 0 | 0 | 0 | 0 | 0 | 0 | 0 | 0 | 0 | 0 | 0 | 0 | 0 | 0 | 0 | 0 | 0 | 0 | 0 | 0
F5_Residential_Manufactured Home Regular Income_New_Space Heating_Natural Gas_Furnace_E9 | F5 | Residential | Manufactured Home Regular Income | New | Space Heating | Natural Gas | Furnace | E9 | RIM BC Ratio | 0 | 0 | 0 | 0 | 0 | 0 | 0 | 0 | 0 | 0 | 0 | 0 | 0 | 0 | 0 | 0 | 0 | 0 | 0 | 0 | 0 | 0 | 0 | 0 | 0 | 0 | 0 | 0 | 0 | 0 | 0 | 0 | 0
F5_Residential_Manufactured Home Regular Income_New_Space Heating_Natural Gas_Furnace_E10 | F5 | Residential | Manufactured Home Regular Income | New | Space Heating | Natural Gas | Furnace | E10 | RIM BC Ratio | 0 | 0 | 0 | 0 | 0 | 0 | 0 | 0 | 0 | 0 | 0 | 0 | 0 | 0 | 0 | 0 | 0 | 0 | 0 | 0 | 0 | 0 | 0 | 0 | 0 | 0 | 0 | 0 | 0 | 0 | 0 | 0 | 0
F0_Residential_Manufactured Home Regular Income_New_Space Heating_Natural Gas_Boiler_E0 | F0 | Residential | Manufactured Home Regular Income | New | Space Heating | Natural Gas | Boiler | E0 | Economic Unit | AFUE 95% | AFUE 95% | AFUE 95% | AFUE 95% | AFUE 95% | AFUE 95% | AFUE 95% | AFUE 95% | AFUE 95% | AFUE 95% | AFUE 95% | AFUE 95% | AFUE 95% | AFUE 95% | AFUE 95% | AFUE 95% | AFUE 95% | AFUE 95% | AFUE 95% | AFUE 95% | AFUE 95% | AFUE 95% | AFUE 95% | AFUE 95% | AFUE 95% | AFUE 95% | AFUE 95% | AFUE 95% | AFUE 95% | AFUE 95% | AFUE 95% | AFUE 95% | AFUE 95%
F1_Residential_Manufactured Home Regular Income_New_Space Heating_Natural Gas_Boiler_E1 | F1 | Residential | Manufactured Home Regular Income | New | Space Heating | Natural Gas | Boiler | E1 | CCE | 0 | 0 | 0 | 0 | 0 | 0 | 0 | 0 | 0 | 0 | 0 | 0 | 0 | 0 | 0 | 0 | 0 | 0 | 0 | 0 | 0 | 0 | 0 | 0 | 0 | 0 | 0 | 0 | 0 | 0 | 0 | 0 | 0
F1_Residential_Manufactured Home Regular Income_New_Space Heating_Natural Gas_Boiler_E2 | F1 | Residential | Manufactured Home Regular Income | New | Space Heating | Natural Gas | Boiler | E2 | CCE | 5.2837 | 5.4462 | 0 | 0 | 0 | 0 | 0 | 0 | 0 | 0 | 0 | 0 | 0 | 0 | 0 | 0 | 0 | 0 | 0 | 0 | 0 | 0 | 0 | 0 | 0 | 0 | 0 | 0 | 0 | 0 | 0 | 0 | 0
F1_Residential_Manufactured Home Regular Income_New_Space Heating_Natural Gas_Boiler_E3 | F1 | Residential | Manufactured Home Regular Income | New | Space Heating | Natural Gas | Boiler | E3 | CCE | 5.6038 | 5.7762 | 6.2173 | 5.7301 | 5.7609 | 5.7921 | 5.8236 | 5.8554 | 5.8876 | 5.9201 | 5.953 | 5.9863 | 6.0199 | 6.0539 | 6.0884 | 6.1232 | 6.1583 | 6.1939 | 6.23 | 6.2664 | 6.3033 | 6.3405 | 6.3783 | 6.4164 | 6.4551 | 6.4941 | 6.5338 | 6.5738 | 6.6144 | 6.6554 | 6.697 | 6.7391 | 6.7391
F1_Residential_Manufactured Home Regular Income_New_Space Heating_Natural Gas_Boiler_E4 | F1 | Residential | Manufactured Home Regular Income | New | Space Heating | Natural Gas | Boiler | E4 | CCE | 2.4379 | 2.5129 | 1.6016 | 1.4761 | 1.484 | 1.492 | 1.5002 | 1.5084 | 1.5167 | 1.525 | 1.5335 | 1.5421 | 1.5508 | 1.5595 | 1.5684 | 1.5773 | 1.5864 | 1.5956 | 1.6049 | 1.6142 | 1.6237 | 1.6333 | 1.6431 | 1.6529 | 1.6628 | 1.6729 | 1.6831 | 1.6934 | 1.7039 | 1.7144 | 1.7252 | 1.736 | 1.736
F1_Residential_Manufactured Home Regular Income_New_Space Heating_Natural Gas_Boiler_E5 | F1 | Residential | Manufactured Home Regular Income | New | Space Heating | Natural Gas | Boiler | E5 | CCE | 2.0233 | 2.0856 | 1.5229 | 1.4035 | 1.4111 | 1.4187 | 1.4264 | 1.4342 | 1.4421 | 1.4501 | 1.4581 | 1.4663 | 1.4745 | 1.4828 | 1.4913 | 1.4998 | 1.5084 | 1.5171 | 1.526 | 1.5349 | 1.5439 | 1.553 | 1.5623 | 1.5716 | 1.5811 | 1.5907 | 1.6004 | 1.6102 | 1.6201 | 1.6302 | 1.6404 | 1.6507 | 1.6507
F1_Residential_Manufactured Home Regular Income_New_Space Heating_Natural Gas_Boiler_E6 | F1 | Residential | Manufactured Home Regular Income | New | Space Heating | Natural Gas | Boiler | E6 | CCE | 9.8751 | 10.179 | 10.3548 | 9.5434 | 9.5947 | 9.6465 | 9.699 | 9.752 | 9.8056 | 9.8598 | 9.9146 | 9.97 | 10.0261 | 10.0827 | 10.14 | 10.198 | 10.2566 | 10.3158 | 10.3759 | 10.4366 | 10.498 | 10.5599 | 10.6228 | 10.6864 | 10.7508 | 10.8158 | 10.8818 | 10.9485 | 11.0161 | 11.0844 | 11.1537 | 11.2239 | 11.2239
F1_Residential_Manufactured Home Regular Income_New_Space Heating_Natural Gas_Boiler_E7 | F1 | Residential | Manufactured Home Regular Income | New | Space Heating | Natural Gas | Boiler | E7 | CCE | 2.7945 | 2.8805 | 2.713 | 2.5004 | 2.5138 | 2.5274 | 2.5412 | 2.5551 | 2.5691 | 2.5833 | 2.5977 | 2.6122 | 2.6269 | 2.6417 | 2.6567 | 2.6719 | 2.6873 | 2.7028 | 2.7185 | 2.7344 | 2.7505 | 2.7667 | 2.7832 | 2.7999 | 2.8168 | 2.8338 | 2.8511 | 2.8686 | 2.8863 | 2.9042 | 2.9223 | 2.9407 | 2.9407
F1_Residential_Manufactured Home Regular Income_New_Space Heating_Natural Gas_Boiler_E8 | F1 | Residential | Manufactured Home Regular Income | New | Space Heating | Natural Gas | Boiler | E8 | CCE | 2.5532 | 2.6317 | 2.4779 | 2.2837 | 2.296 | 2.3084 | 2.321 | 2.3337 | 2.3465 | 2.3595 | 2.3726 | 2.3859 | 2.3993 | 2.4128 | 2.4265 | 2.4404 | 2.4544 | 2.4686 | 2.483 | 2.4975 | 2.5122 | 2.527 | 2.5421 | 2.5573 | 2.5727 | 2.5882 | 2.604 | 2.62 | 2.6362 | 2.6525 | 2.6691 | 2.6859 | 2.6859
F1_Residential_Manufactured Home Regular Income_New_Space Heating_Natural Gas_Boiler_E9 | F1 | Residential | Manufactured Home Regular Income | New | Space Heating | Natural Gas | Boiler | E9 | CCE | 0 | 0 | 0 | 0 | 0 | 0 | 0 | 0 | 0 | 0 | 0 | 0 | 0 | 0 | 0 | 0 | 0 | 0 | 0 | 0 | 0 | 0 | 0 | 0 | 0 | 0 | 0 | 0 | 0 | 0 | 0 | 0 | 0
F1_Residential_Manufactured Home Regular Income_New_Space Heating_Natural Gas_Boiler_E10 | F1 | Residential | Manufactured Home Regular Income | New | Space Heating | Natural Gas | Boiler | E10 | CCE | 0 | 0 | 0 | 0 | 0 | 0 | 0 | 0 | 0 | 0 | 0 | 0 | 0 | 0 | 0 | 0 | 0 | 0 | 0 | 0 | 0 | 0 | 0 | 0 | 0 | 0 | 0 | 0 | 0 | 0 | 0 | 0 | 0
F2_Residential_Manufactured Home Regular Income_New_Space Heating_Natural Gas_Boiler_E1 | F2 | Residential | Manufactured Home Regular Income | New | Space Heating | Natural Gas | Boiler | E1 | TRC BC Ratio | 1 | 1 | 0 | 0 | 0 | 0 | 0 | 0 | 0 | 0 | 0 | 0 | 0 | 0 | 0 | 0 | 0 | 0 | 0 | 0 | 0 | 0 | 0 | 0 | 0 | 0 | 0 | 0 | 0 | 0 | 0 | 0 | 0
F2_Residential_Manufactured Home Regular Income_New_Space Heating_Natural Gas_Boiler_E2 | F2 | Residential | Manufactured Home Regular Income | New | Space Heating | Natural Gas | Boiler | E2 | TRC BC Ratio | 0.38598 | 0.38634 | 1 | 1 | 1 | 1 | 1 | 1 | 1 | 1 | 1 | 1 | 1 | 1 | 1 | 1 | 1 | 1 | 1 | 1 | 1 | 1 | 1 | 1 | 1 | 1 | 1 | 1 | 1 | 1 | 1 | 1 | 1
F2_Residential_Manufactured Home Regular Income_New_Space Heating_Natural Gas_Boiler_E3 | F2 | Residential | Manufactured Home Regular Income | New | Space Heating | Natural Gas | Boiler | E3 | TRC BC Ratio | 0.36393 | 0.36427 | 0.33426 | 0.33487 | 0.33377 | 0.33335 | 0.33353 | 0.33344 | 0.33346 | 0.33329 | 0.33295 | 0.3324 | 0.33177 | 0.33102 | 0.33014 | 0.32923 | 0.32826 | 0.32731 | 0.3263 | 0.32531 | 0.32422 | 0.32309 | 0.32184 | 0.32058 | 0.31918 | 0.3177 | 0.31613 | 0.31451 | 0.31272 | 0.31088 | 0.30889 | 0.30684 | 0.30457
F2_Residential_Manufactured Home Regular Income_New_Space Heating_Natural Gas_Boiler_E4 | F2 | Residential | Manufactured Home Regular Income | New | Space Heating | Natural Gas | Boiler | E4 | TRC BC Ratio | 0.83653 | 0.83731 | 1.2976 | 1.2999 | 1.2957 | 1.2941 | 1.2947 | 1.2944 | 1.2945 | 1.2938 | 1.2925 | 1.2903 | 1.2879 | 1.285 | 1.2816 | 1.278 | 1.2743 | 1.2706 | 1.2667 | 1.2628 | 1.2586 | 1.2542 | 1.2494 | 1.2445 | 1.2391 | 1.2333 | 1.2272 | 1.2209 | 1.214 | 1.2068 | 1.1991 | 1.1911 | 1.1823
F2_Residential_Manufactured Home Regular Income_New_Space Heating_Natural Gas_Boiler_E5 | F2 | Residential | Manufactured Home Regular Income | New | Space Heating | Natural Gas | Boiler | E5 | TRC BC Ratio | 1.008 | 1.0089 | 1.3646 | 1.3671 | 1.3627 | 1.3609 | 1.3617 | 1.3613 | 1.3614 | 1.3607 | 1.3593 | 1.3571 | 1.3545 | 1.3514 | 1.3478 | 1.3441 | 1.3402 | 1.3363 | 1.3321 | 1.3281 | 1.3237 | 1.3191 | 1.314 | 1.3088 | 1.3031 | 1.297 | 1.2906 | 1.284 | 1.2767 | 1.2692 | 1.2611 | 1.2527 | 1.2434
F2_Residential_Manufactured Home Regular Income_New_Space Heating_Natural Gas_Boiler_E6 | F2 | Residential | Manufactured Home Regular Income | New | Space Heating | Natural Gas | Boiler | E6 | TRC BC Ratio | 0.20729 | 0.20753 | 0.20126 | 0.20142 | 0.20141 | 0.20128 | 0.201 | 0.20053 | 0.19986 | 0.19895 | 0.19779 | 0.19636 | 0.19464 | 0.19261 | 0.19044 | 0.1885 | 0.1868 | 0.18537 | 0.18424 | 0.18345 | 0.18301 | 0.18299 | 0.18296 | 0.18293 | 0.18289 | 0.18286 | 0.18282 | 0.18278 | 0.18273 | 0.18269 | 0.18264 | 0.18258 | 0.18252
F2_Residential_Manufactured Home Regular Income_New_Space Heating_Natural Gas_Boiler_E7 | F2 | Residential | Manufactured Home Regular Income | New | Space Heating | Natural Gas | Boiler | E7 | TRC BC Ratio | 0.73165 | 0.73244 | 0.76791 | 0.76904 | 0.76721 | 0.76616 | 0.76571 | 0.76447 | 0.76301 | 0.76083 | 0.7579 | 0.75457 | 0.75106 | 0.74729 | 0.74364 | 0.7403 | 0.73728 | 0.73475 | 0.73259 | 0.73103 | 0.72929 | 0.72751 | 0.72553 | 0.72354 | 0.72132 | 0.71897 | 0.71648 | 0.71392 | 0.7111 | 0.70818 | 0.70501 | 0.70176 | 0.69815
F2_Residential_Manufactured Home Regular Income_New_Space Heating_Natural Gas_Boiler_E8 | F2 | Residential | Manufactured Home Regular Income | New | Space Heating | Natural Gas | Boiler | E8 | TRC BC Ratio | 0.80023 | 0.80105 | 0.84014 | 0.84147 | 0.83925 | 0.83812 | 0.83791 | 0.83688 | 0.83577 | 0.83396 | 0.83144 | 0.82846 | 0.82529 | 0.82182 | 0.81835 | 0.8151 | 0.81205 | 0.80939 | 0.80697 | 0.80504 | 0.80289 | 0.80068 | 0.79823 | 0.79577 | 0.79302 | 0.7901 | 0.78702 | 0.78384 | 0.78035 | 0.77674 | 0.77281 | 0.76879 | 0.76432
F2_Residential_Manufactured Home Regular Income_New_Space Heating_Natural Gas_Boiler_E9 | F2 | Residential | Manufactured Home Regular Income | New | Space Heating | Natural Gas | Boiler | E9 | TRC BC Ratio | 0 | 0 | 0 | 0 | 0 | 0 | 0 | 0 | 0 | 0 | 0 | 0 | 0 | 0 | 0 | 0 | 0 | 0 | 0 | 0 | 0 | 0 | 0 | 0 | 0 | 0 | 0 | 0 | 0 | 0 | 0 | 0 | 0
F2_Residential_Manufactured Home Regular Income_New_Space Heating_Natural Gas_Boiler_E10 | F2 | Residential | Manufactured Home Regular Income | New | Space Heating | Natural Gas | Boiler | E10 | TRC BC Ratio | 0 | 0 | 0 | 0 | 0 | 0 | 0 | 0 | 0 | 0 | 0 | 0 | 0 | 0 | 0 | 0 | 0 | 0 | 0 | 0 | 0 | 0 | 0 | 0 | 0 | 0 | 0 | 0 | 0 | 0 | 0 | 0 | 0
F3_Residential_Manufactured Home Regular Income_New_Space Heating_Natural Gas_Boiler_E1 | F3 | Residential | Manufactured Home Regular Income | New | Space Heating | Natural Gas | Boiler | E1 | PACT BC Ratio | 1 | 1 | 0 | 0 | 0 | 0 | 0 | 0 | 0 | 0 | 0 | 0 | 0 | 0 | 0 | 0 | 0 | 0 | 0 | 0 | 0 | 0 | 0 | 0 | 0 | 0 | 0 | 0 | 0 | 0 | 0 | 0 | 0
F3_Residential_Manufactured Home Regular Income_New_Space Heating_Natural Gas_Boiler_E2 | F3 | Residential | Manufactured Home Regular Income | New | Space Heating | Natural Gas | Boiler | E2 | PACT BC Ratio | 0.38598 | 0.38634 | 1 | 1 | 1 | 1 | 1 | 1 | 1 | 1 | 1 | 1 | 1 | 1 | 1 | 1 | 1 | 1 | 1 | 1 | 1 | 1 | 1 | 1 | 1 | 1 | 1 | 1 | 1 | 1 | 1 | 1 | 1
F3_Residential_Manufactured Home Regular Income_New_Space Heating_Natural Gas_Boiler_E3 | F3 | Residential | Manufactured Home Regular Income | New | Space Heating | Natural Gas | Boiler | E3 | PACT BC Ratio | 0.36393 | 0.36427 | 0.33426 | 0.33487 | 0.33377 | 0.33335 | 0.33353 | 0.33344 | 0.33346 | 0.33329 | 0.33295 | 0.3324 | 0.33177 | 0.33102 | 0.33014 | 0.32923 | 0.32826 | 0.32731 | 0.3263 | 0.32531 | 0.32422 | 0.32309 | 0.32184 | 0.32058 | 0.31918 | 0.3177 | 0.31613 | 0.31451 | 0.31272 | 0.31088 | 0.30889 | 0.30684 | 0.30457
F3_Residential_Manufactured Home Regular Income_New_Space Heating_Natural Gas_Boiler_E4 | F3 | Residential | Manufactured Home Regular Income | New | Space Heating | Natural Gas | Boiler | E4 | PACT BC Ratio | 0.83653 | 0.83731 | 1.2976 | 1.2999 | 1.2957 | 1.2941 | 1.2947 | 1.2944 | 1.2945 | 1.2938 | 1.2925 | 1.2903 | 1.2879 | 1.285 | 1.2816 | 1.278 | 1.2743 | 1.2706 | 1.2667 | 1.2628 | 1.2586 | 1.2542 | 1.2494 | 1.2445 | 1.2391 | 1.2333 | 1.2272 | 1.2209 | 1.214 | 1.2068 | 1.1991 | 1.1911 | 1.1823
F3_Residential_Manufactured Home Regular Income_New_Space Heating_Natural Gas_Boiler_E5 | F3 | Residential | Manufactured Home Regular Income | New | Space Heating | Natural Gas | Boiler | E5 | PACT BC Ratio | 1.008 | 1.0089 | 1.3646 | 1.3671 | 1.3627 | 1.3609 | 1.3617 | 1.3613 | 1.3614 | 1.3607 | 1.3593 | 1.3571 | 1.3545 | 1.3514 | 1.3478 | 1.3441 | 1.3402 | 1.3363 | 1.3321 | 1.3281 | 1.3237 | 1.3191 | 1.314 | 1.3088 | 1.3031 | 1.297 | 1.2906 | 1.284 | 1.2767 | 1.2692 | 1.2611 | 1.2527 | 1.2434
F3_Residential_Manufactured Home Regular Income_New_Space Heating_Natural Gas_Boiler_E6 | F3 | Residential | Manufactured Home Regular Income | New | Space Heating | Natural Gas | Boiler | E6 | PACT BC Ratio | 0.20729 | 0.20753 | 0.20126 | 0.20142 | 0.20141 | 0.20128 | 0.201 | 0.20053 | 0.19986 | 0.19895 | 0.19779 | 0.19636 | 0.19464 | 0.19261 | 0.19044 | 0.1885 | 0.1868 | 0.18537 | 0.18424 | 0.18345 | 0.18301 | 0.18299 | 0.18296 | 0.18293 | 0.18289 | 0.18286 | 0.18282 | 0.18278 | 0.18273 | 0.18269 | 0.18264 | 0.18258 | 0.18252
F3_Residential_Manufactured Home Regular Income_New_Space Heating_Natural Gas_Boiler_E7 | F3 | Residential | Manufactured Home Regular Income | New | Space Heating | Natural Gas | Boiler | E7 | PACT BC Ratio | 0.73165 | 0.73244 | 0.76791 | 0.76904 | 0.76721 | 0.76616 | 0.76571 | 0.76447 | 0.76301 | 0.76083 | 0.7579 | 0.75457 | 0.75106 | 0.74729 | 0.74364 | 0.7403 | 0.73728 | 0.73475 | 0.73259 | 0.73103 | 0.72929 | 0.72751 | 0.72553 | 0.72354 | 0.72132 | 0.71897 | 0.71648 | 0.71392 | 0.7111 | 0.70818 | 0.70501 | 0.70176 | 0.69815
F3_Residential_Manufactured Home Regular Income_New_Space Heating_Natural Gas_Boiler_E8 | F3 | Residential | Manufactured Home Regular Income | New | Space Heating | Natural Gas | Boiler | E8 | PACT BC Ratio | 0.80023 | 0.80105 | 0.84014 | 0.84147 | 0.83925 | 0.83812 | 0.83791 | 0.83688 | 0.83577 | 0.83396 | 0.83144 | 0.82846 | 0.82529 | 0.82182 | 0.81835 | 0.8151 | 0.81205 | 0.80939 | 0.80697 | 0.80504 | 0.80289 | 0.80068 | 0.79823 | 0.79577 | 0.79302 | 0.7901 | 0.78702 | 0.78384 | 0.78035 | 0.77674 | 0.77281 | 0.76879 | 0.76432
F3_Residential_Manufactured Home Regular Income_New_Space Heating_Natural Gas_Boiler_E9 | F3 | Residential | Manufactured Home Regular Income | New | Space Heating | Natural Gas | Boiler | E9 | PACT BC Ratio | 0 | 0 | 0 | 0 | 0 | 0 | 0 | 0 | 0 | 0 | 0 | 0 | 0 | 0 | 0 | 0 | 0 | 0 | 0 | 0 | 0 | 0 | 0 | 0 | 0 | 0 | 0 | 0 | 0 | 0 | 0 | 0 | 0
F3_Residential_Manufactured Home Regular Income_New_Space Heating_Natural Gas_Boiler_E10 | F3 | Residential | Manufactured Home Regular Income | New | Space Heating | Natural Gas | Boiler | E10 | PACT BC Ratio | 0 | 0 | 0 | 0 | 0 | 0 | 0 | 0 | 0 | 0 | 0 | 0 | 0 | 0 | 0 | 0 | 0 | 0 | 0 | 0 | 0 | 0 | 0 | 0 | 0 | 0 | 0 | 0 | 0 | 0 | 0 | 0 | 0
F4_Residential_Manufactured Home Regular Income_New_Space Heating_Natural Gas_Boiler_E1 | F4 | Residential | Manufactured Home Regular Income | New | Space Heating | Natural Gas | Boiler | E1 | RVT BC Ratio | 1 | 1 | 0 | 0 | 0 | 0 | 0 | 0 | 0 | 0 | 0 | 0 | 0 | 0 | 0 | 0 | 0 | 0 | 0 | 0 | 0 | 0 | 0 | 0 | 0 | 0 | 0 | 0 | 0 | 0 | 0 | 0 | 0
F4_Residential_Manufactured Home Regular Income_New_Space Heating_Natural Gas_Boiler_E2 | F4 | Residential | Manufactured Home Regular Income | New | Space Heating | Natural Gas | Boiler | E2 | RVT BC Ratio | 1.4624 | 1.4629 | 1 | 1 | 1 | 1 | 1 | 1 | 1 | 1 | 1 | 1 | 1 | 1 | 1 | 1 | 1 | 1 | 1 | 1 | 1 | 1 | 1 | 1 | 1 | 1 | 1 | 1 | 1 | 1 | 1 | 1 | 1
F4_Residential_Manufactured Home Regular Income_New_Space Heating_Natural Gas_Boiler_E3 | F4 | Residential | Manufactured Home Regular Income | New | Space Heating | Natural Gas | Boiler | E3 | RVT BC Ratio | 1.436 | 1.4364 | 1.4005 | 1.4012 | 1.3999 | 1.3994 | 1.3996 | 1.3995 | 1.3995 | 1.3993 | 1.3989 | 1.3982 | 1.3975 | 1.3966 | 1.3955 | 1.3944 | 1.3933 | 1.3921 | 1.3909 | 1.3897 | 1.3884 | 1.3871 | 1.3856 | 1.3841 | 1.3824 | 1.3806 | 1.3787 | 1.3768 | 1.3747 | 1.3717 | 1.3678 | 1.363 | 1.357
F4_Residential_Manufactured Home Regular Income_New_Space Heating_Natural Gas_Boiler_E4 | F4 | Residential | Manufactured Home Regular Income | New | Space Heating | Natural Gas | Boiler | E4 | RVT BC Ratio | 2.0022 | 2.0031 | 2.5546 | 2.5574 | 2.5523 | 2.5504 | 2.5512 | 2.5508 | 2.5509 | 2.5501 | 2.5485 | 2.5459 | 2.543 | 2.5395 | 2.5354 | 2.5312 | 2.5267 | 2.5223 | 2.5175 | 2.513 | 2.5079 | 2.5026 | 2.4968 | 2.491 | 2.4845 | 2.4775 | 2.4702 | 2.4627 | 2.4544 | 2.443 | 2.4278 | 2.4092 | 2.386
F4_Residential_Manufactured Home Regular Income_New_Space Heating_Natural Gas_Boiler_E5 | F4 | Residential | Manufactured Home Regular Income | New | Space Heating | Natural Gas | Boiler | E5 | RVT BC Ratio | 2.2076 | 2.2087 | 2.6349 | 2.6379 | 2.6326 | 2.6305 | 2.6314 | 2.6309 | 2.631 | 2.6302 | 2.6285 | 2.6258 | 2.6228 | 2.6191 | 2.6148 | 2.6103 | 2.6056 | 2.601 | 2.596 | 2.5912 | 2.5858 | 2.5803 | 2.5742 | 2.5681 | 2.5612 | 2.5539 | 2.5463 | 2.5383 | 2.5296 | 2.5176 | 2.5017 | 2.482 | 2.4577
F4_Residential_Manufactured Home Regular Income_New_Space Heating_Natural Gas_Boiler_E6 | F4 | Residential | Manufactured Home Regular Income | New | Space Heating | Natural Gas | Boiler | E6 | RVT BC Ratio | 1.2483 | 1.2486 | 1.2411 | 1.2413 | 1.2413 | 1.2412 | 1.2408 | 1.2403 | 1.2394 | 1.2384 | 1.237 | 1.2353 | 1.2332 | 1.2308 | 1.2282 | 1.2258 | 1.2238 | 1.2221 | 1.2207 | 1.2198 | 1.2193 | 1.2192 | 1.2192 | 1.2192 | 1.2191 | 1.2191 | 1.219 | 1.219 | 1.2189 | 1.2175 | 1.2145 | 1.2099 | 1.2036
F4_Residential_Manufactured Home Regular Income_New_Space Heating_Natural Gas_Boiler_E7 | F4 | Residential | Manufactured Home Regular Income | New | Space Heating | Natural Gas | Boiler | E7 | RVT BC Ratio | 1.8766 | 1.8775 | 1.92 | 1.9214 | 1.9192 | 1.9179 | 1.9174 | 1.9159 | 1.9141 | 1.9115 | 1.908 | 1.904 | 1.8998 | 1.8953 | 1.8909 | 1.8869 | 1.8833 | 1.8803 | 1.8777 | 1.8758 | 1.8737 | 1.8716 | 1.8692 | 1.8669 | 1.8642 | 1.8614 | 1.8584 | 1.8553 | 1.8519 | 1.8447 | 1.8332 | 1.8173 | 1.7965
F4_Residential_Manufactured Home Regular Income_New_Space Heating_Natural Gas_Boiler_E8 | F4 | Residential | Manufactured Home Regular Income | New | Space Heating | Natural Gas | Boiler | E8 | RVT BC Ratio | 1.9587 | 1.9597 | 2.0065 | 2.0081 | 2.0055 | 2.0041 | 2.0039 | 2.0026 | 2.0013 | 1.9991 | 1.9961 | 1.9926 | 1.9888 | 1.9846 | 1.9804 | 1.9765 | 1.9729 | 1.9697 | 1.9668 | 1.9645 | 1.9619 | 1.9593 | 1.9563 | 1.9534 | 1.9501 | 1.9466 | 1.9429 | 1.9391 | 1.9349 | 1.9272 | 1.9154 | 1.8996 | 1.8791
F4_Residential_Manufactured Home Regular Income_New_Space Heating_Natural Gas_Boiler_E9 | F4 | Residential | Manufactured Home Regular Income | New | Space Heating | Natural Gas | Boiler | E9 | RVT BC Ratio | 0 | 0 | 0 | 0 | 0 | 0 | 0 | 0 | 0 | 0 | 0 | 0 | 0 | 0 | 0 | 0 | 0 | 0 | 0 | 0 | 0 | 0 | 0 | 0 | 0 | 0 | 0 | 0 | 0 | 0 | 0 | 0 | 0
F4_Residential_Manufactured Home Regular Income_New_Space Heating_Natural Gas_Boiler_E10 | F4 | Residential | Manufactured Home Regular Income | New | Space Heating | Natural Gas | Boiler | E10 | RVT BC Ratio | 0 | 0 | 0 | 0 | 0 | 0 | 0 | 0 | 0 | 0 | 0 | 0 | 0 | 0 | 0 | 0 | 0 | 0 | 0 | 0 | 0 | 0 | 0 | 0 | 0 | 0 | 0 | 0 | 0 | 0 | 0 | 0 | 0
F5_Residential_Manufactured Home Regular Income_New_Space Heating_Natural Gas_Boiler_E1 | F5 | Residential | Manufactured Home Regular Income | New | Space Heating | Natural Gas | Boiler | E1 | RIM BC Ratio | 1 | 1 | 0 | 0 | 0 | 0 | 0 | 0 | 0 | 0 | 0 | 0 | 0 | 0 | 0 | 0 | 0 | 0 | 0 | 0 | 0 | 0 | 0 | 0 | 0 | 0 | 0 | 0 | 0 | 0 | 0 | 0 | 0
F5_Residential_Manufactured Home Regular Income_New_Space Heating_Natural Gas_Boiler_E2 | F5 | Residential | Manufactured Home Regular Income | New | Space Heating | Natural Gas | Boiler | E2 | RIM BC Ratio | 0.27861 | 0.2788 | 1 | 1 | 1 | 1 | 1 | 1 | 1 | 1 | 1 | 1 | 1 | 1 | 1 | 1 | 1 | 1 | 1 | 1 | 1 | 1 | 1 | 1 | 1 | 1 | 1 | 1 | 1 | 1 | 1 | 1 | 1
F5_Residential_Manufactured Home Regular Income_New_Space Heating_Natural Gas_Boiler_E3 | F5 | Residential | Manufactured Home Regular Income | New | Space Heating | Natural Gas | Boiler | E3 | RIM BC Ratio | 0.26694 | 0.26712 | 0.25062 | 0.25096 | 0.25035 | 0.25011 | 0.25021 | 0.25016 | 0.25017 | 0.25008 | 0.24988 | 0.24957 | 0.24922 | 0.24879 | 0.2483 | 0.24778 | 0.24723 | 0.2467 | 0.24612 | 0.24556 | 0.24493 | 0.24429 | 0.24357 | 0.24285 | 0.24205 | 0.24119 | 0.24029 | 0.23935 | 0.23832 | 0.23736 | 0.23642 | 0.23558 | 0.23473
F5_Residential_Manufactured Home Regular Income_New_Space Heating_Natural Gas_Boiler_E4 | F5 | Residential | Manufactured Home Regular Income | New | Space Heating | Natural Gas | Boiler | E4 | RIM BC Ratio | 0.45583 | 0.45606 | 0.56527 | 0.56572 | 0.56491 | 0.5646 | 0.56474 | 0.56467 | 0.56468 | 0.56456 | 0.5643 | 0.5639 | 0.56343 | 0.56287 | 0.56222 | 0.56153 | 0.56081 | 0.56009 | 0.55933 | 0.55858 | 0.55775 | 0.55689 | 0.55593 | 0.55496 | 0.55388 | 0.55272 | 0.55149 | 0.55022 | 0.54881 | 0.54794 | 0.54756 | 0.54782 | 0.54863
F5_Residential_Manufactured Home Regular Income_New_Space Heating_Natural Gas_Boiler_E5 | F5 | Residential | Manufactured Home Regular Income | New | Space Heating | Natural Gas | Boiler | E5 | RIM BC Ratio | 0.50239 | 0.50262 | 0.57764 | 0.57809 | 0.57729 | 0.57698 | 0.57711 | 0.57704 | 0.57706 | 0.57693 | 0.57668 | 0.57628 | 0.57581 | 0.57526 | 0.57461 | 0.57393 | 0.57321 | 0.5725 | 0.57174 | 0.57099 | 0.57017 | 0.56931 | 0.56836 | 0.5674 | 0.56632 | 0.56517 | 0.56395 | 0.56268 | 0.56128 | 0.56044 | 0.56013 | 0.56049 | 0.56144
F5_Residential_Manufactured Home Regular Income_New_Space Heating_Natural Gas_Boiler_E6 | F5 | Residential | Manufactured Home Regular Income | New | Space Heating | Natural Gas | Boiler | E6 | RIM BC Ratio | 0.17175 | 0.17191 | 0.16758 | 0.16769 | 0.16769 | 0.1676 | 0.16741 | 0.16708 | 0.16661 | 0.16598 | 0.16517 | 0.16418 | 0.16297 | 0.16154 | 0.16002 | 0.15865 | 0.15744 | 0.15642 | 0.15562 | 0.15505 | 0.15474 | 0.15472 | 0.1547 | 0.15468 | 0.15465 | 0.15463 | 0.1546 | 0.15457 | 0.15454 | 0.15466 | 0.15494 | 0.1554 | 0.15604
F5_Residential_Manufactured Home Regular Income_New_Space Heating_Natural Gas_Boiler_E7 | F5 | Residential | Manufactured Home Regular Income | New | Space Heating | Natural Gas | Boiler | E7 | RIM BC Ratio | 0.4228 | 0.42307 | 0.43466 | 0.43503 | 0.43444 | 0.4341 | 0.43396 | 0.43356 | 0.43309 | 0.43239 | 0.43144 | 0.43036 | 0.42922 | 0.42798 | 0.42678 | 0.42568 | 0.42468 | 0.42384 | 0.42312 | 0.4226 | 0.42202 | 0.42142 | 0.42075 | 0.42008 | 0.41934 | 0.41854 | 0.41769 | 0.41682 | 0.41586 | 0.41562 | 0.4161 | 0.41744 | 0.41962
F5_Residential_Manufactured Home Regular Income_New_Space Heating_Natural Gas_Boiler_E8 | F5 | Residential | Manufactured Home Regular Income | New | Space Heating | Natural Gas | Boiler | E8 | RIM BC Ratio | 0.44483 | 0.44509 | 0.4569 | 0.45729 | 0.45664 | 0.4563 | 0.45624 | 0.45593 | 0.4556 | 0.45507 | 0.45431 | 0.45342 | 0.45247 | 0.45143 | 0.45038 | 0.44939 | 0.44846 | 0.44765 | 0.44691 | 0.44632 | 0.44565 | 0.44497 | 0.44422 | 0.44345 | 0.4426 | 0.44169 | 0.44072 | 0.43972 | 0.43862 | 0.43818 | 0.4384 | 0.4394 | 0.44116
F5_Residential_Manufactured Home Regular Income_New_Space Heating_Natural Gas_Boiler_E9 | F5 | Residential | Manufactured Home Regular Income | New | Space Heating | Natural Gas | Boiler | E9 | RIM BC Ratio | 0 | 0 | 0 | 0 | 0 | 0 | 0 | 0 | 0 | 0 | 0 | 0 | 0 | 0 | 0 | 0 | 0 | 0 | 0 | 0 | 0 | 0 | 0 | 0 | 0 | 0 | 0 | 0 | 0 | 0 | 0 | 0 | 0
F5_Residential_Manufactured Home Regular Income_New_Space Heating_Natural Gas_Boiler_E10 | F5 | Residential | Manufactured Home Regular Income | New | Space Heating | Natural Gas | Boiler | E10 | RIM BC Ratio | 0 | 0 | 0 | 0 | 0 | 0 | 0 | 0 | 0 | 0 | 0 | 0 | 0 | 0 | 0 | 0 | 0 | 0 | 0 | 0 | 0 | 0 | 0 | 0 | 0 | 0 | 0 | 0 | 0 | 0 | 0 | 0 | 0
F0_Residential_Manufactured Home Regular Income_New_Secondary Heating_Natural Gas_Fireplace_E0 | F0 | Residential | Manufactured Home Regular Income | New | Secondary Heating | Natural Gas | Fireplace | E0 | Economic Unit | Tier 2 (>75% FE) | Tier 2 (>75% FE) | Tier 2 (>75% FE) | Tier 2 (>75% FE) | Tier 2 (>75% FE) | Tier 2 (>75% FE) | Tier 2 (>75% FE) | Tier 2 (>75% FE) | Tier 2 (>75% FE) | Tier 2 (>75% FE) | Tier 2 (>75% FE) | Tier 2 (>75% FE) | Tier 2 (>75% FE) | Tier 2 (>75% FE) | Tier 2 (>75% FE) | Tier 2 (>75% FE) | Tier 2 (>75% FE) | Tier 2 (>75% FE) | Tier 2 (>75% FE) | Tier 2 (>75% FE) | Tier 2 (>75% FE) | Tier 2 (>75% FE) | Tier 2 (>75% FE) | Tier 2 (>75% FE) | Tier 2 (>75% FE) | Tier 2 (>75% FE) | Tier 2 (>75% FE) | Tier 2 (>75% FE) | Tier 2 (>75% FE) | Tier 2 (>75% FE) | Tier 2 (>75% FE) | Tier 2 (>75% FE) | Tier 2 (>75% FE)
F1_Residential_Manufactured Home Regular Income_New_Secondary Heating_Natural Gas_Fireplace_E1 | F1 | Residential | Manufactured Home Regular Income | New | Secondary Heating | Natural Gas | Fireplace | E1 | CCE | 0 | 0 | 0 | 0 | 0 | 0 | 0 | 0 | 0 | 0 | 0 | 0 | 0 | 0 | 0 | 0 | 0 | 0 | 0 | 0 | 0 | 0 | 0 | 0 | 0 | 0 | 0 | 0 | 0 | 0 | 0 | 0 | 0
F1_Residential_Manufactured Home Regular Income_New_Secondary Heating_Natural Gas_Fireplace_E2 | F1 | Residential | Manufactured Home Regular Income | New | Secondary Heating | Natural Gas | Fireplace | E2 | CCE | 1.367 | 1.4091 | 1.3842 | 1.2723 | 1.2757 | 1.2792 | 1.2826 | 1.2861 | 1.2897 | 1.2932 | 1.2968 | 1.3004 | 1.3041 | 1.3078 | 1.3115 | 1.3152 | 1.319 | 1.3228 | 1.3266 | 1.3305 | 1.3344 | 1.3383 | 1.3423 | 1.3463 | 1.3504 | 1.3545 | 1.3586 | 1.3627 | 1.3669 | 1.3712 | 1.3755 | 1.3798 | 1.3798
F1_Residential_Manufactured Home Regular Income_New_Secondary Heating_Natural Gas_Fireplace_E3 | F1 | Residential | Manufactured Home Regular Income | New | Secondary Heating | Natural Gas | Fireplace | E3 | CCE | 1.3716 | 1.4138 | 1.3887 | 1.2765 | 1.2799 | 1.2834 | 1.2869 | 1.2904 | 1.2939 | 1.2975 | 1.3011 | 1.3047 | 1.3084 | 1.3121 | 1.3158 | 1.3196 | 1.3234 | 1.3272 | 1.331 | 1.3349 | 1.3388 | 1.3428 | 1.3468 | 1.3508 | 1.3549 | 1.3589 | 1.3631 | 1.3673 | 1.3715 | 1.3757 | 1.38 | 1.3843 | 1.3843
F1_Residential_Manufactured Home Regular Income_New_Secondary Heating_Natural Gas_Fireplace_E4 | F1 | Residential | Manufactured Home Regular Income | New | Secondary Heating | Natural Gas | Fireplace | E4 | CCE | 0 | 0 | 0 | 0 | 0 | 0 | 0 | 0 | 0 | 0 | 0 | 0 | 0 | 0 | 0 | 0 | 0 | 0 | 0 | 0 | 0 | 0 | 0 | 0 | 0 | 0 | 0 | 0 | 0 | 0 | 0 | 0 | 0
F1_Residential_Manufactured Home Regular Income_New_Secondary Heating_Natural Gas_Fireplace_E5 | F1 | Residential | Manufactured Home Regular Income | New | Secondary Heating | Natural Gas | Fireplace | E5 | CCE | 0 | 0 | 0 | 0 | 0 | 0 | 0 | 0 | 0 | 0 | 0 | 0 | 0 | 0 | 0 | 0 | 0 | 0 | 0 | 0 | 0 | 0 | 0 | 0 | 0 | 0 | 0 | 0 | 0 | 0 | 0 | 0 | 0
F1_Residential_Manufactured Home Regular Income_New_Secondary Heating_Natural Gas_Fireplace_E6 | F1 | Residential | Manufactured Home Regular Income | New | Secondary Heating | Natural Gas | Fireplace | E6 | CCE | 0 | 0 | 0 | 0 | 0 | 0 | 0 | 0 | 0 | 0 | 0 | 0 | 0 | 0 | 0 | 0 | 0 | 0 | 0 | 0 | 0 | 0 | 0 | 0 | 0 | 0 | 0 | 0 | 0 | 0 | 0 | 0 | 0
F1_Residential_Manufactured Home Regular Income_New_Secondary Heating_Natural Gas_Fireplace_E7 | F1 | Residential | Manufactured Home Regular Income | New | Secondary Heating | Natural Gas | Fireplace | E7 | CCE | 0 | 0 | 0 | 0 | 0 | 0 | 0 | 0 | 0 | 0 | 0 | 0 | 0 | 0 | 0 | 0 | 0 | 0 | 0 | 0 | 0 | 0 | 0 | 0 | 0 | 0 | 0 | 0 | 0 | 0 | 0 | 0 | 0
F1_Residential_Manufactured Home Regular Income_New_Secondary Heating_Natural Gas_Fireplace_E8 | F1 | Residential | Manufactured Home Regular Income | New | Secondary Heating | Natural Gas | Fireplace | E8 | CCE | 0 | 0 | 0 | 0 | 0 | 0 | 0 | 0 | 0 | 0 | 0 | 0 | 0 | 0 | 0 | 0 | 0 | 0 | 0 | 0 | 0 | 0 | 0 | 0 | 0 | 0 | 0 | 0 | 0 | 0 | 0 | 0 | 0
F1_Residential_Manufactured Home Regular Income_New_Secondary Heating_Natural Gas_Fireplace_E9 | F1 | Residential | Manufactured Home Regular Income | New | Secondary Heating | Natural Gas | Fireplace | E9 | CCE | 0 | 0 | 0 | 0 | 0 | 0 | 0 | 0 | 0 | 0 | 0 | 0 | 0 | 0 | 0 | 0 | 0 | 0 | 0 | 0 | 0 | 0 | 0 | 0 | 0 | 0 | 0 | 0 | 0 | 0 | 0 | 0 | 0
F1_Residential_Manufactured Home Regular Income_New_Secondary Heating_Natural Gas_Fireplace_E10 | F1 | Residential | Manufactured Home Regular Income | New | Secondary Heating | Natural Gas | Fireplace | E10 | CCE | 0 | 0 | 0 | 0 | 0 | 0 | 0 | 0 | 0 | 0 | 0 | 0 | 0 | 0 | 0 | 0 | 0 | 0 | 0 | 0 | 0 | 0 | 0 | 0 | 0 | 0 | 0 | 0 | 0 | 0 | 0 | 0 | 0
F2_Residential_Manufactured Home Regular Income_New_Secondary Heating_Natural Gas_Fireplace_E1 | F2 | Residential | Manufactured Home Regular Income | New | Secondary Heating | Natural Gas | Fireplace | E1 | TRC BC Ratio | bar: 2019 to 2051
F2_Residential_Manufactured Home Regular Income_New_Secondary Heating_Natural Gas_Fireplace_E2 | F2 | Residential | Manufactured Home Regular Income | New | Secondary Heating | Natural Gas | Fireplace | E2 | TRC BC Ratio | 1.1878 | 1.1919 | 1.1993 | 1.2056 | 1.2041 | 1.2072 | 1.2146 | 1.2211 | 1.2289 | 1.2364 | 1.2437 | 1.2506 | 1.2581 | 1.2652 | 1.2711 | 1.2764 | 1.2809 | 1.285 | 1.2879 | 1.2901 | 1.2908 | 1.2902 | 1.2886 | 1.2867 | 1.2836 | 1.2796 | 1.2748 | 1.2694 | 1.2626 | 1.2552 | 1.2463 | 1.2368 | 1.2254
F2_Residential_Manufactured Home Regular Income_New_Secondary Heating_Natural Gas_Fireplace_E3 | F2 | Residential | Manufactured Home Regular Income | New | Secondary Heating | Natural Gas | Fireplace | E3 | TRC BC Ratio | 1.1839 | 1.188 | 1.1954 | 1.2016 | 1.2001 | 1.2032 | 1.2106 | 1.217 | 1.2249 | 1.2323 | 1.2396 | 1.2465 | 1.2539 | 1.261 | 1.2669 | 1.2722 | 1.2767 | 1.2807 | 1.2836 | 1.2859 | 1.2866 | 1.286 | 1.2843 | 1.2824 | 1.2793 | 1.2754 | 1.2706 | 1.2652 | 1.2585 | 1.251 | 1.2422 | 1.2327 | 1.2213
F2_Residential_Manufactured Home Regular Income_New_Secondary Heating_Natural Gas_Fireplace_E4 | F2 | Residential | Manufactured Home Regular Income | New | Secondary Heating | Natural Gas | Fireplace | E4 | TRC BC Ratio | 0 | 0 | 0 | 0 | 0 | 0 | 0 | 0 | 0 | 0 | 0 | 0 | 0 | 0 | 0 | 0 | 0 | 0 | 0 | 0 | 0 | 0 | 0 | 0 | 0 | 0 | 0 | 0 | 0 | 0 | 0 | 0 | 0
F2_Residential_Manufactured Home Regular Income_New_Secondary Heating_Natural Gas_Fireplace_E5 | F2 | Residential | Manufactured Home Regular Income | New | Secondary Heating | Natural Gas | Fireplace | E5 | TRC BC Ratio | 0 | 0 | 0 | 0 | 0 | 0 | 0 | 0 | 0 | 0 | 0 | 0 | 0 | 0 | 0 | 0 | 0 | 0 | 0 | 0 | 0 | 0 | 0 | 0 | 0 | 0 | 0 | 0 | 0 | 0 | 0 | 0 | 0
F2_Residential_Manufactured Home Regular Income_New_Secondary Heating_Natural Gas_Fireplace_E6 | F2 | Residential | Manufactured Home Regular Income | New | Secondary Heating | Natural Gas | Fireplace | E6 | TRC BC Ratio | 0 | 0 | 0 | 0 | 0 | 0 | 0 | 0 | 0 | 0 | 0 | 0 | 0 | 0 | 0 | 0 | 0 | 0 | 0 | 0 | 0 | 0 | 0 | 0 | 0 | 0 | 0 | 0 | 0 | 0 | 0 | 0 | 0
F2_Residential_Manufactured Home Regular Income_New_Secondary Heating_Natural Gas_Fireplace_E7 | F2 | Residential | Manufactured Home Regular Income | New | Secondary Heating | Natural Gas | Fireplace | E7 | TRC BC Ratio | 0 | 0 | 0 | 0 | 0 | 0 | 0 | 0 | 0 | 0 | 0 | 0 | 0 | 0 | 0 | 0 | 0 | 0 | 0 | 0 | 0 | 0 | 0 | 0 | 0 | 0 | 0 | 0 | 0 | 0 | 0 | 0 | 0
F2_Residential_Manufactured Home Regular Income_New_Secondary Heating_Natural Gas_Fireplace_E8 | F2 | Residential | Manufactured Home Regular Income | New | Secondary Heating | Natural Gas | Fireplace | E8 | TRC BC Ratio | 0 | 0 | 0 | 0 | 0 | 0 | 0 | 0 | 0 | 0 | 0 | 0 | 0 | 0 | 0 | 0 | 0 | 0 | 0 | 0 | 0 | 0 | 0 | 0 | 0 | 0 | 0 | 0 | 0 | 0 | 0 | 0 | 0
F2_Residential_Manufactured Home Regular Income_New_Secondary Heating_Natural Gas_Fireplace_E9 | F2 | Residential | Manufactured Home Regular Income | New | Secondary Heating | Natural Gas | Fireplace | E9 | TRC BC Ratio | 0 | 0 | 0 | 0 | 0 | 0 | 0 | 0 | 0 | 0 | 0 | 0 | 0 | 0 | 0 | 0 | 0 | 0 | 0 | 0 | 0 | 0 | 0 | 0 | 0 | 0 | 0 | 0 | 0 | 0 | 0 | 0 | 0
F2_Residential_Manufactured Home Regular Income_New_Secondary Heating_Natural Gas_Fireplace_E10 | F2 | Residential | Manufactured Home Regular Income | New | Secondary Heating | Natural Gas | Fireplace | E10 | TRC BC Ratio | 0 | 0 | 0 | 0 | 0 | 0 | 0 | 0 | 0 | 0 | 0 | 0 | 0 | 0 | 0 | 0 | 0 | 0 | 0 | 0 | 0 | 0 | 0 | 0 | 0 | 0 | 0 | 0 | 0 | 0 | 0 | 0 | 0
F3_Residential_Manufactured Home Regular Income_New_Secondary Heating_Natural Gas_Fireplace_E1 | F3 | Residential | Manufactured Home Regular Income | New | Secondary Heating | Natural Gas | Fireplace | E1 | PACT BC Ratio | bar: 2019 to 2051
F3_Residential_Manufactured Home Regular Income_New_Secondary Heating_Natural Gas_Fireplace_E2 | F3 | Residential | Manufactured Home Regular Income | New | Secondary Heating | Natural Gas | Fireplace | E2 | PACT BC Ratio | 2.1748 | 2.1822 | 2.1958 | 2.2073 | 2.2045 | 2.2102 | 2.2238 | 2.2356 | 2.25 | 2.2637 | 2.277 | 2.2897 | 2.3034 | 2.3163 | 2.3273 | 2.337 | 2.3452 | 2.3526 | 2.3579 | 2.3621 | 2.3633 | 2.3622 | 2.3592 | 2.3557 | 2.35 | 2.3428 | 2.334 | 2.3241 | 2.3117 | 2.298 | 2.2818 | 2.2643 | 2.2435
F3_Residential_Manufactured Home Regular Income_New_Secondary Heating_Natural Gas_Fireplace_E3 | F3 | Residential | Manufactured Home Regular Income | New | Secondary Heating | Natural Gas | Fireplace | E3 | PACT BC Ratio | 2.1676 | 2.175 | 2.1885 | 2.2 | 2.1972 | 2.2029 | 2.2165 | 2.2282 | 2.2426 | 2.2562 | 2.2695 | 2.2821 | 2.2958 | 2.3087 | 2.3196 | 2.3293 | 2.3375 | 2.3448 | 2.3501 | 2.3543 | 2.3555 | 2.3544 | 2.3515 | 2.348 | 2.3423 | 2.3351 | 2.3263 | 2.3165 | 2.3041 | 2.2904 | 2.2743 | 2.2569 | 2.2361
F3_Residential_Manufactured Home Regular Income_New_Secondary Heating_Natural Gas_Fireplace_E4 | F3 | Residential | Manufactured Home Regular Income | New | Secondary Heating | Natural Gas | Fireplace | E4 | PACT BC Ratio | 0 | 0 | 0 | 0 | 0 | 0 | 0 | 0 | 0 | 0 | 0 | 0 | 0 | 0 | 0 | 0 | 0 | 0 | 0 | 0 | 0 | 0 | 0 | 0 | 0 | 0 | 0 | 0 | 0 | 0 | 0 | 0 | 0
F3_Residential_Manufactured Home Regular Income_New_Secondary Heating_Natural Gas_Fireplace_E5 | F3 | Residential | Manufactured Home Regular Income | New | Secondary Heating | Natural Gas | Fireplace | E5 | PACT BC Ratio | 0 | 0 | 0 | 0 | 0 | 0 | 0 | 0 | 0 | 0 | 0 | 0 | 0 | 0 | 0 | 0 | 0 | 0 | 0 | 0 | 0 | 0 | 0 | 0 | 0 | 0 | 0 | 0 | 0 | 0 | 0 | 0 | 0
F3_Residential_Manufactured Home Regular Income_New_Secondary Heating_Natural Gas_Fireplace_E6 | F3 | Residential | Manufactured Home Regular Income | New | Secondary Heating | Natural Gas | Fireplace | E6 | PACT BC Ratio | 0 | 0 | 0 | 0 | 0 | 0 | 0 | 0 | 0 | 0 | 0 | 0 | 0 | 0 | 0 | 0 | 0 | 0 | 0 | 0 | 0 | 0 | 0 | 0 | 0 | 0 | 0 | 0 | 0 | 0 | 0 | 0 | 0
F3_Residential_Manufactured Home Regular Income_New_Secondary Heating_Natural Gas_Fireplace_E7 | F3 | Residential | Manufactured Home Regular Income | New | Secondary Heating | Natural Gas | Fireplace | E7 | PACT BC Ratio | 0 | 0 | 0 | 0 | 0 | 0 | 0 | 0 | 0 | 0 | 0 | 0 | 0 | 0 | 0 | 0 | 0 | 0 | 0 | 0 | 0 | 0 | 0 | 0 | 0 | 0 | 0 | 0 | 0 | 0 | 0 | 0 | 0
F3_Residential_Manufactured Home Regular Income_New_Secondary Heating_Natural Gas_Fireplace_E8 | F3 | Residential | Manufactured Home Regular Income | New | Secondary Heating | Natural Gas | Fireplace | E8 | PACT BC Ratio | 0 | 0 | 0 | 0 | 0 | 0 | 0 | 0 | 0 | 0 | 0 | 0 | 0 | 0 | 0 | 0 | 0 | 0 | 0 | 0 | 0 | 0 | 0 | 0 | 0 | 0 | 0 | 0 | 0 | 0 | 0 | 0 | 0
F3_Residential_Manufactured Home Regular Income_New_Secondary Heating_Natural Gas_Fireplace_E9 | F3 | Residential | Manufactured Home Regular Income | New | Secondary Heating | Natural Gas | Fireplace | E9 | PACT BC Ratio | 0 | 0 | 0 | 0 | 0 | 0 | 0 | 0 | 0 | 0 | 0 | 0 | 0 | 0 | 0 | 0 | 0 | 0 | 0 | 0 | 0 | 0 | 0 | 0 | 0 | 0 | 0 | 0 | 0 | 0 | 0 | 0 | 0
F3_Residential_Manufactured Home Regular Income_New_Secondary Heating_Natural Gas_Fireplace_E10 | F3 | Residential | Manufactured Home Regular Income | New | Secondary Heating | Natural Gas | Fireplace | E10 | PACT BC Ratio | 0 | 0 | 0 | 0 | 0 | 0 | 0 | 0 | 0 | 0 | 0 | 0 | 0 | 0 | 0 | 0 | 0 | 0 | 0 | 0 | 0 | 0 | 0 | 0 | 0 | 0 | 0 | 0 | 0 | 0 | 0 | 0 | 0
F4_Residential_Manufactured Home Regular Income_New_Secondary Heating_Natural Gas_Fireplace_E1 | F4 | Residential | Manufactured Home Regular Income | New | Secondary Heating | Natural Gas | Fireplace | E1 | RVT BC Ratio | bar: 2019 to 2051
F4_Residential_Manufactured Home Regular Income_New_Secondary Heating_Natural Gas_Fireplace_E2 | F4 | Residential | Manufactured Home Regular Income | New | Secondary Heating | Natural Gas | Fireplace | E2 | RVT BC Ratio | 1.8785 | 1.8834 | 1.8923 | 1.8998 | 1.898 | 1.9017 | 1.9106 | 1.9183 | 1.9278 | 1.9367 | 1.9455 | 1.9537 | 1.9627 | 1.9712 | 1.9783 | 1.9847 | 1.9901 | 1.9949 | 1.9984 | 2.0011 | 2.0019 | 2.0012 | 1.9992 | 1.997 | 1.9932 | 1.9885 | 1.9828 | 1.9763 | 1.9682 | 1.9592 | 1.9486 | 1.9371 | 1.9235
F4_Residential_Manufactured Home Regular Income_New_Secondary Heating_Natural Gas_Fireplace_E3 | F4 | Residential | Manufactured Home Regular Income | New | Secondary Heating | Natural Gas | Fireplace | E3 | RVT BC Ratio | 1.8738 | 1.8787 | 1.8875 | 1.895 | 1.8932 | 1.897 | 1.9058 | 1.9135 | 1.9229 | 1.9318 | 1.9405 | 1.9488 | 1.9577 | 1.9662 | 1.9733 | 1.9797 | 1.985 | 1.9898 | 1.9933 | 1.996 | 1.9968 | 1.9961 | 1.9942 | 1.9919 | 1.9881 | 1.9834 | 1.9777 | 1.9713 | 1.9632 | 1.9542 | 1.9436 | 1.9323 | 1.9187
F4_Residential_Manufactured Home Regular Income_New_Secondary Heating_Natural Gas_Fireplace_E4 | F4 | Residential | Manufactured Home Regular Income | New | Secondary Heating | Natural Gas | Fireplace | E4 | RVT BC Ratio | 0 | 0 | 0 | 0 | 0 | 0 | 0 | 0 | 0 | 0 | 0 | 0 | 0 | 0 | 0 | 0 | 0 | 0 | 0 | 0 | 0 | 0 | 0 | 0 | 0 | 0 | 0 | 0 | 0 | 0 | 0 | 0 | 0
F4_Residential_Manufactured Home Regular Income_New_Secondary Heating_Natural Gas_Fireplace_E5 | F4 | Residential | Manufactured Home Regular Income | New | Secondary Heating | Natural Gas | Fireplace | E5 | RVT BC Ratio | 0 | 0 | 0 | 0 | 0 | 0 | 0 | 0 | 0 | 0 | 0 | 0 | 0 | 0 | 0 | 0 | 0 | 0 | 0 | 0 | 0 | 0 | 0 | 0 | 0 | 0 | 0 | 0 | 0 | 0 | 0 | 0 | 0
F4_Residential_Manufactured Home Regular Income_New_Secondary Heating_Natural Gas_Fireplace_E6 | F4 | Residential | Manufactured Home Regular Income | New | Secondary Heating | Natural Gas | Fireplace | E6 | RVT BC Ratio | 0 | 0 | 0 | 0 | 0 | 0 | 0 | 0 | 0 | 0 | 0 | 0 | 0 | 0 | 0 | 0 | 0 | 0 | 0 | 0 | 0 | 0 | 0 | 0 | 0 | 0 | 0 | 0 | 0 | 0 | 0 | 0 | 0
F4_Residential_Manufactured Home Regular Income_New_Secondary Heating_Natural Gas_Fireplace_E7 | F4 | Residential | Manufactured Home Regular Income | New | Secondary Heating | Natural Gas | Fireplace | E7 | RVT BC Ratio | 0 | 0 | 0 | 0 | 0 | 0 | 0 | 0 | 0 | 0 | 0 | 0 | 0 | 0 | 0 | 0 | 0 | 0 | 0 | 0 | 0 | 0 | 0 | 0 | 0 | 0 | 0 | 0 | 0 | 0 | 0 | 0 | 0
F4_Residential_Manufactured Home Regular Income_New_Secondary Heating_Natural Gas_Fireplace_E8 | F4 | Residential | Manufactured Home Regular Income | New | Secondary Heating | Natural Gas | Fireplace | E8 | RVT BC Ratio | 0 | 0 | 0 | 0 | 0 | 0 | 0 | 0 | 0 | 0 | 0 | 0 | 0 | 0 | 0 | 0 | 0 | 0 | 0 | 0 | 0 | 0 | 0 | 0 | 0 | 0 | 0 | 0 | 0 | 0 | 0 | 0 | 0
F4_Residential_Manufactured Home Regular Income_New_Secondary Heating_Natural Gas_Fireplace_E9 | F4 | Residential | Manufactured Home Regular Income | New | Secondary Heating | Natural Gas | Fireplace | E9 | RVT BC Ratio | 0 | 0 | 0 | 0 | 0 | 0 | 0 | 0 | 0 | 0 | 0 | 0 | 0 | 0 | 0 | 0 | 0 | 0 | 0 | 0 | 0 | 0 | 0 | 0 | 0 | 0 | 0 | 0 | 0 | 0 | 0 | 0 | 0
F4_Residential_Manufactured Home Regular Income_New_Secondary Heating_Natural Gas_Fireplace_E10 | F4 | Residential | Manufactured Home Regular Income | New | Secondary Heating | Natural Gas | Fireplace | E10 | RVT BC Ratio | 0 | 0 | 0 | 0 | 0 | 0 | 0 | 0 | 0 | 0 | 0 | 0 | 0 | 0 | 0 | 0 | 0 | 0 | 0 | 0 | 0 | 0 | 0 | 0 | 0 | 0 | 0 | 0 | 0 | 0 | 0 | 0 | 0
F5_Residential_Manufactured Home Regular Income_New_Secondary Heating_Natural Gas_Fireplace_E1 | F5 | Residential | Manufactured Home Regular Income | New | Secondary Heating | Natural Gas | Fireplace | E1 | RIM BC Ratio | bar: 2019 to 2051
F5_Residential_Manufactured Home Regular Income_New_Secondary Heating_Natural Gas_Fireplace_E2 | F5 | Residential | Manufactured Home Regular Income | New | Secondary Heating | Natural Gas | Fireplace | E2 | RIM BC Ratio | 0.68577 | 0.68651 | 0.68785 | 0.68897 | 0.6887 | 0.68926 | 0.69058 | 0.69171 | 0.69308 | 0.69437 | 0.69563 | 0.6968 | 0.69806 | 0.69925 | 0.70024 | 0.70112 | 0.70186 | 0.70252 | 0.70299 | 0.70336 | 0.70347 | 0.70337 | 0.70311 | 0.7028 | 0.70229 | 0.70164 | 0.70085 | 0.69996 | 0.69883 | 0.69757 | 0.69607 | 0.69443 | 0.69246
F5_Residential_Manufactured Home Regular Income_New_Secondary Heating_Natural Gas_Fireplace_E3 | F5 | Residential | Manufactured Home Regular Income | New | Secondary Heating | Natural Gas | Fireplace | E3 | RIM BC Ratio | 0.68506 | 0.6858 | 0.68714 | 0.68826 | 0.68799 | 0.68855 | 0.68987 | 0.691 | 0.69238 | 0.69367 | 0.69492 | 0.6961 | 0.69737 | 0.69855 | 0.69955 | 0.70043 | 0.70117 | 0.70182 | 0.7023 | 0.70267 | 0.70278 | 0.70268 | 0.70242 | 0.7021 | 0.7016 | 0.70095 | 0.70016 | 0.69926 | 0.69813 | 0.69687 | 0.69537 | 0.69373 | 0.69175
F5_Residential_Manufactured Home Regular Income_New_Secondary Heating_Natural Gas_Fireplace_E4 | F5 | Residential | Manufactured Home Regular Income | New | Secondary Heating | Natural Gas | Fireplace | E4 | RIM BC Ratio | 0 | 0 | 0 | 0 | 0 | 0 | 0 | 0 | 0 | 0 | 0 | 0 | 0 | 0 | 0 | 0 | 0 | 0 | 0 | 0 | 0 | 0 | 0 | 0 | 0 | 0 | 0 | 0 | 0 | 0 | 0 | 0 | 0
F5_Residential_Manufactured Home Regular Income_New_Secondary Heating_Natural Gas_Fireplace_E5 | F5 | Residential | Manufactured Home Regular Income | New | Secondary Heating | Natural Gas | Fireplace | E5 | RIM BC Ratio | 0 | 0 | 0 | 0 | 0 | 0 | 0 | 0 | 0 | 0 | 0 | 0 | 0 | 0 | 0 | 0 | 0 | 0 | 0 | 0 | 0 | 0 | 0 | 0 | 0 | 0 | 0 | 0 | 0 | 0 | 0 | 0 | 0
F5_Residential_Manufactured Home Regular Income_New_Secondary Heating_Natural Gas_Fireplace_E6 | F5 | Residential | Manufactured Home Regular Income | New | Secondary Heating | Natural Gas | Fireplace | E6 | RIM BC Ratio | 0 | 0 | 0 | 0 | 0 | 0 | 0 | 0 | 0 | 0 | 0 | 0 | 0 | 0 | 0 | 0 | 0 | 0 | 0 | 0 | 0 | 0 | 0 | 0 | 0 | 0 | 0 | 0 | 0 | 0 | 0 | 0 | 0
F5_Residential_Manufactured Home Regular Income_New_Secondary Heating_Natural Gas_Fireplace_E7 | F5 | Residential | Manufactured Home Regular Income | New | Secondary Heating | Natural Gas | Fireplace | E7 | RIM BC Ratio | 0 | 0 | 0 | 0 | 0 | 0 | 0 | 0 | 0 | 0 | 0 | 0 | 0 | 0 | 0 | 0 | 0 | 0 | 0 | 0 | 0 | 0 | 0 | 0 | 0 | 0 | 0 | 0 | 0 | 0 | 0 | 0 | 0
F5_Residential_Manufactured Home Regular Income_New_Secondary Heating_Natural Gas_Fireplace_E8 | F5 | Residential | Manufactured Home Regular Income | New | Secondary Heating | Natural Gas | Fireplace | E8 | RIM BC Ratio | 0 | 0 | 0 | 0 | 0 | 0 | 0 | 0 | 0 | 0 | 0 | 0 | 0 | 0 | 0 | 0 | 0 | 0 | 0 | 0 | 0 | 0 | 0 | 0 | 0 | 0 | 0 | 0 | 0 | 0 | 0 | 0 | 0
F5_Residential_Manufactured Home Regular Income_New_Secondary Heating_Natural Gas_Fireplace_E9 | F5 | Residential | Manufactured Home Regular Income | New | Secondary Heating | Natural Gas | Fireplace | E9 | RIM BC Ratio | 0 | 0 | 0 | 0 | 0 | 0 | 0 | 0 | 0 | 0 | 0 | 0 | 0 | 0 | 0 | 0 | 0 | 0 | 0 | 0 | 0 | 0 | 0 | 0 | 0 | 0 | 0 | 0 | 0 | 0 | 0 | 0 | 0
F5_Residential_Manufactured Home Regular Income_New_Secondary Heating_Natural Gas_Fireplace_E10 | F5 | Residential | Manufactured Home Regular Income | New | Secondary Heating | Natural Gas | Fireplace | E10 | RIM BC Ratio | 0 | 0 | 0 | 0 | 0 | 0 | 0 | 0 | 0 | 0 | 0 | 0 | 0 | 0 | 0 | 0 | 0 | 0 | 0 | 0 | 0 | 0 | 0 | 0 | 0 | 0 | 0 | 0 | 0 | 0 | 0 | 0 | 0
F0_Residential_Manufactured Home Regular Income_New_Water Heating_Natural Gas_Water Heater (<= 55 gal)_E0 | F0 | Residential | Manufactured Home Regular Income | New | Water Heating | Natural Gas | Water Heater (<= 55 gal) | E0 | Economic Unit | UEF 0.87 (Instantaneous, ENERGY STAR 4.0) | UEF 0.87 (Instantaneous, ENERGY STAR 4.0) | UEF 0.87 (Instantaneous, ENERGY STAR 4.0) | UEF 0.87 (Instantaneous, ENERGY STAR 4.0) | UEF 0.87 (Instantaneous, ENERGY STAR 4.0) | UEF 0.87 (Instantaneous, ENERGY STAR 4.0) | UEF 0.87 (Instantaneous, ENERGY STAR 4.0) | UEF 0.87 (Instantaneous, ENERGY STAR 4.0) | UEF 0.87 (Instantaneous, ENERGY STAR 4.0) | UEF 0.87 (Instantaneous, ENERGY STAR 4.0) | UEF 0.87 (Instantaneous, ENERGY STAR 4.0) | UEF 0.87 (Instantaneous, ENERGY STAR 4.0) | UEF 0.95 (Instantaneous, ENERGY STAR 5.0) | UEF 0.95 (Instantaneous, ENERGY STAR 5.0) | UEF 0.95 (Instantaneous, ENERGY STAR 5.0) | UEF 0.95 (Instantaneous, ENERGY STAR 5.0) | UEF 0.95 (Instantaneous, ENERGY STAR 5.0) | UEF 0.95 (Instantaneous, ENERGY STAR 5.0) | UEF 0.95 (Instantaneous, ENERGY STAR 5.0) | UEF 0.95 (Instantaneous, ENERGY STAR 5.0) | UEF 0.95 (Instantaneous, ENERGY STAR 5.0) | UEF 0.95 (Instantaneous, ENERGY STAR 5.0) | UEF 0.95 (Instantaneous, ENERGY STAR 5.0) | UEF 0.95 (Instantaneous, ENERGY STAR 5.0) | UEF 0.95 (Instantaneous, ENERGY STAR 5.0) | UEF 0.95 (Instantaneous, ENERGY STAR 5.0) | UEF 0.95 (Instantaneous, ENERGY STAR 5.0) | UEF 0.95 (Instantaneous, ENERGY STAR 5.0) | UEF 0.95 (Instantaneous, ENERGY STAR 5.0) | UEF 0.95 (Instantaneous, ENERGY STAR 5.0) | UEF 0.95 (Instantaneous, ENERGY STAR 5.0) | UEF 0.95 (Instantaneous, ENERGY STAR 5.0) | UEF 0.95 (Instantaneous, ENERGY STAR 5.0)
F1_Residential_Manufactured Home Regular Income_New_Water Heating_Natural Gas_Water Heater (<= 55 gal)_E1 | F1 | Residential | Manufactured Home Regular Income | New | Water Heating | Natural Gas | Water Heater (<= 55 gal) | E1 | CCE | 0 | 0 | 0 | 0 | 0 | 0 | 0 | 0 | 0 | 0 | 0 | 0 | 0 | 0 | 0 | 0 | 0 | 0 | 0 | 0 | 0 | 0 | 0 | 0 | 0 | 0 | 0 | 0 | 0 | 0 | 0 | 0 | 0
F1_Residential_Manufactured Home Regular Income_New_Water Heating_Natural Gas_Water Heater (<= 55 gal)_E2 | F1 | Residential | Manufactured Home Regular Income | New | Water Heating | Natural Gas | Water Heater (<= 55 gal) | E2 | CCE | 0.99472 | 1.0253 | 1.0045 | 0.92087 | 0.92087 | 0.92087 | 0.92087 | 0.92087 | 0.92087 | 0.92087 | 0.92087 | 0.92087 | 0.92087 | 0.92087 | 0.92087 | 0.92087 | 0.92087 | 0.92087 | 0.92087 | 0.92087 | 0.92087 | 0.92087 | 0.92087 | 0.92087 | 0.92087 | 0.92087 | 0.92087 | 0.92087 | 0.92087 | 0.92087 | 0.92087 | 0.92087 | 0.92087
F1_Residential_Manufactured Home Regular Income_New_Water Heating_Natural Gas_Water Heater (<= 55 gal)_E3 | F1 | Residential | Manufactured Home Regular Income | New | Water Heating | Natural Gas | Water Heater (<= 55 gal) | E3 | CCE | 5.597 | 5.7692 | 5.6521 | 5.1815 | 5.1815 | 5.1815 | 5.1815 | 5.1815 | 5.1815 | 5.1815 | 5.1815 | 5.1815 | 5.1815 | 5.1815 | 5.1815 | 5.1815 | 5.1815 | 5.1815 | 5.1815 | 5.1815 | 5.1815 | 5.1815 | 5.1815 | 5.1815 | 5.1815 | 5.1815 | 5.1815 | 5.1815 | 5.1815 | 5.1815 | 5.1815 | 5.1815 | 5.1815
F1_Residential_Manufactured Home Regular Income_New_Water Heating_Natural Gas_Water Heater (<= 55 gal)_E4 | F1 | Residential | Manufactured Home Regular Income | New | Water Heating | Natural Gas | Water Heater (<= 55 gal) | E4 | CCE | 1.0366 | 1.0685 | 1.0468 | 0.95964 | 0.95964 | 0.95964 | 0.95964 | 0.95964 | 0.95964 | 0.95964 | 0.95964 | 0.95964 | 0.95964 | 0.95964 | 0.95964 | 0.95964 | 0.95964 | 0.95964 | 0.95964 | 0.95964 | 0.95964 | 0.95964 | 0.95964 | 0.95964 | 0.95964 | 0.95964 | 0.95964 | 0.95964 | 0.95964 | 0.95964 | 0.95964 | 0.95964 | 0.95964
F1_Residential_Manufactured Home Regular Income_New_Water Heating_Natural Gas_Water Heater (<= 55 gal)_E5 | F1 | Residential | Manufactured Home Regular Income | New | Water Heating | Natural Gas | Water Heater (<= 55 gal) | E5 | CCE | 1.3497 | 1.3912 | 1.363 | 1.2495 | 1.2495 | 1.2495 | 1.2495 | 1.2495 | 1.2495 | 1.2495 | 1.2495 | 1.2495 | 1.2495 | 1.2495 | 1.2495 | 1.2495 | 1.2495 | 1.2495 | 1.2495 | 1.2495 | 1.2495 | 1.2495 | 1.2495 | 1.2495 | 1.2495 | 1.2495 | 1.2495 | 1.2495 | 1.2495 | 1.2495 | 1.2495 | 1.2495 | 1.2495
F1_Residential_Manufactured Home Regular Income_New_Water Heating_Natural Gas_Water Heater (<= 55 gal)_E6 | F1 | Residential | Manufactured Home Regular Income | New | Water Heating | Natural Gas | Water Heater (<= 55 gal) | E6 | CCE | 5.7994 | 5.9779 | 5.8565 | 5.3689 | 5.3689 | 5.3689 | 5.3689 | 5.3689 | 5.3689 | 5.3689 | 5.3689 | 5.3689 | 5.3689 | 5.3689 | 5.3689 | 5.3689 | 5.3689 | 5.3689 | 5.3689 | 5.3689 | 5.3689 | 5.3689 | 5.3689 | 5.3689 | 5.3689 | 5.3689 | 5.3689 | 5.3689 | 5.3689 | 5.3689 | 5.3689 | 5.3689 | 5.3689
F1_Residential_Manufactured Home Regular Income_New_Water Heating_Natural Gas_Water Heater (<= 55 gal)_E7 | F1 | Residential | Manufactured Home Regular Income | New | Water Heating | Natural Gas | Water Heater (<= 55 gal) | E7 | CCE | 0 | 0 | 0 | 0 | 5.4245 | 5.4245 | 5.4245 | 5.4245 | 5.4245 | 5.4245 | 5.4245 | 5.4245 | 5.4245 | 5.4245 | 5.4245 | 5.4245 | 5.4245 | 5.4245 | 5.4245 | 5.4245 | 5.4245 | 5.4245 | 5.4245 | 5.4245 | 5.4245 | 5.4245 | 5.4245 | 5.4245 | 5.4245 | 5.4245 | 5.4245 | 5.4245 | 5.4245
F1_Residential_Manufactured Home Regular Income_New_Water Heating_Natural Gas_Water Heater (<= 55 gal)_E8 | F1 | Residential | Manufactured Home Regular Income | New | Water Heating | Natural Gas | Water Heater (<= 55 gal) | E8 | CCE | 0 | 0 | 0 | 0 | 0 | 0 | 0 | 0 | 0 | 0 | 0 | 0 | 0 | 0 | 0 | 0 | 0 | 0 | 0 | 0 | 0 | 0 | 0 | 0 | 0 | 0 | 0 | 0 | 0 | 0 | 0 | 0 | 0
F1_Residential_Manufactured Home Regular Income_New_Water Heating_Natural Gas_Water Heater (<= 55 gal)_E9 | F1 | Residential | Manufactured Home Regular Income | New | Water Heating | Natural Gas | Water Heater (<= 55 gal) | E9 | CCE | 0 | 0 | 0 | 0 | 0 | 0 | 0 | 0 | 0 | 0 | 0 | 0 | 0 | 0 | 0 | 0 | 0 | 0 | 0 | 0 | 0 | 0 | 0 | 0 | 0 | 0 | 0 | 0 | 0 | 0 | 0 | 0 | 0
F1_Residential_Manufactured Home Regular Income_New_Water Heating_Natural Gas_Water Heater (<= 55 gal)_E10 | F1 | Residential | Manufactured Home Regular Income | New | Water Heating | Natural Gas | Water Heater (<= 55 gal) | E10 | CCE | 0 | 0 | 0 | 0 | 0 | 0 | 0 | 0 | 0 | 0 | 0 | 0 | 0 | 0 | 0 | 0 | 0 | 0 | 0 | 0 | 0 | 0 | 0 | 0 | 0 | 0 | 0 | 0 | 0 | 0 | 0 | 0 | 0
F2_Residential_Manufactured Home Regular Income_New_Water Heating_Natural Gas_Water Heater (<= 55 gal)_E1 | F2 | Residential | Manufactured Home Regular Income | New | Water Heating | Natural Gas | Water Heater (<= 55 gal) | E1 | TRC BC Ratio | bar: 2019 to 2051
F2_Residential_Manufactured Home Regular Income_New_Water Heating_Natural Gas_Water Heater (<= 55 gal)_E2 | F2 | Residential | Manufactured Home Regular Income | New | Water Heating | Natural Gas | Water Heater (<= 55 gal) | E2 | TRC BC Ratio | 1.3141 | 1.318 | 1.3266 | 1.3339 | 1.3309 | 1.338 | 1.3541 | 1.3674 | 1.3834 | 1.399 | 1.4147 | 1.4296 | 1.4454 | 1.4618 | 1.4778 | 1.4941 | 1.5105 | 1.5271 | 1.5431 | 1.5585 | 1.5719 | 1.5843 | 1.5937 | 1.602 | 1.6079 | 1.6119 | 1.6146 | 1.6157 | 1.6144 | 1.6117 | 1.6061 | 1.5992 | 1.5898
F2_Residential_Manufactured Home Regular Income_New_Water Heating_Natural Gas_Water Heater (<= 55 gal)_E3 | F2 | Residential | Manufactured Home Regular Income | New | Water Heating | Natural Gas | Water Heater (<= 55 gal) | E3 | TRC BC Ratio | 0.23355 | 0.23423 | 0.23577 | 0.23706 | 0.23653 | 0.2378 | 0.24065 | 0.24301 | 0.24586 | 0.24863 | 0.25143 | 0.25407 | 0.25689 | 0.2598 | 0.26263 | 0.26553 | 0.26845 | 0.2714 | 0.27424 | 0.27698 | 0.27937 | 0.28156 | 0.28324 | 0.28471 | 0.28577 | 0.28648 | 0.28695 | 0.28714 | 0.28692 | 0.28644 | 0.28545 | 0.28421 | 0.28254
F2_Residential_Manufactured Home Regular Income_New_Water Heating_Natural Gas_Water Heater (<= 55 gal)_E4 | F2 | Residential | Manufactured Home Regular Income | New | Water Heating | Natural Gas | Water Heater (<= 55 gal) | E4 | TRC BC Ratio | 1.2091 | 1.2069 | 1.2117 | 1.2143 | 1.2014 | 1.2031 | 1.2179 | 1.2281 | 1.2427 | 1.2573 | 1.2729 | 1.2882 | 1.3062 | 1.3263 | 1.3476 | 1.3712 | 1.3971 | 1.4242 | 1.4514 | 1.4777 | 1.5007 | 1.5214 | 1.5369 | 1.5492 | 1.5581 | 1.5641 | 1.5681 | 1.5696 | 1.5678 | 1.5637 | 1.5554 | 1.545 | 1.531
F2_Residential_Manufactured Home Regular Income_New_Water Heating_Natural Gas_Water Heater (<= 55 gal)_E5 | F2 | Residential | Manufactured Home Regular Income | New | Water Heating | Natural Gas | Water Heater (<= 55 gal) | E5 | TRC BC Ratio | 0.93343 | 0.93232 | 0.93634 | 0.93868 | 0.92974 | 0.93154 | 0.94293 | 0.951 | 0.9623 | 0.97354 | 0.98549 | 0.99716 | 1.0107 | 1.0258 | 1.0415 | 1.0589 | 1.0778 | 1.0977 | 1.1175 | 1.1365 | 1.1533 | 1.1684 | 1.1796 | 1.1887 | 1.1952 | 1.1996 | 1.2026 | 1.2037 | 1.2024 | 1.1994 | 1.1933 | 1.1856 | 1.1753
F2_Residential_Manufactured Home Regular Income_New_Water Heating_Natural Gas_Water Heater (<= 55 gal)_E6 | F2 | Residential | Manufactured Home Regular Income | New | Water Heating | Natural Gas | Water Heater (<= 55 gal) | E6 | TRC BC Ratio | 0.2254 | 0.22606 | 0.22754 | 0.22878 | 0.22828 | 0.2295 | 0.23225 | 0.23453 | 0.23728 | 0.23995 | 0.24265 | 0.2452 | 0.24792 | 0.25073 | 0.25347 | 0.25627 | 0.25908 | 0.26193 | 0.26467 | 0.26731 | 0.26962 | 0.27173 | 0.27336 | 0.27477 | 0.27579 | 0.27648 | 0.27694 | 0.27712 | 0.27691 | 0.27644 | 0.27549 | 0.27429 | 0.27268
F2_Residential_Manufactured Home Regular Income_New_Water Heating_Natural Gas_Water Heater (<= 55 gal)_E7 | F2 | Residential | Manufactured Home Regular Income | New | Water Heating | Natural Gas | Water Heater (<= 55 gal) | E7 | TRC BC Ratio | 0 | 0 | 0 | 0 | 0.22799 | 0.22921 | 0.23194 | 0.23418 | 0.23687 | 0.23951 | 0.24218 | 0.24471 | 0.24742 | 0.25027 | 0.25313 | 0.25614 | 0.25925 | 0.26238 | 0.26537 | 0.2682 | 0.27065 | 0.2728 | 0.27437 | 0.27559 | 0.27645 | 0.27701 | 0.27739 | 0.27757 | 0.27736 | 0.2769 | 0.27595 | 0.27477 | 0.27317
F2_Residential_Manufactured Home Regular Income_New_Water Heating_Natural Gas_Water Heater (<= 55 gal)_E8 | F2 | Residential | Manufactured Home Regular Income | New | Water Heating | Natural Gas | Water Heater (<= 55 gal) | E8 | TRC BC Ratio | 0 | 0 | 0 | 0 | 0 | 0 | 0 | 0 | 0 | 0 | 0 | 0 | 0 | 0 | 0 | 0 | 0 | 0 | 0 | 0 | 0 | 0 | 0 | 0 | 0 | 0 | 0 | 0 | 0 | 0 | 0 | 0 | 0
F2_Residential_Manufactured Home Regular Income_New_Water Heating_Natural Gas_Water Heater (<= 55 gal)_E9 | F2 | Residential | Manufactured Home Regular Income | New | Water Heating | Natural Gas | Water Heater (<= 55 gal) | E9 | TRC BC Ratio | 0 | 0 | 0 | 0 | 0 | 0 | 0 | 0 | 0 | 0 | 0 | 0 | 0 | 0 | 0 | 0 | 0 | 0 | 0 | 0 | 0 | 0 | 0 | 0 | 0 | 0 | 0 | 0 | 0 | 0 | 0 | 0 | 0
F2_Residential_Manufactured Home Regular Income_New_Water Heating_Natural Gas_Water Heater (<= 55 gal)_E10 | F2 | Residential | Manufactured Home Regular Income | New | Water Heating | Natural Gas | Water Heater (<= 55 gal) | E10 | TRC BC Ratio | 0 | 0 | 0 | 0 | 0 | 0 | 0 | 0 | 0 | 0 | 0 | 0 | 0 | 0 | 0 | 0 | 0 | 0 | 0 | 0 | 0 | 0 | 0 | 0 | 0 | 0 | 0 | 0 | 0 | 0 | 0 | 0 | 0
F3_Residential_Manufactured Home Regular Income_New_Water Heating_Natural Gas_Water Heater (<= 55 gal)_E1 | F3 | Residential | Manufactured Home Regular Income | New | Water Heating | Natural Gas | Water Heater (<= 55 gal) | E1 | PACT BC Ratio | bar: 2019 to 2051
F3_Residential_Manufactured Home Regular Income_New_Water Heating_Natural Gas_Water Heater (<= 55 gal)_E2 | F3 | Residential | Manufactured Home Regular Income | New | Water Heating | Natural Gas | Water Heater (<= 55 gal) | E2 | PACT BC Ratio | 1.3141 | 1.318 | 1.3266 | 1.3339 | 1.3309 | 1.338 | 1.3541 | 1.3674 | 1.3834 | 1.399 | 1.4147 | 1.4296 | 1.4454 | 1.4618 | 1.4778 | 1.4941 | 1.5105 | 1.5271 | 1.5431 | 1.5585 | 1.5719 | 1.5843 | 1.5937 | 1.602 | 1.6079 | 1.6119 | 1.6146 | 1.6157 | 1.6144 | 1.6117 | 1.6061 | 1.5992 | 1.5898
F3_Residential_Manufactured Home Regular Income_New_Water Heating_Natural Gas_Water Heater (<= 55 gal)_E3 | F3 | Residential | Manufactured Home Regular Income | New | Water Heating | Natural Gas | Water Heater (<= 55 gal) | E3 | PACT BC Ratio | 0.23355 | 0.23423 | 0.23577 | 0.23706 | 0.23653 | 0.2378 | 0.24065 | 0.24301 | 0.24586 | 0.24863 | 0.25143 | 0.25407 | 0.25689 | 0.2598 | 0.26263 | 0.26553 | 0.26845 | 0.2714 | 0.27424 | 0.27698 | 0.27937 | 0.28156 | 0.28324 | 0.28471 | 0.28577 | 0.28648 | 0.28695 | 0.28714 | 0.28692 | 0.28644 | 0.28545 | 0.28421 | 0.28254
F3_Residential_Manufactured Home Regular Income_New_Water Heating_Natural Gas_Water Heater (<= 55 gal)_E4 | F3 | Residential | Manufactured Home Regular Income | New | Water Heating | Natural Gas | Water Heater (<= 55 gal) | E4 | PACT BC Ratio | 1.2091 | 1.2069 | 1.2117 | 1.2143 | 1.2014 | 1.2031 | 1.2179 | 1.2281 | 1.2427 | 1.2573 | 1.2729 | 1.2882 | 1.3062 | 1.3263 | 1.3476 | 1.3712 | 1.3971 | 1.4242 | 1.4514 | 1.4777 | 1.5007 | 1.5214 | 1.5369 | 1.5492 | 1.5581 | 1.5641 | 1.5681 | 1.5696 | 1.5678 | 1.5637 | 1.5554 | 1.545 | 1.531
F3_Residential_Manufactured Home Regular Income_New_Water Heating_Natural Gas_Water Heater (<= 55 gal)_E5 | F3 | Residential | Manufactured Home Regular Income | New | Water Heating | Natural Gas | Water Heater (<= 55 gal) | E5 | PACT BC Ratio | 0.93343 | 0.93232 | 0.93634 | 0.93868 | 0.92974 | 0.93154 | 0.94293 | 0.951 | 0.9623 | 0.97354 | 0.98549 | 0.99716 | 1.0107 | 1.0258 | 1.0415 | 1.0589 | 1.0778 | 1.0977 | 1.1175 | 1.1365 | 1.1533 | 1.1684 | 1.1796 | 1.1887 | 1.1952 | 1.1996 | 1.2026 | 1.2037 | 1.2024 | 1.1994 | 1.1933 | 1.1856 | 1.1753
F3_Residential_Manufactured Home Regular Income_New_Water Heating_Natural Gas_Water Heater (<= 55 gal)_E6 | F3 | Residential | Manufactured Home Regular Income | New | Water Heating | Natural Gas | Water Heater (<= 55 gal) | E6 | PACT BC Ratio | 0.2254 | 0.22606 | 0.22754 | 0.22878 | 0.22828 | 0.2295 | 0.23225 | 0.23453 | 0.23728 | 0.23995 | 0.24265 | 0.2452 | 0.24792 | 0.25073 | 0.25347 | 0.25627 | 0.25908 | 0.26193 | 0.26467 | 0.26731 | 0.26962 | 0.27173 | 0.27336 | 0.27477 | 0.27579 | 0.27648 | 0.27694 | 0.27712 | 0.27691 | 0.27644 | 0.27549 | 0.27429 | 0.27268
F3_Residential_Manufactured Home Regular Income_New_Water Heating_Natural Gas_Water Heater (<= 55 gal)_E7 | F3 | Residential | Manufactured Home Regular Income | New | Water Heating | Natural Gas | Water Heater (<= 55 gal) | E7 | PACT BC Ratio | 0 | 0 | 0 | 0 | 0.22799 | 0.22921 | 0.23194 | 0.23418 | 0.23687 | 0.23951 | 0.24218 | 0.24471 | 0.24742 | 0.25027 | 0.25313 | 0.25614 | 0.25925 | 0.26238 | 0.26537 | 0.2682 | 0.27065 | 0.2728 | 0.27437 | 0.27559 | 0.27645 | 0.27701 | 0.27739 | 0.27757 | 0.27736 | 0.2769 | 0.27595 | 0.27477 | 0.27317
F3_Residential_Manufactured Home Regular Income_New_Water Heating_Natural Gas_Water Heater (<= 55 gal)_E8 | F3 | Residential | Manufactured Home Regular Income | New | Water Heating | Natural Gas | Water Heater (<= 55 gal) | E8 | PACT BC Ratio | 0 | 0 | 0 | 0 | 0 | 0 | 0 | 0 | 0 | 0 | 0 | 0 | 0 | 0 | 0 | 0 | 0 | 0 | 0 | 0 | 0 | 0 | 0 | 0 | 0 | 0 | 0 | 0 | 0 | 0 | 0 | 0 | 0
F3_Residential_Manufactured Home Regular Income_New_Water Heating_Natural Gas_Water Heater (<= 55 gal)_E9 | F3 | Residential | Manufactured Home Regular Income | New | Water Heating | Natural Gas | Water Heater (<= 55 gal) | E9 | PACT BC Ratio | 0 | 0 | 0 | 0 | 0 | 0 | 0 | 0 | 0 | 0 | 0 | 0 | 0 | 0 | 0 | 0 | 0 | 0 | 0 | 0 | 0 | 0 | 0 | 0 | 0 | 0 | 0 | 0 | 0 | 0 | 0 | 0 | 0
F3_Residential_Manufactured Home Regular Income_New_Water Heating_Natural Gas_Water Heater (<= 55 gal)_E10 | F3 | Residential | Manufactured Home Regular Income | New | Water Heating | Natural Gas | Water Heater (<= 55 gal) | E10 | PACT BC Ratio | 0 | 0 | 0 | 0 | 0 | 0 | 0 | 0 | 0 | 0 | 0 | 0 | 0 | 0 | 0 | 0 | 0 | 0 | 0 | 0 | 0 | 0 | 0 | 0 | 0 | 0 | 0 | 0 | 0 | 0 | 0 | 0 | 0
F4_Residential_Manufactured Home Regular Income_New_Water Heating_Natural Gas_Water Heater (<= 55 gal)_E1 | F4 | Residential | Manufactured Home Regular Income | New | Water Heating | Natural Gas | Water Heater (<= 55 gal) | E1 | RVT BC Ratio | bar: 2019 to 2051
F4_Residential_Manufactured Home Regular Income_New_Water Heating_Natural Gas_Water Heater (<= 55 gal)_E2 | F4 | Residential | Manufactured Home Regular Income | New | Water Heating | Natural Gas | Water Heater (<= 55 gal) | E2 | RVT BC Ratio | 2.5744 | 2.579 | 2.5894 | 2.598 | 2.5945 | 2.603 | 2.6223 | 2.6382 | 2.6574 | 2.6761 | 2.6949 | 2.7127 | 2.7317 | 2.7513 | 2.7705 | 2.79 | 2.8096 | 2.8296 | 2.8487 | 2.8671 | 2.8833 | 2.898 | 2.9094 | 2.9193 | 2.9264 | 2.9312 | 2.9344 | 2.9357 | 2.9342 | 2.9309 | 2.9243 | 2.9159 | 2.9046
F4_Residential_Manufactured Home Regular Income_New_Water Heating_Natural Gas_Water Heater (<= 55 gal)_E3 | F4 | Residential | Manufactured Home Regular Income | New | Water Heating | Natural Gas | Water Heater (<= 55 gal) | E3 | RVT BC Ratio | 1.2798 | 1.2806 | 1.2825 | 1.284 | 1.2834 | 1.2849 | 1.2883 | 1.2911 | 1.2946 | 1.2979 | 1.3012 | 1.3044 | 1.3078 | 1.3113 | 1.3147 | 1.3181 | 1.3216 | 1.3252 | 1.3286 | 1.3318 | 1.3347 | 1.3373 | 1.3393 | 1.3411 | 1.3424 | 1.3432 | 1.3438 | 1.344 | 1.3438 | 1.3432 | 1.342 | 1.3405 | 1.3385
F4_Residential_Manufactured Home Regular Income_New_Water Heating_Natural Gas_Water Heater (<= 55 gal)_E4 | F4 | Residential | Manufactured Home Regular Income | New | Water Heating | Natural Gas | Water Heater (<= 55 gal) | E4 | RVT BC Ratio | 2.4486 | 2.446 | 2.4517 | 2.4548 | 2.4393 | 2.4414 | 2.4591 | 2.4713 | 2.4888 | 2.5063 | 2.525 | 2.5434 | 2.565 | 2.589 | 2.6145 | 2.6428 | 2.6738 | 2.7063 | 2.7389 | 2.7703 | 2.798 | 2.8228 | 2.8413 | 2.856 | 2.8667 | 2.8738 | 2.8786 | 2.8805 | 2.8783 | 2.8735 | 2.8635 | 2.8511 | 2.8342
F4_Residential_Manufactured Home Regular Income_New_Water Heating_Natural Gas_Water Heater (<= 55 gal)_E5 | F4 | Residential | Manufactured Home Regular Income | New | Water Heating | Natural Gas | Water Heater (<= 55 gal) | E5 | RVT BC Ratio | 2.1183 | 2.117 | 2.1218 | 2.1246 | 2.1139 | 2.116 | 2.1297 | 2.1394 | 2.1529 | 2.1664 | 2.1807 | 2.1947 | 2.2109 | 2.2289 | 2.2478 | 2.2687 | 2.2913 | 2.3151 | 2.3388 | 2.3616 | 2.3817 | 2.3998 | 2.4133 | 2.4241 | 2.432 | 2.4372 | 2.4407 | 2.4421 | 2.4405 | 2.4369 | 2.4296 | 2.4205 | 2.4081
F4_Residential_Manufactured Home Regular Income_New_Water Heating_Natural Gas_Water Heater (<= 55 gal)_E6 | F4 | Residential | Manufactured Home Regular Income | New | Water Heating | Natural Gas | Water Heater (<= 55 gal) | E6 | RVT BC Ratio | 1.27 | 1.2708 | 1.2726 | 1.2741 | 1.2735 | 1.275 | 1.2782 | 1.281 | 1.2843 | 1.2875 | 1.2907 | 1.2938 | 1.297 | 1.3004 | 1.3037 | 1.307 | 1.3104 | 1.3138 | 1.3171 | 1.3203 | 1.323 | 1.3256 | 1.3275 | 1.3292 | 1.3304 | 1.3312 | 1.3318 | 1.332 | 1.3318 | 1.3312 | 1.3301 | 1.3286 | 1.3267
F4_Residential_Manufactured Home Regular Income_New_Water Heating_Natural Gas_Water Heater (<= 55 gal)_E7 | F4 | Residential | Manufactured Home Regular Income | New | Water Heating | Natural Gas | Water Heater (<= 55 gal) | E7 | RVT BC Ratio | 0 | 0 | 0 | 0 | 1.2731 | 1.2746 | 1.2779 | 1.2806 | 1.2838 | 1.2869 | 1.2901 | 1.2932 | 1.2964 | 1.2998 | 1.3033 | 1.3069 | 1.3106 | 1.3144 | 1.3179 | 1.3213 | 1.3243 | 1.3268 | 1.3287 | 1.3302 | 1.3312 | 1.3319 | 1.3323 | 1.3325 | 1.3323 | 1.3317 | 1.3306 | 1.3292 | 1.3273
F4_Residential_Manufactured Home Regular Income_New_Water Heating_Natural Gas_Water Heater (<= 55 gal)_E8 | F4 | Residential | Manufactured Home Regular Income | New | Water Heating | Natural Gas | Water Heater (<= 55 gal) | E8 | RVT BC Ratio | 0 | 0 | 0 | 0 | 0 | 0 | 0 | 0 | 0 | 0 | 0 | 0 | 0 | 0 | 0 | 0 | 0 | 0 | 0 | 0 | 0 | 0 | 0 | 0 | 0 | 0 | 0 | 0 | 0 | 0 | 0 | 0 | 0
F4_Residential_Manufactured Home Regular Income_New_Water Heating_Natural Gas_Water Heater (<= 55 gal)_E9 | F4 | Residential | Manufactured Home Regular Income | New | Water Heating | Natural Gas | Water Heater (<= 55 gal) | E9 | RVT BC Ratio | 0 | 0 | 0 | 0 | 0 | 0 | 0 | 0 | 0 | 0 | 0 | 0 | 0 | 0 | 0 | 0 | 0 | 0 | 0 | 0 | 0 | 0 | 0 | 0 | 0 | 0 | 0 | 0 | 0 | 0 | 0 | 0 | 0
F4_Residential_Manufactured Home Regular Income_New_Water Heating_Natural Gas_Water Heater (<= 55 gal)_E10 | F4 | Residential | Manufactured Home Regular Income | New | Water Heating | Natural Gas | Water Heater (<= 55 gal) | E10 | RVT BC Ratio | 0 | 0 | 0 | 0 | 0 | 0 | 0 | 0 | 0 | 0 | 0 | 0 | 0 | 0 | 0 | 0 | 0 | 0 | 0 | 0 | 0 | 0 | 0 | 0 | 0 | 0 | 0 | 0 | 0 | 0 | 0 | 0 | 0
F5_Residential_Manufactured Home Regular Income_New_Water Heating_Natural Gas_Water Heater (<= 55 gal)_E1 | F5 | Residential | Manufactured Home Regular Income | New | Water Heating | Natural Gas | Water Heater (<= 55 gal) | E1 | RIM BC Ratio | bar: 2019 to 2051
F5_Residential_Manufactured Home Regular Income_New_Water Heating_Natural Gas_Water Heater (<= 55 gal)_E2 | F5 | Residential | Manufactured Home Regular Income | New | Water Heating | Natural Gas | Water Heater (<= 55 gal) | E2 | RIM BC Ratio | 0.56839 | 0.56911 | 0.57071 | 0.57205 | 0.57151 | 0.57282 | 0.57574 | 0.57813 | 0.58097 | 0.5837 | 0.58642 | 0.58897 | 0.59164 | 0.59436 | 0.59698 | 0.59963 | 0.60225 | 0.60488 | 0.60737 | 0.60974 | 0.61179 | 0.61365 | 0.61506 | 0.61629 | 0.61717 | 0.61776 | 0.61815 | 0.6183 | 0.61812 | 0.61773 | 0.6169 | 0.61588 | 0.61447
F5_Residential_Manufactured Home Regular Income_New_Water Heating_Natural Gas_Water Heater (<= 55 gal)_E3 | F5 | Residential | Manufactured Home Regular Income | New | Water Heating | Natural Gas | Water Heater (<= 55 gal) | E3 | RIM BC Ratio | 0.18939 | 0.18984 | 0.19085 | 0.19169 | 0.19135 | 0.19217 | 0.19403 | 0.19556 | 0.1974 | 0.19919 | 0.20098 | 0.20266 | 0.20445 | 0.20629 | 0.20807 | 0.20989 | 0.21171 | 0.21354 | 0.2153 | 0.21698 | 0.21844 | 0.21978 | 0.2208 | 0.22169 | 0.22233 | 0.22276 | 0.22305 | 0.22316 | 0.22303 | 0.22274 | 0.22214 | 0.22139 | 0.22037
F5_Residential_Manufactured Home Regular Income_New_Water Heating_Natural Gas_Water Heater (<= 55 gal)_E4 | F5 | Residential | Manufactured Home Regular Income | New | Water Heating | Natural Gas | Water Heater (<= 55 gal) | E4 | RIM BC Ratio | 0.54781 | 0.54736 | 0.54835 | 0.54887 | 0.54622 | 0.54658 | 0.5496 | 0.55167 | 0.5546 | 0.55749 | 0.56054 | 0.56349 | 0.56691 | 0.57066 | 0.57456 | 0.57882 | 0.58337 | 0.58806 | 0.59264 | 0.59697 | 0.6007 | 0.60399 | 0.60641 | 0.60831 | 0.60968 | 0.61059 | 0.6112 | 0.61144 | 0.61116 | 0.61054 | 0.60927 | 0.60767 | 0.60548
F5_Residential_Manufactured Home Regular Income_New_Water Heating_Natural Gas_Water Heater (<= 55 gal)_E5 | F5 | Residential | Manufactured Home Regular Income | New | Water Heating | Natural Gas | Water Heater (<= 55 gal) | E5 | RIM BC Ratio | 0.48316 | 0.48286 | 0.48394 | 0.48456 | 0.48217 | 0.48265 | 0.48569 | 0.48782 | 0.49078 | 0.49369 | 0.49674 | 0.49969 | 0.50308 | 0.50677 | 0.51059 | 0.51474 | 0.51916 | 0.52372 | 0.52819 | 0.53241 | 0.53606 | 0.53929 | 0.54168 | 0.54358 | 0.54494 | 0.54585 | 0.54646 | 0.5467 | 0.54642 | 0.54581 | 0.54454 | 0.54294 | 0.54076
F5_Residential_Manufactured Home Regular Income_New_Water Heating_Natural Gas_Water Heater (<= 55 gal)_E6 | F5 | Residential | Manufactured Home Regular Income | New | Water Heating | Natural Gas | Water Heater (<= 55 gal) | E6 | RIM BC Ratio | 0.18399 | 0.18443 | 0.18542 | 0.18624 | 0.18591 | 0.18672 | 0.18853 | 0.19003 | 0.19183 | 0.19358 | 0.19533 | 0.19698 | 0.19873 | 0.20053 | 0.20228 | 0.20406 | 0.20584 | 0.20763 | 0.20935 | 0.211 | 0.21243 | 0.21375 | 0.21475 | 0.21562 | 0.21625 | 0.21667 | 0.21695 | 0.21706 | 0.21694 | 0.21665 | 0.21606 | 0.21533 | 0.21433
F5_Residential_Manufactured Home Regular Income_New_Water Heating_Natural Gas_Water Heater (<= 55 gal)_E7 | F5 | Residential | Manufactured Home Regular Income | New | Water Heating | Natural Gas | Water Heater (<= 55 gal) | E7 | RIM BC Ratio | 0 | 0 | 0 | 0 | 0.18571 | 0.18652 | 0.18833 | 0.1898 | 0.19157 | 0.19329 | 0.19502 | 0.19666 | 0.19841 | 0.20023 | 0.20206 | 0.20397 | 0.20594 | 0.20792 | 0.20979 | 0.21156 | 0.21307 | 0.21441 | 0.21537 | 0.21613 | 0.21665 | 0.217 | 0.21723 | 0.21734 | 0.21721 | 0.21693 | 0.21635 | 0.21562 | 0.21463
F5_Residential_Manufactured Home Regular Income_New_Water Heating_Natural Gas_Water Heater (<= 55 gal)_E8 | F5 | Residential | Manufactured Home Regular Income | New | Water Heating | Natural Gas | Water Heater (<= 55 gal) | E8 | RIM BC Ratio | 0 | 0 | 0 | 0 | 0 | 0 | 0 | 0 | 0 | 0 | 0 | 0 | 0 | 0 | 0 | 0 | 0 | 0 | 0 | 0 | 0 | 0 | 0 | 0 | 0 | 0 | 0 | 0 | 0 | 0 | 0 | 0 | 0
F5_Residential_Manufactured Home Regular Income_New_Water Heating_Natural Gas_Water Heater (<= 55 gal)_E9 | F5 | Residential | Manufactured Home Regular Income | New | Water Heating | Natural Gas | Water Heater (<= 55 gal) | E9 | RIM BC Ratio | 0 | 0 | 0 | 0 | 0 | 0 | 0 | 0 | 0 | 0 | 0 | 0 | 0 | 0 | 0 | 0 | 0 | 0 | 0 | 0 | 0 | 0 | 0 | 0 | 0 | 0 | 0 | 0 | 0 | 0 | 0 | 0 | 0
F5_Residential_Manufactured Home Regular Income_New_Water Heating_Natural Gas_Water Heater (<= 55 gal)_E10 | F5 | Residential | Manufactured Home Regular Income | New | Water Heating | Natural Gas | Water Heater (<= 55 gal) | E10 | RIM BC Ratio | 0 | 0 | 0 | 0 | 0 | 0 | 0 | 0 | 0 | 0 | 0 | 0 | 0 | 0 | 0 | 0 | 0 | 0 | 0 | 0 | 0 | 0 | 0 | 0 | 0 | 0 | 0 | 0 | 0 | 0 | 0 | 0 | 0
F0_Residential_Manufactured Home Regular Income_New_Water Heating_Natural Gas_Water Heater (> 55 gal)_E0 | F0 | Residential | Manufactured Home Regular Income | New | Water Heating | Natural Gas | Water Heater (> 55 gal) | E0 | Economic Unit | UEF 0.76 (Standard) | UEF 0.76 (Standard) | UEF 0.76 (Standard) | UEF 0.76 (Standard) | UEF 0.76 (Standard) | UEF 0.76 (Standard) | UEF 0.76 (Standard) | UEF 0.76 (Standard) | UEF 0.76 (Standard) | UEF 0.76 (Standard) | UEF 0.76 (Standard) | UEF 0.76 (Standard) | UEF 0.76 (Standard) | UEF 0.76 (Standard) | UEF 0.76 (Standard) | UEF 0.76 (Standard) | UEF 0.76 (Standard) | UEF 0.76 (Standard) | UEF 0.76 (Standard) | UEF 0.76 (Standard) | UEF 0.76 (Standard) | UEF 0.76 (Standard) | UEF 0.76 (Standard) | UEF 0.76 (Standard) | UEF 0.76 (Standard) | UEF 0.76 (Standard) | UEF 0.76 (Standard) | UEF 0.76 (Standard) | UEF 0.76 (Standard) | UEF 0.76 (Standard) | UEF 0.76 (Standard) | UEF 0.76 (Standard) | UEF 0.76 (Standard)
F1_Residential_Manufactured Home Regular Income_New_Water Heating_Natural Gas_Water Heater (> 55 gal)_E1 | F1 | Residential | Manufactured Home Regular Income | New | Water Heating | Natural Gas | Water Heater (> 55 gal) | E1 | CCE | 0 | 0 | 0 | 0 | 0 | 0 | 0 | 0 | 0 | 0 | 0 | 0 | 0 | 0 | 0 | 0 | 0 | 0 | 0 | 0 | 0 | 0 | 0 | 0 | 0 | 0 | 0 | 0 | 0 | 0 | 0 | 0 | 0
F1_Residential_Manufactured Home Regular Income_New_Water Heating_Natural Gas_Water Heater (> 55 gal)_E2 | F1 | Residential | Manufactured Home Regular Income | New | Water Heating | Natural Gas | Water Heater (> 55 gal) | E2 | CCE | 4.1825 | 4.3112 | 4.2237 | 3.872 | 3.872 | 3.872 | 3.872 | 3.872 | 3.872 | 3.872 | 3.872 | 3.872 | 3.872 | 3.872 | 3.872 | 3.872 | 3.872 | 3.872 | 3.872 | 3.872 | 3.872 | 3.872 | 3.872 | 3.872 | 3.872 | 3.872 | 3.872 | 3.872 | 3.872 | 3.872 | 3.872 | 3.872 | 3.872
F1_Residential_Manufactured Home Regular Income_New_Water Heating_Natural Gas_Water Heater (> 55 gal)_E3 | F1 | Residential | Manufactured Home Regular Income | New | Water Heating | Natural Gas | Water Heater (> 55 gal) | E3 | CCE | 29.6083 | 30.5193 | 29.8997 | 27.4101 | 27.4101 | 27.4101 | 27.4101 | 27.4101 | 27.4101 | 27.4101 | 27.4101 | 27.4101 | 27.4101 | 27.4101 | 27.4101 | 27.4101 | 27.4101 | 27.4101 | 27.4101 | 27.4101 | 27.4101 | 27.4101 | 27.4101 | 27.4101 | 27.4101 | 27.4101 | 27.4101 | 27.4101 | 27.4101 | 27.4101 | 27.4101 | 27.4101 | 27.4101
F1_Residential_Manufactured Home Regular Income_New_Water Heating_Natural Gas_Water Heater (> 55 gal)_E4 | F1 | Residential | Manufactured Home Regular Income | New | Water Heating | Natural Gas | Water Heater (> 55 gal) | E4 | CCE | 3.1428 | 3.2395 | 3.1737 | 2.9094 | 2.9094 | 2.9094 | 2.9094 | 2.9094 | 2.9094 | 2.9094 | 2.9094 | 2.9094 | 2.9094 | 2.9094 | 2.9094 | 2.9094 | 2.9094 | 2.9094 | 2.9094 | 2.9094 | 2.9094 | 2.9094 | 2.9094 | 2.9094 | 2.9094 | 2.9094 | 2.9094 | 2.9094 | 2.9094 | 2.9094 | 2.9094 | 2.9094 | 2.9094
F1_Residential_Manufactured Home Regular Income_New_Water Heating_Natural Gas_Water Heater (> 55 gal)_E5 | F1 | Residential | Manufactured Home Regular Income | New | Water Heating | Natural Gas | Water Heater (> 55 gal) | E5 | CCE | 3.4148 | 3.5198 | 3.4484 | 3.1612 | 3.1612 | 3.1612 | 3.1612 | 3.1612 | 3.1612 | 3.1612 | 3.1612 | 3.1612 | 3.1612 | 3.1612 | 3.1612 | 3.1612 | 3.1612 | 3.1612 | 3.1612 | 3.1612 | 3.1612 | 3.1612 | 3.1612 | 3.1612 | 3.1612 | 3.1612 | 3.1612 | 3.1612 | 3.1612 | 3.1612 | 3.1612 | 3.1612 | 3.1612
F1_Residential_Manufactured Home Regular Income_New_Water Heating_Natural Gas_Water Heater (> 55 gal)_E6 | F1 | Residential | Manufactured Home Regular Income | New | Water Heating | Natural Gas | Water Heater (> 55 gal) | E6 | CCE | 10.6709 | 10.9993 | 10.776 | 9.8787 | 9.8787 | 9.8787 | 9.8787 | 9.8787 | 9.8787 | 9.8787 | 9.8787 | 9.8787 | 9.8787 | 9.8787 | 9.8787 | 9.8787 | 9.8787 | 9.8787 | 9.8787 | 9.8787 | 9.8787 | 9.8787 | 9.8787 | 9.8787 | 9.8787 | 9.8787 | 9.8787 | 9.8787 | 9.8787 | 9.8787 | 9.8787 | 9.8787 | 9.8787
F1_Residential_Manufactured Home Regular Income_New_Water Heating_Natural Gas_Water Heater (> 55 gal)_E7 | F1 | Residential | Manufactured Home Regular Income | New | Water Heating | Natural Gas | Water Heater (> 55 gal) | E7 | CCE | 0 | 0 | 0 | 0 | 0 | 8.3175 | 8.3175 | 8.3175 | 8.3175 | 8.3175 | 8.3175 | 8.3175 | 8.3175 | 8.3175 | 8.3175 | 8.3175 | 8.3175 | 8.3175 | 8.3175 | 8.3175 | 8.3175 | 8.3175 | 8.3175 | 8.3175 | 8.3175 | 8.3175 | 8.3175 | 8.3175 | 8.3175 | 8.3175 | 8.3175 | 8.3175 | 8.3175
F1_Residential_Manufactured Home Regular Income_New_Water Heating_Natural Gas_Water Heater (> 55 gal)_E8 | F1 | Residential | Manufactured Home Regular Income | New | Water Heating | Natural Gas | Water Heater (> 55 gal) | E8 | CCE | 0 | 0 | 0 | 0 | 0 | 0 | 0 | 0 | 0 | 0 | 0 | 0 | 0 | 0 | 0 | 0 | 0 | 0 | 0 | 0 | 0 | 0 | 0 | 0 | 0 | 0 | 0 | 0 | 0 | 0 | 0 | 0 | 0
F1_Residential_Manufactured Home Regular Income_New_Water Heating_Natural Gas_Water Heater (> 55 gal)_E9 | F1 | Residential | Manufactured Home Regular Income | New | Water Heating | Natural Gas | Water Heater (> 55 gal) | E9 | CCE | 0 | 0 | 0 | 0 | 0 | 0 | 0 | 0 | 0 | 0 | 0 | 0 | 0 | 0 | 0 | 0 | 0 | 0 | 0 | 0 | 0 | 0 | 0 | 0 | 0 | 0 | 0 | 0 | 0 | 0 | 0 | 0 | 0
F1_Residential_Manufactured Home Regular Income_New_Water Heating_Natural Gas_Water Heater (> 55 gal)_E10 | F1 | Residential | Manufactured Home Regular Income | New | Water Heating | Natural Gas | Water Heater (> 55 gal) | E10 | CCE | 0 | 0 | 0 | 0 | 0 | 0 | 0 | 0 | 0 | 0 | 0 | 0 | 0 | 0 | 0 | 0 | 0 | 0 | 0 | 0 | 0 | 0 | 0 | 0 | 0 | 0 | 0 | 0 | 0 | 0 | 0 | 0 | 0
F2_Residential_Manufactured Home Regular Income_New_Water Heating_Natural Gas_Water Heater (> 55 gal)_E1 | F2 | Residential | Manufactured Home Regular Income | New | Water Heating | Natural Gas | Water Heater (> 55 gal) | E1 | TRC BC Ratio | bar: 2019 to 2051
F2_Residential_Manufactured Home Regular Income_New_Water Heating_Natural Gas_Water Heater (> 55 gal)_E2 | F2 | Residential | Manufactured Home Regular Income | New | Water Heating | Natural Gas | Water Heater (> 55 gal) | E2 | TRC BC Ratio | 0.31254 | 0.31345 | 0.31551 | 0.31723 | 0.31653 | 0.31822 | 0.32204 | 0.3252 | 0.32901 | 0.33272 | 0.33646 | 0.34 | 0.34377 | 0.34766 | 0.35146 | 0.35534 | 0.35924 | 0.36319 | 0.36699 | 0.37065 | 0.37385 | 0.37678 | 0.37903 | 0.38099 | 0.38241 | 0.38337 | 0.384 | 0.38425 | 0.38396 | 0.38332 | 0.38199 | 0.38033 | 0.37809
F2_Residential_Manufactured Home Regular Income_New_Water Heating_Natural Gas_Water Heater (> 55 gal)_E3 | F2 | Residential | Manufactured Home Regular Income | New | Water Heating | Natural Gas | Water Heater (> 55 gal) | E3 | TRC BC Ratio | 0.044149 | 0.044279 | 0.044569 | 0.044812 | 0.044713 | 0.044952 | 0.045491 | 0.045938 | 0.046476 | 0.047 | 0.047528 | 0.048029 | 0.048561 | 0.049111 | 0.049647 | 0.050195 | 0.050746 | 0.051305 | 0.051842 | 0.052358 | 0.052811 | 0.053225 | 0.053543 | 0.05382 | 0.05402 | 0.054155 | 0.054245 | 0.05428 | 0.054239 | 0.054148 | 0.05396 | 0.053726 | 0.05341
F2_Residential_Manufactured Home Regular Income_New_Water Heating_Natural Gas_Water Heater (> 55 gal)_E4 | F2 | Residential | Manufactured Home Regular Income | New | Water Heating | Natural Gas | Water Heater (> 55 gal) | E4 | TRC BC Ratio | 0.35674 | 0.35129 | 0.35007 | 0.3473 | 0.33493 | 0.33137 | 0.33573 | 0.337 | 0.34123 | 0.34574 | 0.35132 | 0.35721 | 0.36542 | 0.37558 | 0.38743 | 0.40167 | 0.41837 | 0.43642 | 0.455 | 0.47294 | 0.48878 | 0.50276 | 0.51302 | 0.52063 | 0.52614 | 0.52983 | 0.53231 | 0.53326 | 0.53215 | 0.52963 | 0.52448 | 0.51807 | 0.50936
F2_Residential_Manufactured Home Regular Income_New_Water Heating_Natural Gas_Water Heater (> 55 gal)_E5 | F2 | Residential | Manufactured Home Regular Income | New | Water Heating | Natural Gas | Water Heater (> 55 gal) | E5 | TRC BC Ratio | 0.34285 | 0.33948 | 0.33932 | 0.33801 | 0.32944 | 0.32758 | 0.33177 | 0.33366 | 0.33776 | 0.34202 | 0.34701 | 0.35214 | 0.35891 | 0.36704 | 0.37628 | 0.38716 | 0.3997 | 0.41318 | 0.42696 | 0.44026 | 0.452 | 0.46239 | 0.47005 | 0.47582 | 0.48001 | 0.48281 | 0.48469 | 0.48542 | 0.48457 | 0.48266 | 0.47875 | 0.47388 | 0.46727
F2_Residential_Manufactured Home Regular Income_New_Water Heating_Natural Gas_Water Heater (> 55 gal)_E6 | F2 | Residential | Manufactured Home Regular Income | New | Water Heating | Natural Gas | Water Heater (> 55 gal) | E6 | TRC BC Ratio | 0.1225 | 0.12286 | 0.12366 | 0.12434 | 0.12406 | 0.12473 | 0.12622 | 0.12746 | 0.12895 | 0.13041 | 0.13188 | 0.13326 | 0.13474 | 0.13627 | 0.13775 | 0.13928 | 0.1408 | 0.14235 | 0.14384 | 0.14528 | 0.14653 | 0.14768 | 0.14856 | 0.14933 | 0.14989 | 0.15026 | 0.15051 | 0.15061 | 0.1505 | 0.15024 | 0.14972 | 0.14907 | 0.14819
F2_Residential_Manufactured Home Regular Income_New_Water Heating_Natural Gas_Water Heater (> 55 gal)_E7 | F2 | Residential | Manufactured Home Regular Income | New | Water Heating | Natural Gas | Water Heater (> 55 gal) | E7 | TRC BC Ratio | 0 | 0 | 0 | 0 | 0 | 0.15048 | 0.15227 | 0.15373 | 0.15547 | 0.15718 | 0.15892 | 0.16058 | 0.16235 | 0.16424 | 0.16618 | 0.16826 | 0.17045 | 0.17265 | 0.17473 | 0.17669 | 0.17836 | 0.17979 | 0.18079 | 0.18151 | 0.18199 | 0.18229 | 0.18251 | 0.18263 | 0.18249 | 0.18219 | 0.18157 | 0.1808 | 0.17976
F2_Residential_Manufactured Home Regular Income_New_Water Heating_Natural Gas_Water Heater (> 55 gal)_E8 | F2 | Residential | Manufactured Home Regular Income | New | Water Heating | Natural Gas | Water Heater (> 55 gal) | E8 | TRC BC Ratio | 0 | 0 | 0 | 0 | 0 | 0 | 0 | 0 | 0 | 0 | 0 | 0 | 0 | 0 | 0 | 0 | 0 | 0 | 0 | 0 | 0 | 0 | 0 | 0 | 0 | 0 | 0 | 0 | 0 | 0 | 0 | 0 | 0
F2_Residential_Manufactured Home Regular Income_New_Water Heating_Natural Gas_Water Heater (> 55 gal)_E9 | F2 | Residential | Manufactured Home Regular Income | New | Water Heating | Natural Gas | Water Heater (> 55 gal) | E9 | TRC BC Ratio | 0 | 0 | 0 | 0 | 0 | 0 | 0 | 0 | 0 | 0 | 0 | 0 | 0 | 0 | 0 | 0 | 0 | 0 | 0 | 0 | 0 | 0 | 0 | 0 | 0 | 0 | 0 | 0 | 0 | 0 | 0 | 0 | 0
F2_Residential_Manufactured Home Regular Income_New_Water Heating_Natural Gas_Water Heater (> 55 gal)_E10 | F2 | Residential | Manufactured Home Regular Income | New | Water Heating | Natural Gas | Water Heater (> 55 gal) | E10 | TRC BC Ratio | 0 | 0 | 0 | 0 | 0 | 0 | 0 | 0 | 0 | 0 | 0 | 0 | 0 | 0 | 0 | 0 | 0 | 0 | 0 | 0 | 0 | 0 | 0 | 0 | 0 | 0 | 0 | 0 | 0 | 0 | 0 | 0 | 0
F3_Residential_Manufactured Home Regular Income_New_Water Heating_Natural Gas_Water Heater (> 55 gal)_E1 | F3 | Residential | Manufactured Home Regular Income | New | Water Heating | Natural Gas | Water Heater (> 55 gal) | E1 | PACT BC Ratio | bar: 2019 to 2051
F3_Residential_Manufactured Home Regular Income_New_Water Heating_Natural Gas_Water Heater (> 55 gal)_E2 | F3 | Residential | Manufactured Home Regular Income | New | Water Heating | Natural Gas | Water Heater (> 55 gal) | E2 | PACT BC Ratio | 0.39759 | 0.39875 | 0.40137 | 0.40356 | 0.40267 | 0.40482 | 0.40967 | 0.4137 | 0.41854 | 0.42326 | 0.42802 | 0.43253 | 0.43732 | 0.44227 | 0.4471 | 0.45204 | 0.457 | 0.46203 | 0.46687 | 0.47152 | 0.47559 | 0.47932 | 0.48218 | 0.48468 | 0.48648 | 0.48769 | 0.48851 | 0.48882 | 0.48845 | 0.48763 | 0.48594 | 0.48384 | 0.48098
F3_Residential_Manufactured Home Regular Income_New_Water Heating_Natural Gas_Water Heater (> 55 gal)_E3 | F3 | Residential | Manufactured Home Regular Income | New | Water Heating | Natural Gas | Water Heater (> 55 gal) | E3 | PACT BC Ratio | 0.056164 | 0.056329 | 0.056697 | 0.057008 | 0.056881 | 0.057186 | 0.057871 | 0.05844 | 0.059123 | 0.05979 | 0.060463 | 0.061099 | 0.061776 | 0.062476 | 0.063158 | 0.063855 | 0.064556 | 0.065267 | 0.06595 | 0.066607 | 0.067182 | 0.067709 | 0.068114 | 0.068466 | 0.068721 | 0.068892 | 0.069007 | 0.069051 | 0.068999 | 0.068883 | 0.068645 | 0.068347 | 0.067944
F3_Residential_Manufactured Home Regular Income_New_Water Heating_Natural Gas_Water Heater (> 55 gal)_E4 | F3 | Residential | Manufactured Home Regular Income | New | Water Heating | Natural Gas | Water Heater (> 55 gal) | E4 | PACT BC Ratio | 0.45382 | 0.44689 | 0.44533 | 0.44181 | 0.42608 | 0.42154 | 0.42709 | 0.42871 | 0.43409 | 0.43983 | 0.44693 | 0.45442 | 0.46486 | 0.47779 | 0.49286 | 0.51098 | 0.53223 | 0.55519 | 0.57882 | 0.60164 | 0.62179 | 0.63958 | 0.65263 | 0.66231 | 0.66932 | 0.67402 | 0.67717 | 0.67839 | 0.67696 | 0.67377 | 0.66721 | 0.65905 | 0.64798
F3_Residential_Manufactured Home Regular Income_New_Water Heating_Natural Gas_Water Heater (> 55 gal)_E5 | F3 | Residential | Manufactured Home Regular Income | New | Water Heating | Natural Gas | Water Heater (> 55 gal) | E5 | PACT BC Ratio | 0.43616 | 0.43186 | 0.43166 | 0.43 | 0.41909 | 0.41673 | 0.42206 | 0.42447 | 0.42968 | 0.4351 | 0.44144 | 0.44797 | 0.45658 | 0.46693 | 0.47867 | 0.49252 | 0.50848 | 0.52562 | 0.54315 | 0.56007 | 0.575 | 0.58823 | 0.59797 | 0.60531 | 0.61063 | 0.6142 | 0.61659 | 0.61752 | 0.61644 | 0.61401 | 0.60904 | 0.60284 | 0.59443
F3_Residential_Manufactured Home Regular Income_New_Water Heating_Natural Gas_Water Heater (> 55 gal)_E6 | F3 | Residential | Manufactured Home Regular Income | New | Water Heating | Natural Gas | Water Heater (> 55 gal) | E6 | PACT BC Ratio | 0.15584 | 0.15629 | 0.15732 | 0.15818 | 0.15783 | 0.15867 | 0.16057 | 0.16215 | 0.16405 | 0.1659 | 0.16776 | 0.16953 | 0.17141 | 0.17335 | 0.17524 | 0.17718 | 0.17912 | 0.18109 | 0.18299 | 0.18481 | 0.18641 | 0.18787 | 0.18899 | 0.18997 | 0.19068 | 0.19115 | 0.19147 | 0.19159 | 0.19145 | 0.19113 | 0.19047 | 0.18964 | 0.18852
F3_Residential_Manufactured Home Regular Income_New_Water Heating_Natural Gas_Water Heater (> 55 gal)_E7 | F3 | Residential | Manufactured Home Regular Income | New | Water Heating | Natural Gas | Water Heater (> 55 gal) | E7 | PACT BC Ratio | 0 | 0 | 0 | 0 | 0 | 0.19144 | 0.19371 | 0.19556 | 0.19778 | 0.19996 | 0.20217 | 0.20428 | 0.20653 | 0.20894 | 0.21141 | 0.21405 | 0.21684 | 0.21963 | 0.22228 | 0.22477 | 0.2269 | 0.22872 | 0.22999 | 0.2309 | 0.23151 | 0.2319 | 0.23218 | 0.23233 | 0.23216 | 0.23177 | 0.23099 | 0.23001 | 0.22868
F3_Residential_Manufactured Home Regular Income_New_Water Heating_Natural Gas_Water Heater (> 55 gal)_E8 | F3 | Residential | Manufactured Home Regular Income | New | Water Heating | Natural Gas | Water Heater (> 55 gal) | E8 | PACT BC Ratio | 0 | 0 | 0 | 0 | 0 | 0 | 0 | 0 | 0 | 0 | 0 | 0 | 0 | 0 | 0 | 0 | 0 | 0 | 0 | 0 | 0 | 0 | 0 | 0 | 0 | 0 | 0 | 0 | 0 | 0 | 0 | 0 | 0
F3_Residential_Manufactured Home Regular Income_New_Water Heating_Natural Gas_Water Heater (> 55 gal)_E9 | F3 | Residential | Manufactured Home Regular Income | New | Water Heating | Natural Gas | Water Heater (> 55 gal) | E9 | PACT BC Ratio | 0 | 0 | 0 | 0 | 0 | 0 | 0 | 0 | 0 | 0 | 0 | 0 | 0 | 0 | 0 | 0 | 0 | 0 | 0 | 0 | 0 | 0 | 0 | 0 | 0 | 0 | 0 | 0 | 0 | 0 | 0 | 0 | 0
F3_Residential_Manufactured Home Regular Income_New_Water Heating_Natural Gas_Water Heater (> 55 gal)_E10 | F3 | Residential | Manufactured Home Regular Income | New | Water Heating | Natural Gas | Water Heater (> 55 gal) | E10 | PACT BC Ratio | 0 | 0 | 0 | 0 | 0 | 0 | 0 | 0 | 0 | 0 | 0 | 0 | 0 | 0 | 0 | 0 | 0 | 0 | 0 | 0 | 0 | 0 | 0 | 0 | 0 | 0 | 0 | 0 | 0 | 0 | 0 | 0 | 0
F4_Residential_Manufactured Home Regular Income_New_Water Heating_Natural Gas_Water Heater (> 55 gal)_E1 | F4 | Residential | Manufactured Home Regular Income | New | Water Heating | Natural Gas | Water Heater (> 55 gal) | E1 | RVT BC Ratio | bar: 2019 to 2051
F4_Residential_Manufactured Home Regular Income_New_Water Heating_Natural Gas_Water Heater (> 55 gal)_E2 | F4 | Residential | Manufactured Home Regular Income | New | Water Heating | Natural Gas | Water Heater (> 55 gal) | E2 | RVT BC Ratio | 1.1177 | 1.1188 | 1.1213 | 1.1234 | 1.1225 | 1.1245 | 1.1291 | 1.1329 | 1.1375 | 1.1419 | 1.1464 | 1.1506 | 1.1552 | 1.1598 | 1.1644 | 1.169 | 1.1737 | 1.1784 | 1.183 | 1.1874 | 1.1912 | 1.1947 | 1.1974 | 1.1998 | 1.2015 | 1.2026 | 1.2034 | 1.2037 | 1.2033 | 1.2025 | 1.2009 | 1.199 | 1.1963
F4_Residential_Manufactured Home Regular Income_New_Water Heating_Natural Gas_Water Heater (> 55 gal)_E3 | F4 | Residential | Manufactured Home Regular Income | New | Water Heating | Natural Gas | Water Heater (> 55 gal) | E3 | RVT BC Ratio | 0.79619 | 0.79634 | 0.79669 | 0.79698 | 0.79686 | 0.79715 | 0.7978 | 0.79833 | 0.79898 | 0.7996 | 0.80024 | 0.80084 | 0.80147 | 0.80213 | 0.80278 | 0.80343 | 0.80409 | 0.80476 | 0.8054 | 0.80602 | 0.80657 | 0.80706 | 0.80744 | 0.80777 | 0.80801 | 0.80818 | 0.80828 | 0.80833 | 0.80828 | 0.80817 | 0.80794 | 0.80766 | 0.80728
F4_Residential_Manufactured Home Regular Income_New_Water Heating_Natural Gas_Water Heater (> 55 gal)_E4 | F4 | Residential | Manufactured Home Regular Income | New | Water Heating | Natural Gas | Water Heater (> 55 gal) | E4 | RVT BC Ratio | 1.1707 | 1.1642 | 1.1627 | 1.1594 | 1.1446 | 1.1403 | 1.1455 | 1.147 | 1.1521 | 1.1575 | 1.1642 | 1.1713 | 1.1811 | 1.1933 | 1.2075 | 1.2245 | 1.2445 | 1.2662 | 1.2884 | 1.3099 | 1.3289 | 1.3456 | 1.3579 | 1.367 | 1.3736 | 1.3781 | 1.381 | 1.3822 | 1.3808 | 1.3778 | 1.3717 | 1.364 | 1.3535
F4_Residential_Manufactured Home Regular Income_New_Water Heating_Natural Gas_Water Heater (> 55 gal)_E5 | F4 | Residential | Manufactured Home Regular Income | New | Water Heating | Natural Gas | Water Heater (> 55 gal) | E5 | RVT BC Ratio | 1.1541 | 1.15 | 1.1498 | 1.1483 | 1.138 | 1.1358 | 1.1408 | 1.143 | 1.148 | 1.1531 | 1.159 | 1.1652 | 1.1733 | 1.183 | 1.1941 | 1.2071 | 1.2222 | 1.2383 | 1.2548 | 1.2708 | 1.2848 | 1.2973 | 1.3064 | 1.3134 | 1.3184 | 1.3217 | 1.324 | 1.3249 | 1.3238 | 1.3216 | 1.3169 | 1.311 | 1.3031
F4_Residential_Manufactured Home Regular Income_New_Water Heating_Natural Gas_Water Heater (> 55 gal)_E6 | F4 | Residential | Manufactured Home Regular Income | New | Water Heating | Natural Gas | Water Heater (> 55 gal) | E6 | RVT BC Ratio | 0.89006 | 0.89049 | 0.89145 | 0.89226 | 0.89193 | 0.89273 | 0.89452 | 0.896 | 0.89779 | 0.89953 | 0.90129 | 0.90295 | 0.90472 | 0.90655 | 0.90833 | 0.91016 | 0.91199 | 0.91384 | 0.91563 | 0.91735 | 0.91885 | 0.92023 | 0.92128 | 0.9222 | 0.92287 | 0.92332 | 0.92362 | 0.92373 | 0.9236 | 0.92329 | 0.92267 | 0.92189 | 0.92084
F4_Residential_Manufactured Home Regular Income_New_Water Heating_Natural Gas_Water Heater (> 55 gal)_E7 | F4 | Residential | Manufactured Home Regular Income | New | Water Heating | Natural Gas | Water Heater (> 55 gal) | E7 | RVT BC Ratio | 0 | 0 | 0 | 0 | 0 | 0.92359 | 0.92572 | 0.92747 | 0.92956 | 0.93161 | 0.9337 | 0.93568 | 0.9378 | 0.94007 | 0.94239 | 0.94488 | 0.94751 | 0.95014 | 0.95264 | 0.95498 | 0.95698 | 0.9587 | 0.95989 | 0.96075 | 0.96133 | 0.9617 | 0.96196 | 0.96209 | 0.96193 | 0.96157 | 0.96083 | 0.95991 | 0.95866
F4_Residential_Manufactured Home Regular Income_New_Water Heating_Natural Gas_Water Heater (> 55 gal)_E8 | F4 | Residential | Manufactured Home Regular Income | New | Water Heating | Natural Gas | Water Heater (> 55 gal) | E8 | RVT BC Ratio | 0 | 0 | 0 | 0 | 0 | 0 | 0 | 0 | 0 | 0 | 0 | 0 | 0 | 0 | 0 | 0 | 0 | 0 | 0 | 0 | 0 | 0 | 0 | 0 | 0 | 0 | 0 | 0 | 0 | 0 | 0 | 0 | 0
F4_Residential_Manufactured Home Regular Income_New_Water Heating_Natural Gas_Water Heater (> 55 gal)_E9 | F4 | Residential | Manufactured Home Regular Income | New | Water Heating | Natural Gas | Water Heater (> 55 gal) | E9 | RVT BC Ratio | 0 | 0 | 0 | 0 | 0 | 0 | 0 | 0 | 0 | 0 | 0 | 0 | 0 | 0 | 0 | 0 | 0 | 0 | 0 | 0 | 0 | 0 | 0 | 0 | 0 | 0 | 0 | 0 | 0 | 0 | 0 | 0 | 0
F4_Residential_Manufactured Home Regular Income_New_Water Heating_Natural Gas_Water Heater (> 55 gal)_E10 | F4 | Residential | Manufactured Home Regular Income | New | Water Heating | Natural Gas | Water Heater (> 55 gal) | E10 | RVT BC Ratio | 0 | 0 | 0 | 0 | 0 | 0 | 0 | 0 | 0 | 0 | 0 | 0 | 0 | 0 | 0 | 0 | 0 | 0 | 0 | 0 | 0 | 0 | 0 | 0 | 0 | 0 | 0 | 0 | 0 | 0 | 0 | 0 | 0
F5_Residential_Manufactured Home Regular Income_New_Water Heating_Natural Gas_Water Heater (> 55 gal)_E1 | F5 | Residential | Manufactured Home Regular Income | New | Water Heating | Natural Gas | Water Heater (> 55 gal) | E1 | RIM BC Ratio | bar: 2019 to 2051
F5_Residential_Manufactured Home Regular Income_New_Water Heating_Natural Gas_Water Heater (> 55 gal)_E2 | F5 | Residential | Manufactured Home Regular Income | New | Water Heating | Natural Gas | Water Heater (> 55 gal) | E2 | RIM BC Ratio | 0.28461 | 0.28521 | 0.28654 | 0.28766 | 0.28721 | 0.2883 | 0.29075 | 0.29277 | 0.29519 | 0.29753 | 0.29987 | 0.30208 | 0.30441 | 0.3068 | 0.30912 | 0.31147 | 0.31382 | 0.31618 | 0.31844 | 0.32059 | 0.32247 | 0.32418 | 0.32549 | 0.32662 | 0.32744 | 0.32799 | 0.32836 | 0.3285 | 0.32834 | 0.32796 | 0.3272 | 0.32624 | 0.32494
F5_Residential_Manufactured Home Regular Income_New_Water Heating_Natural Gas_Water Heater (> 55 gal)_E3 | F5 | Residential | Manufactured Home Regular Income | New | Water Heating | Natural Gas | Water Heater (> 55 gal) | E3 | RIM BC Ratio | 0.053182 | 0.053329 | 0.05366 | 0.053938 | 0.053825 | 0.054097 | 0.05471 | 0.055218 | 0.055828 | 0.056422 | 0.057021 | 0.057586 | 0.058188 | 0.058808 | 0.059412 | 0.060029 | 0.060647 | 0.061274 | 0.061876 | 0.062454 | 0.062959 | 0.063422 | 0.063777 | 0.064085 | 0.064309 | 0.064459 | 0.064559 | 0.064598 | 0.064553 | 0.064451 | 0.064242 | 0.063981 | 0.063628
F5_Residential_Manufactured Home Regular Income_New_Water Heating_Natural Gas_Water Heater (> 55 gal)_E4 | F5 | Residential | Manufactured Home Regular Income | New | Water Heating | Natural Gas | Water Heater (> 55 gal) | E4 | RIM BC Ratio | 0.31232 | 0.30902 | 0.30827 | 0.30658 | 0.29892 | 0.29668 | 0.29942 | 0.30021 | 0.30284 | 0.30563 | 0.30903 | 0.3126 | 0.3175 | 0.32348 | 0.33032 | 0.33836 | 0.34755 | 0.3572 | 0.36683 | 0.37587 | 0.38364 | 0.39033 | 0.39516 | 0.39868 | 0.40121 | 0.4029 | 0.40402 | 0.40445 | 0.40395 | 0.40281 | 0.40045 | 0.3975 | 0.39344
F5_Residential_Manufactured Home Regular Income_New_Water Heating_Natural Gas_Water Heater (> 55 gal)_E5 | F5 | Residential | Manufactured Home Regular Income | New | Water Heating | Natural Gas | Water Heater (> 55 gal) | E5 | RIM BC Ratio | 0.30385 | 0.30175 | 0.30166 | 0.30084 | 0.29547 | 0.29429 | 0.29694 | 0.29813 | 0.30069 | 0.30333 | 0.3064 | 0.30953 | 0.31362 | 0.31847 | 0.32389 | 0.33017 | 0.33726 | 0.34472 | 0.35217 | 0.35921 | 0.36529 | 0.37059 | 0.37443 | 0.3773 | 0.37936 | 0.38073 | 0.38165 | 0.382 | 0.38159 | 0.38066 | 0.37874 | 0.37634 | 0.37304
F5_Residential_Manufactured Home Regular Income_New_Water Heating_Natural Gas_Water Heater (> 55 gal)_E6 | F5 | Residential | Manufactured Home Regular Income | New | Water Heating | Natural Gas | Water Heater (> 55 gal) | E6 | RIM BC Ratio | 0.13485 | 0.1352 | 0.13596 | 0.1366 | 0.13634 | 0.13697 | 0.13839 | 0.13956 | 0.14096 | 0.14232 | 0.1437 | 0.14499 | 0.14636 | 0.14777 | 0.14915 | 0.15055 | 0.15195 | 0.15336 | 0.15472 | 0.15602 | 0.15716 | 0.1582 | 0.15899 | 0.15968 | 0.16018 | 0.16052 | 0.16074 | 0.16083 | 0.16073 | 0.1605 | 0.16003 | 0.15945 | 0.15866
F5_Residential_Manufactured Home Regular Income_New_Water Heating_Natural Gas_Water Heater (> 55 gal)_E7 | F5 | Residential | Manufactured Home Regular Income | New | Water Heating | Natural Gas | Water Heater (> 55 gal) | E7 | RIM BC Ratio | 0 | 0 | 0 | 0 | 0 | 0.16072 | 0.16232 | 0.16361 | 0.16517 | 0.16668 | 0.16822 | 0.16967 | 0.17123 | 0.17288 | 0.17456 | 0.17636 | 0.17825 | 0.18013 | 0.18191 | 0.18358 | 0.18499 | 0.1862 | 0.18704 | 0.18764 | 0.18805 | 0.18831 | 0.18849 | 0.18858 | 0.18847 | 0.18822 | 0.1877 | 0.18705 | 0.18617
F5_Residential_Manufactured Home Regular Income_New_Water Heating_Natural Gas_Water Heater (> 55 gal)_E8 | F5 | Residential | Manufactured Home Regular Income | New | Water Heating | Natural Gas | Water Heater (> 55 gal) | E8 | RIM BC Ratio | 0 | 0 | 0 | 0 | 0 | 0 | 0 | 0 | 0 | 0 | 0 | 0 | 0 | 0 | 0 | 0 | 0 | 0 | 0 | 0 | 0 | 0 | 0 | 0 | 0 | 0 | 0 | 0 | 0 | 0 | 0 | 0 | 0
F5_Residential_Manufactured Home Regular Income_New_Water Heating_Natural Gas_Water Heater (> 55 gal)_E9 | F5 | Residential | Manufactured Home Regular Income | New | Water Heating | Natural Gas | Water Heater (> 55 gal) | E9 | RIM BC Ratio | 0 | 0 | 0 | 0 | 0 | 0 | 0 | 0 | 0 | 0 | 0 | 0 | 0 | 0 | 0 | 0 | 0 | 0 | 0 | 0 | 0 | 0 | 0 | 0 | 0 | 0 | 0 | 0 | 0 | 0 | 0 | 0 | 0
F5_Residential_Manufactured Home Regular Income_New_Water Heating_Natural Gas_Water Heater (> 55 gal)_E10 | F5 | Residential | Manufactured Home Regular Income | New | Water Heating | Natural Gas | Water Heater (> 55 gal) | E10 | RIM BC Ratio | 0 | 0 | 0 | 0 | 0 | 0 | 0 | 0 | 0 | 0 | 0 | 0 | 0 | 0 | 0 | 0 | 0 | 0 | 0 | 0 | 0 | 0 | 0 | 0 | 0 | 0 | 0 | 0 | 0 | 0 | 0 | 0 | 0
F0_Residential_Manufactured Home Regular Income_New_Appliances_Natural Gas_Clothes Dryer_E0 | F0 | Residential | Manufactured Home Regular Income | New | Appliances | Natural Gas | Clothes Dryer | E0 | Economic Unit | Standard | Standard | Standard | Standard | Standard | Standard | Standard | Standard | Standard | Standard | Standard | Standard | Standard | Standard | Standard | Standard | Standard | Standard | Standard | Standard | Standard | Standard | Standard | Standard | Standard | Standard | Standard | Standard | Standard | Standard | Standard | Standard | Standard
F1_Residential_Manufactured Home Regular Income_New_Appliances_Natural Gas_Clothes Dryer_E1 | F1 | Residential | Manufactured Home Regular Income | New | Appliances | Natural Gas | Clothes Dryer | E1 | CCE | 0 | 0 | 0 | 0 | 0 | 0 | 0 | 0 | 0 | 0 | 0 | 0 | 0 | 0 | 0 | 0 | 0 | 0 | 0 | 0 | 0 | 0 | 0 | 0 | 0 | 0 | 0 | 0 | 0 | 0 | 0 | 0 | 0
F1_Residential_Manufactured Home Regular Income_New_Appliances_Natural Gas_Clothes Dryer_E2 | F1 | Residential | Manufactured Home Regular Income | New | Appliances | Natural Gas | Clothes Dryer | E2 | CCE | 7.6564 | 7.8919 | 7.7317 | 7.0879 | 7.0879 | 7.0879 | 7.0879 | 7.0879 | 7.0879 | 7.0879 | 7.0879 | 7.0879 | 7.0879 | 7.0879 | 7.0879 | 7.0879 | 7.0879 | 7.0879 | 7.0879 | 7.0879 | 7.0879 | 7.0879 | 7.0879 | 7.0879 | 7.0879 | 7.0879 | 7.0879 | 7.0879 | 7.0879 | 7.0879 | 7.0879 | 7.0879 | 7.0879
F1_Residential_Manufactured Home Regular Income_New_Appliances_Natural Gas_Clothes Dryer_E3 | F1 | Residential | Manufactured Home Regular Income | New | Appliances | Natural Gas | Clothes Dryer | E3 | CCE | 0 | 0 | 0 | 0 | 0 | 0 | 0 | 0 | 0 | 0 | 0 | 0 | 0 | 0 | 0 | 0 | 0 | 0 | 0 | 0 | 0 | 0 | 0 | 0 | 0 | 0 | 0 | 0 | 0 | 0 | 0 | 0 | 0
F1_Residential_Manufactured Home Regular Income_New_Appliances_Natural Gas_Clothes Dryer_E4 | F1 | Residential | Manufactured Home Regular Income | New | Appliances | Natural Gas | Clothes Dryer | E4 | CCE | 0 | 0 | 0 | 0 | 0 | 0 | 0 | 0 | 0 | 0 | 0 | 0 | 0 | 0 | 0 | 0 | 0 | 0 | 0 | 0 | 0 | 0 | 0 | 0 | 0 | 0 | 0 | 0 | 0 | 0 | 0 | 0 | 0
F1_Residential_Manufactured Home Regular Income_New_Appliances_Natural Gas_Clothes Dryer_E5 | F1 | Residential | Manufactured Home Regular Income | New | Appliances | Natural Gas | Clothes Dryer | E5 | CCE | 0 | 0 | 0 | 0 | 0 | 0 | 0 | 0 | 0 | 0 | 0 | 0 | 0 | 0 | 0 | 0 | 0 | 0 | 0 | 0 | 0 | 0 | 0 | 0 | 0 | 0 | 0 | 0 | 0 | 0 | 0 | 0 | 0
F1_Residential_Manufactured Home Regular Income_New_Appliances_Natural Gas_Clothes Dryer_E6 | F1 | Residential | Manufactured Home Regular Income | New | Appliances | Natural Gas | Clothes Dryer | E6 | CCE | 0 | 0 | 0 | 0 | 0 | 0 | 0 | 0 | 0 | 0 | 0 | 0 | 0 | 0 | 0 | 0 | 0 | 0 | 0 | 0 | 0 | 0 | 0 | 0 | 0 | 0 | 0 | 0 | 0 | 0 | 0 | 0 | 0
F1_Residential_Manufactured Home Regular Income_New_Appliances_Natural Gas_Clothes Dryer_E7 | F1 | Residential | Manufactured Home Regular Income | New | Appliances | Natural Gas | Clothes Dryer | E7 | CCE | 0 | 0 | 0 | 0 | 0 | 0 | 0 | 0 | 0 | 0 | 0 | 0 | 0 | 0 | 0 | 0 | 0 | 0 | 0 | 0 | 0 | 0 | 0 | 0 | 0 | 0 | 0 | 0 | 0 | 0 | 0 | 0 | 0
F1_Residential_Manufactured Home Regular Income_New_Appliances_Natural Gas_Clothes Dryer_E8 | F1 | Residential | Manufactured Home Regular Income | New | Appliances | Natural Gas | Clothes Dryer | E8 | CCE | 0 | 0 | 0 | 0 | 0 | 0 | 0 | 0 | 0 | 0 | 0 | 0 | 0 | 0 | 0 | 0 | 0 | 0 | 0 | 0 | 0 | 0 | 0 | 0 | 0 | 0 | 0 | 0 | 0 | 0 | 0 | 0 | 0
F1_Residential_Manufactured Home Regular Income_New_Appliances_Natural Gas_Clothes Dryer_E9 | F1 | Residential | Manufactured Home Regular Income | New | Appliances | Natural Gas | Clothes Dryer | E9 | CCE | 0 | 0 | 0 | 0 | 0 | 0 | 0 | 0 | 0 | 0 | 0 | 0 | 0 | 0 | 0 | 0 | 0 | 0 | 0 | 0 | 0 | 0 | 0 | 0 | 0 | 0 | 0 | 0 | 0 | 0 | 0 | 0 | 0
F1_Residential_Manufactured Home Regular Income_New_Appliances_Natural Gas_Clothes Dryer_E10 | F1 | Residential | Manufactured Home Regular Income | New | Appliances | Natural Gas | Clothes Dryer | E10 | CCE | 0 | 0 | 0 | 0 | 0 | 0 | 0 | 0 | 0 | 0 | 0 | 0 | 0 | 0 | 0 | 0 | 0 | 0 | 0 | 0 | 0 | 0 | 0 | 0 | 0 | 0 | 0 | 0 | 0 | 0 | 0 | 0 | 0
F2_Residential_Manufactured Home Regular Income_New_Appliances_Natural Gas_Clothes Dryer_E1 | F2 | Residential | Manufactured Home Regular Income | New | Appliances | Natural Gas | Clothes Dryer | E1 | TRC BC Ratio | bar: 2019 to 2051
F2_Residential_Manufactured Home Regular Income_New_Appliances_Natural Gas_Clothes Dryer_E2 | F2 | Residential | Manufactured Home Regular Income | New | Appliances | Natural Gas | Clothes Dryer | E2 | TRC BC Ratio | 0.21646 | 0.21714 | 0.21864 | 0.21987 | 0.21927 | 0.22015 | 0.22225 | 0.22398 | 0.22606 | 0.22807 | 0.23011 | 0.23203 | 0.23406 | 0.23619 | 0.23822 | 0.24032 | 0.24243 | 0.24469 | 0.24688 | 0.24899 | 0.25084 | 0.25255 | 0.25385 | 0.255 | 0.25566 | 0.25604 | 0.25624 | 0.2562 | 0.25585 | 0.25527 | 0.25429 | 0.25312 | 0.25161
F2_Residential_Manufactured Home Regular Income_New_Appliances_Natural Gas_Clothes Dryer_E3 | F2 | Residential | Manufactured Home Regular Income | New | Appliances | Natural Gas | Clothes Dryer | E3 | TRC BC Ratio | 0 | 0 | 0 | 0 | 0 | 0 | 0 | 0 | 0 | 0 | 0 | 0 | 0 | 0 | 0 | 0 | 0 | 0 | 0 | 0 | 0 | 0 | 0 | 0 | 0 | 0 | 0 | 0 | 0 | 0 | 0 | 0 | 0
F2_Residential_Manufactured Home Regular Income_New_Appliances_Natural Gas_Clothes Dryer_E4 | F2 | Residential | Manufactured Home Regular Income | New | Appliances | Natural Gas | Clothes Dryer | E4 | TRC BC Ratio | 0 | 0 | 0 | 0 | 0 | 0 | 0 | 0 | 0 | 0 | 0 | 0 | 0 | 0 | 0 | 0 | 0 | 0 | 0 | 0 | 0 | 0 | 0 | 0 | 0 | 0 | 0 | 0 | 0 | 0 | 0 | 0 | 0
F2_Residential_Manufactured Home Regular Income_New_Appliances_Natural Gas_Clothes Dryer_E5 | F2 | Residential | Manufactured Home Regular Income | New | Appliances | Natural Gas | Clothes Dryer | E5 | TRC BC Ratio | 0 | 0 | 0 | 0 | 0 | 0 | 0 | 0 | 0 | 0 | 0 | 0 | 0 | 0 | 0 | 0 | 0 | 0 | 0 | 0 | 0 | 0 | 0 | 0 | 0 | 0 | 0 | 0 | 0 | 0 | 0 | 0 | 0
F2_Residential_Manufactured Home Regular Income_New_Appliances_Natural Gas_Clothes Dryer_E6 | F2 | Residential | Manufactured Home Regular Income | New | Appliances | Natural Gas | Clothes Dryer | E6 | TRC BC Ratio | 0 | 0 | 0 | 0 | 0 | 0 | 0 | 0 | 0 | 0 | 0 | 0 | 0 | 0 | 0 | 0 | 0 | 0 | 0 | 0 | 0 | 0 | 0 | 0 | 0 | 0 | 0 | 0 | 0 | 0 | 0 | 0 | 0
F2_Residential_Manufactured Home Regular Income_New_Appliances_Natural Gas_Clothes Dryer_E7 | F2 | Residential | Manufactured Home Regular Income | New | Appliances | Natural Gas | Clothes Dryer | E7 | TRC BC Ratio | 0 | 0 | 0 | 0 | 0 | 0 | 0 | 0 | 0 | 0 | 0 | 0 | 0 | 0 | 0 | 0 | 0 | 0 | 0 | 0 | 0 | 0 | 0 | 0 | 0 | 0 | 0 | 0 | 0 | 0 | 0 | 0 | 0
F2_Residential_Manufactured Home Regular Income_New_Appliances_Natural Gas_Clothes Dryer_E8 | F2 | Residential | Manufactured Home Regular Income | New | Appliances | Natural Gas | Clothes Dryer | E8 | TRC BC Ratio | 0 | 0 | 0 | 0 | 0 | 0 | 0 | 0 | 0 | 0 | 0 | 0 | 0 | 0 | 0 | 0 | 0 | 0 | 0 | 0 | 0 | 0 | 0 | 0 | 0 | 0 | 0 | 0 | 0 | 0 | 0 | 0 | 0
F2_Residential_Manufactured Home Regular Income_New_Appliances_Natural Gas_Clothes Dryer_E9 | F2 | Residential | Manufactured Home Regular Income | New | Appliances | Natural Gas | Clothes Dryer | E9 | TRC BC Ratio | 0 | 0 | 0 | 0 | 0 | 0 | 0 | 0 | 0 | 0 | 0 | 0 | 0 | 0 | 0 | 0 | 0 | 0 | 0 | 0 | 0 | 0 | 0 | 0 | 0 | 0 | 0 | 0 | 0 | 0 | 0 | 0 | 0
F2_Residential_Manufactured Home Regular Income_New_Appliances_Natural Gas_Clothes Dryer_E10 | F2 | Residential | Manufactured Home Regular Income | New | Appliances | Natural Gas | Clothes Dryer | E10 | TRC BC Ratio | 0 | 0 | 0 | 0 | 0 | 0 | 0 | 0 | 0 | 0 | 0 | 0 | 0 | 0 | 0 | 0 | 0 | 0 | 0 | 0 | 0 | 0 | 0 | 0 | 0 | 0 | 0 | 0 | 0 | 0 | 0 | 0 | 0
F3_Residential_Manufactured Home Regular Income_New_Appliances_Natural Gas_Clothes Dryer_E1 | F3 | Residential | Manufactured Home Regular Income | New | Appliances | Natural Gas | Clothes Dryer | E1 | PACT BC Ratio | bar: 2019 to 2051
F3_Residential_Manufactured Home Regular Income_New_Appliances_Natural Gas_Clothes Dryer_E2 | F3 | Residential | Manufactured Home Regular Income | New | Appliances | Natural Gas | Clothes Dryer | E2 | PACT BC Ratio | 0.28862 | 0.28952 | 0.29152 | 0.29316 | 0.29236 | 0.29353 | 0.29633 | 0.29864 | 0.30141 | 0.3041 | 0.30681 | 0.30937 | 0.31208 | 0.31491 | 0.31762 | 0.32042 | 0.32324 | 0.32626 | 0.32918 | 0.33199 | 0.33445 | 0.33674 | 0.33846 | 0.33999 | 0.34088 | 0.34139 | 0.34165 | 0.3416 | 0.34113 | 0.34037 | 0.33906 | 0.3375 | 0.33548
F3_Residential_Manufactured Home Regular Income_New_Appliances_Natural Gas_Clothes Dryer_E3 | F3 | Residential | Manufactured Home Regular Income | New | Appliances | Natural Gas | Clothes Dryer | E3 | PACT BC Ratio | 0 | 0 | 0 | 0 | 0 | 0 | 0 | 0 | 0 | 0 | 0 | 0 | 0 | 0 | 0 | 0 | 0 | 0 | 0 | 0 | 0 | 0 | 0 | 0 | 0 | 0 | 0 | 0 | 0 | 0 | 0 | 0 | 0
F3_Residential_Manufactured Home Regular Income_New_Appliances_Natural Gas_Clothes Dryer_E4 | F3 | Residential | Manufactured Home Regular Income | New | Appliances | Natural Gas | Clothes Dryer | E4 | PACT BC Ratio | 0 | 0 | 0 | 0 | 0 | 0 | 0 | 0 | 0 | 0 | 0 | 0 | 0 | 0 | 0 | 0 | 0 | 0 | 0 | 0 | 0 | 0 | 0 | 0 | 0 | 0 | 0 | 0 | 0 | 0 | 0 | 0 | 0
F3_Residential_Manufactured Home Regular Income_New_Appliances_Natural Gas_Clothes Dryer_E5 | F3 | Residential | Manufactured Home Regular Income | New | Appliances | Natural Gas | Clothes Dryer | E5 | PACT BC Ratio | 0 | 0 | 0 | 0 | 0 | 0 | 0 | 0 | 0 | 0 | 0 | 0 | 0 | 0 | 0 | 0 | 0 | 0 | 0 | 0 | 0 | 0 | 0 | 0 | 0 | 0 | 0 | 0 | 0 | 0 | 0 | 0 | 0
F3_Residential_Manufactured Home Regular Income_New_Appliances_Natural Gas_Clothes Dryer_E6 | F3 | Residential | Manufactured Home Regular Income | New | Appliances | Natural Gas | Clothes Dryer | E6 | PACT BC Ratio | 0 | 0 | 0 | 0 | 0 | 0 | 0 | 0 | 0 | 0 | 0 | 0 | 0 | 0 | 0 | 0 | 0 | 0 | 0 | 0 | 0 | 0 | 0 | 0 | 0 | 0 | 0 | 0 | 0 | 0 | 0 | 0 | 0
F3_Residential_Manufactured Home Regular Income_New_Appliances_Natural Gas_Clothes Dryer_E7 | F3 | Residential | Manufactured Home Regular Income | New | Appliances | Natural Gas | Clothes Dryer | E7 | PACT BC Ratio | 0 | 0 | 0 | 0 | 0 | 0 | 0 | 0 | 0 | 0 | 0 | 0 | 0 | 0 | 0 | 0 | 0 | 0 | 0 | 0 | 0 | 0 | 0 | 0 | 0 | 0 | 0 | 0 | 0 | 0 | 0 | 0 | 0
F3_Residential_Manufactured Home Regular Income_New_Appliances_Natural Gas_Clothes Dryer_E8 | F3 | Residential | Manufactured Home Regular Income | New | Appliances | Natural Gas | Clothes Dryer | E8 | PACT BC Ratio | 0 | 0 | 0 | 0 | 0 | 0 | 0 | 0 | 0 | 0 | 0 | 0 | 0 | 0 | 0 | 0 | 0 | 0 | 0 | 0 | 0 | 0 | 0 | 0 | 0 | 0 | 0 | 0 | 0 | 0 | 0 | 0 | 0
F3_Residential_Manufactured Home Regular Income_New_Appliances_Natural Gas_Clothes Dryer_E9 | F3 | Residential | Manufactured Home Regular Income | New | Appliances | Natural Gas | Clothes Dryer | E9 | PACT BC Ratio | 0 | 0 | 0 | 0 | 0 | 0 | 0 | 0 | 0 | 0 | 0 | 0 | 0 | 0 | 0 | 0 | 0 | 0 | 0 | 0 | 0 | 0 | 0 | 0 | 0 | 0 | 0 | 0 | 0 | 0 | 0 | 0 | 0
F3_Residential_Manufactured Home Regular Income_New_Appliances_Natural Gas_Clothes Dryer_E10 | F3 | Residential | Manufactured Home Regular Income | New | Appliances | Natural Gas | Clothes Dryer | E10 | PACT BC Ratio | 0 | 0 | 0 | 0 | 0 | 0 | 0 | 0 | 0 | 0 | 0 | 0 | 0 | 0 | 0 | 0 | 0 | 0 | 0 | 0 | 0 | 0 | 0 | 0 | 0 | 0 | 0 | 0 | 0 | 0 | 0 | 0 | 0
F4_Residential_Manufactured Home Regular Income_New_Appliances_Natural Gas_Clothes Dryer_E1 | F4 | Residential | Manufactured Home Regular Income | New | Appliances | Natural Gas | Clothes Dryer | E1 | RVT BC Ratio | bar: 2019 to 2051
F4_Residential_Manufactured Home Regular Income_New_Appliances_Natural Gas_Clothes Dryer_E2 | F4 | Residential | Manufactured Home Regular Income | New | Appliances | Natural Gas | Clothes Dryer | E2 | RVT BC Ratio | 0.88548 | 0.88577 | 0.88682 | 0.88766 | 0.88695 | 0.888 | 0.89051 | 0.89259 | 0.89508 | 0.89749 | 0.89993 | 0.90223 | 0.90467 | 0.90721 | 0.90965 | 0.91216 | 0.91469 | 0.9174 | 0.92006 | 0.92266 | 0.92497 | 0.92716 | 0.9289 | 0.9305 | 0.93157 | 0.93231 | 0.93284 | 0.93309 | 0.93298 | 0.93262 | 0.93178 | 0.93072 | 0.92927
F4_Residential_Manufactured Home Regular Income_New_Appliances_Natural Gas_Clothes Dryer_E3 | F4 | Residential | Manufactured Home Regular Income | New | Appliances | Natural Gas | Clothes Dryer | E3 | RVT BC Ratio | 0 | 0 | 0 | 0 | 0 | 0 | 0 | 0 | 0 | 0 | 0 | 0 | 0 | 0 | 0 | 0 | 0 | 0 | 0 | 0 | 0 | 0 | 0 | 0 | 0 | 0 | 0 | 0 | 0 | 0 | 0 | 0 | 0
F4_Residential_Manufactured Home Regular Income_New_Appliances_Natural Gas_Clothes Dryer_E4 | F4 | Residential | Manufactured Home Regular Income | New | Appliances | Natural Gas | Clothes Dryer | E4 | RVT BC Ratio | 0 | 0 | 0 | 0 | 0 | 0 | 0 | 0 | 0 | 0 | 0 | 0 | 0 | 0 | 0 | 0 | 0 | 0 | 0 | 0 | 0 | 0 | 0 | 0 | 0 | 0 | 0 | 0 | 0 | 0 | 0 | 0 | 0
F4_Residential_Manufactured Home Regular Income_New_Appliances_Natural Gas_Clothes Dryer_E5 | F4 | Residential | Manufactured Home Regular Income | New | Appliances | Natural Gas | Clothes Dryer | E5 | RVT BC Ratio | 0 | 0 | 0 | 0 | 0 | 0 | 0 | 0 | 0 | 0 | 0 | 0 | 0 | 0 | 0 | 0 | 0 | 0 | 0 | 0 | 0 | 0 | 0 | 0 | 0 | 0 | 0 | 0 | 0 | 0 | 0 | 0 | 0
F4_Residential_Manufactured Home Regular Income_New_Appliances_Natural Gas_Clothes Dryer_E6 | F4 | Residential | Manufactured Home Regular Income | New | Appliances | Natural Gas | Clothes Dryer | E6 | RVT BC Ratio | 0 | 0 | 0 | 0 | 0 | 0 | 0 | 0 | 0 | 0 | 0 | 0 | 0 | 0 | 0 | 0 | 0 | 0 | 0 | 0 | 0 | 0 | 0 | 0 | 0 | 0 | 0 | 0 | 0 | 0 | 0 | 0 | 0
F4_Residential_Manufactured Home Regular Income_New_Appliances_Natural Gas_Clothes Dryer_E7 | F4 | Residential | Manufactured Home Regular Income | New | Appliances | Natural Gas | Clothes Dryer | E7 | RVT BC Ratio | 0 | 0 | 0 | 0 | 0 | 0 | 0 | 0 | 0 | 0 | 0 | 0 | 0 | 0 | 0 | 0 | 0 | 0 | 0 | 0 | 0 | 0 | 0 | 0 | 0 | 0 | 0 | 0 | 0 | 0 | 0 | 0 | 0
F4_Residential_Manufactured Home Regular Income_New_Appliances_Natural Gas_Clothes Dryer_E8 | F4 | Residential | Manufactured Home Regular Income | New | Appliances | Natural Gas | Clothes Dryer | E8 | RVT BC Ratio | 0 | 0 | 0 | 0 | 0 | 0 | 0 | 0 | 0 | 0 | 0 | 0 | 0 | 0 | 0 | 0 | 0 | 0 | 0 | 0 | 0 | 0 | 0 | 0 | 0 | 0 | 0 | 0 | 0 | 0 | 0 | 0 | 0
F4_Residential_Manufactured Home Regular Income_New_Appliances_Natural Gas_Clothes Dryer_E9 | F4 | Residential | Manufactured Home Regular Income | New | Appliances | Natural Gas | Clothes Dryer | E9 | RVT BC Ratio | 0 | 0 | 0 | 0 | 0 | 0 | 0 | 0 | 0 | 0 | 0 | 0 | 0 | 0 | 0 | 0 | 0 | 0 | 0 | 0 | 0 | 0 | 0 | 0 | 0 | 0 | 0 | 0 | 0 | 0 | 0 | 0 | 0
F4_Residential_Manufactured Home Regular Income_New_Appliances_Natural Gas_Clothes Dryer_E10 | F4 | Residential | Manufactured Home Regular Income | New | Appliances | Natural Gas | Clothes Dryer | E10 | RVT BC Ratio | 0 | 0 | 0 | 0 | 0 | 0 | 0 | 0 | 0 | 0 | 0 | 0 | 0 | 0 | 0 | 0 | 0 | 0 | 0 | 0 | 0 | 0 | 0 | 0 | 0 | 0 | 0 | 0 | 0 | 0 | 0 | 0 | 0
F5_Residential_Manufactured Home Regular Income_New_Appliances_Natural Gas_Clothes Dryer_E1 | F5 | Residential | Manufactured Home Regular Income | New | Appliances | Natural Gas | Clothes Dryer | E1 | RIM BC Ratio | bar: 2019 to 2051
F5_Residential_Manufactured Home Regular Income_New_Appliances_Natural Gas_Clothes Dryer_E2 | F5 | Residential | Manufactured Home Regular Income | New | Appliances | Natural Gas | Clothes Dryer | E2 | RIM BC Ratio | 0.2393 | 0.23998 | 0.24141 | 0.24258 | 0.24208 | 0.24281 | 0.24456 | 0.246 | 0.24772 | 0.24938 | 0.25104 | 0.25261 | 0.25426 | 0.25598 | 0.25761 | 0.2593 | 0.26098 | 0.26278 | 0.2645 | 0.26615 | 0.26757 | 0.26887 | 0.26984 | 0.27067 | 0.27112 | 0.27135 | 0.27143 | 0.27133 | 0.27098 | 0.27046 | 0.26962 | 0.26863 | 0.26737
F5_Residential_Manufactured Home Regular Income_New_Appliances_Natural Gas_Clothes Dryer_E3 | F5 | Residential | Manufactured Home Regular Income | New | Appliances | Natural Gas | Clothes Dryer | E3 | RIM BC Ratio | 0 | 0 | 0 | 0 | 0 | 0 | 0 | 0 | 0 | 0 | 0 | 0 | 0 | 0 | 0 | 0 | 0 | 0 | 0 | 0 | 0 | 0 | 0 | 0 | 0 | 0 | 0 | 0 | 0 | 0 | 0 | 0 | 0
F5_Residential_Manufactured Home Regular Income_New_Appliances_Natural Gas_Clothes Dryer_E4 | F5 | Residential | Manufactured Home Regular Income | New | Appliances | Natural Gas | Clothes Dryer | E4 | RIM BC Ratio | 0 | 0 | 0 | 0 | 0 | 0 | 0 | 0 | 0 | 0 | 0 | 0 | 0 | 0 | 0 | 0 | 0 | 0 | 0 | 0 | 0 | 0 | 0 | 0 | 0 | 0 | 0 | 0 | 0 | 0 | 0 | 0 | 0
F5_Residential_Manufactured Home Regular Income_New_Appliances_Natural Gas_Clothes Dryer_E5 | F5 | Residential | Manufactured Home Regular Income | New | Appliances | Natural Gas | Clothes Dryer | E5 | RIM BC Ratio | 0 | 0 | 0 | 0 | 0 | 0 | 0 | 0 | 0 | 0 | 0 | 0 | 0 | 0 | 0 | 0 | 0 | 0 | 0 | 0 | 0 | 0 | 0 | 0 | 0 | 0 | 0 | 0 | 0 | 0 | 0 | 0 | 0
F5_Residential_Manufactured Home Regular Income_New_Appliances_Natural Gas_Clothes Dryer_E6 | F5 | Residential | Manufactured Home Regular Income | New | Appliances | Natural Gas | Clothes Dryer | E6 | RIM BC Ratio | 0 | 0 | 0 | 0 | 0 | 0 | 0 | 0 | 0 | 0 | 0 | 0 | 0 | 0 | 0 | 0 | 0 | 0 | 0 | 0 | 0 | 0 | 0 | 0 | 0 | 0 | 0 | 0 | 0 | 0 | 0 | 0 | 0
F5_Residential_Manufactured Home Regular Income_New_Appliances_Natural Gas_Clothes Dryer_E7 | F5 | Residential | Manufactured Home Regular Income | New | Appliances | Natural Gas | Clothes Dryer | E7 | RIM BC Ratio | 0 | 0 | 0 | 0 | 0 | 0 | 0 | 0 | 0 | 0 | 0 | 0 | 0 | 0 | 0 | 0 | 0 | 0 | 0 | 0 | 0 | 0 | 0 | 0 | 0 | 0 | 0 | 0 | 0 | 0 | 0 | 0 | 0
F5_Residential_Manufactured Home Regular Income_New_Appliances_Natural Gas_Clothes Dryer_E8 | F5 | Residential | Manufactured Home Regular Income | New | Appliances | Natural Gas | Clothes Dryer | E8 | RIM BC Ratio | 0 | 0 | 0 | 0 | 0 | 0 | 0 | 0 | 0 | 0 | 0 | 0 | 0 | 0 | 0 | 0 | 0 | 0 | 0 | 0 | 0 | 0 | 0 | 0 | 0 | 0 | 0 | 0 | 0 | 0 | 0 | 0 | 0
F5_Residential_Manufactured Home Regular Income_New_Appliances_Natural Gas_Clothes Dryer_E9 | F5 | Residential | Manufactured Home Regular Income | New | Appliances | Natural Gas | Clothes Dryer | E9 | RIM BC Ratio | 0 | 0 | 0 | 0 | 0 | 0 | 0 | 0 | 0 | 0 | 0 | 0 | 0 | 0 | 0 | 0 | 0 | 0 | 0 | 0 | 0 | 0 | 0 | 0 | 0 | 0 | 0 | 0 | 0 | 0 | 0 | 0 | 0
F5_Residential_Manufactured Home Regular Income_New_Appliances_Natural Gas_Clothes Dryer_E10 | F5 | Residential | Manufactured Home Regular Income | New | Appliances | Natural Gas | Clothes Dryer | E10 | RIM BC Ratio | 0 | 0 | 0 | 0 | 0 | 0 | 0 | 0 | 0 | 0 | 0 | 0 | 0 | 0 | 0 | 0 | 0 | 0 | 0 | 0 | 0 | 0 | 0 | 0 | 0 | 0 | 0 | 0 | 0 | 0 | 0 | 0 | 0
F0_Residential_Manufactured Home Regular Income_New_Appliances_Natural Gas_Stove/Oven_E0 | F0 | Residential | Manufactured Home Regular Income | New | Appliances | Natural Gas | Stove/Oven | E0 | Economic Unit | High Efficiency (730 + 1660 IAEC) | High Efficiency (730 + 1660 IAEC) | High Efficiency (730 + 1660 IAEC) | High Efficiency (730 + 1660 IAEC) | High Efficiency (730 + 1660 IAEC) | High Efficiency (730 + 1660 IAEC) | High Efficiency (730 + 1660 IAEC) | High Efficiency (730 + 1660 IAEC) | High Efficiency (730 + 1660 IAEC) | High Efficiency (730 + 1660 IAEC) | High Efficiency (730 + 1660 IAEC) | High Efficiency (730 + 1660 IAEC) | High Efficiency (730 + 1660 IAEC) | High Efficiency (730 + 1660 IAEC) | High Efficiency (730 + 1660 IAEC) | High Efficiency (730 + 1660 IAEC) | High Efficiency (730 + 1660 IAEC) | High Efficiency (730 + 1660 IAEC) | High Efficiency (730 + 1660 IAEC) | High Efficiency (730 + 1660 IAEC) | High Efficiency (730 + 1660 IAEC) | High Efficiency (730 + 1660 IAEC) | High Efficiency (730 + 1660 IAEC) | High Efficiency (730 + 1660 IAEC) | High Efficiency (730 + 1660 IAEC) | High Efficiency (730 + 1660 IAEC) | High Efficiency (730 + 1660 IAEC) | High Efficiency (730 + 1660 IAEC) | High Efficiency (730 + 1660 IAEC) | High Efficiency (730 + 1660 IAEC) | High Efficiency (730 + 1660 IAEC) | High Efficiency (730 + 1660 IAEC) | High Efficiency (730 + 1660 IAEC)
F1_Residential_Manufactured Home Regular Income_New_Appliances_Natural Gas_Stove/Oven_E1 | F1 | Residential | Manufactured Home Regular Income | New | Appliances | Natural Gas | Stove/Oven | E1 | CCE | 0 | 0 | 0 | 0 | 0 | 0 | 0 | 0 | 0 | 0 | 0 | 0 | 0 | 0 | 0 | 0 | 0 | 0 | 0 | 0 | 0 | 0 | 0 | 0 | 0 | 0 | 0 | 0 | 0 | 0 | 0 | 0 | 0
F1_Residential_Manufactured Home Regular Income_New_Appliances_Natural Gas_Stove/Oven_E2 | F1 | Residential | Manufactured Home Regular Income | New | Appliances | Natural Gas | Stove/Oven | E2 | CCE | 1.8336 | 1.8901 | 1.8517 | 1.6975 | 1.6975 | 1.6975 | 1.6975 | 1.6975 | 1.6975 | 1.6975 | 1.6975 | 1.6975 | 1.6975 | 1.6975 | 1.6975 | 1.6975 | 1.6975 | 1.6975 | 1.6975 | 1.6975 | 1.6975 | 1.6975 | 1.6975 | 1.6975 | 1.6975 | 1.6975 | 1.6975 | 1.6975 | 1.6975 | 1.6975 | 1.6975 | 1.6975 | 1.6975
F1_Residential_Manufactured Home Regular Income_New_Appliances_Natural Gas_Stove/Oven_E3 | F1 | Residential | Manufactured Home Regular Income | New | Appliances | Natural Gas | Stove/Oven | E3 | CCE | 0 | 0 | 0 | 0 | 0 | 0 | 0 | 0 | 0 | 0 | 0 | 0 | 0 | 0 | 0 | 0 | 0 | 0 | 0 | 0 | 0 | 0 | 0 | 0 | 0 | 0 | 0 | 0 | 0 | 0 | 0 | 0 | 0
F1_Residential_Manufactured Home Regular Income_New_Appliances_Natural Gas_Stove/Oven_E4 | F1 | Residential | Manufactured Home Regular Income | New | Appliances | Natural Gas | Stove/Oven | E4 | CCE | 0 | 0 | 0 | 0 | 0 | 0 | 0 | 0 | 0 | 0 | 0 | 0 | 0 | 0 | 0 | 0 | 0 | 0 | 0 | 0 | 0 | 0 | 0 | 0 | 0 | 0 | 0 | 0 | 0 | 0 | 0 | 0 | 0
F1_Residential_Manufactured Home Regular Income_New_Appliances_Natural Gas_Stove/Oven_E5 | F1 | Residential | Manufactured Home Regular Income | New | Appliances | Natural Gas | Stove/Oven | E5 | CCE | 0 | 0 | 0 | 0 | 0 | 0 | 0 | 0 | 0 | 0 | 0 | 0 | 0 | 0 | 0 | 0 | 0 | 0 | 0 | 0 | 0 | 0 | 0 | 0 | 0 | 0 | 0 | 0 | 0 | 0 | 0 | 0 | 0
F1_Residential_Manufactured Home Regular Income_New_Appliances_Natural Gas_Stove/Oven_E6 | F1 | Residential | Manufactured Home Regular Income | New | Appliances | Natural Gas | Stove/Oven | E6 | CCE | 0 | 0 | 0 | 0 | 0 | 0 | 0 | 0 | 0 | 0 | 0 | 0 | 0 | 0 | 0 | 0 | 0 | 0 | 0 | 0 | 0 | 0 | 0 | 0 | 0 | 0 | 0 | 0 | 0 | 0 | 0 | 0 | 0
F1_Residential_Manufactured Home Regular Income_New_Appliances_Natural Gas_Stove/Oven_E7 | F1 | Residential | Manufactured Home Regular Income | New | Appliances | Natural Gas | Stove/Oven | E7 | CCE | 0 | 0 | 0 | 0 | 0 | 0 | 0 | 0 | 0 | 0 | 0 | 0 | 0 | 0 | 0 | 0 | 0 | 0 | 0 | 0 | 0 | 0 | 0 | 0 | 0 | 0 | 0 | 0 | 0 | 0 | 0 | 0 | 0
F1_Residential_Manufactured Home Regular Income_New_Appliances_Natural Gas_Stove/Oven_E8 | F1 | Residential | Manufactured Home Regular Income | New | Appliances | Natural Gas | Stove/Oven | E8 | CCE | 0 | 0 | 0 | 0 | 0 | 0 | 0 | 0 | 0 | 0 | 0 | 0 | 0 | 0 | 0 | 0 | 0 | 0 | 0 | 0 | 0 | 0 | 0 | 0 | 0 | 0 | 0 | 0 | 0 | 0 | 0 | 0 | 0
F1_Residential_Manufactured Home Regular Income_New_Appliances_Natural Gas_Stove/Oven_E9 | F1 | Residential | Manufactured Home Regular Income | New | Appliances | Natural Gas | Stove/Oven | E9 | CCE | 0 | 0 | 0 | 0 | 0 | 0 | 0 | 0 | 0 | 0 | 0 | 0 | 0 | 0 | 0 | 0 | 0 | 0 | 0 | 0 | 0 | 0 | 0 | 0 | 0 | 0 | 0 | 0 | 0 | 0 | 0 | 0 | 0
F1_Residential_Manufactured Home Regular Income_New_Appliances_Natural Gas_Stove/Oven_E10 | F1 | Residential | Manufactured Home Regular Income | New | Appliances | Natural Gas | Stove/Oven | E10 | CCE | 0 | 0 | 0 | 0 | 0 | 0 | 0 | 0 | 0 | 0 | 0 | 0 | 0 | 0 | 0 | 0 | 0 | 0 | 0 | 0 | 0 | 0 | 0 | 0 | 0 | 0 | 0 | 0 | 0 | 0 | 0 | 0 | 0
F2_Residential_Manufactured Home Regular Income_New_Appliances_Natural Gas_Stove/Oven_E1 | F2 | Residential | Manufactured Home Regular Income | New | Appliances | Natural Gas | Stove/Oven | E1 | TRC BC Ratio | bar: 2019 to 2051
F2_Residential_Manufactured Home Regular Income_New_Appliances_Natural Gas_Stove/Oven_E2 | F2 | Residential | Manufactured Home Regular Income | New | Appliances | Natural Gas | Stove/Oven | E2 | TRC BC Ratio | 0.90385 | 0.90666 | 0.91293 | 0.91806 | 0.91557 | 0.91923 | 0.92799 | 0.93522 | 0.94391 | 0.95232 | 0.96081 | 0.96884 | 0.97733 | 0.9862 | 0.99468 | 1.0034 | 1.0123 | 1.0217 | 1.0309 | 1.0397 | 1.0474 | 1.0545 | 1.0599 | 1.0647 | 1.0675 | 1.0691 | 1.0699 | 1.0698 | 1.0683 | 1.0659 | 1.0618 | 1.0569 | 1.0506
F2_Residential_Manufactured Home Regular Income_New_Appliances_Natural Gas_Stove/Oven_E3 | F2 | Residential | Manufactured Home Regular Income | New | Appliances | Natural Gas | Stove/Oven | E3 | TRC BC Ratio | 0 | 0 | 0 | 0 | 0 | 0 | 0 | 0 | 0 | 0 | 0 | 0 | 0 | 0 | 0 | 0 | 0 | 0 | 0 | 0 | 0 | 0 | 0 | 0 | 0 | 0 | 0 | 0 | 0 | 0 | 0 | 0 | 0
F2_Residential_Manufactured Home Regular Income_New_Appliances_Natural Gas_Stove/Oven_E4 | F2 | Residential | Manufactured Home Regular Income | New | Appliances | Natural Gas | Stove/Oven | E4 | TRC BC Ratio | 0 | 0 | 0 | 0 | 0 | 0 | 0 | 0 | 0 | 0 | 0 | 0 | 0 | 0 | 0 | 0 | 0 | 0 | 0 | 0 | 0 | 0 | 0 | 0 | 0 | 0 | 0 | 0 | 0 | 0 | 0 | 0 | 0
F2_Residential_Manufactured Home Regular Income_New_Appliances_Natural Gas_Stove/Oven_E5 | F2 | Residential | Manufactured Home Regular Income | New | Appliances | Natural Gas | Stove/Oven | E5 | TRC BC Ratio | 0 | 0 | 0 | 0 | 0 | 0 | 0 | 0 | 0 | 0 | 0 | 0 | 0 | 0 | 0 | 0 | 0 | 0 | 0 | 0 | 0 | 0 | 0 | 0 | 0 | 0 | 0 | 0 | 0 | 0 | 0 | 0 | 0
F2_Residential_Manufactured Home Regular Income_New_Appliances_Natural Gas_Stove/Oven_E6 | F2 | Residential | Manufactured Home Regular Income | New | Appliances | Natural Gas | Stove/Oven | E6 | TRC BC Ratio | 0 | 0 | 0 | 0 | 0 | 0 | 0 | 0 | 0 | 0 | 0 | 0 | 0 | 0 | 0 | 0 | 0 | 0 | 0 | 0 | 0 | 0 | 0 | 0 | 0 | 0 | 0 | 0 | 0 | 0 | 0 | 0 | 0
F2_Residential_Manufactured Home Regular Income_New_Appliances_Natural Gas_Stove/Oven_E7 | F2 | Residential | Manufactured Home Regular Income | New | Appliances | Natural Gas | Stove/Oven | E7 | TRC BC Ratio | 0 | 0 | 0 | 0 | 0 | 0 | 0 | 0 | 0 | 0 | 0 | 0 | 0 | 0 | 0 | 0 | 0 | 0 | 0 | 0 | 0 | 0 | 0 | 0 | 0 | 0 | 0 | 0 | 0 | 0 | 0 | 0 | 0
F2_Residential_Manufactured Home Regular Income_New_Appliances_Natural Gas_Stove/Oven_E8 | F2 | Residential | Manufactured Home Regular Income | New | Appliances | Natural Gas | Stove/Oven | E8 | TRC BC Ratio | 0 | 0 | 0 | 0 | 0 | 0 | 0 | 0 | 0 | 0 | 0 | 0 | 0 | 0 | 0 | 0 | 0 | 0 | 0 | 0 | 0 | 0 | 0 | 0 | 0 | 0 | 0 | 0 | 0 | 0 | 0 | 0 | 0
F2_Residential_Manufactured Home Regular Income_New_Appliances_Natural Gas_Stove/Oven_E9 | F2 | Residential | Manufactured Home Regular Income | New | Appliances | Natural Gas | Stove/Oven | E9 | TRC BC Ratio | 0 | 0 | 0 | 0 | 0 | 0 | 0 | 0 | 0 | 0 | 0 | 0 | 0 | 0 | 0 | 0 | 0 | 0 | 0 | 0 | 0 | 0 | 0 | 0 | 0 | 0 | 0 | 0 | 0 | 0 | 0 | 0 | 0
F2_Residential_Manufactured Home Regular Income_New_Appliances_Natural Gas_Stove/Oven_E10 | F2 | Residential | Manufactured Home Regular Income | New | Appliances | Natural Gas | Stove/Oven | E10 | TRC BC Ratio | 0 | 0 | 0 | 0 | 0 | 0 | 0 | 0 | 0 | 0 | 0 | 0 | 0 | 0 | 0 | 0 | 0 | 0 | 0 | 0 | 0 | 0 | 0 | 0 | 0 | 0 | 0 | 0 | 0 | 0 | 0 | 0 | 0
F3_Residential_Manufactured Home Regular Income_New_Appliances_Natural Gas_Stove/Oven_E1 | F3 | Residential | Manufactured Home Regular Income | New | Appliances | Natural Gas | Stove/Oven | E1 | PACT BC Ratio | bar: 2019 to 2051
F3_Residential_Manufactured Home Regular Income_New_Appliances_Natural Gas_Stove/Oven_E2 | F3 | Residential | Manufactured Home Regular Income | New | Appliances | Natural Gas | Stove/Oven | E2 | PACT BC Ratio | 1.2051 | 1.2089 | 1.2172 | 1.2241 | 1.2208 | 1.2256 | 1.2373 | 1.247 | 1.2585 | 1.2698 | 1.2811 | 1.2918 | 1.3031 | 1.3149 | 1.3262 | 1.3379 | 1.3497 | 1.3623 | 1.3745 | 1.3862 | 1.3965 | 1.406 | 1.4133 | 1.4196 | 1.4234 | 1.4255 | 1.4266 | 1.4264 | 1.4244 | 1.4212 | 1.4157 | 1.4092 | 1.4008
F3_Residential_Manufactured Home Regular Income_New_Appliances_Natural Gas_Stove/Oven_E3 | F3 | Residential | Manufactured Home Regular Income | New | Appliances | Natural Gas | Stove/Oven | E3 | PACT BC Ratio | 0 | 0 | 0 | 0 | 0 | 0 | 0 | 0 | 0 | 0 | 0 | 0 | 0 | 0 | 0 | 0 | 0 | 0 | 0 | 0 | 0 | 0 | 0 | 0 | 0 | 0 | 0 | 0 | 0 | 0 | 0 | 0 | 0
F3_Residential_Manufactured Home Regular Income_New_Appliances_Natural Gas_Stove/Oven_E4 | F3 | Residential | Manufactured Home Regular Income | New | Appliances | Natural Gas | Stove/Oven | E4 | PACT BC Ratio | 0 | 0 | 0 | 0 | 0 | 0 | 0 | 0 | 0 | 0 | 0 | 0 | 0 | 0 | 0 | 0 | 0 | 0 | 0 | 0 | 0 | 0 | 0 | 0 | 0 | 0 | 0 | 0 | 0 | 0 | 0 | 0 | 0
F3_Residential_Manufactured Home Regular Income_New_Appliances_Natural Gas_Stove/Oven_E5 | F3 | Residential | Manufactured Home Regular Income | New | Appliances | Natural Gas | Stove/Oven | E5 | PACT BC Ratio | 0 | 0 | 0 | 0 | 0 | 0 | 0 | 0 | 0 | 0 | 0 | 0 | 0 | 0 | 0 | 0 | 0 | 0 | 0 | 0 | 0 | 0 | 0 | 0 | 0 | 0 | 0 | 0 | 0 | 0 | 0 | 0 | 0
F3_Residential_Manufactured Home Regular Income_New_Appliances_Natural Gas_Stove/Oven_E6 | F3 | Residential | Manufactured Home Regular Income | New | Appliances | Natural Gas | Stove/Oven | E6 | PACT BC Ratio | 0 | 0 | 0 | 0 | 0 | 0 | 0 | 0 | 0 | 0 | 0 | 0 | 0 | 0 | 0 | 0 | 0 | 0 | 0 | 0 | 0 | 0 | 0 | 0 | 0 | 0 | 0 | 0 | 0 | 0 | 0 | 0 | 0
F3_Residential_Manufactured Home Regular Income_New_Appliances_Natural Gas_Stove/Oven_E7 | F3 | Residential | Manufactured Home Regular Income | New | Appliances | Natural Gas | Stove/Oven | E7 | PACT BC Ratio | 0 | 0 | 0 | 0 | 0 | 0 | 0 | 0 | 0 | 0 | 0 | 0 | 0 | 0 | 0 | 0 | 0 | 0 | 0 | 0 | 0 | 0 | 0 | 0 | 0 | 0 | 0 | 0 | 0 | 0 | 0 | 0 | 0
F3_Residential_Manufactured Home Regular Income_New_Appliances_Natural Gas_Stove/Oven_E8 | F3 | Residential | Manufactured Home Regular Income | New | Appliances | Natural Gas | Stove/Oven | E8 | PACT BC Ratio | 0 | 0 | 0 | 0 | 0 | 0 | 0 | 0 | 0 | 0 | 0 | 0 | 0 | 0 | 0 | 0 | 0 | 0 | 0 | 0 | 0 | 0 | 0 | 0 | 0 | 0 | 0 | 0 | 0 | 0 | 0 | 0 | 0
F3_Residential_Manufactured Home Regular Income_New_Appliances_Natural Gas_Stove/Oven_E9 | F3 | Residential | Manufactured Home Regular Income | New | Appliances | Natural Gas | Stove/Oven | E9 | PACT BC Ratio | 0 | 0 | 0 | 0 | 0 | 0 | 0 | 0 | 0 | 0 | 0 | 0 | 0 | 0 | 0 | 0 | 0 | 0 | 0 | 0 | 0 | 0 | 0 | 0 | 0 | 0 | 0 | 0 | 0 | 0 | 0 | 0 | 0
F3_Residential_Manufactured Home Regular Income_New_Appliances_Natural Gas_Stove/Oven_E10 | F3 | Residential | Manufactured Home Regular Income | New | Appliances | Natural Gas | Stove/Oven | E10 | PACT BC Ratio | 0 | 0 | 0 | 0 | 0 | 0 | 0 | 0 | 0 | 0 | 0 | 0 | 0 | 0 | 0 | 0 | 0 | 0 | 0 | 0 | 0 | 0 | 0 | 0 | 0 | 0 | 0 | 0 | 0 | 0 | 0 | 0 | 0
F4_Residential_Manufactured Home Regular Income_New_Appliances_Natural Gas_Stove/Oven_E1 | F4 | Residential | Manufactured Home Regular Income | New | Appliances | Natural Gas | Stove/Oven | E1 | RVT BC Ratio | bar: 2019 to 2051
F4_Residential_Manufactured Home Regular Income_New_Appliances_Natural Gas_Stove/Oven_E2 | F4 | Residential | Manufactured Home Regular Income | New | Appliances | Natural Gas | Stove/Oven | E2 | RVT BC Ratio | 1.4745 | 1.4757 | 1.4801 | 1.4836 | 1.4806 | 1.485 | 1.4955 | 1.5041 | 1.5146 | 1.5246 | 1.5348 | 1.5444 | 1.5546 | 1.5652 | 1.5754 | 1.5859 | 1.5964 | 1.6078 | 1.6189 | 1.6297 | 1.6394 | 1.6485 | 1.6558 | 1.6625 | 1.6669 | 1.67 | 1.6722 | 1.6733 | 1.6728 | 1.6713 | 1.6678 | 1.6634 | 1.6573
F4_Residential_Manufactured Home Regular Income_New_Appliances_Natural Gas_Stove/Oven_E3 | F4 | Residential | Manufactured Home Regular Income | New | Appliances | Natural Gas | Stove/Oven | E3 | RVT BC Ratio | 0 | 0 | 0 | 0 | 0 | 0 | 0 | 0 | 0 | 0 | 0 | 0 | 0 | 0 | 0 | 0 | 0 | 0 | 0 | 0 | 0 | 0 | 0 | 0 | 0 | 0 | 0 | 0 | 0 | 0 | 0 | 0 | 0
F4_Residential_Manufactured Home Regular Income_New_Appliances_Natural Gas_Stove/Oven_E4 | F4 | Residential | Manufactured Home Regular Income | New | Appliances | Natural Gas | Stove/Oven | E4 | RVT BC Ratio | 0 | 0 | 0 | 0 | 0 | 0 | 0 | 0 | 0 | 0 | 0 | 0 | 0 | 0 | 0 | 0 | 0 | 0 | 0 | 0 | 0 | 0 | 0 | 0 | 0 | 0 | 0 | 0 | 0 | 0 | 0 | 0 | 0
F4_Residential_Manufactured Home Regular Income_New_Appliances_Natural Gas_Stove/Oven_E5 | F4 | Residential | Manufactured Home Regular Income | New | Appliances | Natural Gas | Stove/Oven | E5 | RVT BC Ratio | 0 | 0 | 0 | 0 | 0 | 0 | 0 | 0 | 0 | 0 | 0 | 0 | 0 | 0 | 0 | 0 | 0 | 0 | 0 | 0 | 0 | 0 | 0 | 0 | 0 | 0 | 0 | 0 | 0 | 0 | 0 | 0 | 0
F4_Residential_Manufactured Home Regular Income_New_Appliances_Natural Gas_Stove/Oven_E6 | F4 | Residential | Manufactured Home Regular Income | New | Appliances | Natural Gas | Stove/Oven | E6 | RVT BC Ratio | 0 | 0 | 0 | 0 | 0 | 0 | 0 | 0 | 0 | 0 | 0 | 0 | 0 | 0 | 0 | 0 | 0 | 0 | 0 | 0 | 0 | 0 | 0 | 0 | 0 | 0 | 0 | 0 | 0 | 0 | 0 | 0 | 0
F4_Residential_Manufactured Home Regular Income_New_Appliances_Natural Gas_Stove/Oven_E7 | F4 | Residential | Manufactured Home Regular Income | New | Appliances | Natural Gas | Stove/Oven | E7 | RVT BC Ratio | 0 | 0 | 0 | 0 | 0 | 0 | 0 | 0 | 0 | 0 | 0 | 0 | 0 | 0 | 0 | 0 | 0 | 0 | 0 | 0 | 0 | 0 | 0 | 0 | 0 | 0 | 0 | 0 | 0 | 0 | 0 | 0 | 0
F4_Residential_Manufactured Home Regular Income_New_Appliances_Natural Gas_Stove/Oven_E8 | F4 | Residential | Manufactured Home Regular Income | New | Appliances | Natural Gas | Stove/Oven | E8 | RVT BC Ratio | 0 | 0 | 0 | 0 | 0 | 0 | 0 | 0 | 0 | 0 | 0 | 0 | 0 | 0 | 0 | 0 | 0 | 0 | 0 | 0 | 0 | 0 | 0 | 0 | 0 | 0 | 0 | 0 | 0 | 0 | 0 | 0 | 0
F4_Residential_Manufactured Home Regular Income_New_Appliances_Natural Gas_Stove/Oven_E9 | F4 | Residential | Manufactured Home Regular Income | New | Appliances | Natural Gas | Stove/Oven | E9 | RVT BC Ratio | 0 | 0 | 0 | 0 | 0 | 0 | 0 | 0 | 0 | 0 | 0 | 0 | 0 | 0 | 0 | 0 | 0 | 0 | 0 | 0 | 0 | 0 | 0 | 0 | 0 | 0 | 0 | 0 | 0 | 0 | 0 | 0 | 0
F4_Residential_Manufactured Home Regular Income_New_Appliances_Natural Gas_Stove/Oven_E10 | F4 | Residential | Manufactured Home Regular Income | New | Appliances | Natural Gas | Stove/Oven | E10 | RVT BC Ratio | 0 | 0 | 0 | 0 | 0 | 0 | 0 | 0 | 0 | 0 | 0 | 0 | 0 | 0 | 0 | 0 | 0 | 0 | 0 | 0 | 0 | 0 | 0 | 0 | 0 | 0 | 0 | 0 | 0 | 0 | 0 | 0 | 0
F5_Residential_Manufactured Home Regular Income_New_Appliances_Natural Gas_Stove/Oven_E1 | F5 | Residential | Manufactured Home Regular Income | New | Appliances | Natural Gas | Stove/Oven | E1 | RIM BC Ratio | bar: 2019 to 2051
F5_Residential_Manufactured Home Regular Income_New_Appliances_Natural Gas_Stove/Oven_E2 | F5 | Residential | Manufactured Home Regular Income | New | Appliances | Natural Gas | Stove/Oven | E2 | RIM BC Ratio | 0.64773 | 0.64928 | 0.65207 | 0.65436 | 0.65375 | 0.65465 | 0.6568 | 0.65855 | 0.66063 | 0.66263 | 0.66461 | 0.66647 | 0.66841 | 0.67042 | 0.67232 | 0.67425 | 0.67618 | 0.67822 | 0.68012 | 0.68187 | 0.68331 | 0.68457 | 0.6854 | 0.68602 | 0.68617 | 0.68605 | 0.68577 | 0.68528 | 0.6845 | 0.68352 | 0.68218 | 0.68064 | 0.67879
F5_Residential_Manufactured Home Regular Income_New_Appliances_Natural Gas_Stove/Oven_E3 | F5 | Residential | Manufactured Home Regular Income | New | Appliances | Natural Gas | Stove/Oven | E3 | RIM BC Ratio | 0 | 0 | 0 | 0 | 0 | 0 | 0 | 0 | 0 | 0 | 0 | 0 | 0 | 0 | 0 | 0 | 0 | 0 | 0 | 0 | 0 | 0 | 0 | 0 | 0 | 0 | 0 | 0 | 0 | 0 | 0 | 0 | 0
F5_Residential_Manufactured Home Regular Income_New_Appliances_Natural Gas_Stove/Oven_E4 | F5 | Residential | Manufactured Home Regular Income | New | Appliances | Natural Gas | Stove/Oven | E4 | RIM BC Ratio | 0 | 0 | 0 | 0 | 0 | 0 | 0 | 0 | 0 | 0 | 0 | 0 | 0 | 0 | 0 | 0 | 0 | 0 | 0 | 0 | 0 | 0 | 0 | 0 | 0 | 0 | 0 | 0 | 0 | 0 | 0 | 0 | 0
F5_Residential_Manufactured Home Regular Income_New_Appliances_Natural Gas_Stove/Oven_E5 | F5 | Residential | Manufactured Home Regular Income | New | Appliances | Natural Gas | Stove/Oven | E5 | RIM BC Ratio | 0 | 0 | 0 | 0 | 0 | 0 | 0 | 0 | 0 | 0 | 0 | 0 | 0 | 0 | 0 | 0 | 0 | 0 | 0 | 0 | 0 | 0 | 0 | 0 | 0 | 0 | 0 | 0 | 0 | 0 | 0 | 0 | 0
F5_Residential_Manufactured Home Regular Income_New_Appliances_Natural Gas_Stove/Oven_E6 | F5 | Residential | Manufactured Home Regular Income | New | Appliances | Natural Gas | Stove/Oven | E6 | RIM BC Ratio | 0 | 0 | 0 | 0 | 0 | 0 | 0 | 0 | 0 | 0 | 0 | 0 | 0 | 0 | 0 | 0 | 0 | 0 | 0 | 0 | 0 | 0 | 0 | 0 | 0 | 0 | 0 | 0 | 0 | 0 | 0 | 0 | 0
F5_Residential_Manufactured Home Regular Income_New_Appliances_Natural Gas_Stove/Oven_E7 | F5 | Residential | Manufactured Home Regular Income | New | Appliances | Natural Gas | Stove/Oven | E7 | RIM BC Ratio | 0 | 0 | 0 | 0 | 0 | 0 | 0 | 0 | 0 | 0 | 0 | 0 | 0 | 0 | 0 | 0 | 0 | 0 | 0 | 0 | 0 | 0 | 0 | 0 | 0 | 0 | 0 | 0 | 0 | 0 | 0 | 0 | 0
F5_Residential_Manufactured Home Regular Income_New_Appliances_Natural Gas_Stove/Oven_E8 | F5 | Residential | Manufactured Home Regular Income | New | Appliances | Natural Gas | Stove/Oven | E8 | RIM BC Ratio | 0 | 0 | 0 | 0 | 0 | 0 | 0 | 0 | 0 | 0 | 0 | 0 | 0 | 0 | 0 | 0 | 0 | 0 | 0 | 0 | 0 | 0 | 0 | 0 | 0 | 0 | 0 | 0 | 0 | 0 | 0 | 0 | 0
F5_Residential_Manufactured Home Regular Income_New_Appliances_Natural Gas_Stove/Oven_E9 | F5 | Residential | Manufactured Home Regular Income | New | Appliances | Natural Gas | Stove/Oven | E9 | RIM BC Ratio | 0 | 0 | 0 | 0 | 0 | 0 | 0 | 0 | 0 | 0 | 0 | 0 | 0 | 0 | 0 | 0 | 0 | 0 | 0 | 0 | 0 | 0 | 0 | 0 | 0 | 0 | 0 | 0 | 0 | 0 | 0 | 0 | 0
F5_Residential_Manufactured Home Regular Income_New_Appliances_Natural Gas_Stove/Oven_E10 | F5 | Residential | Manufactured Home Regular Income | New | Appliances | Natural Gas | Stove/Oven | E10 | RIM BC Ratio | 0 | 0 | 0 | 0 | 0 | 0 | 0 | 0 | 0 | 0 | 0 | 0 | 0 | 0 | 0 | 0 | 0 | 0 | 0 | 0 | 0 | 0 | 0 | 0 | 0 | 0 | 0 | 0 | 0 | 0 | 0 | 0 | 0
F0_Residential_Manufactured Home Regular Income_New_Miscellaneous_Natural Gas_Pool Heater_E0 | F0 | Residential | Manufactured Home Regular Income | New | Miscellaneous | Natural Gas | Pool Heater | E0 | Economic Unit | Standard (EF 0.82) | Standard (EF 0.82) | Standard (EF 0.82) | Standard (EF 0.82) | Standard (EF 0.82) | Standard (EF 0.82) | Standard (EF 0.82) | Standard (EF 0.82) | Standard (EF 0.82) | Standard (EF 0.82) | Standard (EF 0.82) | Standard (EF 0.82) | Standard (EF 0.82) | Standard (EF 0.82) | Standard (EF 0.82) | Standard (EF 0.82) | Standard (EF 0.82) | Standard (EF 0.82) | Standard (EF 0.82) | Standard (EF 0.82) | Standard (EF 0.82) | Standard (EF 0.82) | Standard (EF 0.82) | Standard (EF 0.82) | Standard (EF 0.82) | Standard (EF 0.82) | Standard (EF 0.82) | Standard (EF 0.82) | Standard (EF 0.82) | Standard (EF 0.82) | Standard (EF 0.82) | Standard (EF 0.82) | Standard (EF 0.82)
F1_Residential_Manufactured Home Regular Income_New_Miscellaneous_Natural Gas_Pool Heater_E1 | F1 | Residential | Manufactured Home Regular Income | New | Miscellaneous | Natural Gas | Pool Heater | E1 | CCE | 0 | 0 | 0 | 0 | 0 | 0 | 0 | 0 | 0 | 0 | 0 | 0 | 0 | 0 | 0 | 0 | 0 | 0 | 0 | 0 | 0 | 0 | 0 | 0 | 0 | 0 | 0 | 0 | 0 | 0 | 0 | 0 | 0
F1_Residential_Manufactured Home Regular Income_New_Miscellaneous_Natural Gas_Pool Heater_E2 | F1 | Residential | Manufactured Home Regular Income | New | Miscellaneous | Natural Gas | Pool Heater | E2 | CCE | 18.5985 | 19.1708 | 18.7816 | 17.2178 | 17.2178 | 17.2178 | 17.2178 | 17.2178 | 17.2178 | 17.2178 | 17.2178 | 17.2178 | 17.2178 | 17.2178 | 17.2178 | 17.2178 | 17.2178 | 17.2178 | 17.2178 | 17.2178 | 17.2178 | 17.2178 | 17.2178 | 17.2178 | 17.2178 | 17.2178 | 17.2178 | 17.2178 | 17.2178 | 17.2178 | 17.2178 | 17.2178 | 17.2178
F1_Residential_Manufactured Home Regular Income_New_Miscellaneous_Natural Gas_Pool Heater_E3 | F1 | Residential | Manufactured Home Regular Income | New | Miscellaneous | Natural Gas | Pool Heater | E3 | CCE | 21.8128 | 22.484 | 22.0275 | 20.1934 | 20.1934 | 20.1934 | 20.1934 | 20.1934 | 20.1934 | 20.1934 | 20.1934 | 20.1934 | 20.1934 | 20.1934 | 20.1934 | 20.1934 | 20.1934 | 20.1934 | 20.1934 | 20.1934 | 20.1934 | 20.1934 | 20.1934 | 20.1934 | 20.1934 | 20.1934 | 20.1934 | 20.1934 | 20.1934 | 20.1934 | 20.1934 | 20.1934 | 20.1934
F1_Residential_Manufactured Home Regular Income_New_Miscellaneous_Natural Gas_Pool Heater_E4 | F1 | Residential | Manufactured Home Regular Income | New | Miscellaneous | Natural Gas | Pool Heater | E4 | CCE | 20.9691 | 21.6143 | 21.1755 | 19.4123 | 19.4123 | 19.4123 | 19.4123 | 19.4123 | 19.4123 | 19.4123 | 19.4123 | 19.4123 | 19.4123 | 19.4123 | 19.4123 | 19.4123 | 19.4123 | 19.4123 | 19.4123 | 19.4123 | 19.4123 | 19.4123 | 19.4123 | 19.4123 | 19.4123 | 19.4123 | 19.4123 | 19.4123 | 19.4123 | 19.4123 | 19.4123 | 19.4123 | 19.4123
F1_Residential_Manufactured Home Regular Income_New_Miscellaneous_Natural Gas_Pool Heater_E5 | F1 | Residential | Manufactured Home Regular Income | New | Miscellaneous | Natural Gas | Pool Heater | E5 | CCE | 0 | 0 | 0 | 0 | 0 | 0 | 0 | 0 | 0 | 0 | 0 | 0 | 0 | 0 | 0 | 0 | 0 | 0 | 0 | 0 | 0 | 0 | 0 | 0 | 0 | 0 | 0 | 0 | 0 | 0 | 0 | 0 | 0
F1_Residential_Manufactured Home Regular Income_New_Miscellaneous_Natural Gas_Pool Heater_E6 | F1 | Residential | Manufactured Home Regular Income | New | Miscellaneous | Natural Gas | Pool Heater | E6 | CCE | 0 | 0 | 0 | 0 | 0 | 0 | 0 | 0 | 0 | 0 | 0 | 0 | 0 | 0 | 0 | 0 | 0 | 0 | 0 | 0 | 0 | 0 | 0 | 0 | 0 | 0 | 0 | 0 | 0 | 0 | 0 | 0 | 0
F1_Residential_Manufactured Home Regular Income_New_Miscellaneous_Natural Gas_Pool Heater_E7 | F1 | Residential | Manufactured Home Regular Income | New | Miscellaneous | Natural Gas | Pool Heater | E7 | CCE | 0 | 0 | 0 | 0 | 0 | 0 | 0 | 0 | 0 | 0 | 0 | 0 | 0 | 0 | 0 | 0 | 0 | 0 | 0 | 0 | 0 | 0 | 0 | 0 | 0 | 0 | 0 | 0 | 0 | 0 | 0 | 0 | 0
F1_Residential_Manufactured Home Regular Income_New_Miscellaneous_Natural Gas_Pool Heater_E8 | F1 | Residential | Manufactured Home Regular Income | New | Miscellaneous | Natural Gas | Pool Heater | E8 | CCE | 0 | 0 | 0 | 0 | 0 | 0 | 0 | 0 | 0 | 0 | 0 | 0 | 0 | 0 | 0 | 0 | 0 | 0 | 0 | 0 | 0 | 0 | 0 | 0 | 0 | 0 | 0 | 0 | 0 | 0 | 0 | 0 | 0
F1_Residential_Manufactured Home Regular Income_New_Miscellaneous_Natural Gas_Pool Heater_E9 | F1 | Residential | Manufactured Home Regular Income | New | Miscellaneous | Natural Gas | Pool Heater | E9 | CCE | 0 | 0 | 0 | 0 | 0 | 0 | 0 | 0 | 0 | 0 | 0 | 0 | 0 | 0 | 0 | 0 | 0 | 0 | 0 | 0 | 0 | 0 | 0 | 0 | 0 | 0 | 0 | 0 | 0 | 0 | 0 | 0 | 0
F1_Residential_Manufactured Home Regular Income_New_Miscellaneous_Natural Gas_Pool Heater_E10 | F1 | Residential | Manufactured Home Regular Income | New | Miscellaneous | Natural Gas | Pool Heater | E10 | CCE | 0 | 0 | 0 | 0 | 0 | 0 | 0 | 0 | 0 | 0 | 0 | 0 | 0 | 0 | 0 | 0 | 0 | 0 | 0 | 0 | 0 | 0 | 0 | 0 | 0 | 0 | 0 | 0 | 0 | 0 | 0 | 0 | 0
F2_Residential_Manufactured Home Regular Income_New_Miscellaneous_Natural Gas_Pool Heater_E1 | F2 | Residential | Manufactured Home Regular Income | New | Miscellaneous | Natural Gas | Pool Heater | E1 | TRC BC Ratio | bar: 2019 to 2051
F2_Residential_Manufactured Home Regular Income_New_Miscellaneous_Natural Gas_Pool Heater_E2 | F2 | Residential | Manufactured Home Regular Income | New | Miscellaneous | Natural Gas | Pool Heater | E2 | TRC BC Ratio | 0 | 0 | 0 | 0 | 0 | 0 | 0 | 0 | 0 | 0 | 0 | 0 | 0 | 0 | 0 | 0 | 0 | 0 | 0 | 0 | 0 | 0 | 0 | 0 | 0 | 0 | 0 | 0 | 0 | 0 | 0 | 0 | 0
F2_Residential_Manufactured Home Regular Income_New_Miscellaneous_Natural Gas_Pool Heater_E3 | F2 | Residential | Manufactured Home Regular Income | New | Miscellaneous | Natural Gas | Pool Heater | E3 | TRC BC Ratio | 0 | 0 | 0 | 0 | 0 | 0 | 0 | 0 | 0 | 0 | 0 | 0 | 0 | 0 | 0 | 0 | 0 | 0 | 0 | 0 | 0 | 0 | 0 | 0 | 0 | 0 | 0 | 0 | 0 | 0 | 0 | 0 | 0
F2_Residential_Manufactured Home Regular Income_New_Miscellaneous_Natural Gas_Pool Heater_E4 | F2 | Residential | Manufactured Home Regular Income | New | Miscellaneous | Natural Gas | Pool Heater | E4 | TRC BC Ratio | 0 | 0 | 0 | 0 | 0 | 0 | 0 | 0 | 0 | 0 | 0 | 0 | 0 | 0 | 0 | 0 | 0 | 0 | 0 | 0 | 0 | 0 | 0 | 0 | 0 | 0 | 0 | 0 | 0 | 0 | 0 | 0 | 0
F2_Residential_Manufactured Home Regular Income_New_Miscellaneous_Natural Gas_Pool Heater_E5 | F2 | Residential | Manufactured Home Regular Income | New | Miscellaneous | Natural Gas | Pool Heater | E5 | TRC BC Ratio | 0 | 0 | 0 | 0 | 0 | 0 | 0 | 0 | 0 | 0 | 0 | 0 | 0 | 0 | 0 | 0 | 0 | 0 | 0 | 0 | 0 | 0 | 0 | 0 | 0 | 0 | 0 | 0 | 0 | 0 | 0 | 0 | 0
F2_Residential_Manufactured Home Regular Income_New_Miscellaneous_Natural Gas_Pool Heater_E6 | F2 | Residential | Manufactured Home Regular Income | New | Miscellaneous | Natural Gas | Pool Heater | E6 | TRC BC Ratio | 0 | 0 | 0 | 0 | 0 | 0 | 0 | 0 | 0 | 0 | 0 | 0 | 0 | 0 | 0 | 0 | 0 | 0 | 0 | 0 | 0 | 0 | 0 | 0 | 0 | 0 | 0 | 0 | 0 | 0 | 0 | 0 | 0
F2_Residential_Manufactured Home Regular Income_New_Miscellaneous_Natural Gas_Pool Heater_E7 | F2 | Residential | Manufactured Home Regular Income | New | Miscellaneous | Natural Gas | Pool Heater | E7 | TRC BC Ratio | 0 | 0 | 0 | 0 | 0 | 0 | 0 | 0 | 0 | 0 | 0 | 0 | 0 | 0 | 0 | 0 | 0 | 0 | 0 | 0 | 0 | 0 | 0 | 0 | 0 | 0 | 0 | 0 | 0 | 0 | 0 | 0 | 0
F2_Residential_Manufactured Home Regular Income_New_Miscellaneous_Natural Gas_Pool Heater_E8 | F2 | Residential | Manufactured Home Regular Income | New | Miscellaneous | Natural Gas | Pool Heater | E8 | TRC BC Ratio | 0 | 0 | 0 | 0 | 0 | 0 | 0 | 0 | 0 | 0 | 0 | 0 | 0 | 0 | 0 | 0 | 0 | 0 | 0 | 0 | 0 | 0 | 0 | 0 | 0 | 0 | 0 | 0 | 0 | 0 | 0 | 0 | 0
F2_Residential_Manufactured Home Regular Income_New_Miscellaneous_Natural Gas_Pool Heater_E9 | F2 | Residential | Manufactured Home Regular Income | New | Miscellaneous | Natural Gas | Pool Heater | E9 | TRC BC Ratio | 0 | 0 | 0 | 0 | 0 | 0 | 0 | 0 | 0 | 0 | 0 | 0 | 0 | 0 | 0 | 0 | 0 | 0 | 0 | 0 | 0 | 0 | 0 | 0 | 0 | 0 | 0 | 0 | 0 | 0 | 0 | 0 | 0
F2_Residential_Manufactured Home Regular Income_New_Miscellaneous_Natural Gas_Pool Heater_E10 | F2 | Residential | Manufactured Home Regular Income | New | Miscellaneous | Natural Gas | Pool Heater | E10 | TRC BC Ratio | 0 | 0 | 0 | 0 | 0 | 0 | 0 | 0 | 0 | 0 | 0 | 0 | 0 | 0 | 0 | 0 | 0 | 0 | 0 | 0 | 0 | 0 | 0 | 0 | 0 | 0 | 0 | 0 | 0 | 0 | 0 | 0 | 0
F3_Residential_Manufactured Home Regular Income_New_Miscellaneous_Natural Gas_Pool Heater_E1 | F3 | Residential | Manufactured Home Regular Income | New | Miscellaneous | Natural Gas | Pool Heater | E1 | PACT BC Ratio | bar: 2019 to 2051
F3_Residential_Manufactured Home Regular Income_New_Miscellaneous_Natural Gas_Pool Heater_E2 | F3 | Residential | Manufactured Home Regular Income | New | Miscellaneous | Natural Gas | Pool Heater | E2 | PACT BC Ratio | 0 | 0 | 0 | 0 | 0 | 0 | 0 | 0 | 0 | 0 | 0 | 0 | 0 | 0 | 0 | 0 | 0 | 0 | 0 | 0 | 0 | 0 | 0 | 0 | 0 | 0 | 0 | 0 | 0 | 0 | 0 | 0 | 0
F3_Residential_Manufactured Home Regular Income_New_Miscellaneous_Natural Gas_Pool Heater_E3 | F3 | Residential | Manufactured Home Regular Income | New | Miscellaneous | Natural Gas | Pool Heater | E3 | PACT BC Ratio | 0 | 0 | 0 | 0 | 0 | 0 | 0 | 0 | 0 | 0 | 0 | 0 | 0 | 0 | 0 | 0 | 0 | 0 | 0 | 0 | 0 | 0 | 0 | 0 | 0 | 0 | 0 | 0 | 0 | 0 | 0 | 0 | 0
F3_Residential_Manufactured Home Regular Income_New_Miscellaneous_Natural Gas_Pool Heater_E4 | F3 | Residential | Manufactured Home Regular Income | New | Miscellaneous | Natural Gas | Pool Heater | E4 | PACT BC Ratio | 0 | 0 | 0 | 0 | 0 | 0 | 0 | 0 | 0 | 0 | 0 | 0 | 0 | 0 | 0 | 0 | 0 | 0 | 0 | 0 | 0 | 0 | 0 | 0 | 0 | 0 | 0 | 0 | 0 | 0 | 0 | 0 | 0
F3_Residential_Manufactured Home Regular Income_New_Miscellaneous_Natural Gas_Pool Heater_E5 | F3 | Residential | Manufactured Home Regular Income | New | Miscellaneous | Natural Gas | Pool Heater | E5 | PACT BC Ratio | 0 | 0 | 0 | 0 | 0 | 0 | 0 | 0 | 0 | 0 | 0 | 0 | 0 | 0 | 0 | 0 | 0 | 0 | 0 | 0 | 0 | 0 | 0 | 0 | 0 | 0 | 0 | 0 | 0 | 0 | 0 | 0 | 0
F3_Residential_Manufactured Home Regular Income_New_Miscellaneous_Natural Gas_Pool Heater_E6 | F3 | Residential | Manufactured Home Regular Income | New | Miscellaneous | Natural Gas | Pool Heater | E6 | PACT BC Ratio | 0 | 0 | 0 | 0 | 0 | 0 | 0 | 0 | 0 | 0 | 0 | 0 | 0 | 0 | 0 | 0 | 0 | 0 | 0 | 0 | 0 | 0 | 0 | 0 | 0 | 0 | 0 | 0 | 0 | 0 | 0 | 0 | 0
F3_Residential_Manufactured Home Regular Income_New_Miscellaneous_Natural Gas_Pool Heater_E7 | F3 | Residential | Manufactured Home Regular Income | New | Miscellaneous | Natural Gas | Pool Heater | E7 | PACT BC Ratio | 0 | 0 | 0 | 0 | 0 | 0 | 0 | 0 | 0 | 0 | 0 | 0 | 0 | 0 | 0 | 0 | 0 | 0 | 0 | 0 | 0 | 0 | 0 | 0 | 0 | 0 | 0 | 0 | 0 | 0 | 0 | 0 | 0
F3_Residential_Manufactured Home Regular Income_New_Miscellaneous_Natural Gas_Pool Heater_E8 | F3 | Residential | Manufactured Home Regular Income | New | Miscellaneous | Natural Gas | Pool Heater | E8 | PACT BC Ratio | 0 | 0 | 0 | 0 | 0 | 0 | 0 | 0 | 0 | 0 | 0 | 0 | 0 | 0 | 0 | 0 | 0 | 0 | 0 | 0 | 0 | 0 | 0 | 0 | 0 | 0 | 0 | 0 | 0 | 0 | 0 | 0 | 0
F3_Residential_Manufactured Home Regular Income_New_Miscellaneous_Natural Gas_Pool Heater_E9 | F3 | Residential | Manufactured Home Regular Income | New | Miscellaneous | Natural Gas | Pool Heater | E9 | PACT BC Ratio | 0 | 0 | 0 | 0 | 0 | 0 | 0 | 0 | 0 | 0 | 0 | 0 | 0 | 0 | 0 | 0 | 0 | 0 | 0 | 0 | 0 | 0 | 0 | 0 | 0 | 0 | 0 | 0 | 0 | 0 | 0 | 0 | 0
F3_Residential_Manufactured Home Regular Income_New_Miscellaneous_Natural Gas_Pool Heater_E10 | F3 | Residential | Manufactured Home Regular Income | New | Miscellaneous | Natural Gas | Pool Heater | E10 | PACT BC Ratio | 0 | 0 | 0 | 0 | 0 | 0 | 0 | 0 | 0 | 0 | 0 | 0 | 0 | 0 | 0 | 0 | 0 | 0 | 0 | 0 | 0 | 0 | 0 | 0 | 0 | 0 | 0 | 0 | 0 | 0 | 0 | 0 | 0
F4_Residential_Manufactured Home Regular Income_New_Miscellaneous_Natural Gas_Pool Heater_E1 | F4 | Residential | Manufactured Home Regular Income | New | Miscellaneous | Natural Gas | Pool Heater | E1 | RVT BC Ratio | bar: 2019 to 2051
F4_Residential_Manufactured Home Regular Income_New_Miscellaneous_Natural Gas_Pool Heater_E2 | F4 | Residential | Manufactured Home Regular Income | New | Miscellaneous | Natural Gas | Pool Heater | E2 | RVT BC Ratio | 0.7 | 0.7 | 0.7 | 0.7 | 0.7 | 0.7 | 0.7 | 0.7 | 0.7 | 0.7 | 0.7 | 0.7 | 0.7 | 0.7 | 0.7 | 0.7 | 0.7 | 0.7 | 0.7 | 0.7 | 0.7 | 0.7 | 0.7 | 0.7 | 0.7 | 0.7 | 0.7 | 0.7 | 0.7 | 0.7 | 0.7 | 0.7 | 0.7
F4_Residential_Manufactured Home Regular Income_New_Miscellaneous_Natural Gas_Pool Heater_E3 | F4 | Residential | Manufactured Home Regular Income | New | Miscellaneous | Natural Gas | Pool Heater | E3 | RVT BC Ratio | 0.7 | 0.7 | 0.7 | 0.7 | 0.7 | 0.7 | 0.7 | 0.7 | 0.7 | 0.7 | 0.7 | 0.7 | 0.7 | 0.7 | 0.7 | 0.7 | 0.7 | 0.7 | 0.7 | 0.7 | 0.7 | 0.7 | 0.7 | 0.7 | 0.7 | 0.7 | 0.7 | 0.7 | 0.7 | 0.7 | 0.7 | 0.7 | 0.7
F4_Residential_Manufactured Home Regular Income_New_Miscellaneous_Natural Gas_Pool Heater_E4 | F4 | Residential | Manufactured Home Regular Income | New | Miscellaneous | Natural Gas | Pool Heater | E4 | RVT BC Ratio | 0.7 | 0.7 | 0.7 | 0.7 | 0.7 | 0.7 | 0.7 | 0.7 | 0.7 | 0.7 | 0.7 | 0.7 | 0.7 | 0.7 | 0.7 | 0.7 | 0.7 | 0.7 | 0.7 | 0.7 | 0.7 | 0.7 | 0.7 | 0.7 | 0.7 | 0.7 | 0.7 | 0.7 | 0.7 | 0.7 | 0.7 | 0.7 | 0.7
F4_Residential_Manufactured Home Regular Income_New_Miscellaneous_Natural Gas_Pool Heater_E5 | F4 | Residential | Manufactured Home Regular Income | New | Miscellaneous | Natural Gas | Pool Heater | E5 | RVT BC Ratio | 0 | 0 | 0 | 0 | 0 | 0 | 0 | 0 | 0 | 0 | 0 | 0 | 0 | 0 | 0 | 0 | 0 | 0 | 0 | 0 | 0 | 0 | 0 | 0 | 0 | 0 | 0 | 0 | 0 | 0 | 0 | 0 | 0
F4_Residential_Manufactured Home Regular Income_New_Miscellaneous_Natural Gas_Pool Heater_E6 | F4 | Residential | Manufactured Home Regular Income | New | Miscellaneous | Natural Gas | Pool Heater | E6 | RVT BC Ratio | 0 | 0 | 0 | 0 | 0 | 0 | 0 | 0 | 0 | 0 | 0 | 0 | 0 | 0 | 0 | 0 | 0 | 0 | 0 | 0 | 0 | 0 | 0 | 0 | 0 | 0 | 0 | 0 | 0 | 0 | 0 | 0 | 0
F4_Residential_Manufactured Home Regular Income_New_Miscellaneous_Natural Gas_Pool Heater_E7 | F4 | Residential | Manufactured Home Regular Income | New | Miscellaneous | Natural Gas | Pool Heater | E7 | RVT BC Ratio | 0 | 0 | 0 | 0 | 0 | 0 | 0 | 0 | 0 | 0 | 0 | 0 | 0 | 0 | 0 | 0 | 0 | 0 | 0 | 0 | 0 | 0 | 0 | 0 | 0 | 0 | 0 | 0 | 0 | 0 | 0 | 0 | 0
F4_Residential_Manufactured Home Regular Income_New_Miscellaneous_Natural Gas_Pool Heater_E8 | F4 | Residential | Manufactured Home Regular Income | New | Miscellaneous | Natural Gas | Pool Heater | E8 | RVT BC Ratio | 0 | 0 | 0 | 0 | 0 | 0 | 0 | 0 | 0 | 0 | 0 | 0 | 0 | 0 | 0 | 0 | 0 | 0 | 0 | 0 | 0 | 0 | 0 | 0 | 0 | 0 | 0 | 0 | 0 | 0 | 0 | 0 | 0
F4_Residential_Manufactured Home Regular Income_New_Miscellaneous_Natural Gas_Pool Heater_E9 | F4 | Residential | Manufactured Home Regular Income | New | Miscellaneous | Natural Gas | Pool Heater | E9 | RVT BC Ratio | 0 | 0 | 0 | 0 | 0 | 0 | 0 | 0 | 0 | 0 | 0 | 0 | 0 | 0 | 0 | 0 | 0 | 0 | 0 | 0 | 0 | 0 | 0 | 0 | 0 | 0 | 0 | 0 | 0 | 0 | 0 | 0 | 0
F4_Residential_Manufactured Home Regular Income_New_Miscellaneous_Natural Gas_Pool Heater_E10 | F4 | Residential | Manufactured Home Regular Income | New | Miscellaneous | Natural Gas | Pool Heater | E10 | RVT BC Ratio | 0 | 0 | 0 | 0 | 0 | 0 | 0 | 0 | 0 | 0 | 0 | 0 | 0 | 0 | 0 | 0 | 0 | 0 | 0 | 0 | 0 | 0 | 0 | 0 | 0 | 0 | 0 | 0 | 0 | 0 | 0 | 0 | 0
F5_Residential_Manufactured Home Regular Income_New_Miscellaneous_Natural Gas_Pool Heater_E1 | F5 | Residential | Manufactured Home Regular Income | New | Miscellaneous | Natural Gas | Pool Heater | E1 | RIM BC Ratio | bar: 2019 to 2051
F5_Residential_Manufactured Home Regular Income_New_Miscellaneous_Natural Gas_Pool Heater_E2 | F5 | Residential | Manufactured Home Regular Income | New | Miscellaneous | Natural Gas | Pool Heater | E2 | RIM BC Ratio | 0 | 0 | 0 | 0 | 0 | 0 | 0 | 0 | 0 | 0 | 0 | 0 | 0 | 0 | 0 | 0 | 0 | 0 | 0 | 0 | 0 | 0 | 0 | 0 | 0 | 0 | 0 | 0 | 0 | 0 | 0 | 0 | 0
F5_Residential_Manufactured Home Regular Income_New_Miscellaneous_Natural Gas_Pool Heater_E3 | F5 | Residential | Manufactured Home Regular Income | New | Miscellaneous | Natural Gas | Pool Heater | E3 | RIM BC Ratio | 0 | 0 | 0 | 0 | 0 | 0 | 0 | 0 | 0 | 0 | 0 | 0 | 0 | 0 | 0 | 0 | 0 | 0 | 0 | 0 | 0 | 0 | 0 | 0 | 0 | 0 | 0 | 0 | 0 | 0 | 0 | 0 | 0
F5_Residential_Manufactured Home Regular Income_New_Miscellaneous_Natural Gas_Pool Heater_E4 | F5 | Residential | Manufactured Home Regular Income | New | Miscellaneous | Natural Gas | Pool Heater | E4 | RIM BC Ratio | 0 | 0 | 0 | 0 | 0 | 0 | 0 | 0 | 0 | 0 | 0 | 0 | 0 | 0 | 0 | 0 | 0 | 0 | 0 | 0 | 0 | 0 | 0 | 0 | 0 | 0 | 0 | 0 | 0 | 0 | 0 | 0 | 0
F5_Residential_Manufactured Home Regular Income_New_Miscellaneous_Natural Gas_Pool Heater_E5 | F5 | Residential | Manufactured Home Regular Income | New | Miscellaneous | Natural Gas | Pool Heater | E5 | RIM BC Ratio | 0 | 0 | 0 | 0 | 0 | 0 | 0 | 0 | 0 | 0 | 0 | 0 | 0 | 0 | 0 | 0 | 0 | 0 | 0 | 0 | 0 | 0 | 0 | 0 | 0 | 0 | 0 | 0 | 0 | 0 | 0 | 0 | 0
F5_Residential_Manufactured Home Regular Income_New_Miscellaneous_Natural Gas_Pool Heater_E6 | F5 | Residential | Manufactured Home Regular Income | New | Miscellaneous | Natural Gas | Pool Heater | E6 | RIM BC Ratio | 0 | 0 | 0 | 0 | 0 | 0 | 0 | 0 | 0 | 0 | 0 | 0 | 0 | 0 | 0 | 0 | 0 | 0 | 0 | 0 | 0 | 0 | 0 | 0 | 0 | 0 | 0 | 0 | 0 | 0 | 0 | 0 | 0
F5_Residential_Manufactured Home Regular Income_New_Miscellaneous_Natural Gas_Pool Heater_E7 | F5 | Residential | Manufactured Home Regular Income | New | Miscellaneous | Natural Gas | Pool Heater | E7 | RIM BC Ratio | 0 | 0 | 0 | 0 | 0 | 0 | 0 | 0 | 0 | 0 | 0 | 0 | 0 | 0 | 0 | 0 | 0 | 0 | 0 | 0 | 0 | 0 | 0 | 0 | 0 | 0 | 0 | 0 | 0 | 0 | 0 | 0 | 0
F5_Residential_Manufactured Home Regular Income_New_Miscellaneous_Natural Gas_Pool Heater_E8 | F5 | Residential | Manufactured Home Regular Income | New | Miscellaneous | Natural Gas | Pool Heater | E8 | RIM BC Ratio | 0 | 0 | 0 | 0 | 0 | 0 | 0 | 0 | 0 | 0 | 0 | 0 | 0 | 0 | 0 | 0 | 0 | 0 | 0 | 0 | 0 | 0 | 0 | 0 | 0 | 0 | 0 | 0 | 0 | 0 | 0 | 0 | 0
F5_Residential_Manufactured Home Regular Income_New_Miscellaneous_Natural Gas_Pool Heater_E9 | F5 | Residential | Manufactured Home Regular Income | New | Miscellaneous | Natural Gas | Pool Heater | E9 | RIM BC Ratio | 0 | 0 | 0 | 0 | 0 | 0 | 0 | 0 | 0 | 0 | 0 | 0 | 0 | 0 | 0 | 0 | 0 | 0 | 0 | 0 | 0 | 0 | 0 | 0 | 0 | 0 | 0 | 0 | 0 | 0 | 0 | 0 | 0
F5_Residential_Manufactured Home Regular Income_New_Miscellaneous_Natural Gas_Pool Heater_E10 | F5 | Residential | Manufactured Home Regular Income | New | Miscellaneous | Natural Gas | Pool Heater | E10 | RIM BC Ratio | 0 | 0 | 0 | 0 | 0 | 0 | 0 | 0 | 0 | 0 | 0 | 0 | 0 | 0 | 0 | 0 | 0 | 0 | 0 | 0 | 0 | 0 | 0 | 0 | 0 | 0 | 0 | 0 | 0 | 0 | 0 | 0 | 0
F0_Residential_Manufactured Home Regular Income_New_Miscellaneous_Natural Gas_Miscellaneous_E0 | F0 | Residential | Manufactured Home Regular Income | New | Miscellaneous | Natural Gas | Miscellaneous | E0 | Economic Unit | Default | Default | Default | Default | Default | Default | Default | Default | Default | Default | Default | Default | Default | Default | Default | Default | Default | Default | Default | Default | Default | Default | Default | Default | Default | Default | Default | Default | Default | Default | Default | Default | Default
F1_Residential_Manufactured Home Regular Income_New_Miscellaneous_Natural Gas_Miscellaneous_E1 | F1 | Residential | Manufactured Home Regular Income | New | Miscellaneous | Natural Gas | Miscellaneous | E1 | CCE | 0 | 0 | 0 | 0 | 0 | 0 | 0 | 0 | 0 | 0 | 0 | 0 | 0 | 0 | 0 | 0 | 0 | 0 | 0 | 0 | 0 | 0 | 0 | 0 | 0 | 0 | 0 | 0 | 0 | 0 | 0 | 0 | 0
F1_Residential_Manufactured Home Regular Income_New_Miscellaneous_Natural Gas_Miscellaneous_E2 | F1 | Residential | Manufactured Home Regular Income | New | Miscellaneous | Natural Gas | Miscellaneous | E2 | CCE | 0 | 0 | 0 | 0 | 0 | 0 | 0 | 0 | 0 | 0 | 0 | 0 | 0 | 0 | 0 | 0 | 0 | 0 | 0 | 0 | 0 | 0 | 0 | 0 | 0 | 0 | 0 | 0 | 0 | 0 | 0 | 0 | 0
F1_Residential_Manufactured Home Regular Income_New_Miscellaneous_Natural Gas_Miscellaneous_E3 | F1 | Residential | Manufactured Home Regular Income | New | Miscellaneous | Natural Gas | Miscellaneous | E3 | CCE | 0 | 0 | 0 | 0 | 0 | 0 | 0 | 0 | 0 | 0 | 0 | 0 | 0 | 0 | 0 | 0 | 0 | 0 | 0 | 0 | 0 | 0 | 0 | 0 | 0 | 0 | 0 | 0 | 0 | 0 | 0 | 0 | 0
F1_Residential_Manufactured Home Regular Income_New_Miscellaneous_Natural Gas_Miscellaneous_E4 | F1 | Residential | Manufactured Home Regular Income | New | Miscellaneous | Natural Gas | Miscellaneous | E4 | CCE | 0 | 0 | 0 | 0 | 0 | 0 | 0 | 0 | 0 | 0 | 0 | 0 | 0 | 0 | 0 | 0 | 0 | 0 | 0 | 0 | 0 | 0 | 0 | 0 | 0 | 0 | 0 | 0 | 0 | 0 | 0 | 0 | 0
F1_Residential_Manufactured Home Regular Income_New_Miscellaneous_Natural Gas_Miscellaneous_E5 | F1 | Residential | Manufactured Home Regular Income | New | Miscellaneous | Natural Gas | Miscellaneous | E5 | CCE | 0 | 0 | 0 | 0 | 0 | 0 | 0 | 0 | 0 | 0 | 0 | 0 | 0 | 0 | 0 | 0 | 0 | 0 | 0 | 0 | 0 | 0 | 0 | 0 | 0 | 0 | 0 | 0 | 0 | 0 | 0 | 0 | 0
F1_Residential_Manufactured Home Regular Income_New_Miscellaneous_Natural Gas_Miscellaneous_E6 | F1 | Residential | Manufactured Home Regular Income | New | Miscellaneous | Natural Gas | Miscellaneous | E6 | CCE | 0 | 0 | 0 | 0 | 0 | 0 | 0 | 0 | 0 | 0 | 0 | 0 | 0 | 0 | 0 | 0 | 0 | 0 | 0 | 0 | 0 | 0 | 0 | 0 | 0 | 0 | 0 | 0 | 0 | 0 | 0 | 0 | 0
F1_Residential_Manufactured Home Regular Income_New_Miscellaneous_Natural Gas_Miscellaneous_E7 | F1 | Residential | Manufactured Home Regular Income | New | Miscellaneous | Natural Gas | Miscellaneous | E7 | CCE | 0 | 0 | 0 | 0 | 0 | 0 | 0 | 0 | 0 | 0 | 0 | 0 | 0 | 0 | 0 | 0 | 0 | 0 | 0 | 0 | 0 | 0 | 0 | 0 | 0 | 0 | 0 | 0 | 0 | 0 | 0 | 0 | 0
F1_Residential_Manufactured Home Regular Income_New_Miscellaneous_Natural Gas_Miscellaneous_E8 | F1 | Residential | Manufactured Home Regular Income | New | Miscellaneous | Natural Gas | Miscellaneous | E8 | CCE | 0 | 0 | 0 | 0 | 0 | 0 | 0 | 0 | 0 | 0 | 0 | 0 | 0 | 0 | 0 | 0 | 0 | 0 | 0 | 0 | 0 | 0 | 0 | 0 | 0 | 0 | 0 | 0 | 0 | 0 | 0 | 0 | 0
F1_Residential_Manufactured Home Regular Income_New_Miscellaneous_Natural Gas_Miscellaneous_E9 | F1 | Residential | Manufactured Home Regular Income | New | Miscellaneous | Natural Gas | Miscellaneous | E9 | CCE | 0 | 0 | 0 | 0 | 0 | 0 | 0 | 0 | 0 | 0 | 0 | 0 | 0 | 0 | 0 | 0 | 0 | 0 | 0 | 0 | 0 | 0 | 0 | 0 | 0 | 0 | 0 | 0 | 0 | 0 | 0 | 0 | 0
F1_Residential_Manufactured Home Regular Income_New_Miscellaneous_Natural Gas_Miscellaneous_E10 | F1 | Residential | Manufactured Home Regular Income | New | Miscellaneous | Natural Gas | Miscellaneous | E10 | CCE | 0 | 0 | 0 | 0 | 0 | 0 | 0 | 0 | 0 | 0 | 0 | 0 | 0 | 0 | 0 | 0 | 0 | 0 | 0 | 0 | 0 | 0 | 0 | 0 | 0 | 0 | 0 | 0 | 0 | 0 | 0 | 0 | 0
F2_Residential_Manufactured Home Regular Income_New_Miscellaneous_Natural Gas_Miscellaneous_E1 | F2 | Residential | Manufactured Home Regular Income | New | Miscellaneous | Natural Gas | Miscellaneous | E1 | TRC BC Ratio | bar: 2019 to 2051
F2_Residential_Manufactured Home Regular Income_New_Miscellaneous_Natural Gas_Miscellaneous_E2 | F2 | Residential | Manufactured Home Regular Income | New | Miscellaneous | Natural Gas | Miscellaneous | E2 | TRC BC Ratio | 0 | 0 | 0 | 0 | 0 | 0 | 0 | 0 | 0 | 0 | 0 | 0 | 0 | 0 | 0 | 0 | 0 | 0 | 0 | 0 | 0 | 0 | 0 | 0 | 0 | 0 | 0 | 0 | 0 | 0 | 0 | 0 | 0
F2_Residential_Manufactured Home Regular Income_New_Miscellaneous_Natural Gas_Miscellaneous_E3 | F2 | Residential | Manufactured Home Regular Income | New | Miscellaneous | Natural Gas | Miscellaneous | E3 | TRC BC Ratio | 0 | 0 | 0 | 0 | 0 | 0 | 0 | 0 | 0 | 0 | 0 | 0 | 0 | 0 | 0 | 0 | 0 | 0 | 0 | 0 | 0 | 0 | 0 | 0 | 0 | 0 | 0 | 0 | 0 | 0 | 0 | 0 | 0
F2_Residential_Manufactured Home Regular Income_New_Miscellaneous_Natural Gas_Miscellaneous_E4 | F2 | Residential | Manufactured Home Regular Income | New | Miscellaneous | Natural Gas | Miscellaneous | E4 | TRC BC Ratio | 0 | 0 | 0 | 0 | 0 | 0 | 0 | 0 | 0 | 0 | 0 | 0 | 0 | 0 | 0 | 0 | 0 | 0 | 0 | 0 | 0 | 0 | 0 | 0 | 0 | 0 | 0 | 0 | 0 | 0 | 0 | 0 | 0
F2_Residential_Manufactured Home Regular Income_New_Miscellaneous_Natural Gas_Miscellaneous_E5 | F2 | Residential | Manufactured Home Regular Income | New | Miscellaneous | Natural Gas | Miscellaneous | E5 | TRC BC Ratio | 0 | 0 | 0 | 0 | 0 | 0 | 0 | 0 | 0 | 0 | 0 | 0 | 0 | 0 | 0 | 0 | 0 | 0 | 0 | 0 | 0 | 0 | 0 | 0 | 0 | 0 | 0 | 0 | 0 | 0 | 0 | 0 | 0
F2_Residential_Manufactured Home Regular Income_New_Miscellaneous_Natural Gas_Miscellaneous_E6 | F2 | Residential | Manufactured Home Regular Income | New | Miscellaneous | Natural Gas | Miscellaneous | E6 | TRC BC Ratio | 0 | 0 | 0 | 0 | 0 | 0 | 0 | 0 | 0 | 0 | 0 | 0 | 0 | 0 | 0 | 0 | 0 | 0 | 0 | 0 | 0 | 0 | 0 | 0 | 0 | 0 | 0 | 0 | 0 | 0 | 0 | 0 | 0
F2_Residential_Manufactured Home Regular Income_New_Miscellaneous_Natural Gas_Miscellaneous_E7 | F2 | Residential | Manufactured Home Regular Income | New | Miscellaneous | Natural Gas | Miscellaneous | E7 | TRC BC Ratio | 0 | 0 | 0 | 0 | 0 | 0 | 0 | 0 | 0 | 0 | 0 | 0 | 0 | 0 | 0 | 0 | 0 | 0 | 0 | 0 | 0 | 0 | 0 | 0 | 0 | 0 | 0 | 0 | 0 | 0 | 0 | 0 | 0
F2_Residential_Manufactured Home Regular Income_New_Miscellaneous_Natural Gas_Miscellaneous_E8 | F2 | Residential | Manufactured Home Regular Income | New | Miscellaneous | Natural Gas | Miscellaneous | E8 | TRC BC Ratio | 0 | 0 | 0 | 0 | 0 | 0 | 0 | 0 | 0 | 0 | 0 | 0 | 0 | 0 | 0 | 0 | 0 | 0 | 0 | 0 | 0 | 0 | 0 | 0 | 0 | 0 | 0 | 0 | 0 | 0 | 0 | 0 | 0
F2_Residential_Manufactured Home Regular Income_New_Miscellaneous_Natural Gas_Miscellaneous_E9 | F2 | Residential | Manufactured Home Regular Income | New | Miscellaneous | Natural Gas | Miscellaneous | E9 | TRC BC Ratio | 0 | 0 | 0 | 0 | 0 | 0 | 0 | 0 | 0 | 0 | 0 | 0 | 0 | 0 | 0 | 0 | 0 | 0 | 0 | 0 | 0 | 0 | 0 | 0 | 0 | 0 | 0 | 0 | 0 | 0 | 0 | 0 | 0
F2_Residential_Manufactured Home Regular Income_New_Miscellaneous_Natural Gas_Miscellaneous_E10 | F2 | Residential | Manufactured Home Regular Income | New | Miscellaneous | Natural Gas | Miscellaneous | E10 | TRC BC Ratio | 0 | 0 | 0 | 0 | 0 | 0 | 0 | 0 | 0 | 0 | 0 | 0 | 0 | 0 | 0 | 0 | 0 | 0 | 0 | 0 | 0 | 0 | 0 | 0 | 0 | 0 | 0 | 0 | 0 | 0 | 0 | 0 | 0
F3_Residential_Manufactured Home Regular Income_New_Miscellaneous_Natural Gas_Miscellaneous_E1 | F3 | Residential | Manufactured Home Regular Income | New | Miscellaneous | Natural Gas | Miscellaneous | E1 | PACT BC Ratio | bar: 2019 to 2051
F3_Residential_Manufactured Home Regular Income_New_Miscellaneous_Natural Gas_Miscellaneous_E2 | F3 | Residential | Manufactured Home Regular Income | New | Miscellaneous | Natural Gas | Miscellaneous | E2 | PACT BC Ratio | 0 | 0 | 0 | 0 | 0 | 0 | 0 | 0 | 0 | 0 | 0 | 0 | 0 | 0 | 0 | 0 | 0 | 0 | 0 | 0 | 0 | 0 | 0 | 0 | 0 | 0 | 0 | 0 | 0 | 0 | 0 | 0 | 0
F3_Residential_Manufactured Home Regular Income_New_Miscellaneous_Natural Gas_Miscellaneous_E3 | F3 | Residential | Manufactured Home Regular Income | New | Miscellaneous | Natural Gas | Miscellaneous | E3 | PACT BC Ratio | 0 | 0 | 0 | 0 | 0 | 0 | 0 | 0 | 0 | 0 | 0 | 0 | 0 | 0 | 0 | 0 | 0 | 0 | 0 | 0 | 0 | 0 | 0 | 0 | 0 | 0 | 0 | 0 | 0 | 0 | 0 | 0 | 0
F3_Residential_Manufactured Home Regular Income_New_Miscellaneous_Natural Gas_Miscellaneous_E4 | F3 | Residential | Manufactured Home Regular Income | New | Miscellaneous | Natural Gas | Miscellaneous | E4 | PACT BC Ratio | 0 | 0 | 0 | 0 | 0 | 0 | 0 | 0 | 0 | 0 | 0 | 0 | 0 | 0 | 0 | 0 | 0 | 0 | 0 | 0 | 0 | 0 | 0 | 0 | 0 | 0 | 0 | 0 | 0 | 0 | 0 | 0 | 0
F3_Residential_Manufactured Home Regular Income_New_Miscellaneous_Natural Gas_Miscellaneous_E5 | F3 | Residential | Manufactured Home Regular Income | New | Miscellaneous | Natural Gas | Miscellaneous | E5 | PACT BC Ratio | 0 | 0 | 0 | 0 | 0 | 0 | 0 | 0 | 0 | 0 | 0 | 0 | 0 | 0 | 0 | 0 | 0 | 0 | 0 | 0 | 0 | 0 | 0 | 0 | 0 | 0 | 0 | 0 | 0 | 0 | 0 | 0 | 0
F3_Residential_Manufactured Home Regular Income_New_Miscellaneous_Natural Gas_Miscellaneous_E6 | F3 | Residential | Manufactured Home Regular Income | New | Miscellaneous | Natural Gas | Miscellaneous | E6 | PACT BC Ratio | 0 | 0 | 0 | 0 | 0 | 0 | 0 | 0 | 0 | 0 | 0 | 0 | 0 | 0 | 0 | 0 | 0 | 0 | 0 | 0 | 0 | 0 | 0 | 0 | 0 | 0 | 0 | 0 | 0 | 0 | 0 | 0 | 0
F3_Residential_Manufactured Home Regular Income_New_Miscellaneous_Natural Gas_Miscellaneous_E7 | F3 | Residential | Manufactured Home Regular Income | New | Miscellaneous | Natural Gas | Miscellaneous | E7 | PACT BC Ratio | 0 | 0 | 0 | 0 | 0 | 0 | 0 | 0 | 0 | 0 | 0 | 0 | 0 | 0 | 0 | 0 | 0 | 0 | 0 | 0 | 0 | 0 | 0 | 0 | 0 | 0 | 0 | 0 | 0 | 0 | 0 | 0 | 0
F3_Residential_Manufactured Home Regular Income_New_Miscellaneous_Natural Gas_Miscellaneous_E8 | F3 | Residential | Manufactured Home Regular Income | New | Miscellaneous | Natural Gas | Miscellaneous | E8 | PACT BC Ratio | 0 | 0 | 0 | 0 | 0 | 0 | 0 | 0 | 0 | 0 | 0 | 0 | 0 | 0 | 0 | 0 | 0 | 0 | 0 | 0 | 0 | 0 | 0 | 0 | 0 | 0 | 0 | 0 | 0 | 0 | 0 | 0 | 0
F3_Residential_Manufactured Home Regular Income_New_Miscellaneous_Natural Gas_Miscellaneous_E9 | F3 | Residential | Manufactured Home Regular Income | New | Miscellaneous | Natural Gas | Miscellaneous | E9 | PACT BC Ratio | 0 | 0 | 0 | 0 | 0 | 0 | 0 | 0 | 0 | 0 | 0 | 0 | 0 | 0 | 0 | 0 | 0 | 0 | 0 | 0 | 0 | 0 | 0 | 0 | 0 | 0 | 0 | 0 | 0 | 0 | 0 | 0 | 0
F3_Residential_Manufactured Home Regular Income_New_Miscellaneous_Natural Gas_Miscellaneous_E10 | F3 | Residential | Manufactured Home Regular Income | New | Miscellaneous | Natural Gas | Miscellaneous | E10 | PACT BC Ratio | 0 | 0 | 0 | 0 | 0 | 0 | 0 | 0 | 0 | 0 | 0 | 0 | 0 | 0 | 0 | 0 | 0 | 0 | 0 | 0 | 0 | 0 | 0 | 0 | 0 | 0 | 0 | 0 | 0 | 0 | 0 | 0 | 0
F4_Residential_Manufactured Home Regular Income_New_Miscellaneous_Natural Gas_Miscellaneous_E1 | F4 | Residential | Manufactured Home Regular Income | New | Miscellaneous | Natural Gas | Miscellaneous | E1 | RVT BC Ratio | bar: 2019 to 2051
F4_Residential_Manufactured Home Regular Income_New_Miscellaneous_Natural Gas_Miscellaneous_E2 | F4 | Residential | Manufactured Home Regular Income | New | Miscellaneous | Natural Gas | Miscellaneous | E2 | RVT BC Ratio | 0 | 0 | 0 | 0 | 0 | 0 | 0 | 0 | 0 | 0 | 0 | 0 | 0 | 0 | 0 | 0 | 0 | 0 | 0 | 0 | 0 | 0 | 0 | 0 | 0 | 0 | 0 | 0 | 0 | 0 | 0 | 0 | 0
F4_Residential_Manufactured Home Regular Income_New_Miscellaneous_Natural Gas_Miscellaneous_E3 | F4 | Residential | Manufactured Home Regular Income | New | Miscellaneous | Natural Gas | Miscellaneous | E3 | RVT BC Ratio | 0 | 0 | 0 | 0 | 0 | 0 | 0 | 0 | 0 | 0 | 0 | 0 | 0 | 0 | 0 | 0 | 0 | 0 | 0 | 0 | 0 | 0 | 0 | 0 | 0 | 0 | 0 | 0 | 0 | 0 | 0 | 0 | 0
F4_Residential_Manufactured Home Regular Income_New_Miscellaneous_Natural Gas_Miscellaneous_E4 | F4 | Residential | Manufactured Home Regular Income | New | Miscellaneous | Natural Gas | Miscellaneous | E4 | RVT BC Ratio | 0 | 0 | 0 | 0 | 0 | 0 | 0 | 0 | 0 | 0 | 0 | 0 | 0 | 0 | 0 | 0 | 0 | 0 | 0 | 0 | 0 | 0 | 0 | 0 | 0 | 0 | 0 | 0 | 0 | 0 | 0 | 0 | 0
F4_Residential_Manufactured Home Regular Income_New_Miscellaneous_Natural Gas_Miscellaneous_E5 | F4 | Residential | Manufactured Home Regular Income | New | Miscellaneous | Natural Gas | Miscellaneous | E5 | RVT BC Ratio | 0 | 0 | 0 | 0 | 0 | 0 | 0 | 0 | 0 | 0 | 0 | 0 | 0 | 0 | 0 | 0 | 0 | 0 | 0 | 0 | 0 | 0 | 0 | 0 | 0 | 0 | 0 | 0 | 0 | 0 | 0 | 0 | 0
F4_Residential_Manufactured Home Regular Income_New_Miscellaneous_Natural Gas_Miscellaneous_E6 | F4 | Residential | Manufactured Home Regular Income | New | Miscellaneous | Natural Gas | Miscellaneous | E6 | RVT BC Ratio | 0 | 0 | 0 | 0 | 0 | 0 | 0 | 0 | 0 | 0 | 0 | 0 | 0 | 0 | 0 | 0 | 0 | 0 | 0 | 0 | 0 | 0 | 0 | 0 | 0 | 0 | 0 | 0 | 0 | 0 | 0 | 0 | 0
F4_Residential_Manufactured Home Regular Income_New_Miscellaneous_Natural Gas_Miscellaneous_E7 | F4 | Residential | Manufactured Home Regular Income | New | Miscellaneous | Natural Gas | Miscellaneous | E7 | RVT BC Ratio | 0 | 0 | 0 | 0 | 0 | 0 | 0 | 0 | 0 | 0 | 0 | 0 | 0 | 0 | 0 | 0 | 0 | 0 | 0 | 0 | 0 | 0 | 0 | 0 | 0 | 0 | 0 | 0 | 0 | 0 | 0 | 0 | 0
F4_Residential_Manufactured Home Regular Income_New_Miscellaneous_Natural Gas_Miscellaneous_E8 | F4 | Residential | Manufactured Home Regular Income | New | Miscellaneous | Natural Gas | Miscellaneous | E8 | RVT BC Ratio | 0 | 0 | 0 | 0 | 0 | 0 | 0 | 0 | 0 | 0 | 0 | 0 | 0 | 0 | 0 | 0 | 0 | 0 | 0 | 0 | 0 | 0 | 0 | 0 | 0 | 0 | 0 | 0 | 0 | 0 | 0 | 0 | 0
F4_Residential_Manufactured Home Regular Income_New_Miscellaneous_Natural Gas_Miscellaneous_E9 | F4 | Residential | Manufactured Home Regular Income | New | Miscellaneous | Natural Gas | Miscellaneous | E9 | RVT BC Ratio | 0 | 0 | 0 | 0 | 0 | 0 | 0 | 0 | 0 | 0 | 0 | 0 | 0 | 0 | 0 | 0 | 0 | 0 | 0 | 0 | 0 | 0 | 0 | 0 | 0 | 0 | 0 | 0 | 0 | 0 | 0 | 0 | 0
F4_Residential_Manufactured Home Regular Income_New_Miscellaneous_Natural Gas_Miscellaneous_E10 | F4 | Residential | Manufactured Home Regular Income | New | Miscellaneous | Natural Gas | Miscellaneous | E10 | RVT BC Ratio | 0 | 0 | 0 | 0 | 0 | 0 | 0 | 0 | 0 | 0 | 0 | 0 | 0 | 0 | 0 | 0 | 0 | 0 | 0 | 0 | 0 | 0 | 0 | 0 | 0 | 0 | 0 | 0 | 0 | 0 | 0 | 0 | 0
F5_Residential_Manufactured Home Regular Income_New_Miscellaneous_Natural Gas_Miscellaneous_E1 | F5 | Residential | Manufactured Home Regular Income | New | Miscellaneous | Natural Gas | Miscellaneous | E1 | RIM BC Ratio | bar: 2019 to 2051
F5_Residential_Manufactured Home Regular Income_New_Miscellaneous_Natural Gas_Miscellaneous_E2 | F5 | Residential | Manufactured Home Regular Income | New | Miscellaneous | Natural Gas | Miscellaneous | E2 | RIM BC Ratio | 0 | 0 | 0 | 0 | 0 | 0 | 0 | 0 | 0 | 0 | 0 | 0 | 0 | 0 | 0 | 0 | 0 | 0 | 0 | 0 | 0 | 0 | 0 | 0 | 0 | 0 | 0 | 0 | 0 | 0 | 0 | 0 | 0
F5_Residential_Manufactured Home Regular Income_New_Miscellaneous_Natural Gas_Miscellaneous_E3 | F5 | Residential | Manufactured Home Regular Income | New | Miscellaneous | Natural Gas | Miscellaneous | E3 | RIM BC Ratio | 0 | 0 | 0 | 0 | 0 | 0 | 0 | 0 | 0 | 0 | 0 | 0 | 0 | 0 | 0 | 0 | 0 | 0 | 0 | 0 | 0 | 0 | 0 | 0 | 0 | 0 | 0 | 0 | 0 | 0 | 0 | 0 | 0
F5_Residential_Manufactured Home Regular Income_New_Miscellaneous_Natural Gas_Miscellaneous_E4 | F5 | Residential | Manufactured Home Regular Income | New | Miscellaneous | Natural Gas | Miscellaneous | E4 | RIM BC Ratio | 0 | 0 | 0 | 0 | 0 | 0 | 0 | 0 | 0 | 0 | 0 | 0 | 0 | 0 | 0 | 0 | 0 | 0 | 0 | 0 | 0 | 0 | 0 | 0 | 0 | 0 | 0 | 0 | 0 | 0 | 0 | 0 | 0
F5_Residential_Manufactured Home Regular Income_New_Miscellaneous_Natural Gas_Miscellaneous_E5 | F5 | Residential | Manufactured Home Regular Income | New | Miscellaneous | Natural Gas | Miscellaneous | E5 | RIM BC Ratio | 0 | 0 | 0 | 0 | 0 | 0 | 0 | 0 | 0 | 0 | 0 | 0 | 0 | 0 | 0 | 0 | 0 | 0 | 0 | 0 | 0 | 0 | 0 | 0 | 0 | 0 | 0 | 0 | 0 | 0 | 0 | 0 | 0
F5_Residential_Manufactured Home Regular Income_New_Miscellaneous_Natural Gas_Miscellaneous_E6 | F5 | Residential | Manufactured Home Regular Income | New | Miscellaneous | Natural Gas | Miscellaneous | E6 | RIM BC Ratio | 0 | 0 | 0 | 0 | 0 | 0 | 0 | 0 | 0 | 0 | 0 | 0 | 0 | 0 | 0 | 0 | 0 | 0 | 0 | 0 | 0 | 0 | 0 | 0 | 0 | 0 | 0 | 0 | 0 | 0 | 0 | 0 | 0
F5_Residential_Manufactured Home Regular Income_New_Miscellaneous_Natural Gas_Miscellaneous_E7 | F5 | Residential | Manufactured Home Regular Income | New | Miscellaneous | Natural Gas | Miscellaneous | E7 | RIM BC Ratio | 0 | 0 | 0 | 0 | 0 | 0 | 0 | 0 | 0 | 0 | 0 | 0 | 0 | 0 | 0 | 0 | 0 | 0 | 0 | 0 | 0 | 0 | 0 | 0 | 0 | 0 | 0 | 0 | 0 | 0 | 0 | 0 | 0
F5_Residential_Manufactured Home Regular Income_New_Miscellaneous_Natural Gas_Miscellaneous_E8 | F5 | Residential | Manufactured Home Regular Income | New | Miscellaneous | Natural Gas | Miscellaneous | E8 | RIM BC Ratio | 0 | 0 | 0 | 0 | 0 | 0 | 0 | 0 | 0 | 0 | 0 | 0 | 0 | 0 | 0 | 0 | 0 | 0 | 0 | 0 | 0 | 0 | 0 | 0 | 0 | 0 | 0 | 0 | 0 | 0 | 0 | 0 | 0
F5_Residential_Manufactured Home Regular Income_New_Miscellaneous_Natural Gas_Miscellaneous_E9 | F5 | Residential | Manufactured Home Regular Income | New | Miscellaneous | Natural Gas | Miscellaneous | E9 | RIM BC Ratio | 0 | 0 | 0 | 0 | 0 | 0 | 0 | 0 | 0 | 0 | 0 | 0 | 0 | 0 | 0 | 0 | 0 | 0 | 0 | 0 | 0 | 0 | 0 | 0 | 0 | 0 | 0 | 0 | 0 | 0 | 0 | 0 | 0
F5_Residential_Manufactured Home Regular Income_New_Miscellaneous_Natural Gas_Miscellaneous_E10 | F5 | Residential | Manufactured Home Regular Income | New | Miscellaneous | Natural Gas | Miscellaneous | E10 | RIM BC Ratio | 0 | 0 | 0 | 0 | 0 | 0 | 0 | 0 | 0 | 0 | 0 | 0 | 0 | 0 | 0 | 0 | 0 | 0 | 0 | 0 | 0 | 0 | 0 | 0 | 0 | 0 | 0 | 0 | 0 | 0 | 0 | 0 | 0
F0_Residential_Manufactured Home Moderate Income_Existing_Space Heating_Natural Gas_Furnace_E0 | F0 | Residential | Manufactured Home Moderate Income | Existing | Space Heating | Natural Gas | Furnace | E0 | Economic Unit | ASHP with AFUE 95% backup | ASHP with AFUE 95% backup | ASHP with AFUE 95% backup | ASHP with AFUE 95% backup | ASHP with AFUE 95% backup | ASHP with AFUE 95% backup | ASHP with AFUE 95% backup | ASHP with AFUE 95% backup | ASHP with AFUE 95% backup | ASHP with AFUE 95% backup | ASHP with AFUE 95% backup | ASHP with AFUE 95% backup | ASHP with AFUE 95% backup | ASHP with AFUE 95% backup | ASHP with AFUE 95% backup | ASHP with AFUE 95% backup | ASHP with AFUE 95% backup | ASHP with AFUE 95% backup | ASHP with AFUE 95% backup | ASHP with AFUE 95% backup | ASHP with AFUE 95% backup | ASHP with AFUE 95% backup | ASHP with AFUE 95% backup | ASHP with AFUE 95% backup | ASHP with AFUE 95% backup | ASHP with AFUE 95% backup | ASHP with AFUE 95% backup | ASHP with AFUE 95% backup | ASHP with AFUE 95% backup | ASHP with AFUE 95% backup | ASHP with AFUE 95% backup | ASHP with AFUE 95% backup | ASHP with AFUE 95% backup
F1_Residential_Manufactured Home Moderate Income_Existing_Space Heating_Natural Gas_Furnace_E1 | F1 | Residential | Manufactured Home Moderate Income | Existing | Space Heating | Natural Gas | Furnace | E1 | CCE | 0 | 0 | 0 | 0 | 0 | 0 | 0 | 0 | 0 | 0 | 0 | 0 | 0 | 0 | 0 | 0 | 0 | 0 | 0 | 0 | 0 | 0 | 0 | 0 | 0 | 0 | 0 | 0 | 0 | 0 | 0 | 0 | 0
F1_Residential_Manufactured Home Moderate Income_Existing_Space Heating_Natural Gas_Furnace_E2 | F1 | Residential | Manufactured Home Moderate Income | Existing | Space Heating | Natural Gas | Furnace | E2 | CCE | 0.66379 | 0.68421 | 0.67389 | 0.62109 | 0.62443 | 0.6278 | 0.63122 | 0.63467 | 0.63816 | 0.64168 | 0.64525 | 0.64886 | 0.6525 | 0.65619 | 0.65992 | 0.66369 | 0.66751 | 0.67136 | 0.67527 | 0.67922 | 0.68321 | 0.68725 | 0.69134 | 0.69548 | 0.69967 | 0.7039 | 0.7082 | 0.71254 | 0.71693 | 0.72138 | 0.72589 | 0.73046 | 0.73046
F1_Residential_Manufactured Home Moderate Income_Existing_Space Heating_Natural Gas_Furnace_E3 | F1 | Residential | Manufactured Home Moderate Income | Existing | Space Heating | Natural Gas | Furnace | E3 | CCE | 0.70545 | 0.72715 | 0.71619 | 0.66007 | 0.66362 | 0.6672 | 0.67083 | 0.6745 | 0.67821 | 0.68195 | 0.68574 | 0.68958 | 0.69345 | 0.69737 | 0.70133 | 0.70534 | 0.7094 | 0.71349 | 0.71764 | 0.72184 | 0.72609 | 0.73037 | 0.73473 | 0.73913 | 0.74358 | 0.74807 | 0.75264 | 0.75725 | 0.76192 | 0.76665 | 0.77145 | 0.7763 | 0.7763
F1_Residential_Manufactured Home Moderate Income_Existing_Space Heating_Natural Gas_Furnace_E4 | F1 | Residential | Manufactured Home Moderate Income | Existing | Space Heating | Natural Gas | Furnace | E4 | CCE | 5.4173 | 5.584 | 5.4997 | 5.0688 | 5.096 | 5.1236 | 5.1514 | 5.1796 | 5.2081 | 5.2368 | 5.266 | 5.2954 | 5.3251 | 5.3552 | 5.3857 | 5.4165 | 5.4476 | 5.479 | 5.5109 | 5.5432 | 5.5758 | 5.6087 | 5.6421 | 5.6759 | 5.7101 | 5.7446 | 5.7797 | 5.8151 | 5.851 | 5.8872 | 5.9241 | 5.9613 | 5.9613
F1_Residential_Manufactured Home Moderate Income_Existing_Space Heating_Natural Gas_Furnace_E5 | F1 | Residential | Manufactured Home Moderate Income | Existing | Space Heating | Natural Gas | Furnace | E5 | CCE | 1.3008 | 1.3408 | 1.3206 | 1.2171 | 1.2237 | 1.2303 | 1.237 | 1.2437 | 1.2506 | 1.2575 | 1.2645 | 1.2715 | 1.2787 | 1.2859 | 1.2932 | 1.3006 | 1.3081 | 1.3156 | 1.3233 | 1.331 | 1.3389 | 1.3468 | 1.3548 | 1.3629 | 1.3711 | 1.3794 | 1.3878 | 1.3963 | 1.405 | 1.4137 | 1.4225 | 1.4315 | 1.4315
F1_Residential_Manufactured Home Moderate Income_Existing_Space Heating_Natural Gas_Furnace_E6 | F1 | Residential | Manufactured Home Moderate Income | Existing | Space Heating | Natural Gas | Furnace | E6 | CCE | 1.2197 | 1.2572 | 1.2382 | 1.1412 | 1.1473 | 1.1535 | 1.1598 | 1.1662 | 1.1726 | 1.179 | 1.1856 | 1.1922 | 1.1989 | 1.2057 | 1.2126 | 1.2195 | 1.2265 | 1.2336 | 1.2408 | 1.248 | 1.2554 | 1.2628 | 1.2703 | 1.2779 | 1.2856 | 1.2934 | 1.3013 | 1.3092 | 1.3173 | 1.3255 | 1.3338 | 1.3422 | 1.3422
F1_Residential_Manufactured Home Moderate Income_Existing_Space Heating_Natural Gas_Furnace_E7 | F1 | Residential | Manufactured Home Moderate Income | Existing | Space Heating | Natural Gas | Furnace | E7 | CCE | 0 | 0 | 0 | 0 | 0 | 0 | 0 | 0 | 0 | 0 | 0 | 0 | 0 | 0 | 0 | 0 | 0 | 0 | 0 | 0 | 0 | 0 | 0 | 0 | 0 | 0 | 0 | 0 | 0 | 0 | 0 | 0 | 0
F1_Residential_Manufactured Home Moderate Income_Existing_Space Heating_Natural Gas_Furnace_E8 | F1 | Residential | Manufactured Home Moderate Income | Existing | Space Heating | Natural Gas | Furnace | E8 | CCE | 0 | 0 | 0 | 0 | 0 | 0 | 0 | 0 | 0 | 0 | 0 | 0 | 0 | 0 | 0 | 0 | 0 | 0 | 0 | 0 | 0 | 0 | 0 | 0 | 0 | 0 | 0 | 0 | 0 | 0 | 0 | 0 | 0
F1_Residential_Manufactured Home Moderate Income_Existing_Space Heating_Natural Gas_Furnace_E9 | F1 | Residential | Manufactured Home Moderate Income | Existing | Space Heating | Natural Gas | Furnace | E9 | CCE | 0 | 0 | 0 | 0 | 0 | 0 | 0 | 0 | 0 | 0 | 0 | 0 | 0 | 0 | 0 | 0 | 0 | 0 | 0 | 0 | 0 | 0 | 0 | 0 | 0 | 0 | 0 | 0 | 0 | 0 | 0 | 0 | 0
F1_Residential_Manufactured Home Moderate Income_Existing_Space Heating_Natural Gas_Furnace_E10 | F1 | Residential | Manufactured Home Moderate Income | Existing | Space Heating | Natural Gas | Furnace | E10 | CCE | 0 | 0 | 0 | 0 | 0 | 0 | 0 | 0 | 0 | 0 | 0 | 0 | 0 | 0 | 0 | 0 | 0 | 0 | 0 | 0 | 0 | 0 | 0 | 0 | 0 | 0 | 0 | 0 | 0 | 0 | 0 | 0 | 0
F2_Residential_Manufactured Home Moderate Income_Existing_Space Heating_Natural Gas_Furnace_E1 | F2 | Residential | Manufactured Home Moderate Income | Existing | Space Heating | Natural Gas | Furnace | E1 | TRC BC Ratio | bar: 2019 to 2051
F2_Residential_Manufactured Home Moderate Income_Existing_Space Heating_Natural Gas_Furnace_E2 | F2 | Residential | Manufactured Home Moderate Income | Existing | Space Heating | Natural Gas | Furnace | E2 | TRC BC Ratio | 3.0629 | 3.0655 | 3.0743 | 3.0807 | 3.0705 | 3.068 | 3.0719 | 3.0733 | 3.076 | 3.077 | 3.0765 | 3.0742 | 3.0713 | 3.0675 | 3.0616 | 3.0544 | 3.0457 | 3.036 | 3.0257 | 3.0156 | 3.0044 | 2.9929 | 2.9802 | 2.9674 | 2.9531 | 2.938 | 2.9219 | 2.9054 | 2.8873 | 2.8685 | 2.8482 | 2.8273 | 2.8042
F2_Residential_Manufactured Home Moderate Income_Existing_Space Heating_Natural Gas_Furnace_E3 | F2 | Residential | Manufactured Home Moderate Income | Existing | Space Heating | Natural Gas | Furnace | E3 | TRC BC Ratio | 2.882 | 2.8845 | 2.8928 | 2.8988 | 2.8892 | 2.8869 | 2.8905 | 2.8918 | 2.8944 | 2.8953 | 2.8949 | 2.8927 | 2.89 | 2.8864 | 2.8808 | 2.874 | 2.8658 | 2.8567 | 2.847 | 2.8375 | 2.827 | 2.8162 | 2.8042 | 2.7922 | 2.7787 | 2.7645 | 2.7494 | 2.7339 | 2.7168 | 2.6991 | 2.68 | 2.6604 | 2.6386
F2_Residential_Manufactured Home Moderate Income_Existing_Space Heating_Natural Gas_Furnace_E4 | F2 | Residential | Manufactured Home Moderate Income | Existing | Space Heating | Natural Gas | Furnace | E4 | TRC BC Ratio | 0.37436 | 0.37469 | 0.37535 | 0.37594 | 0.37577 | 0.37605 | 0.37642 | 0.37641 | 0.37618 | 0.37556 | 0.37451 | 0.37301 | 0.37107 | 0.36865 | 0.36566 | 0.36269 | 0.35974 | 0.35686 | 0.35446 | 0.35265 | 0.3514 | 0.35084 | 0.35021 | 0.34959 | 0.34889 | 0.34815 | 0.34736 | 0.34655 | 0.34567 | 0.34475 | 0.34375 | 0.34273 | 0.3416
F2_Residential_Manufactured Home Moderate Income_Existing_Space Heating_Natural Gas_Furnace_E5 | F2 | Residential | Manufactured Home Moderate Income | Existing | Space Heating | Natural Gas | Furnace | E5 | TRC BC Ratio | 1.5614 | 1.5628 | 1.5669 | 1.5701 | 1.5661 | 1.5655 | 1.5672 | 1.5672 | 1.5672 | 1.5657 | 1.5629 | 1.5593 | 1.5556 | 1.5515 | 1.5466 | 1.5413 | 1.5354 | 1.5292 | 1.5237 | 1.5193 | 1.5145 | 1.5095 | 1.504 | 1.4985 | 1.4923 | 1.4858 | 1.4788 | 1.4717 | 1.4639 | 1.4558 | 1.447 | 1.438 | 1.428
F2_Residential_Manufactured Home Moderate Income_Existing_Space Heating_Natural Gas_Furnace_E6 | F2 | Residential | Manufactured Home Moderate Income | Existing | Space Heating | Natural Gas | Furnace | E6 | TRC BC Ratio | 1.6657 | 1.6672 | 1.6718 | 1.6751 | 1.6705 | 1.6697 | 1.6716 | 1.6718 | 1.6722 | 1.6713 | 1.669 | 1.6659 | 1.6626 | 1.6589 | 1.6543 | 1.6491 | 1.6433 | 1.6371 | 1.6312 | 1.6264 | 1.6209 | 1.6154 | 1.6092 | 1.603 | 1.5961 | 1.5887 | 1.581 | 1.5729 | 1.5641 | 1.5551 | 1.5452 | 1.5351 | 1.5239
F2_Residential_Manufactured Home Moderate Income_Existing_Space Heating_Natural Gas_Furnace_E7 | F2 | Residential | Manufactured Home Moderate Income | Existing | Space Heating | Natural Gas | Furnace | E7 | TRC BC Ratio | 0 | 0 | 0 | 0 | 0 | 0 | 0 | 0 | 0 | 0 | 0 | 0 | 0 | 0 | 0 | 0 | 0 | 0 | 0 | 0 | 0 | 0 | 0 | 0 | 0 | 0 | 0 | 0 | 0 | 0 | 0 | 0 | 0
F2_Residential_Manufactured Home Moderate Income_Existing_Space Heating_Natural Gas_Furnace_E8 | F2 | Residential | Manufactured Home Moderate Income | Existing | Space Heating | Natural Gas | Furnace | E8 | TRC BC Ratio | 0 | 0 | 0 | 0 | 0 | 0 | 0 | 0 | 0 | 0 | 0 | 0 | 0 | 0 | 0 | 0 | 0 | 0 | 0 | 0 | 0 | 0 | 0 | 0 | 0 | 0 | 0 | 0 | 0 | 0 | 0 | 0 | 0
F2_Residential_Manufactured Home Moderate Income_Existing_Space Heating_Natural Gas_Furnace_E9 | F2 | Residential | Manufactured Home Moderate Income | Existing | Space Heating | Natural Gas | Furnace | E9 | TRC BC Ratio | 0 | 0 | 0 | 0 | 0 | 0 | 0 | 0 | 0 | 0 | 0 | 0 | 0 | 0 | 0 | 0 | 0 | 0 | 0 | 0 | 0 | 0 | 0 | 0 | 0 | 0 | 0 | 0 | 0 | 0 | 0 | 0 | 0
F2_Residential_Manufactured Home Moderate Income_Existing_Space Heating_Natural Gas_Furnace_E10 | F2 | Residential | Manufactured Home Moderate Income | Existing | Space Heating | Natural Gas | Furnace | E10 | TRC BC Ratio | 0 | 0 | 0 | 0 | 0 | 0 | 0 | 0 | 0 | 0 | 0 | 0 | 0 | 0 | 0 | 0 | 0 | 0 | 0 | 0 | 0 | 0 | 0 | 0 | 0 | 0 | 0 | 0 | 0 | 0 | 0 | 0 | 0
F3_Residential_Manufactured Home Moderate Income_Existing_Space Heating_Natural Gas_Furnace_E1 | F3 | Residential | Manufactured Home Moderate Income | Existing | Space Heating | Natural Gas | Furnace | E1 | PACT BC Ratio | bar: 2019 to 2051
F3_Residential_Manufactured Home Moderate Income_Existing_Space Heating_Natural Gas_Furnace_E2 | F3 | Residential | Manufactured Home Moderate Income | Existing | Space Heating | Natural Gas | Furnace | E2 | PACT BC Ratio | 3.1197 | 3.1223 | 3.1313 | 3.1378 | 3.1274 | 3.1249 | 3.1289 | 3.1303 | 3.133 | 3.1341 | 3.1336 | 3.1312 | 3.1283 | 3.1244 | 3.1184 | 3.111 | 3.1021 | 3.0923 | 3.0817 | 3.0715 | 3.0601 | 3.0484 | 3.0355 | 3.0224 | 3.0079 | 2.9924 | 2.9761 | 2.9593 | 2.9408 | 2.9217 | 2.901 | 2.8798 | 2.8562
F3_Residential_Manufactured Home Moderate Income_Existing_Space Heating_Natural Gas_Furnace_E3 | F3 | Residential | Manufactured Home Moderate Income | Existing | Space Heating | Natural Gas | Furnace | E3 | PACT BC Ratio | 2.9354 | 2.9379 | 2.9464 | 2.9525 | 2.9427 | 2.9404 | 2.9441 | 2.9454 | 2.948 | 2.949 | 2.9485 | 2.9463 | 2.9435 | 2.9399 | 2.9342 | 2.9273 | 2.9189 | 2.9097 | 2.8998 | 2.8901 | 2.8794 | 2.8684 | 2.8562 | 2.8439 | 2.8303 | 2.8157 | 2.8004 | 2.7845 | 2.7671 | 2.7492 | 2.7297 | 2.7097 | 2.6876
F3_Residential_Manufactured Home Moderate Income_Existing_Space Heating_Natural Gas_Furnace_E4 | F3 | Residential | Manufactured Home Moderate Income | Existing | Space Heating | Natural Gas | Furnace | E4 | PACT BC Ratio | 0.3813 | 0.38164 | 0.38231 | 0.38291 | 0.38274 | 0.38302 | 0.3834 | 0.38339 | 0.38315 | 0.38252 | 0.38145 | 0.37992 | 0.37794 | 0.37548 | 0.37244 | 0.36941 | 0.36641 | 0.36348 | 0.36103 | 0.35919 | 0.35791 | 0.35734 | 0.35671 | 0.35607 | 0.35536 | 0.3546 | 0.3538 | 0.35298 | 0.35207 | 0.35114 | 0.35012 | 0.34909 | 0.34793
F3_Residential_Manufactured Home Moderate Income_Existing_Space Heating_Natural Gas_Furnace_E5 | F3 | Residential | Manufactured Home Moderate Income | Existing | Space Heating | Natural Gas | Furnace | E5 | PACT BC Ratio | 1.5903 | 1.5917 | 1.596 | 1.5992 | 1.5951 | 1.5946 | 1.5962 | 1.5962 | 1.5962 | 1.5948 | 1.5919 | 1.5882 | 1.5844 | 1.5803 | 1.5753 | 1.5698 | 1.5638 | 1.5576 | 1.5519 | 1.5475 | 1.5426 | 1.5375 | 1.5319 | 1.5263 | 1.52 | 1.5133 | 1.5063 | 1.499 | 1.491 | 1.4827 | 1.4738 | 1.4646 | 1.4544
F3_Residential_Manufactured Home Moderate Income_Existing_Space Heating_Natural Gas_Furnace_E6 | F3 | Residential | Manufactured Home Moderate Income | Existing | Space Heating | Natural Gas | Furnace | E6 | PACT BC Ratio | 1.6966 | 1.6981 | 1.7027 | 1.7062 | 1.7015 | 1.7006 | 1.7026 | 1.7028 | 1.7032 | 1.7022 | 1.6999 | 1.6968 | 1.6935 | 1.6897 | 1.685 | 1.6797 | 1.6737 | 1.6674 | 1.6615 | 1.6565 | 1.651 | 1.6453 | 1.639 | 1.6327 | 1.6257 | 1.6182 | 1.6103 | 1.6021 | 1.5931 | 1.5839 | 1.5738 | 1.5635 | 1.5521
F3_Residential_Manufactured Home Moderate Income_Existing_Space Heating_Natural Gas_Furnace_E7 | F3 | Residential | Manufactured Home Moderate Income | Existing | Space Heating | Natural Gas | Furnace | E7 | PACT BC Ratio | 0 | 0 | 0 | 0 | 0 | 0 | 0 | 0 | 0 | 0 | 0 | 0 | 0 | 0 | 0 | 0 | 0 | 0 | 0 | 0 | 0 | 0 | 0 | 0 | 0 | 0 | 0 | 0 | 0 | 0 | 0 | 0 | 0
F3_Residential_Manufactured Home Moderate Income_Existing_Space Heating_Natural Gas_Furnace_E8 | F3 | Residential | Manufactured Home Moderate Income | Existing | Space Heating | Natural Gas | Furnace | E8 | PACT BC Ratio | 0 | 0 | 0 | 0 | 0 | 0 | 0 | 0 | 0 | 0 | 0 | 0 | 0 | 0 | 0 | 0 | 0 | 0 | 0 | 0 | 0 | 0 | 0 | 0 | 0 | 0 | 0 | 0 | 0 | 0 | 0 | 0 | 0
F3_Residential_Manufactured Home Moderate Income_Existing_Space Heating_Natural Gas_Furnace_E9 | F3 | Residential | Manufactured Home Moderate Income | Existing | Space Heating | Natural Gas | Furnace | E9 | PACT BC Ratio | 0 | 0 | 0 | 0 | 0 | 0 | 0 | 0 | 0 | 0 | 0 | 0 | 0 | 0 | 0 | 0 | 0 | 0 | 0 | 0 | 0 | 0 | 0 | 0 | 0 | 0 | 0 | 0 | 0 | 0 | 0 | 0 | 0
F3_Residential_Manufactured Home Moderate Income_Existing_Space Heating_Natural Gas_Furnace_E10 | F3 | Residential | Manufactured Home Moderate Income | Existing | Space Heating | Natural Gas | Furnace | E10 | PACT BC Ratio | 0 | 0 | 0 | 0 | 0 | 0 | 0 | 0 | 0 | 0 | 0 | 0 | 0 | 0 | 0 | 0 | 0 | 0 | 0 | 0 | 0 | 0 | 0 | 0 | 0 | 0 | 0 | 0 | 0 | 0 | 0 | 0 | 0
F4_Residential_Manufactured Home Moderate Income_Existing_Space Heating_Natural Gas_Furnace_E1 | F4 | Residential | Manufactured Home Moderate Income | Existing | Space Heating | Natural Gas | Furnace | E1 | RVT BC Ratio | bar: 2019 to 2051
F4_Residential_Manufactured Home Moderate Income_Existing_Space Heating_Natural Gas_Furnace_E2 | F4 | Residential | Manufactured Home Moderate Income | Existing | Space Heating | Natural Gas | Furnace | E2 | RVT BC Ratio | 4.6477 | 4.6508 | 4.6614 | 4.669 | 4.6568 | 4.6539 | 4.6585 | 4.6602 | 4.6634 | 4.6646 | 4.664 | 4.6612 | 4.6578 | 4.6532 | 4.6462 | 4.6375 | 4.6271 | 4.6155 | 4.6031 | 4.591 | 4.5777 | 4.5639 | 4.5486 | 4.5333 | 4.5162 | 4.498 | 4.4788 | 4.4591 | 4.4373 | 4.4148 | 4.3905 | 4.3655 | 4.3302
F4_Residential_Manufactured Home Moderate Income_Existing_Space Heating_Natural Gas_Furnace_E3 | F4 | Residential | Manufactured Home Moderate Income | Existing | Space Heating | Natural Gas | Furnace | E3 | RVT BC Ratio | 4.431 | 4.4339 | 4.4439 | 4.4511 | 4.4396 | 4.4368 | 4.4412 | 4.4427 | 4.4458 | 4.447 | 4.4464 | 4.4437 | 4.4405 | 4.4362 | 4.4296 | 4.4214 | 4.4116 | 4.4007 | 4.389 | 4.3777 | 4.3651 | 4.3522 | 4.3378 | 4.3234 | 4.3073 | 4.2902 | 4.2721 | 4.2535 | 4.233 | 4.2119 | 4.189 | 4.1655 | 4.1323
F4_Residential_Manufactured Home Moderate Income_Existing_Space Heating_Natural Gas_Furnace_E4 | F4 | Residential | Manufactured Home Moderate Income | Existing | Space Heating | Natural Gas | Furnace | E4 | RVT BC Ratio | 1.4267 | 1.4271 | 1.4279 | 1.4286 | 1.4284 | 1.4287 | 1.4291 | 1.4291 | 1.4288 | 1.4281 | 1.4268 | 1.425 | 1.4227 | 1.4198 | 1.4162 | 1.4127 | 1.4092 | 1.4057 | 1.4028 | 1.4007 | 1.3992 | 1.3985 | 1.3977 | 1.397 | 1.3961 | 1.3953 | 1.3943 | 1.3934 | 1.3923 | 1.3912 | 1.39 | 1.3888 | 1.3846
F4_Residential_Manufactured Home Moderate Income_Existing_Space Heating_Natural Gas_Furnace_E5 | F4 | Residential | Manufactured Home Moderate Income | Existing | Space Heating | Natural Gas | Furnace | E5 | RVT BC Ratio | 2.8488 | 2.8505 | 2.8555 | 2.8592 | 2.8544 | 2.8538 | 2.8557 | 2.8557 | 2.8557 | 2.854 | 2.8506 | 2.8463 | 2.8418 | 2.837 | 2.8311 | 2.8247 | 2.8176 | 2.8102 | 2.8036 | 2.7984 | 2.7926 | 2.7867 | 2.7801 | 2.7734 | 2.7661 | 2.7582 | 2.7499 | 2.7414 | 2.732 | 2.7223 | 2.7117 | 2.7009 | 2.6807
F4_Residential_Manufactured Home Moderate Income_Existing_Space Heating_Natural Gas_Furnace_E6 | F4 | Residential | Manufactured Home Moderate Income | Existing | Space Heating | Natural Gas | Furnace | E6 | RVT BC Ratio | 2.9738 | 2.9756 | 2.981 | 2.9851 | 2.9795 | 2.9786 | 2.9808 | 2.981 | 2.9815 | 2.9804 | 2.9777 | 2.974 | 2.9701 | 2.9657 | 2.9601 | 2.9539 | 2.9469 | 2.9395 | 2.9325 | 2.9266 | 2.9202 | 2.9135 | 2.9061 | 2.8986 | 2.8904 | 2.8815 | 2.8722 | 2.8627 | 2.8521 | 2.8412 | 2.8294 | 2.8173 | 2.7964
F4_Residential_Manufactured Home Moderate Income_Existing_Space Heating_Natural Gas_Furnace_E7 | F4 | Residential | Manufactured Home Moderate Income | Existing | Space Heating | Natural Gas | Furnace | E7 | RVT BC Ratio | 0 | 0 | 0 | 0 | 0 | 0 | 0 | 0 | 0 | 0 | 0 | 0 | 0 | 0 | 0 | 0 | 0 | 0 | 0 | 0 | 0 | 0 | 0 | 0 | 0 | 0 | 0 | 0 | 0 | 0 | 0 | 0 | 0
F4_Residential_Manufactured Home Moderate Income_Existing_Space Heating_Natural Gas_Furnace_E8 | F4 | Residential | Manufactured Home Moderate Income | Existing | Space Heating | Natural Gas | Furnace | E8 | RVT BC Ratio | 0 | 0 | 0 | 0 | 0 | 0 | 0 | 0 | 0 | 0 | 0 | 0 | 0 | 0 | 0 | 0 | 0 | 0 | 0 | 0 | 0 | 0 | 0 | 0 | 0 | 0 | 0 | 0 | 0 | 0 | 0 | 0 | 0
F4_Residential_Manufactured Home Moderate Income_Existing_Space Heating_Natural Gas_Furnace_E9 | F4 | Residential | Manufactured Home Moderate Income | Existing | Space Heating | Natural Gas | Furnace | E9 | RVT BC Ratio | 0 | 0 | 0 | 0 | 0 | 0 | 0 | 0 | 0 | 0 | 0 | 0 | 0 | 0 | 0 | 0 | 0 | 0 | 0 | 0 | 0 | 0 | 0 | 0 | 0 | 0 | 0 | 0 | 0 | 0 | 0 | 0 | 0
F4_Residential_Manufactured Home Moderate Income_Existing_Space Heating_Natural Gas_Furnace_E10 | F4 | Residential | Manufactured Home Moderate Income | Existing | Space Heating | Natural Gas | Furnace | E10 | RVT BC Ratio | 0 | 0 | 0 | 0 | 0 | 0 | 0 | 0 | 0 | 0 | 0 | 0 | 0 | 0 | 0 | 0 | 0 | 0 | 0 | 0 | 0 | 0 | 0 | 0 | 0 | 0 | 0 | 0 | 0 | 0 | 0 | 0 | 0
F5_Residential_Manufactured Home Moderate Income_Existing_Space Heating_Natural Gas_Furnace_E1 | F5 | Residential | Manufactured Home Moderate Income | Existing | Space Heating | Natural Gas | Furnace | E1 | RIM BC Ratio | bar: 2019 to 2051
F5_Residential_Manufactured Home Moderate Income_Existing_Space Heating_Natural Gas_Furnace_E2 | F5 | Residential | Manufactured Home Moderate Income | Existing | Space Heating | Natural Gas | Furnace | E2 | RIM BC Ratio | 0.75819 | 0.75834 | 0.75888 | 0.75925 | 0.75864 | 0.7585 | 0.75873 | 0.75881 | 0.75898 | 0.75904 | 0.75901 | 0.75887 | 0.75869 | 0.75846 | 0.75811 | 0.75768 | 0.75715 | 0.75656 | 0.75593 | 0.75531 | 0.75462 | 0.75391 | 0.75311 | 0.7523 | 0.7514 | 0.75043 | 0.7494 | 0.74833 | 0.74714 | 0.7459 | 0.74455 | 0.74314 | 0.7428
F5_Residential_Manufactured Home Moderate Income_Existing_Space Heating_Natural Gas_Furnace_E3 | F5 | Residential | Manufactured Home Moderate Income | Existing | Space Heating | Natural Gas | Furnace | E3 | RIM BC Ratio | 0.7468 | 0.74696 | 0.74751 | 0.7479 | 0.74727 | 0.74712 | 0.74736 | 0.74744 | 0.74761 | 0.74767 | 0.74764 | 0.7475 | 0.74732 | 0.74708 | 0.74672 | 0.74627 | 0.74572 | 0.74512 | 0.74447 | 0.74383 | 0.74312 | 0.74238 | 0.74156 | 0.74073 | 0.7398 | 0.73881 | 0.73774 | 0.73664 | 0.73542 | 0.73414 | 0.73274 | 0.7313 | 0.73088
F5_Residential_Manufactured Home Moderate Income_Existing_Space Heating_Natural Gas_Furnace_E4 | F5 | Residential | Manufactured Home Moderate Income | Existing | Space Heating | Natural Gas | Furnace | E4 | RIM BC Ratio | 0.27617 | 0.27634 | 0.2767 | 0.27701 | 0.27692 | 0.27707 | 0.27727 | 0.27726 | 0.27714 | 0.27681 | 0.27625 | 0.27544 | 0.2744 | 0.2731 | 0.27149 | 0.26988 | 0.26827 | 0.2667 | 0.26538 | 0.26438 | 0.26369 | 0.26338 | 0.26303 | 0.26268 | 0.2623 | 0.26189 | 0.26145 | 0.261 | 0.2605 | 0.25999 | 0.25944 | 0.25887 | 0.25868
F5_Residential_Manufactured Home Moderate Income_Existing_Space Heating_Natural Gas_Furnace_E5 | F5 | Residential | Manufactured Home Moderate Income | Existing | Space Heating | Natural Gas | Furnace | E5 | RIM BC Ratio | 0.61455 | 0.61477 | 0.6154 | 0.61587 | 0.61527 | 0.61519 | 0.61544 | 0.61544 | 0.61543 | 0.61522 | 0.61479 | 0.61424 | 0.61367 | 0.61305 | 0.6123 | 0.61147 | 0.61056 | 0.6096 | 0.60873 | 0.60805 | 0.60729 | 0.60651 | 0.60563 | 0.60475 | 0.60376 | 0.6027 | 0.60158 | 0.60042 | 0.59913 | 0.5978 | 0.59633 | 0.59483 | 0.59485
F5_Residential_Manufactured Home Moderate Income_Existing_Space Heating_Natural Gas_Furnace_E6 | F5 | Residential | Manufactured Home Moderate Income | Existing | Space Heating | Natural Gas | Furnace | E6 | RIM BC Ratio | 0.6298 | 0.63001 | 0.63065 | 0.63112 | 0.63047 | 0.63036 | 0.63062 | 0.63065 | 0.6307 | 0.63058 | 0.63026 | 0.62983 | 0.62937 | 0.62885 | 0.62819 | 0.62745 | 0.62662 | 0.62573 | 0.6249 | 0.62419 | 0.62341 | 0.6226 | 0.6217 | 0.62078 | 0.61976 | 0.61867 | 0.61751 | 0.61631 | 0.61498 | 0.61359 | 0.61208 | 0.61052 | 0.61029
F5_Residential_Manufactured Home Moderate Income_Existing_Space Heating_Natural Gas_Furnace_E7 | F5 | Residential | Manufactured Home Moderate Income | Existing | Space Heating | Natural Gas | Furnace | E7 | RIM BC Ratio | 0 | 0 | 0 | 0 | 0 | 0 | 0 | 0 | 0 | 0 | 0 | 0 | 0 | 0 | 0 | 0 | 0 | 0 | 0 | 0 | 0 | 0 | 0 | 0 | 0 | 0 | 0 | 0 | 0 | 0 | 0 | 0 | 0
F5_Residential_Manufactured Home Moderate Income_Existing_Space Heating_Natural Gas_Furnace_E8 | F5 | Residential | Manufactured Home Moderate Income | Existing | Space Heating | Natural Gas | Furnace | E8 | RIM BC Ratio | 0 | 0 | 0 | 0 | 0 | 0 | 0 | 0 | 0 | 0 | 0 | 0 | 0 | 0 | 0 | 0 | 0 | 0 | 0 | 0 | 0 | 0 | 0 | 0 | 0 | 0 | 0 | 0 | 0 | 0 | 0 | 0 | 0
F5_Residential_Manufactured Home Moderate Income_Existing_Space Heating_Natural Gas_Furnace_E9 | F5 | Residential | Manufactured Home Moderate Income | Existing | Space Heating | Natural Gas | Furnace | E9 | RIM BC Ratio | 0 | 0 | 0 | 0 | 0 | 0 | 0 | 0 | 0 | 0 | 0 | 0 | 0 | 0 | 0 | 0 | 0 | 0 | 0 | 0 | 0 | 0 | 0 | 0 | 0 | 0 | 0 | 0 | 0 | 0 | 0 | 0 | 0
F5_Residential_Manufactured Home Moderate Income_Existing_Space Heating_Natural Gas_Furnace_E10 | F5 | Residential | Manufactured Home Moderate Income | Existing | Space Heating | Natural Gas | Furnace | E10 | RIM BC Ratio | 0 | 0 | 0 | 0 | 0 | 0 | 0 | 0 | 0 | 0 | 0 | 0 | 0 | 0 | 0 | 0 | 0 | 0 | 0 | 0 | 0 | 0 | 0 | 0 | 0 | 0 | 0 | 0 | 0 | 0 | 0 | 0 | 0
F0_Residential_Manufactured Home Moderate Income_Existing_Space Heating_Natural Gas_Boiler_E0 | F0 | Residential | Manufactured Home Moderate Income | Existing | Space Heating | Natural Gas | Boiler | E0 | Economic Unit | ASHP with AFUE 95% backup | ASHP with AFUE 95% backup | ASHP with AFUE 95% backup | ASHP with AFUE 95% backup | ASHP with AFUE 95% backup | ASHP with AFUE 95% backup | ASHP with AFUE 95% backup | ASHP with AFUE 95% backup | ASHP with AFUE 95% backup | ASHP with AFUE 95% backup | ASHP with AFUE 95% backup | ASHP with AFUE 95% backup | ASHP with AFUE 95% backup | ASHP with AFUE 95% backup | ASHP with AFUE 95% backup | ASHP with AFUE 95% backup | ASHP with AFUE 95% backup | ASHP with AFUE 95% backup | ASHP with AFUE 95% backup | ASHP with AFUE 95% backup | ASHP with AFUE 95% backup | ASHP with AFUE 95% backup | ASHP with AFUE 95% backup | ASHP with AFUE 95% backup | ASHP with AFUE 95% backup | ASHP with AFUE 95% backup | ASHP with AFUE 95% backup | ASHP with AFUE 95% backup | ASHP with AFUE 95% backup | ASHP with AFUE 95% backup | ASHP with AFUE 95% backup | ASHP with AFUE 95% backup | ASHP with AFUE 95% backup
F1_Residential_Manufactured Home Moderate Income_Existing_Space Heating_Natural Gas_Boiler_E1 | F1 | Residential | Manufactured Home Moderate Income | Existing | Space Heating | Natural Gas | Boiler | E1 | CCE | 0 | 0 | 0 | 0 | 0 | 0 | 0 | 0 | 0 | 0 | 0 | 0 | 0 | 0 | 0 | 0 | 0 | 0 | 0 | 0 | 0 | 0 | 0 | 0 | 0 | 0 | 0 | 0 | 0 | 0 | 0 | 0 | 0
F1_Residential_Manufactured Home Moderate Income_Existing_Space Heating_Natural Gas_Boiler_E2 | F1 | Residential | Manufactured Home Moderate Income | Existing | Space Heating | Natural Gas | Boiler | E2 | CCE | 3.7881 | 3.9047 | 0 | 0 | 0 | 0 | 0 | 0 | 0 | 0 | 0 | 0 | 0 | 0 | 0 | 0 | 0 | 0 | 0 | 0 | 0 | 0 | 0 | 0 | 0 | 0 | 0 | 0 | 0 | 0 | 0 | 0 | 0
F1_Residential_Manufactured Home Moderate Income_Existing_Space Heating_Natural Gas_Boiler_E3 | F1 | Residential | Manufactured Home Moderate Income | Existing | Space Heating | Natural Gas | Boiler | E3 | CCE | 4.099 | 4.2251 | 4.7024 | 4.3339 | 4.3572 | 4.3807 | 4.4046 | 4.4287 | 4.453 | 4.4776 | 4.5025 | 4.5277 | 4.5531 | 4.5788 | 4.6049 | 4.6312 | 4.6578 | 4.6847 | 4.712 | 4.7395 | 4.7674 | 4.7955 | 4.8241 | 4.853 | 4.8822 | 4.9117 | 4.9417 | 4.972 | 5.0027 | 5.0337 | 5.0652 | 5.0971 | 5.0971
F1_Residential_Manufactured Home Moderate Income_Existing_Space Heating_Natural Gas_Boiler_E4 | F1 | Residential | Manufactured Home Moderate Income | Existing | Space Heating | Natural Gas | Boiler | E4 | CCE | 1.7544 | 1.8084 | 1.1538 | 1.0634 | 1.0692 | 1.0749 | 1.0808 | 1.0867 | 1.0927 | 1.0987 | 1.1048 | 1.111 | 1.1172 | 1.1235 | 1.1299 | 1.1364 | 1.1429 | 1.1495 | 1.1562 | 1.163 | 1.1698 | 1.1767 | 1.1837 | 1.1908 | 1.198 | 1.2052 | 1.2126 | 1.22 | 1.2275 | 1.2351 | 1.2429 | 1.2507 | 1.2507
F1_Residential_Manufactured Home Moderate Income_Existing_Space Heating_Natural Gas_Boiler_E5 | F1 | Residential | Manufactured Home Moderate Income | Existing | Space Heating | Natural Gas | Boiler | E5 | CCE | 1.4808 | 1.5264 | 1.1183 | 1.0306 | 1.0362 | 1.0418 | 1.0475 | 1.0532 | 1.059 | 1.0648 | 1.0707 | 1.0767 | 1.0828 | 1.0889 | 1.0951 | 1.1013 | 1.1077 | 1.1141 | 1.1206 | 1.1271 | 1.1337 | 1.1404 | 1.1472 | 1.1541 | 1.161 | 1.1681 | 1.1752 | 1.1824 | 1.1897 | 1.1971 | 1.2046 | 1.2121 | 1.2121
F1_Residential_Manufactured Home Moderate Income_Existing_Space Heating_Natural Gas_Boiler_E6 | F1 | Residential | Manufactured Home Moderate Income | Existing | Space Heating | Natural Gas | Boiler | E6 | CCE | 7.2194 | 7.4415 | 7.5806 | 6.9866 | 7.0242 | 7.0621 | 7.1005 | 7.1393 | 7.1786 | 7.2182 | 7.2584 | 7.2989 | 7.34 | 7.3814 | 7.4234 | 7.4658 | 7.5087 | 7.5521 | 7.596 | 7.6405 | 7.6854 | 7.7308 | 7.7768 | 7.8234 | 7.8705 | 7.9181 | 7.9664 | 8.0153 | 8.0647 | 8.1147 | 8.1655 | 8.2168 | 8.2168
F1_Residential_Manufactured Home Moderate Income_Existing_Space Heating_Natural Gas_Boiler_E7 | F1 | Residential | Manufactured Home Moderate Income | Existing | Space Heating | Natural Gas | Boiler | E7 | CCE | 2.0463 | 2.1093 | 1.9887 | 1.8329 | 1.8427 | 1.8527 | 1.8628 | 1.873 | 1.8832 | 1.8936 | 1.9042 | 1.9148 | 1.9256 | 1.9365 | 1.9475 | 1.9586 | 1.9699 | 1.9812 | 1.9928 | 2.0044 | 2.0162 | 2.0281 | 2.0402 | 2.0524 | 2.0648 | 2.0772 | 2.0899 | 2.1027 | 2.1157 | 2.1288 | 2.1422 | 2.1556 | 2.1556
F1_Residential_Manufactured Home Moderate Income_Existing_Space Heating_Natural Gas_Boiler_E8 | F1 | Residential | Manufactured Home Moderate Income | Existing | Space Heating | Natural Gas | Boiler | E8 | CCE | 1.8707 | 1.9283 | 1.8173 | 1.6749 | 1.6839 | 1.693 | 1.7022 | 1.7115 | 1.7209 | 1.7304 | 1.74 | 1.7497 | 1.7596 | 1.7695 | 1.7796 | 1.7897 | 1.8 | 1.8104 | 1.821 | 1.8316 | 1.8424 | 1.8533 | 1.8643 | 1.8755 | 1.8868 | 1.8982 | 1.9098 | 1.9215 | 1.9333 | 1.9453 | 1.9575 | 1.9698 | 1.9698
F1_Residential_Manufactured Home Moderate Income_Existing_Space Heating_Natural Gas_Boiler_E9 | F1 | Residential | Manufactured Home Moderate Income | Existing | Space Heating | Natural Gas | Boiler | E9 | CCE | 0 | 0 | 0 | 0 | 0 | 0 | 0 | 0 | 0 | 0 | 0 | 0 | 0 | 0 | 0 | 0 | 0 | 0 | 0 | 0 | 0 | 0 | 0 | 0 | 0 | 0 | 0 | 0 | 0 | 0 | 0 | 0 | 0
F1_Residential_Manufactured Home Moderate Income_Existing_Space Heating_Natural Gas_Boiler_E10 | F1 | Residential | Manufactured Home Moderate Income | Existing | Space Heating | Natural Gas | Boiler | E10 | CCE | 0 | 0 | 0 | 0 | 0 | 0 | 0 | 0 | 0 | 0 | 0 | 0 | 0 | 0 | 0 | 0 | 0 | 0 | 0 | 0 | 0 | 0 | 0 | 0 | 0 | 0 | 0 | 0 | 0 | 0 | 0 | 0 | 0
F2_Residential_Manufactured Home Moderate Income_Existing_Space Heating_Natural Gas_Boiler_E1 | F2 | Residential | Manufactured Home Moderate Income | Existing | Space Heating | Natural Gas | Boiler | E1 | TRC BC Ratio | 1 | 1 | 0 | 0 | 0 | 0 | 0 | 0 | 0 | 0 | 0 | 0 | 0 | 0 | 0 | 0 | 0 | 0 | 0 | 0 | 0 | 0 | 0 | 0 | 0 | 0 | 0 | 0 | 0 | 0 | 0 | 0 | 0
F2_Residential_Manufactured Home Moderate Income_Existing_Space Heating_Natural Gas_Boiler_E2 | F2 | Residential | Manufactured Home Moderate Income | Existing | Space Heating | Natural Gas | Boiler | E2 | TRC BC Ratio | 0.53837 | 0.53887 | 1 | 1 | 1 | 1 | 1 | 1 | 1 | 1 | 1 | 1 | 1 | 1 | 1 | 1 | 1 | 1 | 1 | 1 | 1 | 1 | 1 | 1 | 1 | 1 | 1 | 1 | 1 | 1 | 1 | 1 | 1
F2_Residential_Manufactured Home Moderate Income_Existing_Space Heating_Natural Gas_Boiler_E3 | F2 | Residential | Manufactured Home Moderate Income | Existing | Space Heating | Natural Gas | Boiler | E3 | TRC BC Ratio | 0.49754 | 0.498 | 0.44194 | 0.44275 | 0.4413 | 0.44074 | 0.44098 | 0.44086 | 0.44089 | 0.44066 | 0.44021 | 0.43948 | 0.43865 | 0.43766 | 0.4365 | 0.43529 | 0.43401 | 0.43276 | 0.43142 | 0.43011 | 0.42866 | 0.42717 | 0.42552 | 0.42386 | 0.42201 | 0.42005 | 0.41797 | 0.41583 | 0.41347 | 0.41104 | 0.4084 | 0.40569 | 0.40269
F2_Residential_Manufactured Home Moderate Income_Existing_Space Heating_Natural Gas_Boiler_E4 | F2 | Residential | Manufactured Home Moderate Income | Existing | Space Heating | Natural Gas | Boiler | E4 | TRC BC Ratio | 1.1625 | 1.1635 | 1.8011 | 1.8044 | 1.7985 | 1.7962 | 1.7972 | 1.7967 | 1.7968 | 1.7959 | 1.794 | 1.7911 | 1.7877 | 1.7836 | 1.7789 | 1.774 | 1.7688 | 1.7637 | 1.7582 | 1.7529 | 1.747 | 1.7409 | 1.7342 | 1.7274 | 1.7199 | 1.7119 | 1.7034 | 1.6947 | 1.6851 | 1.6751 | 1.6644 | 1.6534 | 1.6411
F2_Residential_Manufactured Home Moderate Income_Existing_Space Heating_Natural Gas_Boiler_E5 | F2 | Residential | Manufactured Home Moderate Income | Existing | Space Heating | Natural Gas | Boiler | E5 | TRC BC Ratio | 1.3772 | 1.3785 | 1.8584 | 1.8618 | 1.8557 | 1.8533 | 1.8543 | 1.8538 | 1.8539 | 1.853 | 1.8511 | 1.848 | 1.8446 | 1.8404 | 1.8355 | 1.8304 | 1.825 | 1.8198 | 1.8141 | 1.8086 | 1.8025 | 1.7963 | 1.7893 | 1.7824 | 1.7746 | 1.7663 | 1.7576 | 1.7486 | 1.7387 | 1.7284 | 1.7173 | 1.7059 | 1.6933
F2_Residential_Manufactured Home Moderate Income_Existing_Space Heating_Natural Gas_Boiler_E6 | F2 | Residential | Manufactured Home Moderate Income | Existing | Space Heating | Natural Gas | Boiler | E6 | TRC BC Ratio | 0.28354 | 0.28386 | 0.27491 | 0.27512 | 0.27511 | 0.27494 | 0.27456 | 0.27392 | 0.273 | 0.27176 | 0.27018 | 0.26824 | 0.26589 | 0.26313 | 0.26018 | 0.25754 | 0.25522 | 0.25328 | 0.25174 | 0.25066 | 0.25006 | 0.25002 | 0.24997 | 0.24992 | 0.24987 | 0.24982 | 0.24976 | 0.2497 | 0.24964 | 0.24957 | 0.24949 | 0.24941 | 0.24931
F2_Residential_Manufactured Home Moderate Income_Existing_Space Heating_Natural Gas_Boiler_E7 | F2 | Residential | Manufactured Home Moderate Income | Existing | Space Heating | Natural Gas | Boiler | E7 | TRC BC Ratio | 0.99915 | 1.0002 | 1.0476 | 1.0491 | 1.0466 | 1.0452 | 1.0446 | 1.0429 | 1.0409 | 1.0379 | 1.0339 | 1.0294 | 1.0246 | 1.0195 | 1.0145 | 1.01 | 1.0059 | 1.0024 | 0.99946 | 0.99732 | 0.99495 | 0.99252 | 0.98981 | 0.9871 | 0.98407 | 0.98085 | 0.97745 | 0.97395 | 0.9701 | 0.96611 | 0.96178 | 0.95734 | 0.95241
F2_Residential_Manufactured Home Moderate Income_Existing_Space Heating_Natural Gas_Boiler_E8 | F2 | Residential | Manufactured Home Moderate Income | Existing | Space Heating | Natural Gas | Boiler | E8 | TRC BC Ratio | 1.0921 | 1.0933 | 1.1456 | 1.1474 | 1.1444 | 1.1428 | 1.1425 | 1.1411 | 1.1396 | 1.1372 | 1.1337 | 1.1297 | 1.1254 | 1.1206 | 1.1159 | 1.1115 | 1.1073 | 1.1037 | 1.1004 | 1.0977 | 1.0948 | 1.0918 | 1.0885 | 1.0851 | 1.0813 | 1.0774 | 1.0732 | 1.0688 | 1.0641 | 1.0591 | 1.0538 | 1.0483 | 1.0422
F2_Residential_Manufactured Home Moderate Income_Existing_Space Heating_Natural Gas_Boiler_E9 | F2 | Residential | Manufactured Home Moderate Income | Existing | Space Heating | Natural Gas | Boiler | E9 | TRC BC Ratio | 0 | 0 | 0 | 0 | 0 | 0 | 0 | 0 | 0 | 0 | 0 | 0 | 0 | 0 | 0 | 0 | 0 | 0 | 0 | 0 | 0 | 0 | 0 | 0 | 0 | 0 | 0 | 0 | 0 | 0 | 0 | 0 | 0
F2_Residential_Manufactured Home Moderate Income_Existing_Space Heating_Natural Gas_Boiler_E10 | F2 | Residential | Manufactured Home Moderate Income | Existing | Space Heating | Natural Gas | Boiler | E10 | TRC BC Ratio | 0 | 0 | 0 | 0 | 0 | 0 | 0 | 0 | 0 | 0 | 0 | 0 | 0 | 0 | 0 | 0 | 0 | 0 | 0 | 0 | 0 | 0 | 0 | 0 | 0 | 0 | 0 | 0 | 0 | 0 | 0 | 0 | 0
F3_Residential_Manufactured Home Moderate Income_Existing_Space Heating_Natural Gas_Boiler_E1 | F3 | Residential | Manufactured Home Moderate Income | Existing | Space Heating | Natural Gas | Boiler | E1 | PACT BC Ratio | 1 | 1 | 0 | 0 | 0 | 0 | 0 | 0 | 0 | 0 | 0 | 0 | 0 | 0 | 0 | 0 | 0 | 0 | 0 | 0 | 0 | 0 | 0 | 0 | 0 | 0 | 0 | 0 | 0 | 0 | 0 | 0 | 0
F3_Residential_Manufactured Home Moderate Income_Existing_Space Heating_Natural Gas_Boiler_E2 | F3 | Residential | Manufactured Home Moderate Income | Existing | Space Heating | Natural Gas | Boiler | E2 | PACT BC Ratio | 0.53837 | 0.53887 | 1 | 1 | 1 | 1 | 1 | 1 | 1 | 1 | 1 | 1 | 1 | 1 | 1 | 1 | 1 | 1 | 1 | 1 | 1 | 1 | 1 | 1 | 1 | 1 | 1 | 1 | 1 | 1 | 1 | 1 | 1
F3_Residential_Manufactured Home Moderate Income_Existing_Space Heating_Natural Gas_Boiler_E3 | F3 | Residential | Manufactured Home Moderate Income | Existing | Space Heating | Natural Gas | Boiler | E3 | PACT BC Ratio | 0.49754 | 0.498 | 0.44194 | 0.44275 | 0.4413 | 0.44074 | 0.44098 | 0.44086 | 0.44089 | 0.44066 | 0.44021 | 0.43948 | 0.43865 | 0.43766 | 0.4365 | 0.43529 | 0.43401 | 0.43276 | 0.43142 | 0.43011 | 0.42866 | 0.42717 | 0.42552 | 0.42386 | 0.42201 | 0.42005 | 0.41797 | 0.41583 | 0.41347 | 0.41104 | 0.4084 | 0.40569 | 0.40269
F3_Residential_Manufactured Home Moderate Income_Existing_Space Heating_Natural Gas_Boiler_E4 | F3 | Residential | Manufactured Home Moderate Income | Existing | Space Heating | Natural Gas | Boiler | E4 | PACT BC Ratio | 1.1625 | 1.1635 | 1.8011 | 1.8044 | 1.7985 | 1.7962 | 1.7972 | 1.7967 | 1.7968 | 1.7959 | 1.794 | 1.7911 | 1.7877 | 1.7836 | 1.7789 | 1.774 | 1.7688 | 1.7637 | 1.7582 | 1.7529 | 1.747 | 1.7409 | 1.7342 | 1.7274 | 1.7199 | 1.7119 | 1.7034 | 1.6947 | 1.6851 | 1.6751 | 1.6644 | 1.6534 | 1.6411
F3_Residential_Manufactured Home Moderate Income_Existing_Space Heating_Natural Gas_Boiler_E5 | F3 | Residential | Manufactured Home Moderate Income | Existing | Space Heating | Natural Gas | Boiler | E5 | PACT BC Ratio | 1.3772 | 1.3785 | 1.8584 | 1.8618 | 1.8557 | 1.8533 | 1.8543 | 1.8538 | 1.8539 | 1.853 | 1.8511 | 1.848 | 1.8446 | 1.8404 | 1.8355 | 1.8304 | 1.825 | 1.8198 | 1.8141 | 1.8086 | 1.8025 | 1.7963 | 1.7893 | 1.7824 | 1.7746 | 1.7663 | 1.7576 | 1.7486 | 1.7387 | 1.7284 | 1.7173 | 1.7059 | 1.6933
F3_Residential_Manufactured Home Moderate Income_Existing_Space Heating_Natural Gas_Boiler_E6 | F3 | Residential | Manufactured Home Moderate Income | Existing | Space Heating | Natural Gas | Boiler | E6 | PACT BC Ratio | 0.28354 | 0.28386 | 0.27491 | 0.27512 | 0.27511 | 0.27494 | 0.27456 | 0.27392 | 0.273 | 0.27176 | 0.27018 | 0.26824 | 0.26589 | 0.26313 | 0.26018 | 0.25754 | 0.25522 | 0.25328 | 0.25174 | 0.25066 | 0.25006 | 0.25002 | 0.24997 | 0.24992 | 0.24987 | 0.24982 | 0.24976 | 0.2497 | 0.24964 | 0.24957 | 0.24949 | 0.24941 | 0.24931
F3_Residential_Manufactured Home Moderate Income_Existing_Space Heating_Natural Gas_Boiler_E7 | F3 | Residential | Manufactured Home Moderate Income | Existing | Space Heating | Natural Gas | Boiler | E7 | PACT BC Ratio | 0.99915 | 1.0002 | 1.0476 | 1.0491 | 1.0466 | 1.0452 | 1.0446 | 1.0429 | 1.0409 | 1.0379 | 1.0339 | 1.0294 | 1.0246 | 1.0195 | 1.0145 | 1.01 | 1.0059 | 1.0024 | 0.99946 | 0.99732 | 0.99495 | 0.99252 | 0.98981 | 0.9871 | 0.98407 | 0.98085 | 0.97745 | 0.97395 | 0.9701 | 0.96611 | 0.96178 | 0.95734 | 0.95241
F3_Residential_Manufactured Home Moderate Income_Existing_Space Heating_Natural Gas_Boiler_E8 | F3 | Residential | Manufactured Home Moderate Income | Existing | Space Heating | Natural Gas | Boiler | E8 | PACT BC Ratio | 1.0921 | 1.0933 | 1.1456 | 1.1474 | 1.1444 | 1.1428 | 1.1425 | 1.1411 | 1.1396 | 1.1372 | 1.1337 | 1.1297 | 1.1254 | 1.1206 | 1.1159 | 1.1115 | 1.1073 | 1.1037 | 1.1004 | 1.0977 | 1.0948 | 1.0918 | 1.0885 | 1.0851 | 1.0813 | 1.0774 | 1.0732 | 1.0688 | 1.0641 | 1.0591 | 1.0538 | 1.0483 | 1.0422
F3_Residential_Manufactured Home Moderate Income_Existing_Space Heating_Natural Gas_Boiler_E9 | F3 | Residential | Manufactured Home Moderate Income | Existing | Space Heating | Natural Gas | Boiler | E9 | PACT BC Ratio | 0 | 0 | 0 | 0 | 0 | 0 | 0 | 0 | 0 | 0 | 0 | 0 | 0 | 0 | 0 | 0 | 0 | 0 | 0 | 0 | 0 | 0 | 0 | 0 | 0 | 0 | 0 | 0 | 0 | 0 | 0 | 0 | 0
F3_Residential_Manufactured Home Moderate Income_Existing_Space Heating_Natural Gas_Boiler_E10 | F3 | Residential | Manufactured Home Moderate Income | Existing | Space Heating | Natural Gas | Boiler | E10 | PACT BC Ratio | 0 | 0 | 0 | 0 | 0 | 0 | 0 | 0 | 0 | 0 | 0 | 0 | 0 | 0 | 0 | 0 | 0 | 0 | 0 | 0 | 0 | 0 | 0 | 0 | 0 | 0 | 0 | 0 | 0 | 0 | 0 | 0 | 0
F4_Residential_Manufactured Home Moderate Income_Existing_Space Heating_Natural Gas_Boiler_E1 | F4 | Residential | Manufactured Home Moderate Income | Existing | Space Heating | Natural Gas | Boiler | E1 | RVT BC Ratio | 1 | 1 | 0 | 0 | 0 | 0 | 0 | 0 | 0 | 0 | 0 | 0 | 0 | 0 | 0 | 0 | 0 | 0 | 0 | 0 | 0 | 0 | 0 | 0 | 0 | 0 | 0 | 0 | 0 | 0 | 0 | 0 | 0
F4_Residential_Manufactured Home Moderate Income_Existing_Space Heating_Natural Gas_Boiler_E2 | F4 | Residential | Manufactured Home Moderate Income | Existing | Space Heating | Natural Gas | Boiler | E2 | RVT BC Ratio | 1.645 | 1.6456 | 1 | 1 | 1 | 1 | 1 | 1 | 1 | 1 | 1 | 1 | 1 | 1 | 1 | 1 | 1 | 1 | 1 | 1 | 1 | 1 | 1 | 1 | 1 | 1 | 1 | 1 | 1 | 1 | 1 | 1 | 1
F4_Residential_Manufactured Home Moderate Income_Existing_Space Heating_Natural Gas_Boiler_E3 | F4 | Residential | Manufactured Home Moderate Income | Existing | Space Heating | Natural Gas | Boiler | E3 | RVT BC Ratio | 1.5961 | 1.5966 | 1.5295 | 1.5304 | 1.5287 | 1.528 | 1.5283 | 1.5282 | 1.5282 | 1.5279 | 1.5274 | 1.5265 | 1.5255 | 1.5243 | 1.523 | 1.5215 | 1.52 | 1.5185 | 1.5169 | 1.5153 | 1.5136 | 1.5118 | 1.5098 | 1.5078 | 1.5056 | 1.5032 | 1.5008 | 1.4982 | 1.4954 | 1.4915 | 1.4863 | 1.48 | 1.4721
F4_Residential_Manufactured Home Moderate Income_Existing_Space Heating_Natural Gas_Boiler_E4 | F4 | Residential | Manufactured Home Moderate Income | Existing | Space Heating | Natural Gas | Boiler | E4 | RVT BC Ratio | 2.3927 | 2.394 | 3.1578 | 3.1617 | 3.1547 | 3.152 | 3.1531 | 3.1525 | 3.1527 | 3.1516 | 3.1494 | 3.1458 | 3.1418 | 3.1369 | 3.1313 | 3.1253 | 3.1191 | 3.113 | 3.1064 | 3.1001 | 3.093 | 3.0857 | 3.0777 | 3.0696 | 3.0605 | 3.0509 | 3.0408 | 3.0303 | 3.0188 | 3.003 | 2.9819 | 2.956 | 2.9239
F4_Residential_Manufactured Home Moderate Income_Existing_Space Heating_Natural Gas_Boiler_E5 | F4 | Residential | Manufactured Home Moderate Income | Existing | Space Heating | Natural Gas | Boiler | E5 | RVT BC Ratio | 2.65 | 2.6515 | 3.2264 | 3.2305 | 3.2232 | 3.2204 | 3.2216 | 3.221 | 3.2211 | 3.22 | 3.2177 | 3.2141 | 3.2099 | 3.2049 | 3.199 | 3.193 | 3.1865 | 3.1802 | 3.1734 | 3.1669 | 3.1596 | 3.1521 | 3.1437 | 3.1354 | 3.1261 | 3.1161 | 3.1057 | 3.0949 | 3.083 | 3.0667 | 3.045 | 3.0182 | 2.9851
F4_Residential_Manufactured Home Moderate Income_Existing_Space Heating_Natural Gas_Boiler_E6 | F4 | Residential | Manufactured Home Moderate Income | Existing | Space Heating | Natural Gas | Boiler | E6 | RVT BC Ratio | 1.3397 | 1.3401 | 1.3294 | 1.3296 | 1.3296 | 1.3294 | 1.3289 | 1.3282 | 1.3271 | 1.3256 | 1.3237 | 1.3214 | 1.3186 | 1.3152 | 1.3117 | 1.3085 | 1.3058 | 1.3034 | 1.3016 | 1.3003 | 1.2996 | 1.2995 | 1.2995 | 1.2994 | 1.2994 | 1.2993 | 1.2992 | 1.2992 | 1.2991 | 1.2971 | 1.293 | 1.2868 | 1.2782
F4_Residential_Manufactured Home Moderate Income_Existing_Space Heating_Natural Gas_Boiler_E7 | F4 | Residential | Manufactured Home Moderate Income | Existing | Space Heating | Natural Gas | Boiler | E7 | RVT BC Ratio | 2.197 | 2.1983 | 2.2551 | 2.2569 | 2.2539 | 2.2522 | 2.2515 | 2.2494 | 2.2471 | 2.2435 | 2.2387 | 2.2333 | 2.2276 | 2.2214 | 2.2155 | 2.21 | 2.2051 | 2.2009 | 2.1974 | 2.1949 | 2.192 | 2.1891 | 2.1859 | 2.1826 | 2.179 | 2.1751 | 2.1711 | 2.1669 | 2.1622 | 2.1524 | 2.1367 | 2.115 | 2.0867
F4_Residential_Manufactured Home Moderate Income_Existing_Space Heating_Natural Gas_Boiler_E8 | F4 | Residential | Manufactured Home Moderate Income | Existing | Space Heating | Natural Gas | Boiler | E8 | RVT BC Ratio | 2.3084 | 2.3098 | 2.3725 | 2.3746 | 2.371 | 2.3692 | 2.3688 | 2.3671 | 2.3653 | 2.3624 | 2.3583 | 2.3534 | 2.3482 | 2.3426 | 2.3369 | 2.3316 | 2.3266 | 2.3223 | 2.3183 | 2.3152 | 2.3117 | 2.308 | 2.304 | 2.3 | 2.2955 | 2.2908 | 2.2857 | 2.2805 | 2.2748 | 2.2642 | 2.2482 | 2.2266 | 2.1987
F4_Residential_Manufactured Home Moderate Income_Existing_Space Heating_Natural Gas_Boiler_E9 | F4 | Residential | Manufactured Home Moderate Income | Existing | Space Heating | Natural Gas | Boiler | E9 | RVT BC Ratio | 0 | 0 | 0 | 0 | 0 | 0 | 0 | 0 | 0 | 0 | 0 | 0 | 0 | 0 | 0 | 0 | 0 | 0 | 0 | 0 | 0 | 0 | 0 | 0 | 0 | 0 | 0 | 0 | 0 | 0 | 0 | 0 | 0
F4_Residential_Manufactured Home Moderate Income_Existing_Space Heating_Natural Gas_Boiler_E10 | F4 | Residential | Manufactured Home Moderate Income | Existing | Space Heating | Natural Gas | Boiler | E10 | RVT BC Ratio | 0 | 0 | 0 | 0 | 0 | 0 | 0 | 0 | 0 | 0 | 0 | 0 | 0 | 0 | 0 | 0 | 0 | 0 | 0 | 0 | 0 | 0 | 0 | 0 | 0 | 0 | 0 | 0 | 0 | 0 | 0 | 0 | 0
F5_Residential_Manufactured Home Moderate Income_Existing_Space Heating_Natural Gas_Boiler_E1 | F5 | Residential | Manufactured Home Moderate Income | Existing | Space Heating | Natural Gas | Boiler | E1 | RIM BC Ratio | 1 | 1 | 0 | 0 | 0 | 0 | 0 | 0 | 0 | 0 | 0 | 0 | 0 | 0 | 0 | 0 | 0 | 0 | 0 | 0 | 0 | 0 | 0 | 0 | 0 | 0 | 0 | 0 | 0 | 0 | 0 | 0 | 0
F5_Residential_Manufactured Home Moderate Income_Existing_Space Heating_Natural Gas_Boiler_E2 | F5 | Residential | Manufactured Home Moderate Income | Existing | Space Heating | Natural Gas | Boiler | E2 | RIM BC Ratio | 0.35016 | 0.35037 | 1 | 1 | 1 | 1 | 1 | 1 | 1 | 1 | 1 | 1 | 1 | 1 | 1 | 1 | 1 | 1 | 1 | 1 | 1 | 1 | 1 | 1 | 1 | 1 | 1 | 1 | 1 | 1 | 1 | 1 | 1
F5_Residential_Manufactured Home Moderate Income_Existing_Space Heating_Natural Gas_Boiler_E3 | F5 | Residential | Manufactured Home Moderate Income | Existing | Space Heating | Natural Gas | Boiler | E3 | RIM BC Ratio | 0.33242 | 0.33262 | 0.30664 | 0.30703 | 0.30633 | 0.30606 | 0.30618 | 0.30612 | 0.30613 | 0.30602 | 0.30581 | 0.30546 | 0.30506 | 0.30457 | 0.30401 | 0.30343 | 0.3028 | 0.30219 | 0.30154 | 0.3009 | 0.30019 | 0.29946 | 0.29865 | 0.29783 | 0.29691 | 0.29594 | 0.29491 | 0.29384 | 0.29266 | 0.29161 | 0.29062 | 0.28979 | 0.289
F5_Residential_Manufactured Home Moderate Income_Existing_Space Heating_Natural Gas_Boiler_E4 | F5 | Residential | Manufactured Home Moderate Income | Existing | Space Heating | Natural Gas | Boiler | E4 | RIM BC Ratio | 0.53803 | 0.53826 | 0.64366 | 0.64408 | 0.64333 | 0.64304 | 0.64316 | 0.6431 | 0.64311 | 0.643 | 0.64276 | 0.64238 | 0.64194 | 0.64142 | 0.64081 | 0.64017 | 0.63949 | 0.63882 | 0.6381 | 0.6374 | 0.63662 | 0.63581 | 0.63491 | 0.634 | 0.63298 | 0.63189 | 0.63073 | 0.62953 | 0.62821 | 0.6276 | 0.62769 | 0.62865 | 0.63042
F5_Residential_Manufactured Home Moderate Income_Existing_Space Heating_Natural Gas_Boiler_E5 | F5 | Residential | Manufactured Home Moderate Income | Existing | Space Heating | Natural Gas | Boiler | E5 | RIM BC Ratio | 0.57988 | 0.58011 | 0.65083 | 0.65125 | 0.6505 | 0.65021 | 0.65034 | 0.65027 | 0.65029 | 0.65017 | 0.64994 | 0.64956 | 0.64913 | 0.64861 | 0.648 | 0.64737 | 0.6467 | 0.64603 | 0.64532 | 0.64462 | 0.64385 | 0.64305 | 0.64216 | 0.64126 | 0.64024 | 0.63917 | 0.63802 | 0.63683 | 0.63551 | 0.63493 | 0.63508 | 0.6361 | 0.63797
F5_Residential_Manufactured Home Moderate Income_Existing_Space Heating_Natural Gas_Boiler_E6 | F5 | Residential | Manufactured Home Moderate Income | Existing | Space Heating | Natural Gas | Boiler | E6 | RIM BC Ratio | 0.22098 | 0.22118 | 0.2157 | 0.21584 | 0.21583 | 0.21572 | 0.21549 | 0.2151 | 0.21453 | 0.21376 | 0.21279 | 0.21158 | 0.21012 | 0.20838 | 0.20653 | 0.20486 | 0.20339 | 0.20216 | 0.20118 | 0.20048 | 0.2001 | 0.20007 | 0.20005 | 0.20002 | 0.19998 | 0.19995 | 0.19991 | 0.19987 | 0.19983 | 0.20004 | 0.20052 | 0.2013 | 0.20239
F5_Residential_Manufactured Home Moderate Income_Existing_Space Heating_Natural Gas_Boiler_E7 | F5 | Residential | Manufactured Home Moderate Income | Existing | Space Heating | Natural Gas | Boiler | E7 | RIM BC Ratio | 0.50019 | 0.50046 | 0.51204 | 0.51241 | 0.51181 | 0.51147 | 0.51132 | 0.51092 | 0.51044 | 0.50973 | 0.50876 | 0.50766 | 0.5065 | 0.50524 | 0.50401 | 0.50289 | 0.50187 | 0.501 | 0.50027 | 0.49973 | 0.49914 | 0.49852 | 0.49784 | 0.49715 | 0.49638 | 0.49556 | 0.49469 | 0.49379 | 0.4928 | 0.49283 | 0.49392 | 0.49623 | 0.49981
F5_Residential_Manufactured Home Moderate Income_Existing_Space Heating_Natural Gas_Boiler_E8 | F5 | Residential | Manufactured Home Moderate Income | Existing | Space Heating | Natural Gas | Boiler | E8 | RIM BC Ratio | 0.52246 | 0.52272 | 0.53438 | 0.53478 | 0.53412 | 0.53378 | 0.53372 | 0.53342 | 0.53308 | 0.53254 | 0.53179 | 0.5309 | 0.52994 | 0.52889 | 0.52784 | 0.52684 | 0.52591 | 0.52509 | 0.52434 | 0.52374 | 0.52307 | 0.52238 | 0.52162 | 0.52084 | 0.51998 | 0.51905 | 0.51808 | 0.51706 | 0.51595 | 0.51576 | 0.51652 | 0.51839 | 0.52138
F5_Residential_Manufactured Home Moderate Income_Existing_Space Heating_Natural Gas_Boiler_E9 | F5 | Residential | Manufactured Home Moderate Income | Existing | Space Heating | Natural Gas | Boiler | E9 | RIM BC Ratio | 0 | 0 | 0 | 0 | 0 | 0 | 0 | 0 | 0 | 0 | 0 | 0 | 0 | 0 | 0 | 0 | 0 | 0 | 0 | 0 | 0 | 0 | 0 | 0 | 0 | 0 | 0 | 0 | 0 | 0 | 0 | 0 | 0
F5_Residential_Manufactured Home Moderate Income_Existing_Space Heating_Natural Gas_Boiler_E10 | F5 | Residential | Manufactured Home Moderate Income | Existing | Space Heating | Natural Gas | Boiler | E10 | RIM BC Ratio | 0 | 0 | 0 | 0 | 0 | 0 | 0 | 0 | 0 | 0 | 0 | 0 | 0 | 0 | 0 | 0 | 0 | 0 | 0 | 0 | 0 | 0 | 0 | 0 | 0 | 0 | 0 | 0 | 0 | 0 | 0 | 0 | 0
F0_Residential_Manufactured Home Moderate Income_Existing_Secondary Heating_Natural Gas_Fireplace_E0 | F0 | Residential | Manufactured Home Moderate Income | Existing | Secondary Heating | Natural Gas | Fireplace | E0 | Economic Unit | Tier 2 (>75% FE) | Tier 2 (>75% FE) | Tier 2 (>75% FE) | Tier 2 (>75% FE) | Tier 2 (>75% FE) | Tier 2 (>75% FE) | Tier 2 (>75% FE) | Tier 2 (>75% FE) | Tier 2 (>75% FE) | Tier 2 (>75% FE) | Tier 2 (>75% FE) | Tier 2 (>75% FE) | Tier 2 (>75% FE) | Tier 2 (>75% FE) | Tier 2 (>75% FE) | Tier 2 (>75% FE) | Tier 2 (>75% FE) | Tier 2 (>75% FE) | Tier 2 (>75% FE) | Tier 2 (>75% FE) | Tier 2 (>75% FE) | Tier 2 (>75% FE) | Tier 2 (>75% FE) | Tier 2 (>75% FE) | Tier 2 (>75% FE) | Tier 2 (>75% FE) | Tier 2 (>75% FE) | Tier 2 (>75% FE) | Tier 2 (>75% FE) | Tier 2 (>75% FE) | Tier 2 (>75% FE) | Tier 2 (>75% FE) | Tier 2 (>75% FE)
F1_Residential_Manufactured Home Moderate Income_Existing_Secondary Heating_Natural Gas_Fireplace_E1 | F1 | Residential | Manufactured Home Moderate Income | Existing | Secondary Heating | Natural Gas | Fireplace | E1 | CCE | 0 | 0 | 0 | 0 | 0 | 0 | 0 | 0 | 0 | 0 | 0 | 0 | 0 | 0 | 0 | 0 | 0 | 0 | 0 | 0 | 0 | 0 | 0 | 0 | 0 | 0 | 0 | 0 | 0 | 0 | 0 | 0 | 0
F1_Residential_Manufactured Home Moderate Income_Existing_Secondary Heating_Natural Gas_Fireplace_E2 | F1 | Residential | Manufactured Home Moderate Income | Existing | Secondary Heating | Natural Gas | Fireplace | E2 | CCE | 1.5078 | 1.5542 | 1.5267 | 1.4033 | 1.4071 | 1.4109 | 1.4147 | 1.4186 | 1.4225 | 1.4264 | 1.4304 | 1.4344 | 1.4384 | 1.4424 | 1.4465 | 1.4507 | 1.4548 | 1.459 | 1.4633 | 1.4675 | 1.4719 | 1.4762 | 1.4806 | 1.485 | 1.4895 | 1.494 | 1.4985 | 1.5031 | 1.5077 | 1.5124 | 1.5171 | 1.5219 | 1.5219
F1_Residential_Manufactured Home Moderate Income_Existing_Secondary Heating_Natural Gas_Fireplace_E3 | F1 | Residential | Manufactured Home Moderate Income | Existing | Secondary Heating | Natural Gas | Fireplace | E3 | CCE | 1.5128 | 1.5594 | 1.5318 | 1.408 | 1.4118 | 1.4156 | 1.4194 | 1.4233 | 1.4272 | 1.4311 | 1.4351 | 1.4391 | 1.4431 | 1.4472 | 1.4513 | 1.4555 | 1.4596 | 1.4639 | 1.4681 | 1.4724 | 1.4767 | 1.4811 | 1.4855 | 1.4899 | 1.4944 | 1.4989 | 1.5035 | 1.5081 | 1.5127 | 1.5174 | 1.5221 | 1.5269 | 1.5269
F1_Residential_Manufactured Home Moderate Income_Existing_Secondary Heating_Natural Gas_Fireplace_E4 | F1 | Residential | Manufactured Home Moderate Income | Existing | Secondary Heating | Natural Gas | Fireplace | E4 | CCE | 0 | 0 | 0 | 0 | 0 | 0 | 0 | 0 | 0 | 0 | 0 | 0 | 0 | 0 | 0 | 0 | 0 | 0 | 0 | 0 | 0 | 0 | 0 | 0 | 0 | 0 | 0 | 0 | 0 | 0 | 0 | 0 | 0
F1_Residential_Manufactured Home Moderate Income_Existing_Secondary Heating_Natural Gas_Fireplace_E5 | F1 | Residential | Manufactured Home Moderate Income | Existing | Secondary Heating | Natural Gas | Fireplace | E5 | CCE | 0 | 0 | 0 | 0 | 0 | 0 | 0 | 0 | 0 | 0 | 0 | 0 | 0 | 0 | 0 | 0 | 0 | 0 | 0 | 0 | 0 | 0 | 0 | 0 | 0 | 0 | 0 | 0 | 0 | 0 | 0 | 0 | 0
F1_Residential_Manufactured Home Moderate Income_Existing_Secondary Heating_Natural Gas_Fireplace_E6 | F1 | Residential | Manufactured Home Moderate Income | Existing | Secondary Heating | Natural Gas | Fireplace | E6 | CCE | 0 | 0 | 0 | 0 | 0 | 0 | 0 | 0 | 0 | 0 | 0 | 0 | 0 | 0 | 0 | 0 | 0 | 0 | 0 | 0 | 0 | 0 | 0 | 0 | 0 | 0 | 0 | 0 | 0 | 0 | 0 | 0 | 0
F1_Residential_Manufactured Home Moderate Income_Existing_Secondary Heating_Natural Gas_Fireplace_E7 | F1 | Residential | Manufactured Home Moderate Income | Existing | Secondary Heating | Natural Gas | Fireplace | E7 | CCE | 0 | 0 | 0 | 0 | 0 | 0 | 0 | 0 | 0 | 0 | 0 | 0 | 0 | 0 | 0 | 0 | 0 | 0 | 0 | 0 | 0 | 0 | 0 | 0 | 0 | 0 | 0 | 0 | 0 | 0 | 0 | 0 | 0
F1_Residential_Manufactured Home Moderate Income_Existing_Secondary Heating_Natural Gas_Fireplace_E8 | F1 | Residential | Manufactured Home Moderate Income | Existing | Secondary Heating | Natural Gas | Fireplace | E8 | CCE | 0 | 0 | 0 | 0 | 0 | 0 | 0 | 0 | 0 | 0 | 0 | 0 | 0 | 0 | 0 | 0 | 0 | 0 | 0 | 0 | 0 | 0 | 0 | 0 | 0 | 0 | 0 | 0 | 0 | 0 | 0 | 0 | 0
F1_Residential_Manufactured Home Moderate Income_Existing_Secondary Heating_Natural Gas_Fireplace_E9 | F1 | Residential | Manufactured Home Moderate Income | Existing | Secondary Heating | Natural Gas | Fireplace | E9 | CCE | 0 | 0 | 0 | 0 | 0 | 0 | 0 | 0 | 0 | 0 | 0 | 0 | 0 | 0 | 0 | 0 | 0 | 0 | 0 | 0 | 0 | 0 | 0 | 0 | 0 | 0 | 0 | 0 | 0 | 0 | 0 | 0 | 0
F1_Residential_Manufactured Home Moderate Income_Existing_Secondary Heating_Natural Gas_Fireplace_E10 | F1 | Residential | Manufactured Home Moderate Income | Existing | Secondary Heating | Natural Gas | Fireplace | E10 | CCE | 0 | 0 | 0 | 0 | 0 | 0 | 0 | 0 | 0 | 0 | 0 | 0 | 0 | 0 | 0 | 0 | 0 | 0 | 0 | 0 | 0 | 0 | 0 | 0 | 0 | 0 | 0 | 0 | 0 | 0 | 0 | 0 | 0
F2_Residential_Manufactured Home Moderate Income_Existing_Secondary Heating_Natural Gas_Fireplace_E1 | F2 | Residential | Manufactured Home Moderate Income | Existing | Secondary Heating | Natural Gas | Fireplace | E1 | TRC BC Ratio | bar: 2019 to 2051
F2_Residential_Manufactured Home Moderate Income_Existing_Secondary Heating_Natural Gas_Fireplace_E2 | F2 | Residential | Manufactured Home Moderate Income | Existing | Secondary Heating | Natural Gas | Fireplace | E2 | TRC BC Ratio | 1.0769 | 1.0806 | 1.0873 | 1.093 | 1.0916 | 1.0945 | 1.1012 | 1.107 | 1.1142 | 1.121 | 1.1276 | 1.1338 | 1.1406 | 1.147 | 1.1524 | 1.1573 | 1.1613 | 1.165 | 1.1676 | 1.1697 | 1.1703 | 1.1697 | 1.1683 | 1.1665 | 1.1637 | 1.1601 | 1.1558 | 1.1509 | 1.1447 | 1.138 | 1.1299 | 1.1213 | 1.1109
F2_Residential_Manufactured Home Moderate Income_Existing_Secondary Heating_Natural Gas_Fireplace_E3 | F2 | Residential | Manufactured Home Moderate Income | Existing | Secondary Heating | Natural Gas | Fireplace | E3 | TRC BC Ratio | 1.0734 | 1.077 | 1.0837 | 1.0894 | 1.088 | 1.0909 | 1.0976 | 1.1034 | 1.1105 | 1.1173 | 1.1238 | 1.1301 | 1.1368 | 1.1432 | 1.1486 | 1.1534 | 1.1575 | 1.1611 | 1.1638 | 1.1658 | 1.1664 | 1.1659 | 1.1644 | 1.1627 | 1.1599 | 1.1563 | 1.152 | 1.1471 | 1.141 | 1.1342 | 1.1262 | 1.1176 | 1.1073
F2_Residential_Manufactured Home Moderate Income_Existing_Secondary Heating_Natural Gas_Fireplace_E4 | F2 | Residential | Manufactured Home Moderate Income | Existing | Secondary Heating | Natural Gas | Fireplace | E4 | TRC BC Ratio | 0 | 0 | 0 | 0 | 0 | 0 | 0 | 0 | 0 | 0 | 0 | 0 | 0 | 0 | 0 | 0 | 0 | 0 | 0 | 0 | 0 | 0 | 0 | 0 | 0 | 0 | 0 | 0 | 0 | 0 | 0 | 0 | 0
F2_Residential_Manufactured Home Moderate Income_Existing_Secondary Heating_Natural Gas_Fireplace_E5 | F2 | Residential | Manufactured Home Moderate Income | Existing | Secondary Heating | Natural Gas | Fireplace | E5 | TRC BC Ratio | 0 | 0 | 0 | 0 | 0 | 0 | 0 | 0 | 0 | 0 | 0 | 0 | 0 | 0 | 0 | 0 | 0 | 0 | 0 | 0 | 0 | 0 | 0 | 0 | 0 | 0 | 0 | 0 | 0 | 0 | 0 | 0 | 0
F2_Residential_Manufactured Home Moderate Income_Existing_Secondary Heating_Natural Gas_Fireplace_E6 | F2 | Residential | Manufactured Home Moderate Income | Existing | Secondary Heating | Natural Gas | Fireplace | E6 | TRC BC Ratio | 0 | 0 | 0 | 0 | 0 | 0 | 0 | 0 | 0 | 0 | 0 | 0 | 0 | 0 | 0 | 0 | 0 | 0 | 0 | 0 | 0 | 0 | 0 | 0 | 0 | 0 | 0 | 0 | 0 | 0 | 0 | 0 | 0
F2_Residential_Manufactured Home Moderate Income_Existing_Secondary Heating_Natural Gas_Fireplace_E7 | F2 | Residential | Manufactured Home Moderate Income | Existing | Secondary Heating | Natural Gas | Fireplace | E7 | TRC BC Ratio | 0 | 0 | 0 | 0 | 0 | 0 | 0 | 0 | 0 | 0 | 0 | 0 | 0 | 0 | 0 | 0 | 0 | 0 | 0 | 0 | 0 | 0 | 0 | 0 | 0 | 0 | 0 | 0 | 0 | 0 | 0 | 0 | 0
F2_Residential_Manufactured Home Moderate Income_Existing_Secondary Heating_Natural Gas_Fireplace_E8 | F2 | Residential | Manufactured Home Moderate Income | Existing | Secondary Heating | Natural Gas | Fireplace | E8 | TRC BC Ratio | 0 | 0 | 0 | 0 | 0 | 0 | 0 | 0 | 0 | 0 | 0 | 0 | 0 | 0 | 0 | 0 | 0 | 0 | 0 | 0 | 0 | 0 | 0 | 0 | 0 | 0 | 0 | 0 | 0 | 0 | 0 | 0 | 0
F2_Residential_Manufactured Home Moderate Income_Existing_Secondary Heating_Natural Gas_Fireplace_E9 | F2 | Residential | Manufactured Home Moderate Income | Existing | Secondary Heating | Natural Gas | Fireplace | E9 | TRC BC Ratio | 0 | 0 | 0 | 0 | 0 | 0 | 0 | 0 | 0 | 0 | 0 | 0 | 0 | 0 | 0 | 0 | 0 | 0 | 0 | 0 | 0 | 0 | 0 | 0 | 0 | 0 | 0 | 0 | 0 | 0 | 0 | 0 | 0
F2_Residential_Manufactured Home Moderate Income_Existing_Secondary Heating_Natural Gas_Fireplace_E10 | F2 | Residential | Manufactured Home Moderate Income | Existing | Secondary Heating | Natural Gas | Fireplace | E10 | TRC BC Ratio | 0 | 0 | 0 | 0 | 0 | 0 | 0 | 0 | 0 | 0 | 0 | 0 | 0 | 0 | 0 | 0 | 0 | 0 | 0 | 0 | 0 | 0 | 0 | 0 | 0 | 0 | 0 | 0 | 0 | 0 | 0 | 0 | 0
F3_Residential_Manufactured Home Moderate Income_Existing_Secondary Heating_Natural Gas_Fireplace_E1 | F3 | Residential | Manufactured Home Moderate Income | Existing | Secondary Heating | Natural Gas | Fireplace | E1 | PACT BC Ratio | bar: 2019 to 2051
F3_Residential_Manufactured Home Moderate Income_Existing_Secondary Heating_Natural Gas_Fireplace_E2 | F3 | Residential | Manufactured Home Moderate Income | Existing | Secondary Heating | Natural Gas | Fireplace | E2 | PACT BC Ratio | 1.9717 | 1.9784 | 1.9907 | 2.0012 | 1.9986 | 2.0038 | 2.0162 | 2.0268 | 2.0399 | 2.0523 | 2.0644 | 2.0759 | 2.0883 | 2.1 | 2.11 | 2.1188 | 2.1262 | 2.1329 | 2.1377 | 2.1415 | 2.1426 | 2.1416 | 2.1389 | 2.1358 | 2.1306 | 2.124 | 2.1161 | 2.1071 | 2.0959 | 2.0834 | 2.0687 | 2.0529 | 2.034
F3_Residential_Manufactured Home Moderate Income_Existing_Secondary Heating_Natural Gas_Fireplace_E3 | F3 | Residential | Manufactured Home Moderate Income | Existing | Secondary Heating | Natural Gas | Fireplace | E3 | PACT BC Ratio | 1.9652 | 1.9719 | 1.9842 | 1.9946 | 1.992 | 1.9972 | 2.0095 | 2.0201 | 2.0332 | 2.0455 | 2.0576 | 2.069 | 2.0814 | 2.0931 | 2.103 | 2.1118 | 2.1192 | 2.1259 | 2.1307 | 2.1344 | 2.1356 | 2.1346 | 2.1319 | 2.1287 | 2.1236 | 2.117 | 2.1091 | 2.1002 | 2.089 | 2.0766 | 2.0619 | 2.0461 | 2.0273
F3_Residential_Manufactured Home Moderate Income_Existing_Secondary Heating_Natural Gas_Fireplace_E4 | F3 | Residential | Manufactured Home Moderate Income | Existing | Secondary Heating | Natural Gas | Fireplace | E4 | PACT BC Ratio | 0 | 0 | 0 | 0 | 0 | 0 | 0 | 0 | 0 | 0 | 0 | 0 | 0 | 0 | 0 | 0 | 0 | 0 | 0 | 0 | 0 | 0 | 0 | 0 | 0 | 0 | 0 | 0 | 0 | 0 | 0 | 0 | 0
F3_Residential_Manufactured Home Moderate Income_Existing_Secondary Heating_Natural Gas_Fireplace_E5 | F3 | Residential | Manufactured Home Moderate Income | Existing | Secondary Heating | Natural Gas | Fireplace | E5 | PACT BC Ratio | 0 | 0 | 0 | 0 | 0 | 0 | 0 | 0 | 0 | 0 | 0 | 0 | 0 | 0 | 0 | 0 | 0 | 0 | 0 | 0 | 0 | 0 | 0 | 0 | 0 | 0 | 0 | 0 | 0 | 0 | 0 | 0 | 0
F3_Residential_Manufactured Home Moderate Income_Existing_Secondary Heating_Natural Gas_Fireplace_E6 | F3 | Residential | Manufactured Home Moderate Income | Existing | Secondary Heating | Natural Gas | Fireplace | E6 | PACT BC Ratio | 0 | 0 | 0 | 0 | 0 | 0 | 0 | 0 | 0 | 0 | 0 | 0 | 0 | 0 | 0 | 0 | 0 | 0 | 0 | 0 | 0 | 0 | 0 | 0 | 0 | 0 | 0 | 0 | 0 | 0 | 0 | 0 | 0
F3_Residential_Manufactured Home Moderate Income_Existing_Secondary Heating_Natural Gas_Fireplace_E7 | F3 | Residential | Manufactured Home Moderate Income | Existing | Secondary Heating | Natural Gas | Fireplace | E7 | PACT BC Ratio | 0 | 0 | 0 | 0 | 0 | 0 | 0 | 0 | 0 | 0 | 0 | 0 | 0 | 0 | 0 | 0 | 0 | 0 | 0 | 0 | 0 | 0 | 0 | 0 | 0 | 0 | 0 | 0 | 0 | 0 | 0 | 0 | 0
F3_Residential_Manufactured Home Moderate Income_Existing_Secondary Heating_Natural Gas_Fireplace_E8 | F3 | Residential | Manufactured Home Moderate Income | Existing | Secondary Heating | Natural Gas | Fireplace | E8 | PACT BC Ratio | 0 | 0 | 0 | 0 | 0 | 0 | 0 | 0 | 0 | 0 | 0 | 0 | 0 | 0 | 0 | 0 | 0 | 0 | 0 | 0 | 0 | 0 | 0 | 0 | 0 | 0 | 0 | 0 | 0 | 0 | 0 | 0 | 0
F3_Residential_Manufactured Home Moderate Income_Existing_Secondary Heating_Natural Gas_Fireplace_E9 | F3 | Residential | Manufactured Home Moderate Income | Existing | Secondary Heating | Natural Gas | Fireplace | E9 | PACT BC Ratio | 0 | 0 | 0 | 0 | 0 | 0 | 0 | 0 | 0 | 0 | 0 | 0 | 0 | 0 | 0 | 0 | 0 | 0 | 0 | 0 | 0 | 0 | 0 | 0 | 0 | 0 | 0 | 0 | 0 | 0 | 0 | 0 | 0
F3_Residential_Manufactured Home Moderate Income_Existing_Secondary Heating_Natural Gas_Fireplace_E10 | F3 | Residential | Manufactured Home Moderate Income | Existing | Secondary Heating | Natural Gas | Fireplace | E10 | PACT BC Ratio | 0 | 0 | 0 | 0 | 0 | 0 | 0 | 0 | 0 | 0 | 0 | 0 | 0 | 0 | 0 | 0 | 0 | 0 | 0 | 0 | 0 | 0 | 0 | 0 | 0 | 0 | 0 | 0 | 0 | 0 | 0 | 0 | 0
F4_Residential_Manufactured Home Moderate Income_Existing_Secondary Heating_Natural Gas_Fireplace_E1 | F4 | Residential | Manufactured Home Moderate Income | Existing | Secondary Heating | Natural Gas | Fireplace | E1 | RVT BC Ratio | bar: 2019 to 2051
F4_Residential_Manufactured Home Moderate Income_Existing_Secondary Heating_Natural Gas_Fireplace_E2 | F4 | Residential | Manufactured Home Moderate Income | Existing | Secondary Heating | Natural Gas | Fireplace | E2 | RVT BC Ratio | 1.7457 | 1.7501 | 1.7581 | 1.7649 | 1.7633 | 1.7667 | 1.7748 | 1.7817 | 1.7903 | 1.7984 | 1.8063 | 1.8138 | 1.822 | 1.8296 | 1.8361 | 1.8419 | 1.8468 | 1.8511 | 1.8543 | 1.8568 | 1.8575 | 1.8569 | 1.8551 | 1.853 | 1.8496 | 1.8453 | 1.8401 | 1.8343 | 1.8269 | 1.8188 | 1.8091 | 1.7988 | 1.7864
F4_Residential_Manufactured Home Moderate Income_Existing_Secondary Heating_Natural Gas_Fireplace_E3 | F4 | Residential | Manufactured Home Moderate Income | Existing | Secondary Heating | Natural Gas | Fireplace | E3 | RVT BC Ratio | 1.7414 | 1.7458 | 1.7538 | 1.7606 | 1.759 | 1.7624 | 1.7704 | 1.7774 | 1.7859 | 1.794 | 1.8019 | 1.8094 | 1.8174 | 1.8251 | 1.8316 | 1.8373 | 1.8422 | 1.8465 | 1.8497 | 1.8521 | 1.8529 | 1.8522 | 1.8505 | 1.8484 | 1.845 | 1.8407 | 1.8356 | 1.8297 | 1.8224 | 1.8143 | 1.8047 | 1.7944 | 1.782
F4_Residential_Manufactured Home Moderate Income_Existing_Secondary Heating_Natural Gas_Fireplace_E4 | F4 | Residential | Manufactured Home Moderate Income | Existing | Secondary Heating | Natural Gas | Fireplace | E4 | RVT BC Ratio | 0 | 0 | 0 | 0 | 0 | 0 | 0 | 0 | 0 | 0 | 0 | 0 | 0 | 0 | 0 | 0 | 0 | 0 | 0 | 0 | 0 | 0 | 0 | 0 | 0 | 0 | 0 | 0 | 0 | 0 | 0 | 0 | 0
F4_Residential_Manufactured Home Moderate Income_Existing_Secondary Heating_Natural Gas_Fireplace_E5 | F4 | Residential | Manufactured Home Moderate Income | Existing | Secondary Heating | Natural Gas | Fireplace | E5 | RVT BC Ratio | 0 | 0 | 0 | 0 | 0 | 0 | 0 | 0 | 0 | 0 | 0 | 0 | 0 | 0 | 0 | 0 | 0 | 0 | 0 | 0 | 0 | 0 | 0 | 0 | 0 | 0 | 0 | 0 | 0 | 0 | 0 | 0 | 0
F4_Residential_Manufactured Home Moderate Income_Existing_Secondary Heating_Natural Gas_Fireplace_E6 | F4 | Residential | Manufactured Home Moderate Income | Existing | Secondary Heating | Natural Gas | Fireplace | E6 | RVT BC Ratio | 0 | 0 | 0 | 0 | 0 | 0 | 0 | 0 | 0 | 0 | 0 | 0 | 0 | 0 | 0 | 0 | 0 | 0 | 0 | 0 | 0 | 0 | 0 | 0 | 0 | 0 | 0 | 0 | 0 | 0 | 0 | 0 | 0
F4_Residential_Manufactured Home Moderate Income_Existing_Secondary Heating_Natural Gas_Fireplace_E7 | F4 | Residential | Manufactured Home Moderate Income | Existing | Secondary Heating | Natural Gas | Fireplace | E7 | RVT BC Ratio | 0 | 0 | 0 | 0 | 0 | 0 | 0 | 0 | 0 | 0 | 0 | 0 | 0 | 0 | 0 | 0 | 0 | 0 | 0 | 0 | 0 | 0 | 0 | 0 | 0 | 0 | 0 | 0 | 0 | 0 | 0 | 0 | 0
F4_Residential_Manufactured Home Moderate Income_Existing_Secondary Heating_Natural Gas_Fireplace_E8 | F4 | Residential | Manufactured Home Moderate Income | Existing | Secondary Heating | Natural Gas | Fireplace | E8 | RVT BC Ratio | 0 | 0 | 0 | 0 | 0 | 0 | 0 | 0 | 0 | 0 | 0 | 0 | 0 | 0 | 0 | 0 | 0 | 0 | 0 | 0 | 0 | 0 | 0 | 0 | 0 | 0 | 0 | 0 | 0 | 0 | 0 | 0 | 0
F4_Residential_Manufactured Home Moderate Income_Existing_Secondary Heating_Natural Gas_Fireplace_E9 | F4 | Residential | Manufactured Home Moderate Income | Existing | Secondary Heating | Natural Gas | Fireplace | E9 | RVT BC Ratio | 0 | 0 | 0 | 0 | 0 | 0 | 0 | 0 | 0 | 0 | 0 | 0 | 0 | 0 | 0 | 0 | 0 | 0 | 0 | 0 | 0 | 0 | 0 | 0 | 0 | 0 | 0 | 0 | 0 | 0 | 0 | 0 | 0
F4_Residential_Manufactured Home Moderate Income_Existing_Secondary Heating_Natural Gas_Fireplace_E10 | F4 | Residential | Manufactured Home Moderate Income | Existing | Secondary Heating | Natural Gas | Fireplace | E10 | RVT BC Ratio | 0 | 0 | 0 | 0 | 0 | 0 | 0 | 0 | 0 | 0 | 0 | 0 | 0 | 0 | 0 | 0 | 0 | 0 | 0 | 0 | 0 | 0 | 0 | 0 | 0 | 0 | 0 | 0 | 0 | 0 | 0 | 0 | 0
F5_Residential_Manufactured Home Moderate Income_Existing_Secondary Heating_Natural Gas_Fireplace_E1 | F5 | Residential | Manufactured Home Moderate Income | Existing | Secondary Heating | Natural Gas | Fireplace | E1 | RIM BC Ratio | bar: 2019 to 2051
F5_Residential_Manufactured Home Moderate Income_Existing_Secondary Heating_Natural Gas_Fireplace_E2 | F5 | Residential | Manufactured Home Moderate Income | Existing | Secondary Heating | Natural Gas | Fireplace | E2 | RIM BC Ratio | 0.6642 | 0.66497 | 0.66635 | 0.66751 | 0.66723 | 0.66781 | 0.66918 | 0.67035 | 0.67177 | 0.67311 | 0.67441 | 0.67563 | 0.67694 | 0.67817 | 0.6792 | 0.68011 | 0.68087 | 0.68156 | 0.68205 | 0.68243 | 0.68254 | 0.68244 | 0.68217 | 0.68185 | 0.68132 | 0.68065 | 0.67983 | 0.6789 | 0.67773 | 0.67642 | 0.67487 | 0.67317 | 0.67113
F5_Residential_Manufactured Home Moderate Income_Existing_Secondary Heating_Natural Gas_Fireplace_E3 | F5 | Residential | Manufactured Home Moderate Income | Existing | Secondary Heating | Natural Gas | Fireplace | E3 | RIM BC Ratio | 0.66346 | 0.66423 | 0.66561 | 0.66678 | 0.6665 | 0.66707 | 0.66844 | 0.66961 | 0.67104 | 0.67238 | 0.67368 | 0.6749 | 0.67621 | 0.67744 | 0.67847 | 0.67938 | 0.68015 | 0.68084 | 0.68133 | 0.68171 | 0.68183 | 0.68173 | 0.68145 | 0.68113 | 0.6806 | 0.67993 | 0.67911 | 0.67818 | 0.677 | 0.6757 | 0.67414 | 0.67244 | 0.67039
F5_Residential_Manufactured Home Moderate Income_Existing_Secondary Heating_Natural Gas_Fireplace_E4 | F5 | Residential | Manufactured Home Moderate Income | Existing | Secondary Heating | Natural Gas | Fireplace | E4 | RIM BC Ratio | 0 | 0 | 0 | 0 | 0 | 0 | 0 | 0 | 0 | 0 | 0 | 0 | 0 | 0 | 0 | 0 | 0 | 0 | 0 | 0 | 0 | 0 | 0 | 0 | 0 | 0 | 0 | 0 | 0 | 0 | 0 | 0 | 0
F5_Residential_Manufactured Home Moderate Income_Existing_Secondary Heating_Natural Gas_Fireplace_E5 | F5 | Residential | Manufactured Home Moderate Income | Existing | Secondary Heating | Natural Gas | Fireplace | E5 | RIM BC Ratio | 0 | 0 | 0 | 0 | 0 | 0 | 0 | 0 | 0 | 0 | 0 | 0 | 0 | 0 | 0 | 0 | 0 | 0 | 0 | 0 | 0 | 0 | 0 | 0 | 0 | 0 | 0 | 0 | 0 | 0 | 0 | 0 | 0
F5_Residential_Manufactured Home Moderate Income_Existing_Secondary Heating_Natural Gas_Fireplace_E6 | F5 | Residential | Manufactured Home Moderate Income | Existing | Secondary Heating | Natural Gas | Fireplace | E6 | RIM BC Ratio | 0 | 0 | 0 | 0 | 0 | 0 | 0 | 0 | 0 | 0 | 0 | 0 | 0 | 0 | 0 | 0 | 0 | 0 | 0 | 0 | 0 | 0 | 0 | 0 | 0 | 0 | 0 | 0 | 0 | 0 | 0 | 0 | 0
F5_Residential_Manufactured Home Moderate Income_Existing_Secondary Heating_Natural Gas_Fireplace_E7 | F5 | Residential | Manufactured Home Moderate Income | Existing | Secondary Heating | Natural Gas | Fireplace | E7 | RIM BC Ratio | 0 | 0 | 0 | 0 | 0 | 0 | 0 | 0 | 0 | 0 | 0 | 0 | 0 | 0 | 0 | 0 | 0 | 0 | 0 | 0 | 0 | 0 | 0 | 0 | 0 | 0 | 0 | 0 | 0 | 0 | 0 | 0 | 0
F5_Residential_Manufactured Home Moderate Income_Existing_Secondary Heating_Natural Gas_Fireplace_E8 | F5 | Residential | Manufactured Home Moderate Income | Existing | Secondary Heating | Natural Gas | Fireplace | E8 | RIM BC Ratio | 0 | 0 | 0 | 0 | 0 | 0 | 0 | 0 | 0 | 0 | 0 | 0 | 0 | 0 | 0 | 0 | 0 | 0 | 0 | 0 | 0 | 0 | 0 | 0 | 0 | 0 | 0 | 0 | 0 | 0 | 0 | 0 | 0
F5_Residential_Manufactured Home Moderate Income_Existing_Secondary Heating_Natural Gas_Fireplace_E9 | F5 | Residential | Manufactured Home Moderate Income | Existing | Secondary Heating | Natural Gas | Fireplace | E9 | RIM BC Ratio | 0 | 0 | 0 | 0 | 0 | 0 | 0 | 0 | 0 | 0 | 0 | 0 | 0 | 0 | 0 | 0 | 0 | 0 | 0 | 0 | 0 | 0 | 0 | 0 | 0 | 0 | 0 | 0 | 0 | 0 | 0 | 0 | 0
F5_Residential_Manufactured Home Moderate Income_Existing_Secondary Heating_Natural Gas_Fireplace_E10 | F5 | Residential | Manufactured Home Moderate Income | Existing | Secondary Heating | Natural Gas | Fireplace | E10 | RIM BC Ratio | 0 | 0 | 0 | 0 | 0 | 0 | 0 | 0 | 0 | 0 | 0 | 0 | 0 | 0 | 0 | 0 | 0 | 0 | 0 | 0 | 0 | 0 | 0 | 0 | 0 | 0 | 0 | 0 | 0 | 0 | 0 | 0 | 0
F0_Residential_Manufactured Home Moderate Income_Existing_Water Heating_Natural Gas_Water Heater (<= 55 gal)_E0 | F0 | Residential | Manufactured Home Moderate Income | Existing | Water Heating | Natural Gas | Water Heater (<= 55 gal) | E0 | Economic Unit | UEF 0.95 (Instantaneous, ENERGY STAR 5.0) | UEF 0.95 (Instantaneous, ENERGY STAR 5.0) | UEF 0.95 (Instantaneous, ENERGY STAR 5.0) | UEF 0.95 (Instantaneous, ENERGY STAR 5.0) | UEF 0.95 (Instantaneous, ENERGY STAR 5.0) | UEF 0.95 (Instantaneous, ENERGY STAR 5.0) | UEF 0.95 (Instantaneous, ENERGY STAR 5.0) | UEF 0.95 (Instantaneous, ENERGY STAR 5.0) | UEF 0.95 (Instantaneous, ENERGY STAR 5.0) | UEF 0.95 (Instantaneous, ENERGY STAR 5.0) | UEF 0.95 (Instantaneous, ENERGY STAR 5.0) | UEF 0.95 (Instantaneous, ENERGY STAR 5.0) | UEF 0.95 (Instantaneous, ENERGY STAR 5.0) | UEF 0.95 (Instantaneous, ENERGY STAR 5.0) | UEF 0.95 (Instantaneous, ENERGY STAR 5.0) | UEF 0.95 (Instantaneous, ENERGY STAR 5.0) | UEF 0.95 (Instantaneous, ENERGY STAR 5.0) | UEF 0.95 (Instantaneous, ENERGY STAR 5.0) | UEF 0.95 (Instantaneous, ENERGY STAR 5.0) | UEF 0.95 (Instantaneous, ENERGY STAR 5.0) | UEF 0.95 (Instantaneous, ENERGY STAR 5.0) | UEF 0.95 (Instantaneous, ENERGY STAR 5.0) | UEF 0.95 (Instantaneous, ENERGY STAR 5.0) | UEF 0.95 (Instantaneous, ENERGY STAR 5.0) | UEF 0.95 (Instantaneous, ENERGY STAR 5.0) | UEF 0.95 (Instantaneous, ENERGY STAR 5.0) | UEF 0.95 (Instantaneous, ENERGY STAR 5.0) | UEF 0.95 (Instantaneous, ENERGY STAR 5.0) | UEF 0.95 (Instantaneous, ENERGY STAR 5.0) | UEF 0.95 (Instantaneous, ENERGY STAR 5.0) | UEF 0.95 (Instantaneous, ENERGY STAR 5.0) | UEF 0.95 (Instantaneous, ENERGY STAR 5.0) | UEF 0.95 (Instantaneous, ENERGY STAR 5.0)
F1_Residential_Manufactured Home Moderate Income_Existing_Water Heating_Natural Gas_Water Heater (<= 55 gal)_E1 | F1 | Residential | Manufactured Home Moderate Income | Existing | Water Heating | Natural Gas | Water Heater (<= 55 gal) | E1 | CCE | 0 | 0 | 0 | 0 | 0 | 0 | 0 | 0 | 0 | 0 | 0 | 0 | 0 | 0 | 0 | 0 | 0 | 0 | 0 | 0 | 0 | 0 | 0 | 0 | 0 | 0 | 0 | 0 | 0 | 0 | 0 | 0 | 0
F1_Residential_Manufactured Home Moderate Income_Existing_Water Heating_Natural Gas_Water Heater (<= 55 gal)_E2 | F1 | Residential | Manufactured Home Moderate Income | Existing | Water Heating | Natural Gas | Water Heater (<= 55 gal) | E2 | CCE | 0.91407 | 0.94219 | 0.92307 | 0.84621 | 0.84621 | 0.84621 | 0.84621 | 0.84621 | 0.84621 | 0.84621 | 0.84621 | 0.84621 | 0.84621 | 0.84621 | 0.84621 | 0.84621 | 0.84621 | 0.84621 | 0.84621 | 0.84621 | 0.84621 | 0.84621 | 0.84621 | 0.84621 | 0.84621 | 0.84621 | 0.84621 | 0.84621 | 0.84621 | 0.84621 | 0.84621 | 0.84621 | 0.84621
F1_Residential_Manufactured Home Moderate Income_Existing_Water Heating_Natural Gas_Water Heater (<= 55 gal)_E3 | F1 | Residential | Manufactured Home Moderate Income | Existing | Water Heating | Natural Gas | Water Heater (<= 55 gal) | E3 | CCE | 5.1432 | 5.3015 | 5.1938 | 4.7614 | 4.7614 | 4.7614 | 4.7614 | 4.7614 | 4.7614 | 4.7614 | 4.7614 | 4.7614 | 4.7614 | 4.7614 | 4.7614 | 4.7614 | 4.7614 | 4.7614 | 4.7614 | 4.7614 | 4.7614 | 4.7614 | 4.7614 | 4.7614 | 4.7614 | 4.7614 | 4.7614 | 4.7614 | 4.7614 | 4.7614 | 4.7614 | 4.7614 | 4.7614
F1_Residential_Manufactured Home Moderate Income_Existing_Water Heating_Natural Gas_Water Heater (<= 55 gal)_E4 | F1 | Residential | Manufactured Home Moderate Income | Existing | Water Heating | Natural Gas | Water Heater (<= 55 gal) | E4 | CCE | 0.95255 | 0.98186 | 0.96192 | 0.88183 | 0.88183 | 0.88183 | 0.88183 | 0.88183 | 0.88183 | 0.88183 | 0.88183 | 0.88183 | 0.88183 | 0.88183 | 0.88183 | 0.88183 | 0.88183 | 0.88183 | 0.88183 | 0.88183 | 0.88183 | 0.88183 | 0.88183 | 0.88183 | 0.88183 | 0.88183 | 0.88183 | 0.88183 | 0.88183 | 0.88183 | 0.88183 | 0.88183 | 0.88183
F1_Residential_Manufactured Home Moderate Income_Existing_Water Heating_Natural Gas_Water Heater (<= 55 gal)_E5 | F1 | Residential | Manufactured Home Moderate Income | Existing | Water Heating | Natural Gas | Water Heater (<= 55 gal) | E5 | CCE | 1.2403 | 1.2784 | 1.2525 | 1.1482 | 1.1482 | 1.1482 | 1.1482 | 1.1482 | 1.1482 | 1.1482 | 1.1482 | 1.1482 | 1.1482 | 1.1482 | 1.1482 | 1.1482 | 1.1482 | 1.1482 | 1.1482 | 1.1482 | 1.1482 | 1.1482 | 1.1482 | 1.1482 | 1.1482 | 1.1482 | 1.1482 | 1.1482 | 1.1482 | 1.1482 | 1.1482 | 1.1482 | 1.1482
F1_Residential_Manufactured Home Moderate Income_Existing_Water Heating_Natural Gas_Water Heater (<= 55 gal)_E6 | F1 | Residential | Manufactured Home Moderate Income | Existing | Water Heating | Natural Gas | Water Heater (<= 55 gal) | E6 | CCE | 5.3292 | 5.4932 | 5.3817 | 4.9336 | 4.9336 | 4.9336 | 4.9336 | 4.9336 | 4.9336 | 4.9336 | 4.9336 | 4.9336 | 4.9336 | 4.9336 | 4.9336 | 4.9336 | 4.9336 | 4.9336 | 4.9336 | 4.9336 | 4.9336 | 4.9336 | 4.9336 | 4.9336 | 4.9336 | 4.9336 | 4.9336 | 4.9336 | 4.9336 | 4.9336 | 4.9336 | 4.9336 | 4.9336
F1_Residential_Manufactured Home Moderate Income_Existing_Water Heating_Natural Gas_Water Heater (<= 55 gal)_E7 | F1 | Residential | Manufactured Home Moderate Income | Existing | Water Heating | Natural Gas | Water Heater (<= 55 gal) | E7 | CCE | 0 | 0 | 0 | 0 | 4.9847 | 4.9847 | 4.9847 | 4.9847 | 4.9847 | 4.9847 | 4.9847 | 4.9847 | 4.9847 | 4.9847 | 4.9847 | 4.9847 | 4.9847 | 4.9847 | 4.9847 | 4.9847 | 4.9847 | 4.9847 | 4.9847 | 4.9847 | 4.9847 | 4.9847 | 4.9847 | 4.9847 | 4.9847 | 4.9847 | 4.9847 | 4.9847 | 4.9847
F1_Residential_Manufactured Home Moderate Income_Existing_Water Heating_Natural Gas_Water Heater (<= 55 gal)_E8 | F1 | Residential | Manufactured Home Moderate Income | Existing | Water Heating | Natural Gas | Water Heater (<= 55 gal) | E8 | CCE | 0 | 0 | 0 | 0 | 0 | 0 | 0 | 0 | 0 | 0 | 0 | 0 | 0 | 0 | 0 | 0 | 0 | 0 | 0 | 0 | 0 | 0 | 0 | 0 | 0 | 0 | 0 | 0 | 0 | 0 | 0 | 0 | 0
F1_Residential_Manufactured Home Moderate Income_Existing_Water Heating_Natural Gas_Water Heater (<= 55 gal)_E9 | F1 | Residential | Manufactured Home Moderate Income | Existing | Water Heating | Natural Gas | Water Heater (<= 55 gal) | E9 | CCE | 0 | 0 | 0 | 0 | 0 | 0 | 0 | 0 | 0 | 0 | 0 | 0 | 0 | 0 | 0 | 0 | 0 | 0 | 0 | 0 | 0 | 0 | 0 | 0 | 0 | 0 | 0 | 0 | 0 | 0 | 0 | 0 | 0
F1_Residential_Manufactured Home Moderate Income_Existing_Water Heating_Natural Gas_Water Heater (<= 55 gal)_E10 | F1 | Residential | Manufactured Home Moderate Income | Existing | Water Heating | Natural Gas | Water Heater (<= 55 gal) | E10 | CCE | 0 | 0 | 0 | 0 | 0 | 0 | 0 | 0 | 0 | 0 | 0 | 0 | 0 | 0 | 0 | 0 | 0 | 0 | 0 | 0 | 0 | 0 | 0 | 0 | 0 | 0 | 0 | 0 | 0 | 0 | 0 | 0 | 0
F2_Residential_Manufactured Home Moderate Income_Existing_Water Heating_Natural Gas_Water Heater (<= 55 gal)_E1 | F2 | Residential | Manufactured Home Moderate Income | Existing | Water Heating | Natural Gas | Water Heater (<= 55 gal) | E1 | TRC BC Ratio | bar: 2019 to 2051
F2_Residential_Manufactured Home Moderate Income_Existing_Water Heating_Natural Gas_Water Heater (<= 55 gal)_E2 | F2 | Residential | Manufactured Home Moderate Income | Existing | Water Heating | Natural Gas | Water Heater (<= 55 gal) | E2 | TRC BC Ratio | 1.4301 | 1.4343 | 1.4437 | 1.4516 | 1.4483 | 1.4561 | 1.4735 | 1.488 | 1.5054 | 1.5224 | 1.5395 | 1.5557 | 1.573 | 1.5908 | 1.6082 | 1.6259 | 1.6437 | 1.6618 | 1.6792 | 1.696 | 1.7106 | 1.724 | 1.7343 | 1.7433 | 1.7498 | 1.7542 | 1.7571 | 1.7582 | 1.7569 | 1.7539 | 1.7479 | 1.7403 | 1.73
F2_Residential_Manufactured Home Moderate Income_Existing_Water Heating_Natural Gas_Water Heater (<= 55 gal)_E3 | F2 | Residential | Manufactured Home Moderate Income | Existing | Water Heating | Natural Gas | Water Heater (<= 55 gal) | E3 | TRC BC Ratio | 0.25416 | 0.2549 | 0.25657 | 0.25797 | 0.2574 | 0.25878 | 0.26188 | 0.26446 | 0.26755 | 0.27057 | 0.27361 | 0.27649 | 0.27955 | 0.28272 | 0.28581 | 0.28896 | 0.29213 | 0.29535 | 0.29844 | 0.30141 | 0.30402 | 0.3064 | 0.30823 | 0.30983 | 0.31098 | 0.31176 | 0.31227 | 0.31248 | 0.31224 | 0.31171 | 0.31064 | 0.30929 | 0.30747
F2_Residential_Manufactured Home Moderate Income_Existing_Water Heating_Natural Gas_Water Heater (<= 55 gal)_E4 | F2 | Residential | Manufactured Home Moderate Income | Existing | Water Heating | Natural Gas | Water Heater (<= 55 gal) | E4 | TRC BC Ratio | 1.3158 | 1.3134 | 1.3187 | 1.3214 | 1.3074 | 1.3093 | 1.3253 | 1.3364 | 1.3523 | 1.3682 | 1.3852 | 1.4019 | 1.4215 | 1.4434 | 1.4665 | 1.4922 | 1.5203 | 1.5499 | 1.5795 | 1.608 | 1.6332 | 1.6557 | 1.6725 | 1.6859 | 1.6956 | 1.7021 | 1.7064 | 1.7081 | 1.7061 | 1.7017 | 1.6926 | 1.6814 | 1.6661
F2_Residential_Manufactured Home Moderate Income_Existing_Water Heating_Natural Gas_Water Heater (<= 55 gal)_E5 | F2 | Residential | Manufactured Home Moderate Income | Existing | Water Heating | Natural Gas | Water Heater (<= 55 gal) | E5 | TRC BC Ratio | 1.0158 | 1.0146 | 1.019 | 1.0215 | 1.0118 | 1.0137 | 1.0261 | 1.0349 | 1.0472 | 1.0594 | 1.0724 | 1.0851 | 1.0999 | 1.1163 | 1.1334 | 1.1524 | 1.1729 | 1.1945 | 1.2161 | 1.2368 | 1.2551 | 1.2715 | 1.2837 | 1.2936 | 1.3007 | 1.3055 | 1.3087 | 1.3099 | 1.3085 | 1.3052 | 1.2985 | 1.2903 | 1.279
F2_Residential_Manufactured Home Moderate Income_Existing_Water Heating_Natural Gas_Water Heater (<= 55 gal)_E6 | F2 | Residential | Manufactured Home Moderate Income | Existing | Water Heating | Natural Gas | Water Heater (<= 55 gal) | E6 | TRC BC Ratio | 0.24529 | 0.24601 | 0.24762 | 0.24897 | 0.24842 | 0.24975 | 0.25274 | 0.25523 | 0.25821 | 0.26112 | 0.26406 | 0.26684 | 0.2698 | 0.27285 | 0.27583 | 0.27888 | 0.28194 | 0.28504 | 0.28803 | 0.2909 | 0.29341 | 0.29571 | 0.29748 | 0.29901 | 0.30013 | 0.30088 | 0.30138 | 0.30157 | 0.30134 | 0.30084 | 0.29979 | 0.2985 | 0.29674
F2_Residential_Manufactured Home Moderate Income_Existing_Water Heating_Natural Gas_Water Heater (<= 55 gal)_E7 | F2 | Residential | Manufactured Home Moderate Income | Existing | Water Heating | Natural Gas | Water Heater (<= 55 gal) | E7 | TRC BC Ratio | 0 | 0 | 0 | 0 | 0.2481 | 0.24943 | 0.2524 | 0.25484 | 0.25777 | 0.26064 | 0.26355 | 0.2663 | 0.26925 | 0.27235 | 0.27546 | 0.27874 | 0.28212 | 0.28553 | 0.28879 | 0.29187 | 0.29453 | 0.29688 | 0.29857 | 0.29991 | 0.30084 | 0.30145 | 0.30187 | 0.30206 | 0.30184 | 0.30133 | 0.3003 | 0.29902 | 0.29728
F2_Residential_Manufactured Home Moderate Income_Existing_Water Heating_Natural Gas_Water Heater (<= 55 gal)_E8 | F2 | Residential | Manufactured Home Moderate Income | Existing | Water Heating | Natural Gas | Water Heater (<= 55 gal) | E8 | TRC BC Ratio | 0 | 0 | 0 | 0 | 0 | 0 | 0 | 0 | 0 | 0 | 0 | 0 | 0 | 0 | 0 | 0 | 0 | 0 | 0 | 0 | 0 | 0 | 0 | 0 | 0 | 0 | 0 | 0 | 0 | 0 | 0 | 0 | 0
F2_Residential_Manufactured Home Moderate Income_Existing_Water Heating_Natural Gas_Water Heater (<= 55 gal)_E9 | F2 | Residential | Manufactured Home Moderate Income | Existing | Water Heating | Natural Gas | Water Heater (<= 55 gal) | E9 | TRC BC Ratio | 0 | 0 | 0 | 0 | 0 | 0 | 0 | 0 | 0 | 0 | 0 | 0 | 0 | 0 | 0 | 0 | 0 | 0 | 0 | 0 | 0 | 0 | 0 | 0 | 0 | 0 | 0 | 0 | 0 | 0 | 0 | 0 | 0
F2_Residential_Manufactured Home Moderate Income_Existing_Water Heating_Natural Gas_Water Heater (<= 55 gal)_E10 | F2 | Residential | Manufactured Home Moderate Income | Existing | Water Heating | Natural Gas | Water Heater (<= 55 gal) | E10 | TRC BC Ratio | 0 | 0 | 0 | 0 | 0 | 0 | 0 | 0 | 0 | 0 | 0 | 0 | 0 | 0 | 0 | 0 | 0 | 0 | 0 | 0 | 0 | 0 | 0 | 0 | 0 | 0 | 0 | 0 | 0 | 0 | 0 | 0 | 0
F3_Residential_Manufactured Home Moderate Income_Existing_Water Heating_Natural Gas_Water Heater (<= 55 gal)_E1 | F3 | Residential | Manufactured Home Moderate Income | Existing | Water Heating | Natural Gas | Water Heater (<= 55 gal) | E1 | PACT BC Ratio | bar: 2019 to 2051
F3_Residential_Manufactured Home Moderate Income_Existing_Water Heating_Natural Gas_Water Heater (<= 55 gal)_E2 | F3 | Residential | Manufactured Home Moderate Income | Existing | Water Heating | Natural Gas | Water Heater (<= 55 gal) | E2 | PACT BC Ratio | 1.4301 | 1.4343 | 1.4437 | 1.4516 | 1.4483 | 1.4561 | 1.4735 | 1.488 | 1.5054 | 1.5224 | 1.5395 | 1.5557 | 1.573 | 1.5908 | 1.6082 | 1.6259 | 1.6437 | 1.6618 | 1.6792 | 1.696 | 1.7106 | 1.724 | 1.7343 | 1.7433 | 1.7498 | 1.7542 | 1.7571 | 1.7582 | 1.7569 | 1.7539 | 1.7479 | 1.7403 | 1.73
F3_Residential_Manufactured Home Moderate Income_Existing_Water Heating_Natural Gas_Water Heater (<= 55 gal)_E3 | F3 | Residential | Manufactured Home Moderate Income | Existing | Water Heating | Natural Gas | Water Heater (<= 55 gal) | E3 | PACT BC Ratio | 0.25416 | 0.2549 | 0.25657 | 0.25797 | 0.2574 | 0.25878 | 0.26188 | 0.26446 | 0.26755 | 0.27057 | 0.27361 | 0.27649 | 0.27955 | 0.28272 | 0.28581 | 0.28896 | 0.29213 | 0.29535 | 0.29844 | 0.30141 | 0.30402 | 0.3064 | 0.30823 | 0.30983 | 0.31098 | 0.31176 | 0.31227 | 0.31248 | 0.31224 | 0.31171 | 0.31064 | 0.30929 | 0.30747
F3_Residential_Manufactured Home Moderate Income_Existing_Water Heating_Natural Gas_Water Heater (<= 55 gal)_E4 | F3 | Residential | Manufactured Home Moderate Income | Existing | Water Heating | Natural Gas | Water Heater (<= 55 gal) | E4 | PACT BC Ratio | 1.3158 | 1.3134 | 1.3187 | 1.3214 | 1.3074 | 1.3093 | 1.3253 | 1.3364 | 1.3523 | 1.3682 | 1.3852 | 1.4019 | 1.4215 | 1.4434 | 1.4665 | 1.4922 | 1.5203 | 1.5499 | 1.5795 | 1.608 | 1.6332 | 1.6557 | 1.6725 | 1.6859 | 1.6956 | 1.7021 | 1.7064 | 1.7081 | 1.7061 | 1.7017 | 1.6926 | 1.6814 | 1.6661
F3_Residential_Manufactured Home Moderate Income_Existing_Water Heating_Natural Gas_Water Heater (<= 55 gal)_E5 | F3 | Residential | Manufactured Home Moderate Income | Existing | Water Heating | Natural Gas | Water Heater (<= 55 gal) | E5 | PACT BC Ratio | 1.0158 | 1.0146 | 1.019 | 1.0215 | 1.0118 | 1.0137 | 1.0261 | 1.0349 | 1.0472 | 1.0594 | 1.0724 | 1.0851 | 1.0999 | 1.1163 | 1.1334 | 1.1524 | 1.1729 | 1.1945 | 1.2161 | 1.2368 | 1.2551 | 1.2715 | 1.2837 | 1.2936 | 1.3007 | 1.3055 | 1.3087 | 1.3099 | 1.3085 | 1.3052 | 1.2985 | 1.2903 | 1.279
F3_Residential_Manufactured Home Moderate Income_Existing_Water Heating_Natural Gas_Water Heater (<= 55 gal)_E6 | F3 | Residential | Manufactured Home Moderate Income | Existing | Water Heating | Natural Gas | Water Heater (<= 55 gal) | E6 | PACT BC Ratio | 0.24529 | 0.24601 | 0.24762 | 0.24897 | 0.24842 | 0.24975 | 0.25274 | 0.25523 | 0.25821 | 0.26112 | 0.26406 | 0.26684 | 0.2698 | 0.27285 | 0.27583 | 0.27888 | 0.28194 | 0.28504 | 0.28803 | 0.2909 | 0.29341 | 0.29571 | 0.29748 | 0.29901 | 0.30013 | 0.30088 | 0.30138 | 0.30157 | 0.30134 | 0.30084 | 0.29979 | 0.2985 | 0.29674
F3_Residential_Manufactured Home Moderate Income_Existing_Water Heating_Natural Gas_Water Heater (<= 55 gal)_E7 | F3 | Residential | Manufactured Home Moderate Income | Existing | Water Heating | Natural Gas | Water Heater (<= 55 gal) | E7 | PACT BC Ratio | 0 | 0 | 0 | 0 | 0.2481 | 0.24943 | 0.2524 | 0.25484 | 0.25777 | 0.26064 | 0.26355 | 0.2663 | 0.26925 | 0.27235 | 0.27546 | 0.27874 | 0.28212 | 0.28553 | 0.28879 | 0.29187 | 0.29453 | 0.29688 | 0.29857 | 0.29991 | 0.30084 | 0.30145 | 0.30187 | 0.30206 | 0.30184 | 0.30133 | 0.3003 | 0.29902 | 0.29728
F3_Residential_Manufactured Home Moderate Income_Existing_Water Heating_Natural Gas_Water Heater (<= 55 gal)_E8 | F3 | Residential | Manufactured Home Moderate Income | Existing | Water Heating | Natural Gas | Water Heater (<= 55 gal) | E8 | PACT BC Ratio | 0 | 0 | 0 | 0 | 0 | 0 | 0 | 0 | 0 | 0 | 0 | 0 | 0 | 0 | 0 | 0 | 0 | 0 | 0 | 0 | 0 | 0 | 0 | 0 | 0 | 0 | 0 | 0 | 0 | 0 | 0 | 0 | 0
F3_Residential_Manufactured Home Moderate Income_Existing_Water Heating_Natural Gas_Water Heater (<= 55 gal)_E9 | F3 | Residential | Manufactured Home Moderate Income | Existing | Water Heating | Natural Gas | Water Heater (<= 55 gal) | E9 | PACT BC Ratio | 0 | 0 | 0 | 0 | 0 | 0 | 0 | 0 | 0 | 0 | 0 | 0 | 0 | 0 | 0 | 0 | 0 | 0 | 0 | 0 | 0 | 0 | 0 | 0 | 0 | 0 | 0 | 0 | 0 | 0 | 0 | 0 | 0
F3_Residential_Manufactured Home Moderate Income_Existing_Water Heating_Natural Gas_Water Heater (<= 55 gal)_E10 | F3 | Residential | Manufactured Home Moderate Income | Existing | Water Heating | Natural Gas | Water Heater (<= 55 gal) | E10 | PACT BC Ratio | 0 | 0 | 0 | 0 | 0 | 0 | 0 | 0 | 0 | 0 | 0 | 0 | 0 | 0 | 0 | 0 | 0 | 0 | 0 | 0 | 0 | 0 | 0 | 0 | 0 | 0 | 0 | 0 | 0 | 0 | 0 | 0 | 0
F4_Residential_Manufactured Home Moderate Income_Existing_Water Heating_Natural Gas_Water Heater (<= 55 gal)_E1 | F4 | Residential | Manufactured Home Moderate Income | Existing | Water Heating | Natural Gas | Water Heater (<= 55 gal) | E1 | RVT BC Ratio | bar: 2019 to 2051
F4_Residential_Manufactured Home Moderate Income_Existing_Water Heating_Natural Gas_Water Heater (<= 55 gal)_E2 | F4 | Residential | Manufactured Home Moderate Income | Existing | Water Heating | Natural Gas | Water Heater (<= 55 gal) | E2 | RVT BC Ratio | 2.7133 | 2.7183 | 2.7296 | 2.7391 | 2.7352 | 2.7445 | 2.7654 | 2.7827 | 2.8036 | 2.8239 | 2.8445 | 2.8639 | 2.8845 | 2.9059 | 2.9267 | 2.948 | 2.9693 | 2.991 | 3.0118 | 3.0319 | 3.0494 | 3.0655 | 3.0779 | 3.0886 | 3.0964 | 3.1016 | 3.1051 | 3.1065 | 3.1049 | 3.1013 | 3.094 | 3.085 | 3.0727
F4_Residential_Manufactured Home Moderate Income_Existing_Water Heating_Natural Gas_Water Heater (<= 55 gal)_E3 | F4 | Residential | Manufactured Home Moderate Income | Existing | Water Heating | Natural Gas | Water Heater (<= 55 gal) | E3 | RVT BC Ratio | 1.3045 | 1.3054 | 1.3074 | 1.3091 | 1.3084 | 1.31 | 1.3138 | 1.3168 | 1.3205 | 1.3242 | 1.3278 | 1.3313 | 1.3349 | 1.3387 | 1.3424 | 1.3462 | 1.35 | 1.3538 | 1.3576 | 1.3611 | 1.3642 | 1.3671 | 1.3693 | 1.3712 | 1.3726 | 1.3735 | 1.3741 | 1.3744 | 1.3741 | 1.3735 | 1.3722 | 1.3706 | 1.3684
F4_Residential_Manufactured Home Moderate Income_Existing_Water Heating_Natural Gas_Water Heater (<= 55 gal)_E4 | F4 | Residential | Manufactured Home Moderate Income | Existing | Water Heating | Natural Gas | Water Heater (<= 55 gal) | E4 | RVT BC Ratio | 2.5764 | 2.5736 | 2.5798 | 2.5831 | 2.5664 | 2.5686 | 2.5878 | 2.6011 | 2.6202 | 2.6392 | 2.6596 | 2.6796 | 2.703 | 2.7292 | 2.757 | 2.7878 | 2.8214 | 2.8569 | 2.8924 | 2.9265 | 2.9566 | 2.9836 | 3.0037 | 3.0198 | 3.0314 | 3.0392 | 3.0444 | 3.0464 | 3.0441 | 3.0388 | 3.0279 | 3.0144 | 2.996
F4_Residential_Manufactured Home Moderate Income_Existing_Water Heating_Natural Gas_Water Heater (<= 55 gal)_E5 | F4 | Residential | Manufactured Home Moderate Income | Existing | Water Heating | Natural Gas | Water Heater (<= 55 gal) | E5 | RVT BC Ratio | 2.217 | 2.2155 | 2.2208 | 2.2238 | 2.2122 | 2.2145 | 2.2294 | 2.2399 | 2.2546 | 2.2693 | 2.2849 | 2.3001 | 2.3178 | 2.3374 | 2.3579 | 2.3806 | 2.4053 | 2.4311 | 2.4569 | 2.4818 | 2.5037 | 2.5233 | 2.538 | 2.5498 | 2.5583 | 2.564 | 2.5679 | 2.5693 | 2.5676 | 2.5637 | 2.5557 | 2.5458 | 2.5323
F4_Residential_Manufactured Home Moderate Income_Existing_Water Heating_Natural Gas_Water Heater (<= 55 gal)_E6 | F4 | Residential | Manufactured Home Moderate Income | Existing | Water Heating | Natural Gas | Water Heater (<= 55 gal) | E6 | RVT BC Ratio | 1.2939 | 1.2947 | 1.2967 | 1.2983 | 1.2976 | 1.2992 | 1.3028 | 1.3058 | 1.3094 | 1.3128 | 1.3164 | 1.3197 | 1.3232 | 1.3269 | 1.3305 | 1.3341 | 1.3378 | 1.3415 | 1.3451 | 1.3485 | 1.3515 | 1.3543 | 1.3564 | 1.3582 | 1.3596 | 1.3605 | 1.3611 | 1.3613 | 1.361 | 1.3604 | 1.3592 | 1.3576 | 1.3555
F4_Residential_Manufactured Home Moderate Income_Existing_Water Heating_Natural Gas_Water Heater (<= 55 gal)_E7 | F4 | Residential | Manufactured Home Moderate Income | Existing | Water Heating | Natural Gas | Water Heater (<= 55 gal) | E7 | RVT BC Ratio | 0 | 0 | 0 | 0 | 1.2972 | 1.2988 | 1.3024 | 1.3053 | 1.3088 | 1.3123 | 1.3157 | 1.319 | 1.3226 | 1.3263 | 1.33 | 1.3339 | 1.338 | 1.3421 | 1.346 | 1.3497 | 1.3529 | 1.3557 | 1.3577 | 1.3593 | 1.3604 | 1.3612 | 1.3617 | 1.3619 | 1.3616 | 1.361 | 1.3598 | 1.3582 | 1.3562
F4_Residential_Manufactured Home Moderate Income_Existing_Water Heating_Natural Gas_Water Heater (<= 55 gal)_E8 | F4 | Residential | Manufactured Home Moderate Income | Existing | Water Heating | Natural Gas | Water Heater (<= 55 gal) | E8 | RVT BC Ratio | 0 | 0 | 0 | 0 | 0 | 0 | 0 | 0 | 0 | 0 | 0 | 0 | 0 | 0 | 0 | 0 | 0 | 0 | 0 | 0 | 0 | 0 | 0 | 0 | 0 | 0 | 0 | 0 | 0 | 0 | 0 | 0 | 0
F4_Residential_Manufactured Home Moderate Income_Existing_Water Heating_Natural Gas_Water Heater (<= 55 gal)_E9 | F4 | Residential | Manufactured Home Moderate Income | Existing | Water Heating | Natural Gas | Water Heater (<= 55 gal) | E9 | RVT BC Ratio | 0 | 0 | 0 | 0 | 0 | 0 | 0 | 0 | 0 | 0 | 0 | 0 | 0 | 0 | 0 | 0 | 0 | 0 | 0 | 0 | 0 | 0 | 0 | 0 | 0 | 0 | 0 | 0 | 0 | 0 | 0 | 0 | 0
F4_Residential_Manufactured Home Moderate Income_Existing_Water Heating_Natural Gas_Water Heater (<= 55 gal)_E10 | F4 | Residential | Manufactured Home Moderate Income | Existing | Water Heating | Natural Gas | Water Heater (<= 55 gal) | E10 | RVT BC Ratio | 0 | 0 | 0 | 0 | 0 | 0 | 0 | 0 | 0 | 0 | 0 | 0 | 0 | 0 | 0 | 0 | 0 | 0 | 0 | 0 | 0 | 0 | 0 | 0 | 0 | 0 | 0 | 0 | 0 | 0 | 0 | 0 | 0
F5_Residential_Manufactured Home Moderate Income_Existing_Water Heating_Natural Gas_Water Heater (<= 55 gal)_E1 | F5 | Residential | Manufactured Home Moderate Income | Existing | Water Heating | Natural Gas | Water Heater (<= 55 gal) | E1 | RIM BC Ratio | bar: 2019 to 2051
F5_Residential_Manufactured Home Moderate Income_Existing_Water Heating_Natural Gas_Water Heater (<= 55 gal)_E2 | F5 | Residential | Manufactured Home Moderate Income | Existing | Water Heating | Natural Gas | Water Heater (<= 55 gal) | E2 | RIM BC Ratio | 0.58905 | 0.58976 | 0.59134 | 0.59266 | 0.59212 | 0.59342 | 0.59629 | 0.59865 | 0.60145 | 0.60414 | 0.60682 | 0.60932 | 0.61195 | 0.61463 | 0.6172 | 0.6198 | 0.62237 | 0.62495 | 0.62739 | 0.62972 | 0.63172 | 0.63355 | 0.63493 | 0.63613 | 0.63699 | 0.63757 | 0.63795 | 0.6381 | 0.63793 | 0.63754 | 0.63673 | 0.63573 | 0.63435
F5_Residential_Manufactured Home Moderate Income_Existing_Water Heating_Natural Gas_Water Heater (<= 55 gal)_E3 | F5 | Residential | Manufactured Home Moderate Income | Existing | Water Heating | Natural Gas | Water Heater (<= 55 gal) | E3 | RIM BC Ratio | 0.20272 | 0.20319 | 0.20425 | 0.20514 | 0.20478 | 0.20565 | 0.2076 | 0.20922 | 0.21115 | 0.21302 | 0.2149 | 0.21668 | 0.21856 | 0.22049 | 0.22236 | 0.22426 | 0.22617 | 0.22809 | 0.22993 | 0.23169 | 0.23323 | 0.23463 | 0.2357 | 0.23663 | 0.2373 | 0.23775 | 0.23806 | 0.23817 | 0.23804 | 0.23773 | 0.2371 | 0.23632 | 0.23525
F5_Residential_Manufactured Home Moderate Income_Existing_Water Heating_Natural Gas_Water Heater (<= 55 gal)_E4 | F5 | Residential | Manufactured Home Moderate Income | Existing | Water Heating | Natural Gas | Water Heater (<= 55 gal) | E4 | RIM BC Ratio | 0.5687 | 0.56826 | 0.56924 | 0.56975 | 0.56713 | 0.56748 | 0.57048 | 0.57252 | 0.57542 | 0.57828 | 0.5813 | 0.58421 | 0.58759 | 0.59129 | 0.59514 | 0.59933 | 0.60381 | 0.60842 | 0.61293 | 0.61719 | 0.62085 | 0.62407 | 0.62645 | 0.62832 | 0.62966 | 0.63055 | 0.63115 | 0.63138 | 0.63111 | 0.6305 | 0.62926 | 0.62769 | 0.62554
F5_Residential_Manufactured Home Moderate Income_Existing_Water Heating_Natural Gas_Water Heater (<= 55 gal)_E5 | F5 | Residential | Manufactured Home Moderate Income | Existing | Water Heating | Natural Gas | Water Heater (<= 55 gal) | E5 | RIM BC Ratio | 0.50433 | 0.50403 | 0.50511 | 0.50573 | 0.50334 | 0.50382 | 0.50686 | 0.50899 | 0.51195 | 0.51486 | 0.51791 | 0.52085 | 0.52423 | 0.52792 | 0.53173 | 0.53586 | 0.54026 | 0.5448 | 0.54923 | 0.55343 | 0.55706 | 0.56026 | 0.56263 | 0.56451 | 0.56586 | 0.56676 | 0.56737 | 0.5676 | 0.56733 | 0.56672 | 0.56546 | 0.56388 | 0.56172
F5_Residential_Manufactured Home Moderate Income_Existing_Water Heating_Natural Gas_Water Heater (<= 55 gal)_E6 | F5 | Residential | Manufactured Home Moderate Income | Existing | Water Heating | Natural Gas | Water Heater (<= 55 gal) | E6 | RIM BC Ratio | 0.19704 | 0.1975 | 0.19854 | 0.19941 | 0.19905 | 0.1999 | 0.20182 | 0.2034 | 0.20529 | 0.20713 | 0.20897 | 0.21071 | 0.21255 | 0.21444 | 0.21627 | 0.21814 | 0.22001 | 0.22189 | 0.2237 | 0.22543 | 0.22693 | 0.22831 | 0.22936 | 0.23027 | 0.23093 | 0.23137 | 0.23167 | 0.23178 | 0.23165 | 0.23135 | 0.23073 | 0.22996 | 0.22892
F5_Residential_Manufactured Home Moderate Income_Existing_Water Heating_Natural Gas_Water Heater (<= 55 gal)_E7 | F5 | Residential | Manufactured Home Moderate Income | Existing | Water Heating | Natural Gas | Water Heater (<= 55 gal) | E7 | RIM BC Ratio | 0 | 0 | 0 | 0 | 0.19885 | 0.1997 | 0.2016 | 0.20315 | 0.20501 | 0.20682 | 0.20865 | 0.21037 | 0.21221 | 0.21413 | 0.21605 | 0.21805 | 0.22012 | 0.22219 | 0.22416 | 0.22601 | 0.2276 | 0.229 | 0.23001 | 0.2308 | 0.23135 | 0.23171 | 0.23196 | 0.23207 | 0.23194 | 0.23164 | 0.23103 | 0.23027 | 0.22924
F5_Residential_Manufactured Home Moderate Income_Existing_Water Heating_Natural Gas_Water Heater (<= 55 gal)_E8 | F5 | Residential | Manufactured Home Moderate Income | Existing | Water Heating | Natural Gas | Water Heater (<= 55 gal) | E8 | RIM BC Ratio | 0 | 0 | 0 | 0 | 0 | 0 | 0 | 0 | 0 | 0 | 0 | 0 | 0 | 0 | 0 | 0 | 0 | 0 | 0 | 0 | 0 | 0 | 0 | 0 | 0 | 0 | 0 | 0 | 0 | 0 | 0 | 0 | 0
F5_Residential_Manufactured Home Moderate Income_Existing_Water Heating_Natural Gas_Water Heater (<= 55 gal)_E9 | F5 | Residential | Manufactured Home Moderate Income | Existing | Water Heating | Natural Gas | Water Heater (<= 55 gal) | E9 | RIM BC Ratio | 0 | 0 | 0 | 0 | 0 | 0 | 0 | 0 | 0 | 0 | 0 | 0 | 0 | 0 | 0 | 0 | 0 | 0 | 0 | 0 | 0 | 0 | 0 | 0 | 0 | 0 | 0 | 0 | 0 | 0 | 0 | 0 | 0
F5_Residential_Manufactured Home Moderate Income_Existing_Water Heating_Natural Gas_Water Heater (<= 55 gal)_E10 | F5 | Residential | Manufactured Home Moderate Income | Existing | Water Heating | Natural Gas | Water Heater (<= 55 gal) | E10 | RIM BC Ratio | 0 | 0 | 0 | 0 | 0 | 0 | 0 | 0 | 0 | 0 | 0 | 0 | 0 | 0 | 0 | 0 | 0 | 0 | 0 | 0 | 0 | 0 | 0 | 0 | 0 | 0 | 0 | 0 | 0 | 0 | 0 | 0 | 0
F0_Residential_Manufactured Home Moderate Income_Existing_Water Heating_Natural Gas_Water Heater (> 55 gal)_E0 | F0 | Residential | Manufactured Home Moderate Income | Existing | Water Heating | Natural Gas | Water Heater (> 55 gal) | E0 | Economic Unit | UEF 0.76 (Standard) | UEF 0.76 (Standard) | UEF 0.76 (Standard) | UEF 0.76 (Standard) | UEF 0.76 (Standard) | UEF 0.76 (Standard) | UEF 0.76 (Standard) | UEF 0.76 (Standard) | UEF 0.76 (Standard) | UEF 0.76 (Standard) | UEF 0.76 (Standard) | UEF 0.76 (Standard) | UEF 0.76 (Standard) | UEF 0.76 (Standard) | UEF 0.76 (Standard) | UEF 0.76 (Standard) | UEF 0.76 (Standard) | UEF 0.76 (Standard) | UEF 0.76 (Standard) | UEF 0.76 (Standard) | UEF 0.76 (Standard) | UEF 0.76 (Standard) | UEF 0.76 (Standard) | UEF 0.76 (Standard) | UEF 0.76 (Standard) | UEF 0.76 (Standard) | UEF 0.76 (Standard) | UEF 0.76 (Standard) | UEF 0.76 (Standard) | UEF 0.76 (Standard) | UEF 0.76 (Standard) | UEF 0.76 (Standard) | UEF 0.76 (Standard)
F1_Residential_Manufactured Home Moderate Income_Existing_Water Heating_Natural Gas_Water Heater (> 55 gal)_E1 | F1 | Residential | Manufactured Home Moderate Income | Existing | Water Heating | Natural Gas | Water Heater (> 55 gal) | E1 | CCE | 0 | 0 | 0 | 0 | 0 | 0 | 0 | 0 | 0 | 0 | 0 | 0 | 0 | 0 | 0 | 0 | 0 | 0 | 0 | 0 | 0 | 0 | 0 | 0 | 0 | 0 | 0 | 0 | 0 | 0 | 0 | 0 | 0
F1_Residential_Manufactured Home Moderate Income_Existing_Water Heating_Natural Gas_Water Heater (> 55 gal)_E2 | F1 | Residential | Manufactured Home Moderate Income | Existing | Water Heating | Natural Gas | Water Heater (> 55 gal) | E2 | CCE | 3.8434 | 3.9616 | 3.8812 | 3.558 | 3.558 | 3.558 | 3.558 | 3.558 | 3.558 | 3.558 | 3.558 | 3.558 | 3.558 | 3.558 | 3.558 | 3.558 | 3.558 | 3.558 | 3.558 | 3.558 | 3.558 | 3.558 | 3.558 | 3.558 | 3.558 | 3.558 | 3.558 | 3.558 | 3.558 | 3.558 | 3.558 | 3.558 | 3.558
F1_Residential_Manufactured Home Moderate Income_Existing_Water Heating_Natural Gas_Water Heater (> 55 gal)_E3 | F1 | Residential | Manufactured Home Moderate Income | Existing | Water Heating | Natural Gas | Water Heater (> 55 gal) | E3 | CCE | 27.2076 | 28.0448 | 27.4754 | 25.1877 | 25.1877 | 25.1877 | 25.1877 | 25.1877 | 25.1877 | 25.1877 | 25.1877 | 25.1877 | 25.1877 | 25.1877 | 25.1877 | 25.1877 | 25.1877 | 25.1877 | 25.1877 | 25.1877 | 25.1877 | 25.1877 | 25.1877 | 25.1877 | 25.1877 | 25.1877 | 25.1877 | 25.1877 | 25.1877 | 25.1877 | 25.1877 | 25.1877 | 25.1877
F1_Residential_Manufactured Home Moderate Income_Existing_Water Heating_Natural Gas_Water Heater (> 55 gal)_E4 | F1 | Residential | Manufactured Home Moderate Income | Existing | Water Heating | Natural Gas | Water Heater (> 55 gal) | E4 | CCE | 2.8879 | 2.9768 | 2.9164 | 2.6735 | 2.6735 | 2.6735 | 2.6735 | 2.6735 | 2.6735 | 2.6735 | 2.6735 | 2.6735 | 2.6735 | 2.6735 | 2.6735 | 2.6735 | 2.6735 | 2.6735 | 2.6735 | 2.6735 | 2.6735 | 2.6735 | 2.6735 | 2.6735 | 2.6735 | 2.6735 | 2.6735 | 2.6735 | 2.6735 | 2.6735 | 2.6735 | 2.6735 | 2.6735
F1_Residential_Manufactured Home Moderate Income_Existing_Water Heating_Natural Gas_Water Heater (> 55 gal)_E5 | F1 | Residential | Manufactured Home Moderate Income | Existing | Water Heating | Natural Gas | Water Heater (> 55 gal) | E5 | CCE | 3.1379 | 3.2344 | 3.1688 | 2.9049 | 2.9049 | 2.9049 | 2.9049 | 2.9049 | 2.9049 | 2.9049 | 2.9049 | 2.9049 | 2.9049 | 2.9049 | 2.9049 | 2.9049 | 2.9049 | 2.9049 | 2.9049 | 2.9049 | 2.9049 | 2.9049 | 2.9049 | 2.9049 | 2.9049 | 2.9049 | 2.9049 | 2.9049 | 2.9049 | 2.9049 | 2.9049 | 2.9049 | 2.9049
F1_Residential_Manufactured Home Moderate Income_Existing_Water Heating_Natural Gas_Water Heater (> 55 gal)_E6 | F1 | Residential | Manufactured Home Moderate Income | Existing | Water Heating | Natural Gas | Water Heater (> 55 gal) | E6 | CCE | 9.8057 | 10.1074 | 9.9023 | 9.0778 | 9.0778 | 9.0778 | 9.0778 | 9.0778 | 9.0778 | 9.0778 | 9.0778 | 9.0778 | 9.0778 | 9.0778 | 9.0778 | 9.0778 | 9.0778 | 9.0778 | 9.0778 | 9.0778 | 9.0778 | 9.0778 | 9.0778 | 9.0778 | 9.0778 | 9.0778 | 9.0778 | 9.0778 | 9.0778 | 9.0778 | 9.0778 | 9.0778 | 9.0778
F1_Residential_Manufactured Home Moderate Income_Existing_Water Heating_Natural Gas_Water Heater (> 55 gal)_E7 | F1 | Residential | Manufactured Home Moderate Income | Existing | Water Heating | Natural Gas | Water Heater (> 55 gal) | E7 | CCE | 0 | 0 | 0 | 0 | 0 | 7.6431 | 7.6431 | 7.6431 | 7.6431 | 7.6431 | 7.6431 | 7.6431 | 7.6431 | 7.6431 | 7.6431 | 7.6431 | 7.6431 | 7.6431 | 7.6431 | 7.6431 | 7.6431 | 7.6431 | 7.6431 | 7.6431 | 7.6431 | 7.6431 | 7.6431 | 7.6431 | 7.6431 | 7.6431 | 7.6431 | 7.6431 | 7.6431
F1_Residential_Manufactured Home Moderate Income_Existing_Water Heating_Natural Gas_Water Heater (> 55 gal)_E8 | F1 | Residential | Manufactured Home Moderate Income | Existing | Water Heating | Natural Gas | Water Heater (> 55 gal) | E8 | CCE | 0 | 0 | 0 | 0 | 0 | 0 | 0 | 0 | 0 | 0 | 0 | 0 | 0 | 0 | 0 | 0 | 0 | 0 | 0 | 0 | 0 | 0 | 0 | 0 | 0 | 0 | 0 | 0 | 0 | 0 | 0 | 0 | 0
F1_Residential_Manufactured Home Moderate Income_Existing_Water Heating_Natural Gas_Water Heater (> 55 gal)_E9 | F1 | Residential | Manufactured Home Moderate Income | Existing | Water Heating | Natural Gas | Water Heater (> 55 gal) | E9 | CCE | 0 | 0 | 0 | 0 | 0 | 0 | 0 | 0 | 0 | 0 | 0 | 0 | 0 | 0 | 0 | 0 | 0 | 0 | 0 | 0 | 0 | 0 | 0 | 0 | 0 | 0 | 0 | 0 | 0 | 0 | 0 | 0 | 0
F1_Residential_Manufactured Home Moderate Income_Existing_Water Heating_Natural Gas_Water Heater (> 55 gal)_E10 | F1 | Residential | Manufactured Home Moderate Income | Existing | Water Heating | Natural Gas | Water Heater (> 55 gal) | E10 | CCE | 0 | 0 | 0 | 0 | 0 | 0 | 0 | 0 | 0 | 0 | 0 | 0 | 0 | 0 | 0 | 0 | 0 | 0 | 0 | 0 | 0 | 0 | 0 | 0 | 0 | 0 | 0 | 0 | 0 | 0 | 0 | 0 | 0
F2_Residential_Manufactured Home Moderate Income_Existing_Water Heating_Natural Gas_Water Heater (> 55 gal)_E1 | F2 | Residential | Manufactured Home Moderate Income | Existing | Water Heating | Natural Gas | Water Heater (> 55 gal) | E1 | TRC BC Ratio | bar: 2019 to 2051
F2_Residential_Manufactured Home Moderate Income_Existing_Water Heating_Natural Gas_Water Heater (> 55 gal)_E2 | F2 | Residential | Manufactured Home Moderate Income | Existing | Water Heating | Natural Gas | Water Heater (> 55 gal) | E2 | TRC BC Ratio | 0.34011 | 0.34111 | 0.34334 | 0.34522 | 0.34446 | 0.3463 | 0.35045 | 0.35389 | 0.35803 | 0.36207 | 0.36615 | 0.37 | 0.3741 | 0.37834 | 0.38247 | 0.38669 | 0.39093 | 0.39524 | 0.39937 | 0.40335 | 0.40684 | 0.41003 | 0.41248 | 0.41461 | 0.41616 | 0.41719 | 0.41789 | 0.41816 | 0.41784 | 0.41714 | 0.41569 | 0.41389 | 0.41145
F2_Residential_Manufactured Home Moderate Income_Existing_Water Heating_Natural Gas_Water Heater (> 55 gal)_E3 | F2 | Residential | Manufactured Home Moderate Income | Existing | Water Heating | Natural Gas | Water Heater (> 55 gal) | E3 | TRC BC Ratio | 0.048045 | 0.048186 | 0.048501 | 0.048766 | 0.048659 | 0.048919 | 0.049505 | 0.049992 | 0.050576 | 0.051147 | 0.051722 | 0.052267 | 0.052846 | 0.053444 | 0.054028 | 0.054624 | 0.055224 | 0.055832 | 0.056416 | 0.056978 | 0.05747 | 0.057921 | 0.058267 | 0.058568 | 0.058787 | 0.058933 | 0.059031 | 0.059069 | 0.059025 | 0.058925 | 0.058721 | 0.058467 | 0.058122
F2_Residential_Manufactured Home Moderate Income_Existing_Water Heating_Natural Gas_Water Heater (> 55 gal)_E4 | F2 | Residential | Manufactured Home Moderate Income | Existing | Water Heating | Natural Gas | Water Heater (> 55 gal) | E4 | TRC BC Ratio | 0.38822 | 0.38229 | 0.38096 | 0.37794 | 0.36449 | 0.3606 | 0.36535 | 0.36673 | 0.37134 | 0.37625 | 0.38232 | 0.38873 | 0.39766 | 0.40872 | 0.42161 | 0.43711 | 0.45529 | 0.47493 | 0.49515 | 0.51467 | 0.53191 | 0.54712 | 0.55828 | 0.56656 | 0.57256 | 0.57658 | 0.57927 | 0.58032 | 0.5791 | 0.57637 | 0.57076 | 0.56378 | 0.5543
F2_Residential_Manufactured Home Moderate Income_Existing_Water Heating_Natural Gas_Water Heater (> 55 gal)_E5 | F2 | Residential | Manufactured Home Moderate Income | Existing | Water Heating | Natural Gas | Water Heater (> 55 gal) | E5 | TRC BC Ratio | 0.37311 | 0.36943 | 0.36926 | 0.36784 | 0.35851 | 0.35649 | 0.36105 | 0.36311 | 0.36757 | 0.3722 | 0.37763 | 0.38321 | 0.39058 | 0.39943 | 0.40948 | 0.42132 | 0.43497 | 0.44963 | 0.46463 | 0.4791 | 0.49188 | 0.50319 | 0.51152 | 0.51781 | 0.52236 | 0.52541 | 0.52745 | 0.52825 | 0.52732 | 0.52525 | 0.52099 | 0.51569 | 0.5085
F2_Residential_Manufactured Home Moderate Income_Existing_Water Heating_Natural Gas_Water Heater (> 55 gal)_E6 | F2 | Residential | Manufactured Home Moderate Income | Existing | Water Heating | Natural Gas | Water Heater (> 55 gal) | E6 | TRC BC Ratio | 0.13331 | 0.1337 | 0.13457 | 0.13531 | 0.13501 | 0.13573 | 0.13736 | 0.13871 | 0.14033 | 0.14192 | 0.14351 | 0.14502 | 0.14663 | 0.14829 | 0.14991 | 0.15156 | 0.15323 | 0.15491 | 0.15654 | 0.1581 | 0.15946 | 0.16071 | 0.16167 | 0.16251 | 0.16311 | 0.16352 | 0.16379 | 0.1639 | 0.16377 | 0.1635 | 0.16293 | 0.16223 | 0.16127
F2_Residential_Manufactured Home Moderate Income_Existing_Water Heating_Natural Gas_Water Heater (> 55 gal)_E7 | F2 | Residential | Manufactured Home Moderate Income | Existing | Water Heating | Natural Gas | Water Heater (> 55 gal) | E7 | TRC BC Ratio | 0 | 0 | 0 | 0 | 0 | 0.16376 | 0.16571 | 0.16729 | 0.16919 | 0.17105 | 0.17295 | 0.17475 | 0.17668 | 0.17873 | 0.18085 | 0.18311 | 0.18549 | 0.18788 | 0.19015 | 0.19228 | 0.1941 | 0.19566 | 0.19674 | 0.19752 | 0.19805 | 0.19838 | 0.19862 | 0.19874 | 0.1986 | 0.19827 | 0.19759 | 0.19676 | 0.19562
F2_Residential_Manufactured Home Moderate Income_Existing_Water Heating_Natural Gas_Water Heater (> 55 gal)_E8 | F2 | Residential | Manufactured Home Moderate Income | Existing | Water Heating | Natural Gas | Water Heater (> 55 gal) | E8 | TRC BC Ratio | 0 | 0 | 0 | 0 | 0 | 0 | 0 | 0 | 0 | 0 | 0 | 0 | 0 | 0 | 0 | 0 | 0 | 0 | 0 | 0 | 0 | 0 | 0 | 0 | 0 | 0 | 0 | 0 | 0 | 0 | 0 | 0 | 0
F2_Residential_Manufactured Home Moderate Income_Existing_Water Heating_Natural Gas_Water Heater (> 55 gal)_E9 | F2 | Residential | Manufactured Home Moderate Income | Existing | Water Heating | Natural Gas | Water Heater (> 55 gal) | E9 | TRC BC Ratio | 0 | 0 | 0 | 0 | 0 | 0 | 0 | 0 | 0 | 0 | 0 | 0 | 0 | 0 | 0 | 0 | 0 | 0 | 0 | 0 | 0 | 0 | 0 | 0 | 0 | 0 | 0 | 0 | 0 | 0 | 0 | 0 | 0
F2_Residential_Manufactured Home Moderate Income_Existing_Water Heating_Natural Gas_Water Heater (> 55 gal)_E10 | F2 | Residential | Manufactured Home Moderate Income | Existing | Water Heating | Natural Gas | Water Heater (> 55 gal) | E10 | TRC BC Ratio | 0 | 0 | 0 | 0 | 0 | 0 | 0 | 0 | 0 | 0 | 0 | 0 | 0 | 0 | 0 | 0 | 0 | 0 | 0 | 0 | 0 | 0 | 0 | 0 | 0 | 0 | 0 | 0 | 0 | 0 | 0 | 0 | 0
F3_Residential_Manufactured Home Moderate Income_Existing_Water Heating_Natural Gas_Water Heater (> 55 gal)_E1 | F3 | Residential | Manufactured Home Moderate Income | Existing | Water Heating | Natural Gas | Water Heater (> 55 gal) | E1 | PACT BC Ratio | bar: 2019 to 2051
F3_Residential_Manufactured Home Moderate Income_Existing_Water Heating_Natural Gas_Water Heater (> 55 gal)_E2 | F3 | Residential | Manufactured Home Moderate Income | Existing | Water Heating | Natural Gas | Water Heater (> 55 gal) | E2 | PACT BC Ratio | 0.43267 | 0.43394 | 0.43678 | 0.43917 | 0.4382 | 0.44054 | 0.44582 | 0.4502 | 0.45547 | 0.46061 | 0.46579 | 0.47069 | 0.47591 | 0.4813 | 0.48655 | 0.49192 | 0.49732 | 0.50279 | 0.50806 | 0.51312 | 0.51755 | 0.52161 | 0.52473 | 0.52744 | 0.52941 | 0.53073 | 0.53161 | 0.53195 | 0.53155 | 0.53066 | 0.52882 | 0.52653 | 0.52342
F3_Residential_Manufactured Home Moderate Income_Existing_Water Heating_Natural Gas_Water Heater (> 55 gal)_E3 | F3 | Residential | Manufactured Home Moderate Income | Existing | Water Heating | Natural Gas | Water Heater (> 55 gal) | E3 | PACT BC Ratio | 0.06112 | 0.061299 | 0.0617 | 0.062038 | 0.0619 | 0.062231 | 0.062977 | 0.063596 | 0.06434 | 0.065066 | 0.065798 | 0.06649 | 0.067227 | 0.067989 | 0.068731 | 0.06949 | 0.070252 | 0.071025 | 0.071769 | 0.072484 | 0.07311 | 0.073684 | 0.074124 | 0.074507 | 0.074785 | 0.074971 | 0.075096 | 0.075144 | 0.075088 | 0.074961 | 0.074701 | 0.074378 | 0.073939
F3_Residential_Manufactured Home Moderate Income_Existing_Water Heating_Natural Gas_Water Heater (> 55 gal)_E4 | F3 | Residential | Manufactured Home Moderate Income | Existing | Water Heating | Natural Gas | Water Heater (> 55 gal) | E4 | PACT BC Ratio | 0.49387 | 0.48632 | 0.48463 | 0.48079 | 0.46368 | 0.45874 | 0.46477 | 0.46653 | 0.4724 | 0.47864 | 0.48636 | 0.49451 | 0.50588 | 0.51995 | 0.53635 | 0.55607 | 0.57919 | 0.60418 | 0.6299 | 0.65473 | 0.67666 | 0.69602 | 0.71021 | 0.72075 | 0.72838 | 0.73349 | 0.73691 | 0.73824 | 0.7367 | 0.73322 | 0.72608 | 0.7172 | 0.70515
F3_Residential_Manufactured Home Moderate Income_Existing_Water Heating_Natural Gas_Water Heater (> 55 gal)_E5 | F3 | Residential | Manufactured Home Moderate Income | Existing | Water Heating | Natural Gas | Water Heater (> 55 gal) | E5 | PACT BC Ratio | 0.47464 | 0.46996 | 0.46975 | 0.46794 | 0.45607 | 0.4535 | 0.4593 | 0.46192 | 0.4676 | 0.47349 | 0.48039 | 0.4875 | 0.49687 | 0.50813 | 0.52091 | 0.53597 | 0.55334 | 0.572 | 0.59107 | 0.60949 | 0.62574 | 0.64013 | 0.65073 | 0.65872 | 0.66451 | 0.66839 | 0.67099 | 0.672 | 0.67083 | 0.66819 | 0.66277 | 0.65603 | 0.64688
F3_Residential_Manufactured Home Moderate Income_Existing_Water Heating_Natural Gas_Water Heater (> 55 gal)_E6 | F3 | Residential | Manufactured Home Moderate Income | Existing | Water Heating | Natural Gas | Water Heater (> 55 gal) | E6 | PACT BC Ratio | 0.16959 | 0.17008 | 0.1712 | 0.17213 | 0.17175 | 0.17267 | 0.17474 | 0.17646 | 0.17852 | 0.18054 | 0.18257 | 0.18449 | 0.18653 | 0.18865 | 0.1907 | 0.19281 | 0.19493 | 0.19707 | 0.19913 | 0.20112 | 0.20286 | 0.20445 | 0.20567 | 0.20673 | 0.2075 | 0.20802 | 0.20837 | 0.2085 | 0.20834 | 0.20799 | 0.20727 | 0.20637 | 0.20516
F3_Residential_Manufactured Home Moderate Income_Existing_Water Heating_Natural Gas_Water Heater (> 55 gal)_E7 | F3 | Residential | Manufactured Home Moderate Income | Existing | Water Heating | Natural Gas | Water Heater (> 55 gal) | E7 | PACT BC Ratio | 0 | 0 | 0 | 0 | 0 | 0.20833 | 0.2108 | 0.21281 | 0.21523 | 0.2176 | 0.22001 | 0.2223 | 0.22476 | 0.22738 | 0.23006 | 0.23294 | 0.23597 | 0.23901 | 0.2419 | 0.2446 | 0.24692 | 0.24891 | 0.25029 | 0.25128 | 0.25194 | 0.25237 | 0.25267 | 0.25283 | 0.25264 | 0.25222 | 0.25137 | 0.2503 | 0.24886
F3_Residential_Manufactured Home Moderate Income_Existing_Water Heating_Natural Gas_Water Heater (> 55 gal)_E8 | F3 | Residential | Manufactured Home Moderate Income | Existing | Water Heating | Natural Gas | Water Heater (> 55 gal) | E8 | PACT BC Ratio | 0 | 0 | 0 | 0 | 0 | 0 | 0 | 0 | 0 | 0 | 0 | 0 | 0 | 0 | 0 | 0 | 0 | 0 | 0 | 0 | 0 | 0 | 0 | 0 | 0 | 0 | 0 | 0 | 0 | 0 | 0 | 0 | 0
F3_Residential_Manufactured Home Moderate Income_Existing_Water Heating_Natural Gas_Water Heater (> 55 gal)_E9 | F3 | Residential | Manufactured Home Moderate Income | Existing | Water Heating | Natural Gas | Water Heater (> 55 gal) | E9 | PACT BC Ratio | 0 | 0 | 0 | 0 | 0 | 0 | 0 | 0 | 0 | 0 | 0 | 0 | 0 | 0 | 0 | 0 | 0 | 0 | 0 | 0 | 0 | 0 | 0 | 0 | 0 | 0 | 0 | 0 | 0 | 0 | 0 | 0 | 0
F3_Residential_Manufactured Home Moderate Income_Existing_Water Heating_Natural Gas_Water Heater (> 55 gal)_E10 | F3 | Residential | Manufactured Home Moderate Income | Existing | Water Heating | Natural Gas | Water Heater (> 55 gal) | E10 | PACT BC Ratio | 0 | 0 | 0 | 0 | 0 | 0 | 0 | 0 | 0 | 0 | 0 | 0 | 0 | 0 | 0 | 0 | 0 | 0 | 0 | 0 | 0 | 0 | 0 | 0 | 0 | 0 | 0 | 0 | 0 | 0 | 0 | 0 | 0
F4_Residential_Manufactured Home Moderate Income_Existing_Water Heating_Natural Gas_Water Heater (> 55 gal)_E1 | F4 | Residential | Manufactured Home Moderate Income | Existing | Water Heating | Natural Gas | Water Heater (> 55 gal) | E1 | RVT BC Ratio | bar: 2019 to 2051
F4_Residential_Manufactured Home Moderate Income_Existing_Water Heating_Natural Gas_Water Heater (> 55 gal)_E2 | F4 | Residential | Manufactured Home Moderate Income | Existing | Water Heating | Natural Gas | Water Heater (> 55 gal) | E2 | RVT BC Ratio | 1.1508 | 1.152 | 1.1546 | 1.1569 | 1.156 | 1.1582 | 1.1632 | 1.1673 | 1.1722 | 1.1771 | 1.182 | 1.1866 | 1.1915 | 1.1966 | 1.2015 | 1.2066 | 1.2117 | 1.2168 | 1.2218 | 1.2265 | 1.2307 | 1.2345 | 1.2375 | 1.24 | 1.2419 | 1.2431 | 1.2439 | 1.2443 | 1.2439 | 1.2431 | 1.2413 | 1.2392 | 1.2362
F4_Residential_Manufactured Home Moderate Income_Existing_Water Heating_Natural Gas_Water Heater (> 55 gal)_E3 | F4 | Residential | Manufactured Home Moderate Income | Existing | Water Heating | Natural Gas | Water Heater (> 55 gal) | E3 | RVT BC Ratio | 0.80086 | 0.80102 | 0.8014 | 0.80172 | 0.80159 | 0.8019 | 0.8026 | 0.80319 | 0.80389 | 0.80457 | 0.80526 | 0.80591 | 0.80661 | 0.80732 | 0.80802 | 0.80874 | 0.80946 | 0.81018 | 0.81088 | 0.81156 | 0.81215 | 0.81269 | 0.8131 | 0.81346 | 0.81372 | 0.8139 | 0.81402 | 0.81406 | 0.81401 | 0.81389 | 0.81365 | 0.81334 | 0.81293
F4_Residential_Manufactured Home Moderate Income_Existing_Water Heating_Natural Gas_Water Heater (> 55 gal)_E4 | F4 | Residential | Manufactured Home Moderate Income | Existing | Water Heating | Natural Gas | Water Heater (> 55 gal) | E4 | RVT BC Ratio | 1.2084 | 1.2013 | 1.1997 | 1.1961 | 1.18 | 1.1753 | 1.181 | 1.1827 | 1.1882 | 1.1941 | 1.2013 | 1.209 | 1.2197 | 1.233 | 1.2484 | 1.267 | 1.2888 | 1.3123 | 1.3365 | 1.3599 | 1.3806 | 1.3988 | 1.4122 | 1.4221 | 1.4293 | 1.4341 | 1.4373 | 1.4386 | 1.4371 | 1.4338 | 1.4271 | 1.4187 | 1.4074
F4_Residential_Manufactured Home Moderate Income_Existing_Water Heating_Natural Gas_Water Heater (> 55 gal)_E5 | F4 | Residential | Manufactured Home Moderate Income | Existing | Water Heating | Natural Gas | Water Heater (> 55 gal) | E5 | RVT BC Ratio | 1.1903 | 1.1859 | 1.1857 | 1.184 | 1.1728 | 1.1704 | 1.1759 | 1.1783 | 1.1837 | 1.1892 | 1.1957 | 1.2024 | 1.2112 | 1.2218 | 1.2339 | 1.2481 | 1.2644 | 1.282 | 1.3 | 1.3173 | 1.3326 | 1.3461 | 1.3561 | 1.3637 | 1.3691 | 1.3728 | 1.3752 | 1.3762 | 1.3751 | 1.3726 | 1.3675 | 1.3611 | 1.3525
F4_Residential_Manufactured Home Moderate Income_Existing_Water Heating_Natural Gas_Water Heater (> 55 gal)_E6 | F4 | Residential | Manufactured Home Moderate Income | Existing | Water Heating | Natural Gas | Water Heater (> 55 gal) | E6 | RVT BC Ratio | 0.90301 | 0.90347 | 0.90452 | 0.90541 | 0.90505 | 0.90591 | 0.90786 | 0.90948 | 0.91142 | 0.91332 | 0.91523 | 0.91704 | 0.91897 | 0.92096 | 0.9229 | 0.92488 | 0.92687 | 0.92889 | 0.93083 | 0.9327 | 0.93434 | 0.93584 | 0.93699 | 0.93799 | 0.93872 | 0.9392 | 0.93953 | 0.93965 | 0.93951 | 0.93918 | 0.9385 | 0.93765 | 0.93651
F4_Residential_Manufactured Home Moderate Income_Existing_Water Heating_Natural Gas_Water Heater (> 55 gal)_E7 | F4 | Residential | Manufactured Home Moderate Income | Existing | Water Heating | Natural Gas | Water Heater (> 55 gal) | E7 | RVT BC Ratio | 0 | 0 | 0 | 0 | 0 | 0.93949 | 0.94182 | 0.94372 | 0.94599 | 0.94823 | 0.9505 | 0.95265 | 0.95497 | 0.95743 | 0.95996 | 0.96267 | 0.96552 | 0.96839 | 0.97111 | 0.97366 | 0.97583 | 0.97771 | 0.97901 | 0.97994 | 0.98057 | 0.98097 | 0.98125 | 0.9814 | 0.98122 | 0.98083 | 0.98003 | 0.97902 | 0.97766
F4_Residential_Manufactured Home Moderate Income_Existing_Water Heating_Natural Gas_Water Heater (> 55 gal)_E8 | F4 | Residential | Manufactured Home Moderate Income | Existing | Water Heating | Natural Gas | Water Heater (> 55 gal) | E8 | RVT BC Ratio | 0 | 0 | 0 | 0 | 0 | 0 | 0 | 0 | 0 | 0 | 0 | 0 | 0 | 0 | 0 | 0 | 0 | 0 | 0 | 0 | 0 | 0 | 0 | 0 | 0 | 0 | 0 | 0 | 0 | 0 | 0 | 0 | 0
F4_Residential_Manufactured Home Moderate Income_Existing_Water Heating_Natural Gas_Water Heater (> 55 gal)_E9 | F4 | Residential | Manufactured Home Moderate Income | Existing | Water Heating | Natural Gas | Water Heater (> 55 gal) | E9 | RVT BC Ratio | 0 | 0 | 0 | 0 | 0 | 0 | 0 | 0 | 0 | 0 | 0 | 0 | 0 | 0 | 0 | 0 | 0 | 0 | 0 | 0 | 0 | 0 | 0 | 0 | 0 | 0 | 0 | 0 | 0 | 0 | 0 | 0 | 0
F4_Residential_Manufactured Home Moderate Income_Existing_Water Heating_Natural Gas_Water Heater (> 55 gal)_E10 | F4 | Residential | Manufactured Home Moderate Income | Existing | Water Heating | Natural Gas | Water Heater (> 55 gal) | E10 | RVT BC Ratio | 0 | 0 | 0 | 0 | 0 | 0 | 0 | 0 | 0 | 0 | 0 | 0 | 0 | 0 | 0 | 0 | 0 | 0 | 0 | 0 | 0 | 0 | 0 | 0 | 0 | 0 | 0 | 0 | 0 | 0 | 0 | 0 | 0
F5_Residential_Manufactured Home Moderate Income_Existing_Water Heating_Natural Gas_Water Heater (> 55 gal)_E1 | F5 | Residential | Manufactured Home Moderate Income | Existing | Water Heating | Natural Gas | Water Heater (> 55 gal) | E1 | RIM BC Ratio | bar: 2019 to 2051
F5_Residential_Manufactured Home Moderate Income_Existing_Water Heating_Natural Gas_Water Heater (> 55 gal)_E2 | F5 | Residential | Manufactured Home Moderate Income | Existing | Water Heating | Natural Gas | Water Heater (> 55 gal) | E2 | RIM BC Ratio | 0.30215 | 0.30277 | 0.30415 | 0.30531 | 0.30484 | 0.30597 | 0.3085 | 0.3106 | 0.31309 | 0.31551 | 0.31794 | 0.32021 | 0.32262 | 0.32509 | 0.32747 | 0.3299 | 0.33232 | 0.33475 | 0.33708 | 0.3393 | 0.34123 | 0.34299 | 0.34434 | 0.3455 | 0.34635 | 0.34691 | 0.34729 | 0.34743 | 0.34726 | 0.34688 | 0.34609 | 0.34511 | 0.34377
F5_Residential_Manufactured Home Moderate Income_Existing_Water Heating_Natural Gas_Water Heater (> 55 gal)_E3 | F5 | Residential | Manufactured Home Moderate Income | Existing | Water Heating | Natural Gas | Water Heater (> 55 gal) | E3 | RIM BC Ratio | 0.057605 | 0.057764 | 0.05812 | 0.058419 | 0.058298 | 0.058591 | 0.059252 | 0.059799 | 0.060457 | 0.061097 | 0.061742 | 0.062351 | 0.062999 | 0.063667 | 0.064317 | 0.064982 | 0.065648 | 0.066322 | 0.06697 | 0.067593 | 0.068137 | 0.068635 | 0.069016 | 0.069348 | 0.069589 | 0.06975 | 0.069858 | 0.0699 | 0.069851 | 0.069742 | 0.069517 | 0.069237 | 0.068856
F5_Residential_Manufactured Home Moderate Income_Existing_Water Heating_Natural Gas_Water Heater (> 55 gal)_E4 | F5 | Residential | Manufactured Home Moderate Income | Existing | Water Heating | Natural Gas | Water Heater (> 55 gal) | E4 | RIM BC Ratio | 0.33077 | 0.32737 | 0.3266 | 0.32486 | 0.31695 | 0.31464 | 0.31746 | 0.31828 | 0.321 | 0.32387 | 0.32739 | 0.33106 | 0.33612 | 0.34227 | 0.3493 | 0.35756 | 0.36698 | 0.37686 | 0.38671 | 0.39592 | 0.40384 | 0.41066 | 0.41556 | 0.41914 | 0.42171 | 0.42342 | 0.42456 | 0.425 | 0.42448 | 0.42333 | 0.42094 | 0.41794 | 0.41382
F5_Residential_Manufactured Home Moderate Income_Existing_Water Heating_Natural Gas_Water Heater (> 55 gal)_E5 | F5 | Residential | Manufactured Home Moderate Income | Existing | Water Heating | Natural Gas | Water Heater (> 55 gal) | E5 | RIM BC Ratio | 0.32204 | 0.31988 | 0.31978 | 0.31894 | 0.31338 | 0.31216 | 0.3149 | 0.31613 | 0.31878 | 0.32151 | 0.32467 | 0.3279 | 0.33212 | 0.33711 | 0.34269 | 0.34914 | 0.35643 | 0.36408 | 0.37172 | 0.37892 | 0.38513 | 0.39054 | 0.39446 | 0.39738 | 0.39948 | 0.40088 | 0.40181 | 0.40218 | 0.40175 | 0.40081 | 0.39885 | 0.3964 | 0.39304
F5_Residential_Manufactured Home Moderate Income_Existing_Water Heating_Natural Gas_Water Heater (> 55 gal)_E6 | F5 | Residential | Manufactured Home Moderate Income | Existing | Water Heating | Natural Gas | Water Heater (> 55 gal) | E6 | RIM BC Ratio | 0.14503 | 0.14539 | 0.14621 | 0.14689 | 0.14661 | 0.14728 | 0.14878 | 0.15003 | 0.15152 | 0.15296 | 0.15442 | 0.15579 | 0.15725 | 0.15875 | 0.1602 | 0.16169 | 0.16317 | 0.16467 | 0.16611 | 0.16749 | 0.16869 | 0.16979 | 0.17063 | 0.17136 | 0.17189 | 0.17225 | 0.17248 | 0.17258 | 0.17247 | 0.17223 | 0.17173 | 0.17112 | 0.17028
F5_Residential_Manufactured Home Moderate Income_Existing_Water Heating_Natural Gas_Water Heater (> 55 gal)_E7 | F5 | Residential | Manufactured Home Moderate Income | Existing | Water Heating | Natural Gas | Water Heater (> 55 gal) | E7 | RIM BC Ratio | 0 | 0 | 0 | 0 | 0 | 0.17246 | 0.17415 | 0.17552 | 0.17716 | 0.17877 | 0.18039 | 0.18192 | 0.18357 | 0.18531 | 0.18709 | 0.18899 | 0.19098 | 0.19297 | 0.19484 | 0.19659 | 0.19808 | 0.19936 | 0.20025 | 0.20088 | 0.20131 | 0.20158 | 0.20177 | 0.20187 | 0.20175 | 0.20149 | 0.20094 | 0.20026 | 0.19933
F5_Residential_Manufactured Home Moderate Income_Existing_Water Heating_Natural Gas_Water Heater (> 55 gal)_E8 | F5 | Residential | Manufactured Home Moderate Income | Existing | Water Heating | Natural Gas | Water Heater (> 55 gal) | E8 | RIM BC Ratio | 0 | 0 | 0 | 0 | 0 | 0 | 0 | 0 | 0 | 0 | 0 | 0 | 0 | 0 | 0 | 0 | 0 | 0 | 0 | 0 | 0 | 0 | 0 | 0 | 0 | 0 | 0 | 0 | 0 | 0 | 0 | 0 | 0
F5_Residential_Manufactured Home Moderate Income_Existing_Water Heating_Natural Gas_Water Heater (> 55 gal)_E9 | F5 | Residential | Manufactured Home Moderate Income | Existing | Water Heating | Natural Gas | Water Heater (> 55 gal) | E9 | RIM BC Ratio | 0 | 0 | 0 | 0 | 0 | 0 | 0 | 0 | 0 | 0 | 0 | 0 | 0 | 0 | 0 | 0 | 0 | 0 | 0 | 0 | 0 | 0 | 0 | 0 | 0 | 0 | 0 | 0 | 0 | 0 | 0 | 0 | 0
F5_Residential_Manufactured Home Moderate Income_Existing_Water Heating_Natural Gas_Water Heater (> 55 gal)_E10 | F5 | Residential | Manufactured Home Moderate Income | Existing | Water Heating | Natural Gas | Water Heater (> 55 gal) | E10 | RIM BC Ratio | 0 | 0 | 0 | 0 | 0 | 0 | 0 | 0 | 0 | 0 | 0 | 0 | 0 | 0 | 0 | 0 | 0 | 0 | 0 | 0 | 0 | 0 | 0 | 0 | 0 | 0 | 0 | 0 | 0 | 0 | 0 | 0 | 0
F0_Residential_Manufactured Home Moderate Income_Existing_Appliances_Natural Gas_Clothes Dryer_E0 | F0 | Residential | Manufactured Home Moderate Income | Existing | Appliances | Natural Gas | Clothes Dryer | E0 | Economic Unit | Standard | Standard | Standard | Standard | Standard | Standard | Standard | Standard | Standard | Standard | Standard | Standard | Standard | Standard | Standard | Standard | Standard | Standard | Standard | Standard | Standard | Standard | Standard | Standard | Standard | Standard | Standard | Standard | Standard | Standard | Standard | Standard | Standard
F1_Residential_Manufactured Home Moderate Income_Existing_Appliances_Natural Gas_Clothes Dryer_E1 | F1 | Residential | Manufactured Home Moderate Income | Existing | Appliances | Natural Gas | Clothes Dryer | E1 | CCE | 0 | 0 | 0 | 0 | 0 | 0 | 0 | 0 | 0 | 0 | 0 | 0 | 0 | 0 | 0 | 0 | 0 | 0 | 0 | 0 | 0 | 0 | 0 | 0 | 0 | 0 | 0 | 0 | 0 | 0 | 0 | 0 | 0
F1_Residential_Manufactured Home Moderate Income_Existing_Appliances_Natural Gas_Clothes Dryer_E2 | F1 | Residential | Manufactured Home Moderate Income | Existing | Appliances | Natural Gas | Clothes Dryer | E2 | CCE | 7.6564 | 7.8919 | 7.7317 | 7.0879 | 7.0879 | 7.0879 | 7.0879 | 7.0879 | 7.0879 | 7.0879 | 7.0879 | 7.0879 | 7.0879 | 7.0879 | 7.0879 | 7.0879 | 7.0879 | 7.0879 | 7.0879 | 7.0879 | 7.0879 | 7.0879 | 7.0879 | 7.0879 | 7.0879 | 7.0879 | 7.0879 | 7.0879 | 7.0879 | 7.0879 | 7.0879 | 7.0879 | 7.0879
F1_Residential_Manufactured Home Moderate Income_Existing_Appliances_Natural Gas_Clothes Dryer_E3 | F1 | Residential | Manufactured Home Moderate Income | Existing | Appliances | Natural Gas | Clothes Dryer | E3 | CCE | 0 | 0 | 0 | 0 | 0 | 0 | 0 | 0 | 0 | 0 | 0 | 0 | 0 | 0 | 0 | 0 | 0 | 0 | 0 | 0 | 0 | 0 | 0 | 0 | 0 | 0 | 0 | 0 | 0 | 0 | 0 | 0 | 0
F1_Residential_Manufactured Home Moderate Income_Existing_Appliances_Natural Gas_Clothes Dryer_E4 | F1 | Residential | Manufactured Home Moderate Income | Existing | Appliances | Natural Gas | Clothes Dryer | E4 | CCE | 0 | 0 | 0 | 0 | 0 | 0 | 0 | 0 | 0 | 0 | 0 | 0 | 0 | 0 | 0 | 0 | 0 | 0 | 0 | 0 | 0 | 0 | 0 | 0 | 0 | 0 | 0 | 0 | 0 | 0 | 0 | 0 | 0
F1_Residential_Manufactured Home Moderate Income_Existing_Appliances_Natural Gas_Clothes Dryer_E5 | F1 | Residential | Manufactured Home Moderate Income | Existing | Appliances | Natural Gas | Clothes Dryer | E5 | CCE | 0 | 0 | 0 | 0 | 0 | 0 | 0 | 0 | 0 | 0 | 0 | 0 | 0 | 0 | 0 | 0 | 0 | 0 | 0 | 0 | 0 | 0 | 0 | 0 | 0 | 0 | 0 | 0 | 0 | 0 | 0 | 0 | 0
F1_Residential_Manufactured Home Moderate Income_Existing_Appliances_Natural Gas_Clothes Dryer_E6 | F1 | Residential | Manufactured Home Moderate Income | Existing | Appliances | Natural Gas | Clothes Dryer | E6 | CCE | 0 | 0 | 0 | 0 | 0 | 0 | 0 | 0 | 0 | 0 | 0 | 0 | 0 | 0 | 0 | 0 | 0 | 0 | 0 | 0 | 0 | 0 | 0 | 0 | 0 | 0 | 0 | 0 | 0 | 0 | 0 | 0 | 0
F1_Residential_Manufactured Home Moderate Income_Existing_Appliances_Natural Gas_Clothes Dryer_E7 | F1 | Residential | Manufactured Home Moderate Income | Existing | Appliances | Natural Gas | Clothes Dryer | E7 | CCE | 0 | 0 | 0 | 0 | 0 | 0 | 0 | 0 | 0 | 0 | 0 | 0 | 0 | 0 | 0 | 0 | 0 | 0 | 0 | 0 | 0 | 0 | 0 | 0 | 0 | 0 | 0 | 0 | 0 | 0 | 0 | 0 | 0
F1_Residential_Manufactured Home Moderate Income_Existing_Appliances_Natural Gas_Clothes Dryer_E8 | F1 | Residential | Manufactured Home Moderate Income | Existing | Appliances | Natural Gas | Clothes Dryer | E8 | CCE | 0 | 0 | 0 | 0 | 0 | 0 | 0 | 0 | 0 | 0 | 0 | 0 | 0 | 0 | 0 | 0 | 0 | 0 | 0 | 0 | 0 | 0 | 0 | 0 | 0 | 0 | 0 | 0 | 0 | 0 | 0 | 0 | 0
F1_Residential_Manufactured Home Moderate Income_Existing_Appliances_Natural Gas_Clothes Dryer_E9 | F1 | Residential | Manufactured Home Moderate Income | Existing | Appliances | Natural Gas | Clothes Dryer | E9 | CCE | 0 | 0 | 0 | 0 | 0 | 0 | 0 | 0 | 0 | 0 | 0 | 0 | 0 | 0 | 0 | 0 | 0 | 0 | 0 | 0 | 0 | 0 | 0 | 0 | 0 | 0 | 0 | 0 | 0 | 0 | 0 | 0 | 0
F1_Residential_Manufactured Home Moderate Income_Existing_Appliances_Natural Gas_Clothes Dryer_E10 | F1 | Residential | Manufactured Home Moderate Income | Existing | Appliances | Natural Gas | Clothes Dryer | E10 | CCE | 0 | 0 | 0 | 0 | 0 | 0 | 0 | 0 | 0 | 0 | 0 | 0 | 0 | 0 | 0 | 0 | 0 | 0 | 0 | 0 | 0 | 0 | 0 | 0 | 0 | 0 | 0 | 0 | 0 | 0 | 0 | 0 | 0
F2_Residential_Manufactured Home Moderate Income_Existing_Appliances_Natural Gas_Clothes Dryer_E1 | F2 | Residential | Manufactured Home Moderate Income | Existing | Appliances | Natural Gas | Clothes Dryer | E1 | TRC BC Ratio | bar: 2019 to 2051
F2_Residential_Manufactured Home Moderate Income_Existing_Appliances_Natural Gas_Clothes Dryer_E2 | F2 | Residential | Manufactured Home Moderate Income | Existing | Appliances | Natural Gas | Clothes Dryer | E2 | TRC BC Ratio | 0.21646 | 0.21714 | 0.21864 | 0.21987 | 0.21927 | 0.22015 | 0.22225 | 0.22398 | 0.22606 | 0.22807 | 0.23011 | 0.23203 | 0.23406 | 0.23619 | 0.23822 | 0.24032 | 0.24243 | 0.24469 | 0.24688 | 0.24899 | 0.25084 | 0.25255 | 0.25385 | 0.255 | 0.25566 | 0.25604 | 0.25624 | 0.2562 | 0.25585 | 0.25527 | 0.25429 | 0.25312 | 0.25161
F2_Residential_Manufactured Home Moderate Income_Existing_Appliances_Natural Gas_Clothes Dryer_E3 | F2 | Residential | Manufactured Home Moderate Income | Existing | Appliances | Natural Gas | Clothes Dryer | E3 | TRC BC Ratio | 0 | 0 | 0 | 0 | 0 | 0 | 0 | 0 | 0 | 0 | 0 | 0 | 0 | 0 | 0 | 0 | 0 | 0 | 0 | 0 | 0 | 0 | 0 | 0 | 0 | 0 | 0 | 0 | 0 | 0 | 0 | 0 | 0
F2_Residential_Manufactured Home Moderate Income_Existing_Appliances_Natural Gas_Clothes Dryer_E4 | F2 | Residential | Manufactured Home Moderate Income | Existing | Appliances | Natural Gas | Clothes Dryer | E4 | TRC BC Ratio | 0 | 0 | 0 | 0 | 0 | 0 | 0 | 0 | 0 | 0 | 0 | 0 | 0 | 0 | 0 | 0 | 0 | 0 | 0 | 0 | 0 | 0 | 0 | 0 | 0 | 0 | 0 | 0 | 0 | 0 | 0 | 0 | 0
F2_Residential_Manufactured Home Moderate Income_Existing_Appliances_Natural Gas_Clothes Dryer_E5 | F2 | Residential | Manufactured Home Moderate Income | Existing | Appliances | Natural Gas | Clothes Dryer | E5 | TRC BC Ratio | 0 | 0 | 0 | 0 | 0 | 0 | 0 | 0 | 0 | 0 | 0 | 0 | 0 | 0 | 0 | 0 | 0 | 0 | 0 | 0 | 0 | 0 | 0 | 0 | 0 | 0 | 0 | 0 | 0 | 0 | 0 | 0 | 0
F2_Residential_Manufactured Home Moderate Income_Existing_Appliances_Natural Gas_Clothes Dryer_E6 | F2 | Residential | Manufactured Home Moderate Income | Existing | Appliances | Natural Gas | Clothes Dryer | E6 | TRC BC Ratio | 0 | 0 | 0 | 0 | 0 | 0 | 0 | 0 | 0 | 0 | 0 | 0 | 0 | 0 | 0 | 0 | 0 | 0 | 0 | 0 | 0 | 0 | 0 | 0 | 0 | 0 | 0 | 0 | 0 | 0 | 0 | 0 | 0
F2_Residential_Manufactured Home Moderate Income_Existing_Appliances_Natural Gas_Clothes Dryer_E7 | F2 | Residential | Manufactured Home Moderate Income | Existing | Appliances | Natural Gas | Clothes Dryer | E7 | TRC BC Ratio | 0 | 0 | 0 | 0 | 0 | 0 | 0 | 0 | 0 | 0 | 0 | 0 | 0 | 0 | 0 | 0 | 0 | 0 | 0 | 0 | 0 | 0 | 0 | 0 | 0 | 0 | 0 | 0 | 0 | 0 | 0 | 0 | 0
F2_Residential_Manufactured Home Moderate Income_Existing_Appliances_Natural Gas_Clothes Dryer_E8 | F2 | Residential | Manufactured Home Moderate Income | Existing | Appliances | Natural Gas | Clothes Dryer | E8 | TRC BC Ratio | 0 | 0 | 0 | 0 | 0 | 0 | 0 | 0 | 0 | 0 | 0 | 0 | 0 | 0 | 0 | 0 | 0 | 0 | 0 | 0 | 0 | 0 | 0 | 0 | 0 | 0 | 0 | 0 | 0 | 0 | 0 | 0 | 0
F2_Residential_Manufactured Home Moderate Income_Existing_Appliances_Natural Gas_Clothes Dryer_E9 | F2 | Residential | Manufactured Home Moderate Income | Existing | Appliances | Natural Gas | Clothes Dryer | E9 | TRC BC Ratio | 0 | 0 | 0 | 0 | 0 | 0 | 0 | 0 | 0 | 0 | 0 | 0 | 0 | 0 | 0 | 0 | 0 | 0 | 0 | 0 | 0 | 0 | 0 | 0 | 0 | 0 | 0 | 0 | 0 | 0 | 0 | 0 | 0
F2_Residential_Manufactured Home Moderate Income_Existing_Appliances_Natural Gas_Clothes Dryer_E10 | F2 | Residential | Manufactured Home Moderate Income | Existing | Appliances | Natural Gas | Clothes Dryer | E10 | TRC BC Ratio | 0 | 0 | 0 | 0 | 0 | 0 | 0 | 0 | 0 | 0 | 0 | 0 | 0 | 0 | 0 | 0 | 0 | 0 | 0 | 0 | 0 | 0 | 0 | 0 | 0 | 0 | 0 | 0 | 0 | 0 | 0 | 0 | 0
F3_Residential_Manufactured Home Moderate Income_Existing_Appliances_Natural Gas_Clothes Dryer_E1 | F3 | Residential | Manufactured Home Moderate Income | Existing | Appliances | Natural Gas | Clothes Dryer | E1 | PACT BC Ratio | bar: 2019 to 2051
F3_Residential_Manufactured Home Moderate Income_Existing_Appliances_Natural Gas_Clothes Dryer_E2 | F3 | Residential | Manufactured Home Moderate Income | Existing | Appliances | Natural Gas | Clothes Dryer | E2 | PACT BC Ratio | 0.28862 | 0.28952 | 0.29152 | 0.29316 | 0.29236 | 0.29353 | 0.29633 | 0.29864 | 0.30141 | 0.3041 | 0.30681 | 0.30937 | 0.31208 | 0.31491 | 0.31762 | 0.32042 | 0.32324 | 0.32626 | 0.32918 | 0.33199 | 0.33445 | 0.33674 | 0.33846 | 0.33999 | 0.34088 | 0.34139 | 0.34165 | 0.3416 | 0.34113 | 0.34037 | 0.33906 | 0.3375 | 0.33548
F3_Residential_Manufactured Home Moderate Income_Existing_Appliances_Natural Gas_Clothes Dryer_E3 | F3 | Residential | Manufactured Home Moderate Income | Existing | Appliances | Natural Gas | Clothes Dryer | E3 | PACT BC Ratio | 0 | 0 | 0 | 0 | 0 | 0 | 0 | 0 | 0 | 0 | 0 | 0 | 0 | 0 | 0 | 0 | 0 | 0 | 0 | 0 | 0 | 0 | 0 | 0 | 0 | 0 | 0 | 0 | 0 | 0 | 0 | 0 | 0
F3_Residential_Manufactured Home Moderate Income_Existing_Appliances_Natural Gas_Clothes Dryer_E4 | F3 | Residential | Manufactured Home Moderate Income | Existing | Appliances | Natural Gas | Clothes Dryer | E4 | PACT BC Ratio | 0 | 0 | 0 | 0 | 0 | 0 | 0 | 0 | 0 | 0 | 0 | 0 | 0 | 0 | 0 | 0 | 0 | 0 | 0 | 0 | 0 | 0 | 0 | 0 | 0 | 0 | 0 | 0 | 0 | 0 | 0 | 0 | 0
F3_Residential_Manufactured Home Moderate Income_Existing_Appliances_Natural Gas_Clothes Dryer_E5 | F3 | Residential | Manufactured Home Moderate Income | Existing | Appliances | Natural Gas | Clothes Dryer | E5 | PACT BC Ratio | 0 | 0 | 0 | 0 | 0 | 0 | 0 | 0 | 0 | 0 | 0 | 0 | 0 | 0 | 0 | 0 | 0 | 0 | 0 | 0 | 0 | 0 | 0 | 0 | 0 | 0 | 0 | 0 | 0 | 0 | 0 | 0 | 0
F3_Residential_Manufactured Home Moderate Income_Existing_Appliances_Natural Gas_Clothes Dryer_E6 | F3 | Residential | Manufactured Home Moderate Income | Existing | Appliances | Natural Gas | Clothes Dryer | E6 | PACT BC Ratio | 0 | 0 | 0 | 0 | 0 | 0 | 0 | 0 | 0 | 0 | 0 | 0 | 0 | 0 | 0 | 0 | 0 | 0 | 0 | 0 | 0 | 0 | 0 | 0 | 0 | 0 | 0 | 0 | 0 | 0 | 0 | 0 | 0
F3_Residential_Manufactured Home Moderate Income_Existing_Appliances_Natural Gas_Clothes Dryer_E7 | F3 | Residential | Manufactured Home Moderate Income | Existing | Appliances | Natural Gas | Clothes Dryer | E7 | PACT BC Ratio | 0 | 0 | 0 | 0 | 0 | 0 | 0 | 0 | 0 | 0 | 0 | 0 | 0 | 0 | 0 | 0 | 0 | 0 | 0 | 0 | 0 | 0 | 0 | 0 | 0 | 0 | 0 | 0 | 0 | 0 | 0 | 0 | 0
F3_Residential_Manufactured Home Moderate Income_Existing_Appliances_Natural Gas_Clothes Dryer_E8 | F3 | Residential | Manufactured Home Moderate Income | Existing | Appliances | Natural Gas | Clothes Dryer | E8 | PACT BC Ratio | 0 | 0 | 0 | 0 | 0 | 0 | 0 | 0 | 0 | 0 | 0 | 0 | 0 | 0 | 0 | 0 | 0 | 0 | 0 | 0 | 0 | 0 | 0 | 0 | 0 | 0 | 0 | 0 | 0 | 0 | 0 | 0 | 0
F3_Residential_Manufactured Home Moderate Income_Existing_Appliances_Natural Gas_Clothes Dryer_E9 | F3 | Residential | Manufactured Home Moderate Income | Existing | Appliances | Natural Gas | Clothes Dryer | E9 | PACT BC Ratio | 0 | 0 | 0 | 0 | 0 | 0 | 0 | 0 | 0 | 0 | 0 | 0 | 0 | 0 | 0 | 0 | 0 | 0 | 0 | 0 | 0 | 0 | 0 | 0 | 0 | 0 | 0 | 0 | 0 | 0 | 0 | 0 | 0
F3_Residential_Manufactured Home Moderate Income_Existing_Appliances_Natural Gas_Clothes Dryer_E10 | F3 | Residential | Manufactured Home Moderate Income | Existing | Appliances | Natural Gas | Clothes Dryer | E10 | PACT BC Ratio | 0 | 0 | 0 | 0 | 0 | 0 | 0 | 0 | 0 | 0 | 0 | 0 | 0 | 0 | 0 | 0 | 0 | 0 | 0 | 0 | 0 | 0 | 0 | 0 | 0 | 0 | 0 | 0 | 0 | 0 | 0 | 0 | 0
F4_Residential_Manufactured Home Moderate Income_Existing_Appliances_Natural Gas_Clothes Dryer_E1 | F4 | Residential | Manufactured Home Moderate Income | Existing | Appliances | Natural Gas | Clothes Dryer | E1 | RVT BC Ratio | bar: 2019 to 2051
F4_Residential_Manufactured Home Moderate Income_Existing_Appliances_Natural Gas_Clothes Dryer_E2 | F4 | Residential | Manufactured Home Moderate Income | Existing | Appliances | Natural Gas | Clothes Dryer | E2 | RVT BC Ratio | 0.88548 | 0.88577 | 0.88682 | 0.88766 | 0.88695 | 0.888 | 0.89051 | 0.89259 | 0.89508 | 0.89749 | 0.89993 | 0.90223 | 0.90467 | 0.90721 | 0.90965 | 0.91216 | 0.91469 | 0.9174 | 0.92006 | 0.92266 | 0.92497 | 0.92716 | 0.9289 | 0.9305 | 0.93157 | 0.93231 | 0.93284 | 0.93309 | 0.93298 | 0.93262 | 0.93178 | 0.93072 | 0.92927
F4_Residential_Manufactured Home Moderate Income_Existing_Appliances_Natural Gas_Clothes Dryer_E3 | F4 | Residential | Manufactured Home Moderate Income | Existing | Appliances | Natural Gas | Clothes Dryer | E3 | RVT BC Ratio | 0 | 0 | 0 | 0 | 0 | 0 | 0 | 0 | 0 | 0 | 0 | 0 | 0 | 0 | 0 | 0 | 0 | 0 | 0 | 0 | 0 | 0 | 0 | 0 | 0 | 0 | 0 | 0 | 0 | 0 | 0 | 0 | 0
F4_Residential_Manufactured Home Moderate Income_Existing_Appliances_Natural Gas_Clothes Dryer_E4 | F4 | Residential | Manufactured Home Moderate Income | Existing | Appliances | Natural Gas | Clothes Dryer | E4 | RVT BC Ratio | 0 | 0 | 0 | 0 | 0 | 0 | 0 | 0 | 0 | 0 | 0 | 0 | 0 | 0 | 0 | 0 | 0 | 0 | 0 | 0 | 0 | 0 | 0 | 0 | 0 | 0 | 0 | 0 | 0 | 0 | 0 | 0 | 0
F4_Residential_Manufactured Home Moderate Income_Existing_Appliances_Natural Gas_Clothes Dryer_E5 | F4 | Residential | Manufactured Home Moderate Income | Existing | Appliances | Natural Gas | Clothes Dryer | E5 | RVT BC Ratio | 0 | 0 | 0 | 0 | 0 | 0 | 0 | 0 | 0 | 0 | 0 | 0 | 0 | 0 | 0 | 0 | 0 | 0 | 0 | 0 | 0 | 0 | 0 | 0 | 0 | 0 | 0 | 0 | 0 | 0 | 0 | 0 | 0
F4_Residential_Manufactured Home Moderate Income_Existing_Appliances_Natural Gas_Clothes Dryer_E6 | F4 | Residential | Manufactured Home Moderate Income | Existing | Appliances | Natural Gas | Clothes Dryer | E6 | RVT BC Ratio | 0 | 0 | 0 | 0 | 0 | 0 | 0 | 0 | 0 | 0 | 0 | 0 | 0 | 0 | 0 | 0 | 0 | 0 | 0 | 0 | 0 | 0 | 0 | 0 | 0 | 0 | 0 | 0 | 0 | 0 | 0 | 0 | 0
F4_Residential_Manufactured Home Moderate Income_Existing_Appliances_Natural Gas_Clothes Dryer_E7 | F4 | Residential | Manufactured Home Moderate Income | Existing | Appliances | Natural Gas | Clothes Dryer | E7 | RVT BC Ratio | 0 | 0 | 0 | 0 | 0 | 0 | 0 | 0 | 0 | 0 | 0 | 0 | 0 | 0 | 0 | 0 | 0 | 0 | 0 | 0 | 0 | 0 | 0 | 0 | 0 | 0 | 0 | 0 | 0 | 0 | 0 | 0 | 0
F4_Residential_Manufactured Home Moderate Income_Existing_Appliances_Natural Gas_Clothes Dryer_E8 | F4 | Residential | Manufactured Home Moderate Income | Existing | Appliances | Natural Gas | Clothes Dryer | E8 | RVT BC Ratio | 0 | 0 | 0 | 0 | 0 | 0 | 0 | 0 | 0 | 0 | 0 | 0 | 0 | 0 | 0 | 0 | 0 | 0 | 0 | 0 | 0 | 0 | 0 | 0 | 0 | 0 | 0 | 0 | 0 | 0 | 0 | 0 | 0
F4_Residential_Manufactured Home Moderate Income_Existing_Appliances_Natural Gas_Clothes Dryer_E9 | F4 | Residential | Manufactured Home Moderate Income | Existing | Appliances | Natural Gas | Clothes Dryer | E9 | RVT BC Ratio | 0 | 0 | 0 | 0 | 0 | 0 | 0 | 0 | 0 | 0 | 0 | 0 | 0 | 0 | 0 | 0 | 0 | 0 | 0 | 0 | 0 | 0 | 0 | 0 | 0 | 0 | 0 | 0 | 0 | 0 | 0 | 0 | 0
F4_Residential_Manufactured Home Moderate Income_Existing_Appliances_Natural Gas_Clothes Dryer_E10 | F4 | Residential | Manufactured Home Moderate Income | Existing | Appliances | Natural Gas | Clothes Dryer | E10 | RVT BC Ratio | 0 | 0 | 0 | 0 | 0 | 0 | 0 | 0 | 0 | 0 | 0 | 0 | 0 | 0 | 0 | 0 | 0 | 0 | 0 | 0 | 0 | 0 | 0 | 0 | 0 | 0 | 0 | 0 | 0 | 0 | 0 | 0 | 0
F5_Residential_Manufactured Home Moderate Income_Existing_Appliances_Natural Gas_Clothes Dryer_E1 | F5 | Residential | Manufactured Home Moderate Income | Existing | Appliances | Natural Gas | Clothes Dryer | E1 | RIM BC Ratio | bar: 2019 to 2051
F5_Residential_Manufactured Home Moderate Income_Existing_Appliances_Natural Gas_Clothes Dryer_E2 | F5 | Residential | Manufactured Home Moderate Income | Existing | Appliances | Natural Gas | Clothes Dryer | E2 | RIM BC Ratio | 0.2393 | 0.23998 | 0.24141 | 0.24258 | 0.24208 | 0.24281 | 0.24456 | 0.246 | 0.24772 | 0.24938 | 0.25104 | 0.25261 | 0.25426 | 0.25598 | 0.25761 | 0.2593 | 0.26098 | 0.26278 | 0.2645 | 0.26615 | 0.26757 | 0.26887 | 0.26984 | 0.27067 | 0.27112 | 0.27135 | 0.27143 | 0.27133 | 0.27098 | 0.27046 | 0.26962 | 0.26863 | 0.26737
F5_Residential_Manufactured Home Moderate Income_Existing_Appliances_Natural Gas_Clothes Dryer_E3 | F5 | Residential | Manufactured Home Moderate Income | Existing | Appliances | Natural Gas | Clothes Dryer | E3 | RIM BC Ratio | 0 | 0 | 0 | 0 | 0 | 0 | 0 | 0 | 0 | 0 | 0 | 0 | 0 | 0 | 0 | 0 | 0 | 0 | 0 | 0 | 0 | 0 | 0 | 0 | 0 | 0 | 0 | 0 | 0 | 0 | 0 | 0 | 0
F5_Residential_Manufactured Home Moderate Income_Existing_Appliances_Natural Gas_Clothes Dryer_E4 | F5 | Residential | Manufactured Home Moderate Income | Existing | Appliances | Natural Gas | Clothes Dryer | E4 | RIM BC Ratio | 0 | 0 | 0 | 0 | 0 | 0 | 0 | 0 | 0 | 0 | 0 | 0 | 0 | 0 | 0 | 0 | 0 | 0 | 0 | 0 | 0 | 0 | 0 | 0 | 0 | 0 | 0 | 0 | 0 | 0 | 0 | 0 | 0
F5_Residential_Manufactured Home Moderate Income_Existing_Appliances_Natural Gas_Clothes Dryer_E5 | F5 | Residential | Manufactured Home Moderate Income | Existing | Appliances | Natural Gas | Clothes Dryer | E5 | RIM BC Ratio | 0 | 0 | 0 | 0 | 0 | 0 | 0 | 0 | 0 | 0 | 0 | 0 | 0 | 0 | 0 | 0 | 0 | 0 | 0 | 0 | 0 | 0 | 0 | 0 | 0 | 0 | 0 | 0 | 0 | 0 | 0 | 0 | 0
F5_Residential_Manufactured Home Moderate Income_Existing_Appliances_Natural Gas_Clothes Dryer_E6 | F5 | Residential | Manufactured Home Moderate Income | Existing | Appliances | Natural Gas | Clothes Dryer | E6 | RIM BC Ratio | 0 | 0 | 0 | 0 | 0 | 0 | 0 | 0 | 0 | 0 | 0 | 0 | 0 | 0 | 0 | 0 | 0 | 0 | 0 | 0 | 0 | 0 | 0 | 0 | 0 | 0 | 0 | 0 | 0 | 0 | 0 | 0 | 0
F5_Residential_Manufactured Home Moderate Income_Existing_Appliances_Natural Gas_Clothes Dryer_E7 | F5 | Residential | Manufactured Home Moderate Income | Existing | Appliances | Natural Gas | Clothes Dryer | E7 | RIM BC Ratio | 0 | 0 | 0 | 0 | 0 | 0 | 0 | 0 | 0 | 0 | 0 | 0 | 0 | 0 | 0 | 0 | 0 | 0 | 0 | 0 | 0 | 0 | 0 | 0 | 0 | 0 | 0 | 0 | 0 | 0 | 0 | 0 | 0
F5_Residential_Manufactured Home Moderate Income_Existing_Appliances_Natural Gas_Clothes Dryer_E8 | F5 | Residential | Manufactured Home Moderate Income | Existing | Appliances | Natural Gas | Clothes Dryer | E8 | RIM BC Ratio | 0 | 0 | 0 | 0 | 0 | 0 | 0 | 0 | 0 | 0 | 0 | 0 | 0 | 0 | 0 | 0 | 0 | 0 | 0 | 0 | 0 | 0 | 0 | 0 | 0 | 0 | 0 | 0 | 0 | 0 | 0 | 0 | 0
F5_Residential_Manufactured Home Moderate Income_Existing_Appliances_Natural Gas_Clothes Dryer_E9 | F5 | Residential | Manufactured Home Moderate Income | Existing | Appliances | Natural Gas | Clothes Dryer | E9 | RIM BC Ratio | 0 | 0 | 0 | 0 | 0 | 0 | 0 | 0 | 0 | 0 | 0 | 0 | 0 | 0 | 0 | 0 | 0 | 0 | 0 | 0 | 0 | 0 | 0 | 0 | 0 | 0 | 0 | 0 | 0 | 0 | 0 | 0 | 0
F5_Residential_Manufactured Home Moderate Income_Existing_Appliances_Natural Gas_Clothes Dryer_E10 | F5 | Residential | Manufactured Home Moderate Income | Existing | Appliances | Natural Gas | Clothes Dryer | E10 | RIM BC Ratio | 0 | 0 | 0 | 0 | 0 | 0 | 0 | 0 | 0 | 0 | 0 | 0 | 0 | 0 | 0 | 0 | 0 | 0 | 0 | 0 | 0 | 0 | 0 | 0 | 0 | 0 | 0 | 0 | 0 | 0 | 0 | 0 | 0
F0_Residential_Manufactured Home Moderate Income_Existing_Appliances_Natural Gas_Stove/Oven_E0 | F0 | Residential | Manufactured Home Moderate Income | Existing | Appliances | Natural Gas | Stove/Oven | E0 | Economic Unit | High Efficiency (730 + 1660 IAEC) | High Efficiency (730 + 1660 IAEC) | High Efficiency (730 + 1660 IAEC) | High Efficiency (730 + 1660 IAEC) | High Efficiency (730 + 1660 IAEC) | High Efficiency (730 + 1660 IAEC) | High Efficiency (730 + 1660 IAEC) | High Efficiency (730 + 1660 IAEC) | High Efficiency (730 + 1660 IAEC) | High Efficiency (730 + 1660 IAEC) | High Efficiency (730 + 1660 IAEC) | High Efficiency (730 + 1660 IAEC) | High Efficiency (730 + 1660 IAEC) | High Efficiency (730 + 1660 IAEC) | High Efficiency (730 + 1660 IAEC) | High Efficiency (730 + 1660 IAEC) | High Efficiency (730 + 1660 IAEC) | High Efficiency (730 + 1660 IAEC) | High Efficiency (730 + 1660 IAEC) | High Efficiency (730 + 1660 IAEC) | High Efficiency (730 + 1660 IAEC) | High Efficiency (730 + 1660 IAEC) | High Efficiency (730 + 1660 IAEC) | High Efficiency (730 + 1660 IAEC) | High Efficiency (730 + 1660 IAEC) | High Efficiency (730 + 1660 IAEC) | High Efficiency (730 + 1660 IAEC) | High Efficiency (730 + 1660 IAEC) | High Efficiency (730 + 1660 IAEC) | High Efficiency (730 + 1660 IAEC) | High Efficiency (730 + 1660 IAEC) | High Efficiency (730 + 1660 IAEC) | High Efficiency (730 + 1660 IAEC)
F1_Residential_Manufactured Home Moderate Income_Existing_Appliances_Natural Gas_Stove/Oven_E1 | F1 | Residential | Manufactured Home Moderate Income | Existing | Appliances | Natural Gas | Stove/Oven | E1 | CCE | 0 | 0 | 0 | 0 | 0 | 0 | 0 | 0 | 0 | 0 | 0 | 0 | 0 | 0 | 0 | 0 | 0 | 0 | 0 | 0 | 0 | 0 | 0 | 0 | 0 | 0 | 0 | 0 | 0 | 0 | 0 | 0 | 0
F1_Residential_Manufactured Home Moderate Income_Existing_Appliances_Natural Gas_Stove/Oven_E2 | F1 | Residential | Manufactured Home Moderate Income | Existing | Appliances | Natural Gas | Stove/Oven | E2 | CCE | 1.8336 | 1.8901 | 1.8517 | 1.6975 | 1.6975 | 1.6975 | 1.6975 | 1.6975 | 1.6975 | 1.6975 | 1.6975 | 1.6975 | 1.6975 | 1.6975 | 1.6975 | 1.6975 | 1.6975 | 1.6975 | 1.6975 | 1.6975 | 1.6975 | 1.6975 | 1.6975 | 1.6975 | 1.6975 | 1.6975 | 1.6975 | 1.6975 | 1.6975 | 1.6975 | 1.6975 | 1.6975 | 1.6975
F1_Residential_Manufactured Home Moderate Income_Existing_Appliances_Natural Gas_Stove/Oven_E3 | F1 | Residential | Manufactured Home Moderate Income | Existing | Appliances | Natural Gas | Stove/Oven | E3 | CCE | 0 | 0 | 0 | 0 | 0 | 0 | 0 | 0 | 0 | 0 | 0 | 0 | 0 | 0 | 0 | 0 | 0 | 0 | 0 | 0 | 0 | 0 | 0 | 0 | 0 | 0 | 0 | 0 | 0 | 0 | 0 | 0 | 0
F1_Residential_Manufactured Home Moderate Income_Existing_Appliances_Natural Gas_Stove/Oven_E4 | F1 | Residential | Manufactured Home Moderate Income | Existing | Appliances | Natural Gas | Stove/Oven | E4 | CCE | 0 | 0 | 0 | 0 | 0 | 0 | 0 | 0 | 0 | 0 | 0 | 0 | 0 | 0 | 0 | 0 | 0 | 0 | 0 | 0 | 0 | 0 | 0 | 0 | 0 | 0 | 0 | 0 | 0 | 0 | 0 | 0 | 0
F1_Residential_Manufactured Home Moderate Income_Existing_Appliances_Natural Gas_Stove/Oven_E5 | F1 | Residential | Manufactured Home Moderate Income | Existing | Appliances | Natural Gas | Stove/Oven | E5 | CCE | 0 | 0 | 0 | 0 | 0 | 0 | 0 | 0 | 0 | 0 | 0 | 0 | 0 | 0 | 0 | 0 | 0 | 0 | 0 | 0 | 0 | 0 | 0 | 0 | 0 | 0 | 0 | 0 | 0 | 0 | 0 | 0 | 0
F1_Residential_Manufactured Home Moderate Income_Existing_Appliances_Natural Gas_Stove/Oven_E6 | F1 | Residential | Manufactured Home Moderate Income | Existing | Appliances | Natural Gas | Stove/Oven | E6 | CCE | 0 | 0 | 0 | 0 | 0 | 0 | 0 | 0 | 0 | 0 | 0 | 0 | 0 | 0 | 0 | 0 | 0 | 0 | 0 | 0 | 0 | 0 | 0 | 0 | 0 | 0 | 0 | 0 | 0 | 0 | 0 | 0 | 0
F1_Residential_Manufactured Home Moderate Income_Existing_Appliances_Natural Gas_Stove/Oven_E7 | F1 | Residential | Manufactured Home Moderate Income | Existing | Appliances | Natural Gas | Stove/Oven | E7 | CCE | 0 | 0 | 0 | 0 | 0 | 0 | 0 | 0 | 0 | 0 | 0 | 0 | 0 | 0 | 0 | 0 | 0 | 0 | 0 | 0 | 0 | 0 | 0 | 0 | 0 | 0 | 0 | 0 | 0 | 0 | 0 | 0 | 0
F1_Residential_Manufactured Home Moderate Income_Existing_Appliances_Natural Gas_Stove/Oven_E8 | F1 | Residential | Manufactured Home Moderate Income | Existing | Appliances | Natural Gas | Stove/Oven | E8 | CCE | 0 | 0 | 0 | 0 | 0 | 0 | 0 | 0 | 0 | 0 | 0 | 0 | 0 | 0 | 0 | 0 | 0 | 0 | 0 | 0 | 0 | 0 | 0 | 0 | 0 | 0 | 0 | 0 | 0 | 0 | 0 | 0 | 0
F1_Residential_Manufactured Home Moderate Income_Existing_Appliances_Natural Gas_Stove/Oven_E9 | F1 | Residential | Manufactured Home Moderate Income | Existing | Appliances | Natural Gas | Stove/Oven | E9 | CCE | 0 | 0 | 0 | 0 | 0 | 0 | 0 | 0 | 0 | 0 | 0 | 0 | 0 | 0 | 0 | 0 | 0 | 0 | 0 | 0 | 0 | 0 | 0 | 0 | 0 | 0 | 0 | 0 | 0 | 0 | 0 | 0 | 0
F1_Residential_Manufactured Home Moderate Income_Existing_Appliances_Natural Gas_Stove/Oven_E10 | F1 | Residential | Manufactured Home Moderate Income | Existing | Appliances | Natural Gas | Stove/Oven | E10 | CCE | 0 | 0 | 0 | 0 | 0 | 0 | 0 | 0 | 0 | 0 | 0 | 0 | 0 | 0 | 0 | 0 | 0 | 0 | 0 | 0 | 0 | 0 | 0 | 0 | 0 | 0 | 0 | 0 | 0 | 0 | 0 | 0 | 0
F2_Residential_Manufactured Home Moderate Income_Existing_Appliances_Natural Gas_Stove/Oven_E1 | F2 | Residential | Manufactured Home Moderate Income | Existing | Appliances | Natural Gas | Stove/Oven | E1 | TRC BC Ratio | bar: 2019 to 2051
F2_Residential_Manufactured Home Moderate Income_Existing_Appliances_Natural Gas_Stove/Oven_E2 | F2 | Residential | Manufactured Home Moderate Income | Existing | Appliances | Natural Gas | Stove/Oven | E2 | TRC BC Ratio | 0.90385 | 0.90666 | 0.91293 | 0.91806 | 0.91557 | 0.91923 | 0.92799 | 0.93522 | 0.94391 | 0.95232 | 0.96081 | 0.96884 | 0.97733 | 0.9862 | 0.99468 | 1.0034 | 1.0123 | 1.0217 | 1.0309 | 1.0397 | 1.0474 | 1.0545 | 1.0599 | 1.0647 | 1.0675 | 1.0691 | 1.0699 | 1.0698 | 1.0683 | 1.0659 | 1.0618 | 1.0569 | 1.0506
F2_Residential_Manufactured Home Moderate Income_Existing_Appliances_Natural Gas_Stove/Oven_E3 | F2 | Residential | Manufactured Home Moderate Income | Existing | Appliances | Natural Gas | Stove/Oven | E3 | TRC BC Ratio | 0 | 0 | 0 | 0 | 0 | 0 | 0 | 0 | 0 | 0 | 0 | 0 | 0 | 0 | 0 | 0 | 0 | 0 | 0 | 0 | 0 | 0 | 0 | 0 | 0 | 0 | 0 | 0 | 0 | 0 | 0 | 0 | 0
F2_Residential_Manufactured Home Moderate Income_Existing_Appliances_Natural Gas_Stove/Oven_E4 | F2 | Residential | Manufactured Home Moderate Income | Existing | Appliances | Natural Gas | Stove/Oven | E4 | TRC BC Ratio | 0 | 0 | 0 | 0 | 0 | 0 | 0 | 0 | 0 | 0 | 0 | 0 | 0 | 0 | 0 | 0 | 0 | 0 | 0 | 0 | 0 | 0 | 0 | 0 | 0 | 0 | 0 | 0 | 0 | 0 | 0 | 0 | 0
F2_Residential_Manufactured Home Moderate Income_Existing_Appliances_Natural Gas_Stove/Oven_E5 | F2 | Residential | Manufactured Home Moderate Income | Existing | Appliances | Natural Gas | Stove/Oven | E5 | TRC BC Ratio | 0 | 0 | 0 | 0 | 0 | 0 | 0 | 0 | 0 | 0 | 0 | 0 | 0 | 0 | 0 | 0 | 0 | 0 | 0 | 0 | 0 | 0 | 0 | 0 | 0 | 0 | 0 | 0 | 0 | 0 | 0 | 0 | 0
F2_Residential_Manufactured Home Moderate Income_Existing_Appliances_Natural Gas_Stove/Oven_E6 | F2 | Residential | Manufactured Home Moderate Income | Existing | Appliances | Natural Gas | Stove/Oven | E6 | TRC BC Ratio | 0 | 0 | 0 | 0 | 0 | 0 | 0 | 0 | 0 | 0 | 0 | 0 | 0 | 0 | 0 | 0 | 0 | 0 | 0 | 0 | 0 | 0 | 0 | 0 | 0 | 0 | 0 | 0 | 0 | 0 | 0 | 0 | 0
F2_Residential_Manufactured Home Moderate Income_Existing_Appliances_Natural Gas_Stove/Oven_E7 | F2 | Residential | Manufactured Home Moderate Income | Existing | Appliances | Natural Gas | Stove/Oven | E7 | TRC BC Ratio | 0 | 0 | 0 | 0 | 0 | 0 | 0 | 0 | 0 | 0 | 0 | 0 | 0 | 0 | 0 | 0 | 0 | 0 | 0 | 0 | 0 | 0 | 0 | 0 | 0 | 0 | 0 | 0 | 0 | 0 | 0 | 0 | 0
F2_Residential_Manufactured Home Moderate Income_Existing_Appliances_Natural Gas_Stove/Oven_E8 | F2 | Residential | Manufactured Home Moderate Income | Existing | Appliances | Natural Gas | Stove/Oven | E8 | TRC BC Ratio | 0 | 0 | 0 | 0 | 0 | 0 | 0 | 0 | 0 | 0 | 0 | 0 | 0 | 0 | 0 | 0 | 0 | 0 | 0 | 0 | 0 | 0 | 0 | 0 | 0 | 0 | 0 | 0 | 0 | 0 | 0 | 0 | 0
F2_Residential_Manufactured Home Moderate Income_Existing_Appliances_Natural Gas_Stove/Oven_E9 | F2 | Residential | Manufactured Home Moderate Income | Existing | Appliances | Natural Gas | Stove/Oven | E9 | TRC BC Ratio | 0 | 0 | 0 | 0 | 0 | 0 | 0 | 0 | 0 | 0 | 0 | 0 | 0 | 0 | 0 | 0 | 0 | 0 | 0 | 0 | 0 | 0 | 0 | 0 | 0 | 0 | 0 | 0 | 0 | 0 | 0 | 0 | 0
F2_Residential_Manufactured Home Moderate Income_Existing_Appliances_Natural Gas_Stove/Oven_E10 | F2 | Residential | Manufactured Home Moderate Income | Existing | Appliances | Natural Gas | Stove/Oven | E10 | TRC BC Ratio | 0 | 0 | 0 | 0 | 0 | 0 | 0 | 0 | 0 | 0 | 0 | 0 | 0 | 0 | 0 | 0 | 0 | 0 | 0 | 0 | 0 | 0 | 0 | 0 | 0 | 0 | 0 | 0 | 0 | 0 | 0 | 0 | 0
F3_Residential_Manufactured Home Moderate Income_Existing_Appliances_Natural Gas_Stove/Oven_E1 | F3 | Residential | Manufactured Home Moderate Income | Existing | Appliances | Natural Gas | Stove/Oven | E1 | PACT BC Ratio | bar: 2019 to 2051
F3_Residential_Manufactured Home Moderate Income_Existing_Appliances_Natural Gas_Stove/Oven_E2 | F3 | Residential | Manufactured Home Moderate Income | Existing | Appliances | Natural Gas | Stove/Oven | E2 | PACT BC Ratio | 1.2051 | 1.2089 | 1.2172 | 1.2241 | 1.2208 | 1.2256 | 1.2373 | 1.247 | 1.2585 | 1.2698 | 1.2811 | 1.2918 | 1.3031 | 1.3149 | 1.3262 | 1.3379 | 1.3497 | 1.3623 | 1.3745 | 1.3862 | 1.3965 | 1.406 | 1.4133 | 1.4196 | 1.4234 | 1.4255 | 1.4266 | 1.4264 | 1.4244 | 1.4212 | 1.4157 | 1.4092 | 1.4008
F3_Residential_Manufactured Home Moderate Income_Existing_Appliances_Natural Gas_Stove/Oven_E3 | F3 | Residential | Manufactured Home Moderate Income | Existing | Appliances | Natural Gas | Stove/Oven | E3 | PACT BC Ratio | 0 | 0 | 0 | 0 | 0 | 0 | 0 | 0 | 0 | 0 | 0 | 0 | 0 | 0 | 0 | 0 | 0 | 0 | 0 | 0 | 0 | 0 | 0 | 0 | 0 | 0 | 0 | 0 | 0 | 0 | 0 | 0 | 0
F3_Residential_Manufactured Home Moderate Income_Existing_Appliances_Natural Gas_Stove/Oven_E4 | F3 | Residential | Manufactured Home Moderate Income | Existing | Appliances | Natural Gas | Stove/Oven | E4 | PACT BC Ratio | 0 | 0 | 0 | 0 | 0 | 0 | 0 | 0 | 0 | 0 | 0 | 0 | 0 | 0 | 0 | 0 | 0 | 0 | 0 | 0 | 0 | 0 | 0 | 0 | 0 | 0 | 0 | 0 | 0 | 0 | 0 | 0 | 0
F3_Residential_Manufactured Home Moderate Income_Existing_Appliances_Natural Gas_Stove/Oven_E5 | F3 | Residential | Manufactured Home Moderate Income | Existing | Appliances | Natural Gas | Stove/Oven | E5 | PACT BC Ratio | 0 | 0 | 0 | 0 | 0 | 0 | 0 | 0 | 0 | 0 | 0 | 0 | 0 | 0 | 0 | 0 | 0 | 0 | 0 | 0 | 0 | 0 | 0 | 0 | 0 | 0 | 0 | 0 | 0 | 0 | 0 | 0 | 0
F3_Residential_Manufactured Home Moderate Income_Existing_Appliances_Natural Gas_Stove/Oven_E6 | F3 | Residential | Manufactured Home Moderate Income | Existing | Appliances | Natural Gas | Stove/Oven | E6 | PACT BC Ratio | 0 | 0 | 0 | 0 | 0 | 0 | 0 | 0 | 0 | 0 | 0 | 0 | 0 | 0 | 0 | 0 | 0 | 0 | 0 | 0 | 0 | 0 | 0 | 0 | 0 | 0 | 0 | 0 | 0 | 0 | 0 | 0 | 0
F3_Residential_Manufactured Home Moderate Income_Existing_Appliances_Natural Gas_Stove/Oven_E7 | F3 | Residential | Manufactured Home Moderate Income | Existing | Appliances | Natural Gas | Stove/Oven | E7 | PACT BC Ratio | 0 | 0 | 0 | 0 | 0 | 0 | 0 | 0 | 0 | 0 | 0 | 0 | 0 | 0 | 0 | 0 | 0 | 0 | 0 | 0 | 0 | 0 | 0 | 0 | 0 | 0 | 0 | 0 | 0 | 0 | 0 | 0 | 0
F3_Residential_Manufactured Home Moderate Income_Existing_Appliances_Natural Gas_Stove/Oven_E8 | F3 | Residential | Manufactured Home Moderate Income | Existing | Appliances | Natural Gas | Stove/Oven | E8 | PACT BC Ratio | 0 | 0 | 0 | 0 | 0 | 0 | 0 | 0 | 0 | 0 | 0 | 0 | 0 | 0 | 0 | 0 | 0 | 0 | 0 | 0 | 0 | 0 | 0 | 0 | 0 | 0 | 0 | 0 | 0 | 0 | 0 | 0 | 0
F3_Residential_Manufactured Home Moderate Income_Existing_Appliances_Natural Gas_Stove/Oven_E9 | F3 | Residential | Manufactured Home Moderate Income | Existing | Appliances | Natural Gas | Stove/Oven | E9 | PACT BC Ratio | 0 | 0 | 0 | 0 | 0 | 0 | 0 | 0 | 0 | 0 | 0 | 0 | 0 | 0 | 0 | 0 | 0 | 0 | 0 | 0 | 0 | 0 | 0 | 0 | 0 | 0 | 0 | 0 | 0 | 0 | 0 | 0 | 0
F3_Residential_Manufactured Home Moderate Income_Existing_Appliances_Natural Gas_Stove/Oven_E10 | F3 | Residential | Manufactured Home Moderate Income | Existing | Appliances | Natural Gas | Stove/Oven | E10 | PACT BC Ratio | 0 | 0 | 0 | 0 | 0 | 0 | 0 | 0 | 0 | 0 | 0 | 0 | 0 | 0 | 0 | 0 | 0 | 0 | 0 | 0 | 0 | 0 | 0 | 0 | 0 | 0 | 0 | 0 | 0 | 0 | 0 | 0 | 0
F4_Residential_Manufactured Home Moderate Income_Existing_Appliances_Natural Gas_Stove/Oven_E1 | F4 | Residential | Manufactured Home Moderate Income | Existing | Appliances | Natural Gas | Stove/Oven | E1 | RVT BC Ratio | bar: 2019 to 2051
F4_Residential_Manufactured Home Moderate Income_Existing_Appliances_Natural Gas_Stove/Oven_E2 | F4 | Residential | Manufactured Home Moderate Income | Existing | Appliances | Natural Gas | Stove/Oven | E2 | RVT BC Ratio | 1.4745 | 1.4757 | 1.4801 | 1.4836 | 1.4806 | 1.485 | 1.4955 | 1.5041 | 1.5146 | 1.5246 | 1.5348 | 1.5444 | 1.5546 | 1.5652 | 1.5754 | 1.5859 | 1.5964 | 1.6078 | 1.6189 | 1.6297 | 1.6394 | 1.6485 | 1.6558 | 1.6625 | 1.6669 | 1.67 | 1.6722 | 1.6733 | 1.6728 | 1.6713 | 1.6678 | 1.6634 | 1.6573
F4_Residential_Manufactured Home Moderate Income_Existing_Appliances_Natural Gas_Stove/Oven_E3 | F4 | Residential | Manufactured Home Moderate Income | Existing | Appliances | Natural Gas | Stove/Oven | E3 | RVT BC Ratio | 0 | 0 | 0 | 0 | 0 | 0 | 0 | 0 | 0 | 0 | 0 | 0 | 0 | 0 | 0 | 0 | 0 | 0 | 0 | 0 | 0 | 0 | 0 | 0 | 0 | 0 | 0 | 0 | 0 | 0 | 0 | 0 | 0
F4_Residential_Manufactured Home Moderate Income_Existing_Appliances_Natural Gas_Stove/Oven_E4 | F4 | Residential | Manufactured Home Moderate Income | Existing | Appliances | Natural Gas | Stove/Oven | E4 | RVT BC Ratio | 0 | 0 | 0 | 0 | 0 | 0 | 0 | 0 | 0 | 0 | 0 | 0 | 0 | 0 | 0 | 0 | 0 | 0 | 0 | 0 | 0 | 0 | 0 | 0 | 0 | 0 | 0 | 0 | 0 | 0 | 0 | 0 | 0
F4_Residential_Manufactured Home Moderate Income_Existing_Appliances_Natural Gas_Stove/Oven_E5 | F4 | Residential | Manufactured Home Moderate Income | Existing | Appliances | Natural Gas | Stove/Oven | E5 | RVT BC Ratio | 0 | 0 | 0 | 0 | 0 | 0 | 0 | 0 | 0 | 0 | 0 | 0 | 0 | 0 | 0 | 0 | 0 | 0 | 0 | 0 | 0 | 0 | 0 | 0 | 0 | 0 | 0 | 0 | 0 | 0 | 0 | 0 | 0
F4_Residential_Manufactured Home Moderate Income_Existing_Appliances_Natural Gas_Stove/Oven_E6 | F4 | Residential | Manufactured Home Moderate Income | Existing | Appliances | Natural Gas | Stove/Oven | E6 | RVT BC Ratio | 0 | 0 | 0 | 0 | 0 | 0 | 0 | 0 | 0 | 0 | 0 | 0 | 0 | 0 | 0 | 0 | 0 | 0 | 0 | 0 | 0 | 0 | 0 | 0 | 0 | 0 | 0 | 0 | 0 | 0 | 0 | 0 | 0
F4_Residential_Manufactured Home Moderate Income_Existing_Appliances_Natural Gas_Stove/Oven_E7 | F4 | Residential | Manufactured Home Moderate Income | Existing | Appliances | Natural Gas | Stove/Oven | E7 | RVT BC Ratio | 0 | 0 | 0 | 0 | 0 | 0 | 0 | 0 | 0 | 0 | 0 | 0 | 0 | 0 | 0 | 0 | 0 | 0 | 0 | 0 | 0 | 0 | 0 | 0 | 0 | 0 | 0 | 0 | 0 | 0 | 0 | 0 | 0
F4_Residential_Manufactured Home Moderate Income_Existing_Appliances_Natural Gas_Stove/Oven_E8 | F4 | Residential | Manufactured Home Moderate Income | Existing | Appliances | Natural Gas | Stove/Oven | E8 | RVT BC Ratio | 0 | 0 | 0 | 0 | 0 | 0 | 0 | 0 | 0 | 0 | 0 | 0 | 0 | 0 | 0 | 0 | 0 | 0 | 0 | 0 | 0 | 0 | 0 | 0 | 0 | 0 | 0 | 0 | 0 | 0 | 0 | 0 | 0
F4_Residential_Manufactured Home Moderate Income_Existing_Appliances_Natural Gas_Stove/Oven_E9 | F4 | Residential | Manufactured Home Moderate Income | Existing | Appliances | Natural Gas | Stove/Oven | E9 | RVT BC Ratio | 0 | 0 | 0 | 0 | 0 | 0 | 0 | 0 | 0 | 0 | 0 | 0 | 0 | 0 | 0 | 0 | 0 | 0 | 0 | 0 | 0 | 0 | 0 | 0 | 0 | 0 | 0 | 0 | 0 | 0 | 0 | 0 | 0
F4_Residential_Manufactured Home Moderate Income_Existing_Appliances_Natural Gas_Stove/Oven_E10 | F4 | Residential | Manufactured Home Moderate Income | Existing | Appliances | Natural Gas | Stove/Oven | E10 | RVT BC Ratio | 0 | 0 | 0 | 0 | 0 | 0 | 0 | 0 | 0 | 0 | 0 | 0 | 0 | 0 | 0 | 0 | 0 | 0 | 0 | 0 | 0 | 0 | 0 | 0 | 0 | 0 | 0 | 0 | 0 | 0 | 0 | 0 | 0
F5_Residential_Manufactured Home Moderate Income_Existing_Appliances_Natural Gas_Stove/Oven_E1 | F5 | Residential | Manufactured Home Moderate Income | Existing | Appliances | Natural Gas | Stove/Oven | E1 | RIM BC Ratio | bar: 2019 to 2051
F5_Residential_Manufactured Home Moderate Income_Existing_Appliances_Natural Gas_Stove/Oven_E2 | F5 | Residential | Manufactured Home Moderate Income | Existing | Appliances | Natural Gas | Stove/Oven | E2 | RIM BC Ratio | 0.64773 | 0.64928 | 0.65207 | 0.65436 | 0.65375 | 0.65465 | 0.6568 | 0.65855 | 0.66063 | 0.66263 | 0.66461 | 0.66647 | 0.66841 | 0.67042 | 0.67232 | 0.67425 | 0.67618 | 0.67822 | 0.68012 | 0.68187 | 0.68331 | 0.68457 | 0.6854 | 0.68602 | 0.68617 | 0.68605 | 0.68577 | 0.68528 | 0.6845 | 0.68352 | 0.68218 | 0.68064 | 0.67879
F5_Residential_Manufactured Home Moderate Income_Existing_Appliances_Natural Gas_Stove/Oven_E3 | F5 | Residential | Manufactured Home Moderate Income | Existing | Appliances | Natural Gas | Stove/Oven | E3 | RIM BC Ratio | 0 | 0 | 0 | 0 | 0 | 0 | 0 | 0 | 0 | 0 | 0 | 0 | 0 | 0 | 0 | 0 | 0 | 0 | 0 | 0 | 0 | 0 | 0 | 0 | 0 | 0 | 0 | 0 | 0 | 0 | 0 | 0 | 0
F5_Residential_Manufactured Home Moderate Income_Existing_Appliances_Natural Gas_Stove/Oven_E4 | F5 | Residential | Manufactured Home Moderate Income | Existing | Appliances | Natural Gas | Stove/Oven | E4 | RIM BC Ratio | 0 | 0 | 0 | 0 | 0 | 0 | 0 | 0 | 0 | 0 | 0 | 0 | 0 | 0 | 0 | 0 | 0 | 0 | 0 | 0 | 0 | 0 | 0 | 0 | 0 | 0 | 0 | 0 | 0 | 0 | 0 | 0 | 0
F5_Residential_Manufactured Home Moderate Income_Existing_Appliances_Natural Gas_Stove/Oven_E5 | F5 | Residential | Manufactured Home Moderate Income | Existing | Appliances | Natural Gas | Stove/Oven | E5 | RIM BC Ratio | 0 | 0 | 0 | 0 | 0 | 0 | 0 | 0 | 0 | 0 | 0 | 0 | 0 | 0 | 0 | 0 | 0 | 0 | 0 | 0 | 0 | 0 | 0 | 0 | 0 | 0 | 0 | 0 | 0 | 0 | 0 | 0 | 0
F5_Residential_Manufactured Home Moderate Income_Existing_Appliances_Natural Gas_Stove/Oven_E6 | F5 | Residential | Manufactured Home Moderate Income | Existing | Appliances | Natural Gas | Stove/Oven | E6 | RIM BC Ratio | 0 | 0 | 0 | 0 | 0 | 0 | 0 | 0 | 0 | 0 | 0 | 0 | 0 | 0 | 0 | 0 | 0 | 0 | 0 | 0 | 0 | 0 | 0 | 0 | 0 | 0 | 0 | 0 | 0 | 0 | 0 | 0 | 0
F5_Residential_Manufactured Home Moderate Income_Existing_Appliances_Natural Gas_Stove/Oven_E7 | F5 | Residential | Manufactured Home Moderate Income | Existing | Appliances | Natural Gas | Stove/Oven | E7 | RIM BC Ratio | 0 | 0 | 0 | 0 | 0 | 0 | 0 | 0 | 0 | 0 | 0 | 0 | 0 | 0 | 0 | 0 | 0 | 0 | 0 | 0 | 0 | 0 | 0 | 0 | 0 | 0 | 0 | 0 | 0 | 0 | 0 | 0 | 0
F5_Residential_Manufactured Home Moderate Income_Existing_Appliances_Natural Gas_Stove/Oven_E8 | F5 | Residential | Manufactured Home Moderate Income | Existing | Appliances | Natural Gas | Stove/Oven | E8 | RIM BC Ratio | 0 | 0 | 0 | 0 | 0 | 0 | 0 | 0 | 0 | 0 | 0 | 0 | 0 | 0 | 0 | 0 | 0 | 0 | 0 | 0 | 0 | 0 | 0 | 0 | 0 | 0 | 0 | 0 | 0 | 0 | 0 | 0 | 0
F5_Residential_Manufactured Home Moderate Income_Existing_Appliances_Natural Gas_Stove/Oven_E9 | F5 | Residential | Manufactured Home Moderate Income | Existing | Appliances | Natural Gas | Stove/Oven | E9 | RIM BC Ratio | 0 | 0 | 0 | 0 | 0 | 0 | 0 | 0 | 0 | 0 | 0 | 0 | 0 | 0 | 0 | 0 | 0 | 0 | 0 | 0 | 0 | 0 | 0 | 0 | 0 | 0 | 0 | 0 | 0 | 0 | 0 | 0 | 0
F5_Residential_Manufactured Home Moderate Income_Existing_Appliances_Natural Gas_Stove/Oven_E10 | F5 | Residential | Manufactured Home Moderate Income | Existing | Appliances | Natural Gas | Stove/Oven | E10 | RIM BC Ratio | 0 | 0 | 0 | 0 | 0 | 0 | 0 | 0 | 0 | 0 | 0 | 0 | 0 | 0 | 0 | 0 | 0 | 0 | 0 | 0 | 0 | 0 | 0 | 0 | 0 | 0 | 0 | 0 | 0 | 0 | 0 | 0 | 0
F0_Residential_Manufactured Home Moderate Income_Existing_Miscellaneous_Natural Gas_Pool Heater_E0 | F0 | Residential | Manufactured Home Moderate Income | Existing | Miscellaneous | Natural Gas | Pool Heater | E0 | Economic Unit | Standard (EF 0.82) | Standard (EF 0.82) | Standard (EF 0.82) | Standard (EF 0.82) | Standard (EF 0.82) | Standard (EF 0.82) | Standard (EF 0.82) | Standard (EF 0.82) | Standard (EF 0.82) | Standard (EF 0.82) | Standard (EF 0.82) | Standard (EF 0.82) | Standard (EF 0.82) | Standard (EF 0.82) | Standard (EF 0.82) | Standard (EF 0.82) | Standard (EF 0.82) | Standard (EF 0.82) | Standard (EF 0.82) | Standard (EF 0.82) | Standard (EF 0.82) | Standard (EF 0.82) | Standard (EF 0.82) | Standard (EF 0.82) | Standard (EF 0.82) | Standard (EF 0.82) | Standard (EF 0.82) | Standard (EF 0.82) | Standard (EF 0.82) | Standard (EF 0.82) | Standard (EF 0.82) | Standard (EF 0.82) | Standard (EF 0.82)
F1_Residential_Manufactured Home Moderate Income_Existing_Miscellaneous_Natural Gas_Pool Heater_E1 | F1 | Residential | Manufactured Home Moderate Income | Existing | Miscellaneous | Natural Gas | Pool Heater | E1 | CCE | 0 | 0 | 0 | 0 | 0 | 0 | 0 | 0 | 0 | 0 | 0 | 0 | 0 | 0 | 0 | 0 | 0 | 0 | 0 | 0 | 0 | 0 | 0 | 0 | 0 | 0 | 0 | 0 | 0 | 0 | 0 | 0 | 0
F1_Residential_Manufactured Home Moderate Income_Existing_Miscellaneous_Natural Gas_Pool Heater_E2 | F1 | Residential | Manufactured Home Moderate Income | Existing | Miscellaneous | Natural Gas | Pool Heater | E2 | CCE | 18.5985 | 19.1708 | 18.7816 | 17.2178 | 17.2178 | 17.2178 | 17.2178 | 17.2178 | 17.2178 | 17.2178 | 17.2178 | 17.2178 | 17.2178 | 17.2178 | 17.2178 | 17.2178 | 17.2178 | 17.2178 | 17.2178 | 17.2178 | 17.2178 | 17.2178 | 17.2178 | 17.2178 | 17.2178 | 17.2178 | 17.2178 | 17.2178 | 17.2178 | 17.2178 | 17.2178 | 17.2178 | 17.2178
F1_Residential_Manufactured Home Moderate Income_Existing_Miscellaneous_Natural Gas_Pool Heater_E3 | F1 | Residential | Manufactured Home Moderate Income | Existing | Miscellaneous | Natural Gas | Pool Heater | E3 | CCE | 21.8128 | 22.484 | 22.0275 | 20.1934 | 20.1934 | 20.1934 | 20.1934 | 20.1934 | 20.1934 | 20.1934 | 20.1934 | 20.1934 | 20.1934 | 20.1934 | 20.1934 | 20.1934 | 20.1934 | 20.1934 | 20.1934 | 20.1934 | 20.1934 | 20.1934 | 20.1934 | 20.1934 | 20.1934 | 20.1934 | 20.1934 | 20.1934 | 20.1934 | 20.1934 | 20.1934 | 20.1934 | 20.1934
F1_Residential_Manufactured Home Moderate Income_Existing_Miscellaneous_Natural Gas_Pool Heater_E4 | F1 | Residential | Manufactured Home Moderate Income | Existing | Miscellaneous | Natural Gas | Pool Heater | E4 | CCE | 20.9691 | 21.6143 | 21.1755 | 19.4123 | 19.4123 | 19.4123 | 19.4123 | 19.4123 | 19.4123 | 19.4123 | 19.4123 | 19.4123 | 19.4123 | 19.4123 | 19.4123 | 19.4123 | 19.4123 | 19.4123 | 19.4123 | 19.4123 | 19.4123 | 19.4123 | 19.4123 | 19.4123 | 19.4123 | 19.4123 | 19.4123 | 19.4123 | 19.4123 | 19.4123 | 19.4123 | 19.4123 | 19.4123
F1_Residential_Manufactured Home Moderate Income_Existing_Miscellaneous_Natural Gas_Pool Heater_E5 | F1 | Residential | Manufactured Home Moderate Income | Existing | Miscellaneous | Natural Gas | Pool Heater | E5 | CCE | 0 | 0 | 0 | 0 | 0 | 0 | 0 | 0 | 0 | 0 | 0 | 0 | 0 | 0 | 0 | 0 | 0 | 0 | 0 | 0 | 0 | 0 | 0 | 0 | 0 | 0 | 0 | 0 | 0 | 0 | 0 | 0 | 0
F1_Residential_Manufactured Home Moderate Income_Existing_Miscellaneous_Natural Gas_Pool Heater_E6 | F1 | Residential | Manufactured Home Moderate Income | Existing | Miscellaneous | Natural Gas | Pool Heater | E6 | CCE | 0 | 0 | 0 | 0 | 0 | 0 | 0 | 0 | 0 | 0 | 0 | 0 | 0 | 0 | 0 | 0 | 0 | 0 | 0 | 0 | 0 | 0 | 0 | 0 | 0 | 0 | 0 | 0 | 0 | 0 | 0 | 0 | 0
F1_Residential_Manufactured Home Moderate Income_Existing_Miscellaneous_Natural Gas_Pool Heater_E7 | F1 | Residential | Manufactured Home Moderate Income | Existing | Miscellaneous | Natural Gas | Pool Heater | E7 | CCE | 0 | 0 | 0 | 0 | 0 | 0 | 0 | 0 | 0 | 0 | 0 | 0 | 0 | 0 | 0 | 0 | 0 | 0 | 0 | 0 | 0 | 0 | 0 | 0 | 0 | 0 | 0 | 0 | 0 | 0 | 0 | 0 | 0
F1_Residential_Manufactured Home Moderate Income_Existing_Miscellaneous_Natural Gas_Pool Heater_E8 | F1 | Residential | Manufactured Home Moderate Income | Existing | Miscellaneous | Natural Gas | Pool Heater | E8 | CCE | 0 | 0 | 0 | 0 | 0 | 0 | 0 | 0 | 0 | 0 | 0 | 0 | 0 | 0 | 0 | 0 | 0 | 0 | 0 | 0 | 0 | 0 | 0 | 0 | 0 | 0 | 0 | 0 | 0 | 0 | 0 | 0 | 0
F1_Residential_Manufactured Home Moderate Income_Existing_Miscellaneous_Natural Gas_Pool Heater_E9 | F1 | Residential | Manufactured Home Moderate Income | Existing | Miscellaneous | Natural Gas | Pool Heater | E9 | CCE | 0 | 0 | 0 | 0 | 0 | 0 | 0 | 0 | 0 | 0 | 0 | 0 | 0 | 0 | 0 | 0 | 0 | 0 | 0 | 0 | 0 | 0 | 0 | 0 | 0 | 0 | 0 | 0 | 0 | 0 | 0 | 0 | 0
F1_Residential_Manufactured Home Moderate Income_Existing_Miscellaneous_Natural Gas_Pool Heater_E10 | F1 | Residential | Manufactured Home Moderate Income | Existing | Miscellaneous | Natural Gas | Pool Heater | E10 | CCE | 0 | 0 | 0 | 0 | 0 | 0 | 0 | 0 | 0 | 0 | 0 | 0 | 0 | 0 | 0 | 0 | 0 | 0 | 0 | 0 | 0 | 0 | 0 | 0 | 0 | 0 | 0 | 0 | 0 | 0 | 0 | 0 | 0
F2_Residential_Manufactured Home Moderate Income_Existing_Miscellaneous_Natural Gas_Pool Heater_E1 | F2 | Residential | Manufactured Home Moderate Income | Existing | Miscellaneous | Natural Gas | Pool Heater | E1 | TRC BC Ratio | bar: 2019 to 2051
F2_Residential_Manufactured Home Moderate Income_Existing_Miscellaneous_Natural Gas_Pool Heater_E2 | F2 | Residential | Manufactured Home Moderate Income | Existing | Miscellaneous | Natural Gas | Pool Heater | E2 | TRC BC Ratio | 0 | 0 | 0 | 0 | 0 | 0 | 0 | 0 | 0 | 0 | 0 | 0 | 0 | 0 | 0 | 0 | 0 | 0 | 0 | 0 | 0 | 0 | 0 | 0 | 0 | 0 | 0 | 0 | 0 | 0 | 0 | 0 | 0
F2_Residential_Manufactured Home Moderate Income_Existing_Miscellaneous_Natural Gas_Pool Heater_E3 | F2 | Residential | Manufactured Home Moderate Income | Existing | Miscellaneous | Natural Gas | Pool Heater | E3 | TRC BC Ratio | 0 | 0 | 0 | 0 | 0 | 0 | 0 | 0 | 0 | 0 | 0 | 0 | 0 | 0 | 0 | 0 | 0 | 0 | 0 | 0 | 0 | 0 | 0 | 0 | 0 | 0 | 0 | 0 | 0 | 0 | 0 | 0 | 0
F2_Residential_Manufactured Home Moderate Income_Existing_Miscellaneous_Natural Gas_Pool Heater_E4 | F2 | Residential | Manufactured Home Moderate Income | Existing | Miscellaneous | Natural Gas | Pool Heater | E4 | TRC BC Ratio | 0 | 0 | 0 | 0 | 0 | 0 | 0 | 0 | 0 | 0 | 0 | 0 | 0 | 0 | 0 | 0 | 0 | 0 | 0 | 0 | 0 | 0 | 0 | 0 | 0 | 0 | 0 | 0 | 0 | 0 | 0 | 0 | 0
F2_Residential_Manufactured Home Moderate Income_Existing_Miscellaneous_Natural Gas_Pool Heater_E5 | F2 | Residential | Manufactured Home Moderate Income | Existing | Miscellaneous | Natural Gas | Pool Heater | E5 | TRC BC Ratio | 0 | 0 | 0 | 0 | 0 | 0 | 0 | 0 | 0 | 0 | 0 | 0 | 0 | 0 | 0 | 0 | 0 | 0 | 0 | 0 | 0 | 0 | 0 | 0 | 0 | 0 | 0 | 0 | 0 | 0 | 0 | 0 | 0
F2_Residential_Manufactured Home Moderate Income_Existing_Miscellaneous_Natural Gas_Pool Heater_E6 | F2 | Residential | Manufactured Home Moderate Income | Existing | Miscellaneous | Natural Gas | Pool Heater | E6 | TRC BC Ratio | 0 | 0 | 0 | 0 | 0 | 0 | 0 | 0 | 0 | 0 | 0 | 0 | 0 | 0 | 0 | 0 | 0 | 0 | 0 | 0 | 0 | 0 | 0 | 0 | 0 | 0 | 0 | 0 | 0 | 0 | 0 | 0 | 0
F2_Residential_Manufactured Home Moderate Income_Existing_Miscellaneous_Natural Gas_Pool Heater_E7 | F2 | Residential | Manufactured Home Moderate Income | Existing | Miscellaneous | Natural Gas | Pool Heater | E7 | TRC BC Ratio | 0 | 0 | 0 | 0 | 0 | 0 | 0 | 0 | 0 | 0 | 0 | 0 | 0 | 0 | 0 | 0 | 0 | 0 | 0 | 0 | 0 | 0 | 0 | 0 | 0 | 0 | 0 | 0 | 0 | 0 | 0 | 0 | 0
F2_Residential_Manufactured Home Moderate Income_Existing_Miscellaneous_Natural Gas_Pool Heater_E8 | F2 | Residential | Manufactured Home Moderate Income | Existing | Miscellaneous | Natural Gas | Pool Heater | E8 | TRC BC Ratio | 0 | 0 | 0 | 0 | 0 | 0 | 0 | 0 | 0 | 0 | 0 | 0 | 0 | 0 | 0 | 0 | 0 | 0 | 0 | 0 | 0 | 0 | 0 | 0 | 0 | 0 | 0 | 0 | 0 | 0 | 0 | 0 | 0
F2_Residential_Manufactured Home Moderate Income_Existing_Miscellaneous_Natural Gas_Pool Heater_E9 | F2 | Residential | Manufactured Home Moderate Income | Existing | Miscellaneous | Natural Gas | Pool Heater | E9 | TRC BC Ratio | 0 | 0 | 0 | 0 | 0 | 0 | 0 | 0 | 0 | 0 | 0 | 0 | 0 | 0 | 0 | 0 | 0 | 0 | 0 | 0 | 0 | 0 | 0 | 0 | 0 | 0 | 0 | 0 | 0 | 0 | 0 | 0 | 0
F2_Residential_Manufactured Home Moderate Income_Existing_Miscellaneous_Natural Gas_Pool Heater_E10 | F2 | Residential | Manufactured Home Moderate Income | Existing | Miscellaneous | Natural Gas | Pool Heater | E10 | TRC BC Ratio | 0 | 0 | 0 | 0 | 0 | 0 | 0 | 0 | 0 | 0 | 0 | 0 | 0 | 0 | 0 | 0 | 0 | 0 | 0 | 0 | 0 | 0 | 0 | 0 | 0 | 0 | 0 | 0 | 0 | 0 | 0 | 0 | 0
F3_Residential_Manufactured Home Moderate Income_Existing_Miscellaneous_Natural Gas_Pool Heater_E1 | F3 | Residential | Manufactured Home Moderate Income | Existing | Miscellaneous | Natural Gas | Pool Heater | E1 | PACT BC Ratio | bar: 2019 to 2051
F3_Residential_Manufactured Home Moderate Income_Existing_Miscellaneous_Natural Gas_Pool Heater_E2 | F3 | Residential | Manufactured Home Moderate Income | Existing | Miscellaneous | Natural Gas | Pool Heater | E2 | PACT BC Ratio | 0 | 0 | 0 | 0 | 0 | 0 | 0 | 0 | 0 | 0 | 0 | 0 | 0 | 0 | 0 | 0 | 0 | 0 | 0 | 0 | 0 | 0 | 0 | 0 | 0 | 0 | 0 | 0 | 0 | 0 | 0 | 0 | 0
F3_Residential_Manufactured Home Moderate Income_Existing_Miscellaneous_Natural Gas_Pool Heater_E3 | F3 | Residential | Manufactured Home Moderate Income | Existing | Miscellaneous | Natural Gas | Pool Heater | E3 | PACT BC Ratio | 0 | 0 | 0 | 0 | 0 | 0 | 0 | 0 | 0 | 0 | 0 | 0 | 0 | 0 | 0 | 0 | 0 | 0 | 0 | 0 | 0 | 0 | 0 | 0 | 0 | 0 | 0 | 0 | 0 | 0 | 0 | 0 | 0
F3_Residential_Manufactured Home Moderate Income_Existing_Miscellaneous_Natural Gas_Pool Heater_E4 | F3 | Residential | Manufactured Home Moderate Income | Existing | Miscellaneous | Natural Gas | Pool Heater | E4 | PACT BC Ratio | 0 | 0 | 0 | 0 | 0 | 0 | 0 | 0 | 0 | 0 | 0 | 0 | 0 | 0 | 0 | 0 | 0 | 0 | 0 | 0 | 0 | 0 | 0 | 0 | 0 | 0 | 0 | 0 | 0 | 0 | 0 | 0 | 0
F3_Residential_Manufactured Home Moderate Income_Existing_Miscellaneous_Natural Gas_Pool Heater_E5 | F3 | Residential | Manufactured Home Moderate Income | Existing | Miscellaneous | Natural Gas | Pool Heater | E5 | PACT BC Ratio | 0 | 0 | 0 | 0 | 0 | 0 | 0 | 0 | 0 | 0 | 0 | 0 | 0 | 0 | 0 | 0 | 0 | 0 | 0 | 0 | 0 | 0 | 0 | 0 | 0 | 0 | 0 | 0 | 0 | 0 | 0 | 0 | 0
F3_Residential_Manufactured Home Moderate Income_Existing_Miscellaneous_Natural Gas_Pool Heater_E6 | F3 | Residential | Manufactured Home Moderate Income | Existing | Miscellaneous | Natural Gas | Pool Heater | E6 | PACT BC Ratio | 0 | 0 | 0 | 0 | 0 | 0 | 0 | 0 | 0 | 0 | 0 | 0 | 0 | 0 | 0 | 0 | 0 | 0 | 0 | 0 | 0 | 0 | 0 | 0 | 0 | 0 | 0 | 0 | 0 | 0 | 0 | 0 | 0
F3_Residential_Manufactured Home Moderate Income_Existing_Miscellaneous_Natural Gas_Pool Heater_E7 | F3 | Residential | Manufactured Home Moderate Income | Existing | Miscellaneous | Natural Gas | Pool Heater | E7 | PACT BC Ratio | 0 | 0 | 0 | 0 | 0 | 0 | 0 | 0 | 0 | 0 | 0 | 0 | 0 | 0 | 0 | 0 | 0 | 0 | 0 | 0 | 0 | 0 | 0 | 0 | 0 | 0 | 0 | 0 | 0 | 0 | 0 | 0 | 0
F3_Residential_Manufactured Home Moderate Income_Existing_Miscellaneous_Natural Gas_Pool Heater_E8 | F3 | Residential | Manufactured Home Moderate Income | Existing | Miscellaneous | Natural Gas | Pool Heater | E8 | PACT BC Ratio | 0 | 0 | 0 | 0 | 0 | 0 | 0 | 0 | 0 | 0 | 0 | 0 | 0 | 0 | 0 | 0 | 0 | 0 | 0 | 0 | 0 | 0 | 0 | 0 | 0 | 0 | 0 | 0 | 0 | 0 | 0 | 0 | 0
F3_Residential_Manufactured Home Moderate Income_Existing_Miscellaneous_Natural Gas_Pool Heater_E9 | F3 | Residential | Manufactured Home Moderate Income | Existing | Miscellaneous | Natural Gas | Pool Heater | E9 | PACT BC Ratio | 0 | 0 | 0 | 0 | 0 | 0 | 0 | 0 | 0 | 0 | 0 | 0 | 0 | 0 | 0 | 0 | 0 | 0 | 0 | 0 | 0 | 0 | 0 | 0 | 0 | 0 | 0 | 0 | 0 | 0 | 0 | 0 | 0
F3_Residential_Manufactured Home Moderate Income_Existing_Miscellaneous_Natural Gas_Pool Heater_E10 | F3 | Residential | Manufactured Home Moderate Income | Existing | Miscellaneous | Natural Gas | Pool Heater | E10 | PACT BC Ratio | 0 | 0 | 0 | 0 | 0 | 0 | 0 | 0 | 0 | 0 | 0 | 0 | 0 | 0 | 0 | 0 | 0 | 0 | 0 | 0 | 0 | 0 | 0 | 0 | 0 | 0 | 0 | 0 | 0 | 0 | 0 | 0 | 0
F4_Residential_Manufactured Home Moderate Income_Existing_Miscellaneous_Natural Gas_Pool Heater_E1 | F4 | Residential | Manufactured Home Moderate Income | Existing | Miscellaneous | Natural Gas | Pool Heater | E1 | RVT BC Ratio | bar: 2019 to 2051
F4_Residential_Manufactured Home Moderate Income_Existing_Miscellaneous_Natural Gas_Pool Heater_E2 | F4 | Residential | Manufactured Home Moderate Income | Existing | Miscellaneous | Natural Gas | Pool Heater | E2 | RVT BC Ratio | 0.7 | 0.7 | 0.7 | 0.7 | 0.7 | 0.7 | 0.7 | 0.7 | 0.7 | 0.7 | 0.7 | 0.7 | 0.7 | 0.7 | 0.7 | 0.7 | 0.7 | 0.7 | 0.7 | 0.7 | 0.7 | 0.7 | 0.7 | 0.7 | 0.7 | 0.7 | 0.7 | 0.7 | 0.7 | 0.7 | 0.7 | 0.7 | 0.7
F4_Residential_Manufactured Home Moderate Income_Existing_Miscellaneous_Natural Gas_Pool Heater_E3 | F4 | Residential | Manufactured Home Moderate Income | Existing | Miscellaneous | Natural Gas | Pool Heater | E3 | RVT BC Ratio | 0.7 | 0.7 | 0.7 | 0.7 | 0.7 | 0.7 | 0.7 | 0.7 | 0.7 | 0.7 | 0.7 | 0.7 | 0.7 | 0.7 | 0.7 | 0.7 | 0.7 | 0.7 | 0.7 | 0.7 | 0.7 | 0.7 | 0.7 | 0.7 | 0.7 | 0.7 | 0.7 | 0.7 | 0.7 | 0.7 | 0.7 | 0.7 | 0.7
F4_Residential_Manufactured Home Moderate Income_Existing_Miscellaneous_Natural Gas_Pool Heater_E4 | F4 | Residential | Manufactured Home Moderate Income | Existing | Miscellaneous | Natural Gas | Pool Heater | E4 | RVT BC Ratio | 0.7 | 0.7 | 0.7 | 0.7 | 0.7 | 0.7 | 0.7 | 0.7 | 0.7 | 0.7 | 0.7 | 0.7 | 0.7 | 0.7 | 0.7 | 0.7 | 0.7 | 0.7 | 0.7 | 0.7 | 0.7 | 0.7 | 0.7 | 0.7 | 0.7 | 0.7 | 0.7 | 0.7 | 0.7 | 0.7 | 0.7 | 0.7 | 0.7
F4_Residential_Manufactured Home Moderate Income_Existing_Miscellaneous_Natural Gas_Pool Heater_E5 | F4 | Residential | Manufactured Home Moderate Income | Existing | Miscellaneous | Natural Gas | Pool Heater | E5 | RVT BC Ratio | 0 | 0 | 0 | 0 | 0 | 0 | 0 | 0 | 0 | 0 | 0 | 0 | 0 | 0 | 0 | 0 | 0 | 0 | 0 | 0 | 0 | 0 | 0 | 0 | 0 | 0 | 0 | 0 | 0 | 0 | 0 | 0 | 0
F4_Residential_Manufactured Home Moderate Income_Existing_Miscellaneous_Natural Gas_Pool Heater_E6 | F4 | Residential | Manufactured Home Moderate Income | Existing | Miscellaneous | Natural Gas | Pool Heater | E6 | RVT BC Ratio | 0 | 0 | 0 | 0 | 0 | 0 | 0 | 0 | 0 | 0 | 0 | 0 | 0 | 0 | 0 | 0 | 0 | 0 | 0 | 0 | 0 | 0 | 0 | 0 | 0 | 0 | 0 | 0 | 0 | 0 | 0 | 0 | 0
F4_Residential_Manufactured Home Moderate Income_Existing_Miscellaneous_Natural Gas_Pool Heater_E7 | F4 | Residential | Manufactured Home Moderate Income | Existing | Miscellaneous | Natural Gas | Pool Heater | E7 | RVT BC Ratio | 0 | 0 | 0 | 0 | 0 | 0 | 0 | 0 | 0 | 0 | 0 | 0 | 0 | 0 | 0 | 0 | 0 | 0 | 0 | 0 | 0 | 0 | 0 | 0 | 0 | 0 | 0 | 0 | 0 | 0 | 0 | 0 | 0
F4_Residential_Manufactured Home Moderate Income_Existing_Miscellaneous_Natural Gas_Pool Heater_E8 | F4 | Residential | Manufactured Home Moderate Income | Existing | Miscellaneous | Natural Gas | Pool Heater | E8 | RVT BC Ratio | 0 | 0 | 0 | 0 | 0 | 0 | 0 | 0 | 0 | 0 | 0 | 0 | 0 | 0 | 0 | 0 | 0 | 0 | 0 | 0 | 0 | 0 | 0 | 0 | 0 | 0 | 0 | 0 | 0 | 0 | 0 | 0 | 0
F4_Residential_Manufactured Home Moderate Income_Existing_Miscellaneous_Natural Gas_Pool Heater_E9 | F4 | Residential | Manufactured Home Moderate Income | Existing | Miscellaneous | Natural Gas | Pool Heater | E9 | RVT BC Ratio | 0 | 0 | 0 | 0 | 0 | 0 | 0 | 0 | 0 | 0 | 0 | 0 | 0 | 0 | 0 | 0 | 0 | 0 | 0 | 0 | 0 | 0 | 0 | 0 | 0 | 0 | 0 | 0 | 0 | 0 | 0 | 0 | 0
F4_Residential_Manufactured Home Moderate Income_Existing_Miscellaneous_Natural Gas_Pool Heater_E10 | F4 | Residential | Manufactured Home Moderate Income | Existing | Miscellaneous | Natural Gas | Pool Heater | E10 | RVT BC Ratio | 0 | 0 | 0 | 0 | 0 | 0 | 0 | 0 | 0 | 0 | 0 | 0 | 0 | 0 | 0 | 0 | 0 | 0 | 0 | 0 | 0 | 0 | 0 | 0 | 0 | 0 | 0 | 0 | 0 | 0 | 0 | 0 | 0
F5_Residential_Manufactured Home Moderate Income_Existing_Miscellaneous_Natural Gas_Pool Heater_E1 | F5 | Residential | Manufactured Home Moderate Income | Existing | Miscellaneous | Natural Gas | Pool Heater | E1 | RIM BC Ratio | bar: 2019 to 2051
F5_Residential_Manufactured Home Moderate Income_Existing_Miscellaneous_Natural Gas_Pool Heater_E2 | F5 | Residential | Manufactured Home Moderate Income | Existing | Miscellaneous | Natural Gas | Pool Heater | E2 | RIM BC Ratio | 0 | 0 | 0 | 0 | 0 | 0 | 0 | 0 | 0 | 0 | 0 | 0 | 0 | 0 | 0 | 0 | 0 | 0 | 0 | 0 | 0 | 0 | 0 | 0 | 0 | 0 | 0 | 0 | 0 | 0 | 0 | 0 | 0
F5_Residential_Manufactured Home Moderate Income_Existing_Miscellaneous_Natural Gas_Pool Heater_E3 | F5 | Residential | Manufactured Home Moderate Income | Existing | Miscellaneous | Natural Gas | Pool Heater | E3 | RIM BC Ratio | 0 | 0 | 0 | 0 | 0 | 0 | 0 | 0 | 0 | 0 | 0 | 0 | 0 | 0 | 0 | 0 | 0 | 0 | 0 | 0 | 0 | 0 | 0 | 0 | 0 | 0 | 0 | 0 | 0 | 0 | 0 | 0 | 0
F5_Residential_Manufactured Home Moderate Income_Existing_Miscellaneous_Natural Gas_Pool Heater_E4 | F5 | Residential | Manufactured Home Moderate Income | Existing | Miscellaneous | Natural Gas | Pool Heater | E4 | RIM BC Ratio | 0 | 0 | 0 | 0 | 0 | 0 | 0 | 0 | 0 | 0 | 0 | 0 | 0 | 0 | 0 | 0 | 0 | 0 | 0 | 0 | 0 | 0 | 0 | 0 | 0 | 0 | 0 | 0 | 0 | 0 | 0 | 0 | 0
F5_Residential_Manufactured Home Moderate Income_Existing_Miscellaneous_Natural Gas_Pool Heater_E5 | F5 | Residential | Manufactured Home Moderate Income | Existing | Miscellaneous | Natural Gas | Pool Heater | E5 | RIM BC Ratio | 0 | 0 | 0 | 0 | 0 | 0 | 0 | 0 | 0 | 0 | 0 | 0 | 0 | 0 | 0 | 0 | 0 | 0 | 0 | 0 | 0 | 0 | 0 | 0 | 0 | 0 | 0 | 0 | 0 | 0 | 0 | 0 | 0
F5_Residential_Manufactured Home Moderate Income_Existing_Miscellaneous_Natural Gas_Pool Heater_E6 | F5 | Residential | Manufactured Home Moderate Income | Existing | Miscellaneous | Natural Gas | Pool Heater | E6 | RIM BC Ratio | 0 | 0 | 0 | 0 | 0 | 0 | 0 | 0 | 0 | 0 | 0 | 0 | 0 | 0 | 0 | 0 | 0 | 0 | 0 | 0 | 0 | 0 | 0 | 0 | 0 | 0 | 0 | 0 | 0 | 0 | 0 | 0 | 0
F5_Residential_Manufactured Home Moderate Income_Existing_Miscellaneous_Natural Gas_Pool Heater_E7 | F5 | Residential | Manufactured Home Moderate Income | Existing | Miscellaneous | Natural Gas | Pool Heater | E7 | RIM BC Ratio | 0 | 0 | 0 | 0 | 0 | 0 | 0 | 0 | 0 | 0 | 0 | 0 | 0 | 0 | 0 | 0 | 0 | 0 | 0 | 0 | 0 | 0 | 0 | 0 | 0 | 0 | 0 | 0 | 0 | 0 | 0 | 0 | 0
F5_Residential_Manufactured Home Moderate Income_Existing_Miscellaneous_Natural Gas_Pool Heater_E8 | F5 | Residential | Manufactured Home Moderate Income | Existing | Miscellaneous | Natural Gas | Pool Heater | E8 | RIM BC Ratio | 0 | 0 | 0 | 0 | 0 | 0 | 0 | 0 | 0 | 0 | 0 | 0 | 0 | 0 | 0 | 0 | 0 | 0 | 0 | 0 | 0 | 0 | 0 | 0 | 0 | 0 | 0 | 0 | 0 | 0 | 0 | 0 | 0
F5_Residential_Manufactured Home Moderate Income_Existing_Miscellaneous_Natural Gas_Pool Heater_E9 | F5 | Residential | Manufactured Home Moderate Income | Existing | Miscellaneous | Natural Gas | Pool Heater | E9 | RIM BC Ratio | 0 | 0 | 0 | 0 | 0 | 0 | 0 | 0 | 0 | 0 | 0 | 0 | 0 | 0 | 0 | 0 | 0 | 0 | 0 | 0 | 0 | 0 | 0 | 0 | 0 | 0 | 0 | 0 | 0 | 0 | 0 | 0 | 0
F5_Residential_Manufactured Home Moderate Income_Existing_Miscellaneous_Natural Gas_Pool Heater_E10 | F5 | Residential | Manufactured Home Moderate Income | Existing | Miscellaneous | Natural Gas | Pool Heater | E10 | RIM BC Ratio | 0 | 0 | 0 | 0 | 0 | 0 | 0 | 0 | 0 | 0 | 0 | 0 | 0 | 0 | 0 | 0 | 0 | 0 | 0 | 0 | 0 | 0 | 0 | 0 | 0 | 0 | 0 | 0 | 0 | 0 | 0 | 0 | 0
F0_Residential_Manufactured Home Moderate Income_Existing_Miscellaneous_Natural Gas_Miscellaneous_E0 | F0 | Residential | Manufactured Home Moderate Income | Existing | Miscellaneous | Natural Gas | Miscellaneous | E0 | Economic Unit | Default | Default | Default | Default | Default | Default | Default | Default | Default | Default | Default | Default | Default | Default | Default | Default | Default | Default | Default | Default | Default | Default | Default | Default | Default | Default | Default | Default | Default | Default | Default | Default | Default
F1_Residential_Manufactured Home Moderate Income_Existing_Miscellaneous_Natural Gas_Miscellaneous_E1 | F1 | Residential | Manufactured Home Moderate Income | Existing | Miscellaneous | Natural Gas | Miscellaneous | E1 | CCE | 0 | 0 | 0 | 0 | 0 | 0 | 0 | 0 | 0 | 0 | 0 | 0 | 0 | 0 | 0 | 0 | 0 | 0 | 0 | 0 | 0 | 0 | 0 | 0 | 0 | 0 | 0 | 0 | 0 | 0 | 0 | 0 | 0
F1_Residential_Manufactured Home Moderate Income_Existing_Miscellaneous_Natural Gas_Miscellaneous_E2 | F1 | Residential | Manufactured Home Moderate Income | Existing | Miscellaneous | Natural Gas | Miscellaneous | E2 | CCE | 0 | 0 | 0 | 0 | 0 | 0 | 0 | 0 | 0 | 0 | 0 | 0 | 0 | 0 | 0 | 0 | 0 | 0 | 0 | 0 | 0 | 0 | 0 | 0 | 0 | 0 | 0 | 0 | 0 | 0 | 0 | 0 | 0
F1_Residential_Manufactured Home Moderate Income_Existing_Miscellaneous_Natural Gas_Miscellaneous_E3 | F1 | Residential | Manufactured Home Moderate Income | Existing | Miscellaneous | Natural Gas | Miscellaneous | E3 | CCE | 0 | 0 | 0 | 0 | 0 | 0 | 0 | 0 | 0 | 0 | 0 | 0 | 0 | 0 | 0 | 0 | 0 | 0 | 0 | 0 | 0 | 0 | 0 | 0 | 0 | 0 | 0 | 0 | 0 | 0 | 0 | 0 | 0
F1_Residential_Manufactured Home Moderate Income_Existing_Miscellaneous_Natural Gas_Miscellaneous_E4 | F1 | Residential | Manufactured Home Moderate Income | Existing | Miscellaneous | Natural Gas | Miscellaneous | E4 | CCE | 0 | 0 | 0 | 0 | 0 | 0 | 0 | 0 | 0 | 0 | 0 | 0 | 0 | 0 | 0 | 0 | 0 | 0 | 0 | 0 | 0 | 0 | 0 | 0 | 0 | 0 | 0 | 0 | 0 | 0 | 0 | 0 | 0
F1_Residential_Manufactured Home Moderate Income_Existing_Miscellaneous_Natural Gas_Miscellaneous_E5 | F1 | Residential | Manufactured Home Moderate Income | Existing | Miscellaneous | Natural Gas | Miscellaneous | E5 | CCE | 0 | 0 | 0 | 0 | 0 | 0 | 0 | 0 | 0 | 0 | 0 | 0 | 0 | 0 | 0 | 0 | 0 | 0 | 0 | 0 | 0 | 0 | 0 | 0 | 0 | 0 | 0 | 0 | 0 | 0 | 0 | 0 | 0
F1_Residential_Manufactured Home Moderate Income_Existing_Miscellaneous_Natural Gas_Miscellaneous_E6 | F1 | Residential | Manufactured Home Moderate Income | Existing | Miscellaneous | Natural Gas | Miscellaneous | E6 | CCE | 0 | 0 | 0 | 0 | 0 | 0 | 0 | 0 | 0 | 0 | 0 | 0 | 0 | 0 | 0 | 0 | 0 | 0 | 0 | 0 | 0 | 0 | 0 | 0 | 0 | 0 | 0 | 0 | 0 | 0 | 0 | 0 | 0
F1_Residential_Manufactured Home Moderate Income_Existing_Miscellaneous_Natural Gas_Miscellaneous_E7 | F1 | Residential | Manufactured Home Moderate Income | Existing | Miscellaneous | Natural Gas | Miscellaneous | E7 | CCE | 0 | 0 | 0 | 0 | 0 | 0 | 0 | 0 | 0 | 0 | 0 | 0 | 0 | 0 | 0 | 0 | 0 | 0 | 0 | 0 | 0 | 0 | 0 | 0 | 0 | 0 | 0 | 0 | 0 | 0 | 0 | 0 | 0
F1_Residential_Manufactured Home Moderate Income_Existing_Miscellaneous_Natural Gas_Miscellaneous_E8 | F1 | Residential | Manufactured Home Moderate Income | Existing | Miscellaneous | Natural Gas | Miscellaneous | E8 | CCE | 0 | 0 | 0 | 0 | 0 | 0 | 0 | 0 | 0 | 0 | 0 | 0 | 0 | 0 | 0 | 0 | 0 | 0 | 0 | 0 | 0 | 0 | 0 | 0 | 0 | 0 | 0 | 0 | 0 | 0 | 0 | 0 | 0
F1_Residential_Manufactured Home Moderate Income_Existing_Miscellaneous_Natural Gas_Miscellaneous_E9 | F1 | Residential | Manufactured Home Moderate Income | Existing | Miscellaneous | Natural Gas | Miscellaneous | E9 | CCE | 0 | 0 | 0 | 0 | 0 | 0 | 0 | 0 | 0 | 0 | 0 | 0 | 0 | 0 | 0 | 0 | 0 | 0 | 0 | 0 | 0 | 0 | 0 | 0 | 0 | 0 | 0 | 0 | 0 | 0 | 0 | 0 | 0
F1_Residential_Manufactured Home Moderate Income_Existing_Miscellaneous_Natural Gas_Miscellaneous_E10 | F1 | Residential | Manufactured Home Moderate Income | Existing | Miscellaneous | Natural Gas | Miscellaneous | E10 | CCE | 0 | 0 | 0 | 0 | 0 | 0 | 0 | 0 | 0 | 0 | 0 | 0 | 0 | 0 | 0 | 0 | 0 | 0 | 0 | 0 | 0 | 0 | 0 | 0 | 0 | 0 | 0 | 0 | 0 | 0 | 0 | 0 | 0
F2_Residential_Manufactured Home Moderate Income_Existing_Miscellaneous_Natural Gas_Miscellaneous_E1 | F2 | Residential | Manufactured Home Moderate Income | Existing | Miscellaneous | Natural Gas | Miscellaneous | E1 | TRC BC Ratio | bar: 2019 to 2051
F2_Residential_Manufactured Home Moderate Income_Existing_Miscellaneous_Natural Gas_Miscellaneous_E2 | F2 | Residential | Manufactured Home Moderate Income | Existing | Miscellaneous | Natural Gas | Miscellaneous | E2 | TRC BC Ratio | 0 | 0 | 0 | 0 | 0 | 0 | 0 | 0 | 0 | 0 | 0 | 0 | 0 | 0 | 0 | 0 | 0 | 0 | 0 | 0 | 0 | 0 | 0 | 0 | 0 | 0 | 0 | 0 | 0 | 0 | 0 | 0 | 0
F2_Residential_Manufactured Home Moderate Income_Existing_Miscellaneous_Natural Gas_Miscellaneous_E3 | F2 | Residential | Manufactured Home Moderate Income | Existing | Miscellaneous | Natural Gas | Miscellaneous | E3 | TRC BC Ratio | 0 | 0 | 0 | 0 | 0 | 0 | 0 | 0 | 0 | 0 | 0 | 0 | 0 | 0 | 0 | 0 | 0 | 0 | 0 | 0 | 0 | 0 | 0 | 0 | 0 | 0 | 0 | 0 | 0 | 0 | 0 | 0 | 0
F2_Residential_Manufactured Home Moderate Income_Existing_Miscellaneous_Natural Gas_Miscellaneous_E4 | F2 | Residential | Manufactured Home Moderate Income | Existing | Miscellaneous | Natural Gas | Miscellaneous | E4 | TRC BC Ratio | 0 | 0 | 0 | 0 | 0 | 0 | 0 | 0 | 0 | 0 | 0 | 0 | 0 | 0 | 0 | 0 | 0 | 0 | 0 | 0 | 0 | 0 | 0 | 0 | 0 | 0 | 0 | 0 | 0 | 0 | 0 | 0 | 0
F2_Residential_Manufactured Home Moderate Income_Existing_Miscellaneous_Natural Gas_Miscellaneous_E5 | F2 | Residential | Manufactured Home Moderate Income | Existing | Miscellaneous | Natural Gas | Miscellaneous | E5 | TRC BC Ratio | 0 | 0 | 0 | 0 | 0 | 0 | 0 | 0 | 0 | 0 | 0 | 0 | 0 | 0 | 0 | 0 | 0 | 0 | 0 | 0 | 0 | 0 | 0 | 0 | 0 | 0 | 0 | 0 | 0 | 0 | 0 | 0 | 0
F2_Residential_Manufactured Home Moderate Income_Existing_Miscellaneous_Natural Gas_Miscellaneous_E6 | F2 | Residential | Manufactured Home Moderate Income | Existing | Miscellaneous | Natural Gas | Miscellaneous | E6 | TRC BC Ratio | 0 | 0 | 0 | 0 | 0 | 0 | 0 | 0 | 0 | 0 | 0 | 0 | 0 | 0 | 0 | 0 | 0 | 0 | 0 | 0 | 0 | 0 | 0 | 0 | 0 | 0 | 0 | 0 | 0 | 0 | 0 | 0 | 0
F2_Residential_Manufactured Home Moderate Income_Existing_Miscellaneous_Natural Gas_Miscellaneous_E7 | F2 | Residential | Manufactured Home Moderate Income | Existing | Miscellaneous | Natural Gas | Miscellaneous | E7 | TRC BC Ratio | 0 | 0 | 0 | 0 | 0 | 0 | 0 | 0 | 0 | 0 | 0 | 0 | 0 | 0 | 0 | 0 | 0 | 0 | 0 | 0 | 0 | 0 | 0 | 0 | 0 | 0 | 0 | 0 | 0 | 0 | 0 | 0 | 0
F2_Residential_Manufactured Home Moderate Income_Existing_Miscellaneous_Natural Gas_Miscellaneous_E8 | F2 | Residential | Manufactured Home Moderate Income | Existing | Miscellaneous | Natural Gas | Miscellaneous | E8 | TRC BC Ratio | 0 | 0 | 0 | 0 | 0 | 0 | 0 | 0 | 0 | 0 | 0 | 0 | 0 | 0 | 0 | 0 | 0 | 0 | 0 | 0 | 0 | 0 | 0 | 0 | 0 | 0 | 0 | 0 | 0 | 0 | 0 | 0 | 0
F2_Residential_Manufactured Home Moderate Income_Existing_Miscellaneous_Natural Gas_Miscellaneous_E9 | F2 | Residential | Manufactured Home Moderate Income | Existing | Miscellaneous | Natural Gas | Miscellaneous | E9 | TRC BC Ratio | 0 | 0 | 0 | 0 | 0 | 0 | 0 | 0 | 0 | 0 | 0 | 0 | 0 | 0 | 0 | 0 | 0 | 0 | 0 | 0 | 0 | 0 | 0 | 0 | 0 | 0 | 0 | 0 | 0 | 0 | 0 | 0 | 0
F2_Residential_Manufactured Home Moderate Income_Existing_Miscellaneous_Natural Gas_Miscellaneous_E10 | F2 | Residential | Manufactured Home Moderate Income | Existing | Miscellaneous | Natural Gas | Miscellaneous | E10 | TRC BC Ratio | 0 | 0 | 0 | 0 | 0 | 0 | 0 | 0 | 0 | 0 | 0 | 0 | 0 | 0 | 0 | 0 | 0 | 0 | 0 | 0 | 0 | 0 | 0 | 0 | 0 | 0 | 0 | 0 | 0 | 0 | 0 | 0 | 0
F3_Residential_Manufactured Home Moderate Income_Existing_Miscellaneous_Natural Gas_Miscellaneous_E1 | F3 | Residential | Manufactured Home Moderate Income | Existing | Miscellaneous | Natural Gas | Miscellaneous | E1 | PACT BC Ratio | bar: 2019 to 2051
F3_Residential_Manufactured Home Moderate Income_Existing_Miscellaneous_Natural Gas_Miscellaneous_E2 | F3 | Residential | Manufactured Home Moderate Income | Existing | Miscellaneous | Natural Gas | Miscellaneous | E2 | PACT BC Ratio | 0 | 0 | 0 | 0 | 0 | 0 | 0 | 0 | 0 | 0 | 0 | 0 | 0 | 0 | 0 | 0 | 0 | 0 | 0 | 0 | 0 | 0 | 0 | 0 | 0 | 0 | 0 | 0 | 0 | 0 | 0 | 0 | 0
F3_Residential_Manufactured Home Moderate Income_Existing_Miscellaneous_Natural Gas_Miscellaneous_E3 | F3 | Residential | Manufactured Home Moderate Income | Existing | Miscellaneous | Natural Gas | Miscellaneous | E3 | PACT BC Ratio | 0 | 0 | 0 | 0 | 0 | 0 | 0 | 0 | 0 | 0 | 0 | 0 | 0 | 0 | 0 | 0 | 0 | 0 | 0 | 0 | 0 | 0 | 0 | 0 | 0 | 0 | 0 | 0 | 0 | 0 | 0 | 0 | 0
F3_Residential_Manufactured Home Moderate Income_Existing_Miscellaneous_Natural Gas_Miscellaneous_E4 | F3 | Residential | Manufactured Home Moderate Income | Existing | Miscellaneous | Natural Gas | Miscellaneous | E4 | PACT BC Ratio | 0 | 0 | 0 | 0 | 0 | 0 | 0 | 0 | 0 | 0 | 0 | 0 | 0 | 0 | 0 | 0 | 0 | 0 | 0 | 0 | 0 | 0 | 0 | 0 | 0 | 0 | 0 | 0 | 0 | 0 | 0 | 0 | 0
F3_Residential_Manufactured Home Moderate Income_Existing_Miscellaneous_Natural Gas_Miscellaneous_E5 | F3 | Residential | Manufactured Home Moderate Income | Existing | Miscellaneous | Natural Gas | Miscellaneous | E5 | PACT BC Ratio | 0 | 0 | 0 | 0 | 0 | 0 | 0 | 0 | 0 | 0 | 0 | 0 | 0 | 0 | 0 | 0 | 0 | 0 | 0 | 0 | 0 | 0 | 0 | 0 | 0 | 0 | 0 | 0 | 0 | 0 | 0 | 0 | 0
F3_Residential_Manufactured Home Moderate Income_Existing_Miscellaneous_Natural Gas_Miscellaneous_E6 | F3 | Residential | Manufactured Home Moderate Income | Existing | Miscellaneous | Natural Gas | Miscellaneous | E6 | PACT BC Ratio | 0 | 0 | 0 | 0 | 0 | 0 | 0 | 0 | 0 | 0 | 0 | 0 | 0 | 0 | 0 | 0 | 0 | 0 | 0 | 0 | 0 | 0 | 0 | 0 | 0 | 0 | 0 | 0 | 0 | 0 | 0 | 0 | 0
F3_Residential_Manufactured Home Moderate Income_Existing_Miscellaneous_Natural Gas_Miscellaneous_E7 | F3 | Residential | Manufactured Home Moderate Income | Existing | Miscellaneous | Natural Gas | Miscellaneous | E7 | PACT BC Ratio | 0 | 0 | 0 | 0 | 0 | 0 | 0 | 0 | 0 | 0 | 0 | 0 | 0 | 0 | 0 | 0 | 0 | 0 | 0 | 0 | 0 | 0 | 0 | 0 | 0 | 0 | 0 | 0 | 0 | 0 | 0 | 0 | 0
F3_Residential_Manufactured Home Moderate Income_Existing_Miscellaneous_Natural Gas_Miscellaneous_E8 | F3 | Residential | Manufactured Home Moderate Income | Existing | Miscellaneous | Natural Gas | Miscellaneous | E8 | PACT BC Ratio | 0 | 0 | 0 | 0 | 0 | 0 | 0 | 0 | 0 | 0 | 0 | 0 | 0 | 0 | 0 | 0 | 0 | 0 | 0 | 0 | 0 | 0 | 0 | 0 | 0 | 0 | 0 | 0 | 0 | 0 | 0 | 0 | 0
F3_Residential_Manufactured Home Moderate Income_Existing_Miscellaneous_Natural Gas_Miscellaneous_E9 | F3 | Residential | Manufactured Home Moderate Income | Existing | Miscellaneous | Natural Gas | Miscellaneous | E9 | PACT BC Ratio | 0 | 0 | 0 | 0 | 0 | 0 | 0 | 0 | 0 | 0 | 0 | 0 | 0 | 0 | 0 | 0 | 0 | 0 | 0 | 0 | 0 | 0 | 0 | 0 | 0 | 0 | 0 | 0 | 0 | 0 | 0 | 0 | 0
F3_Residential_Manufactured Home Moderate Income_Existing_Miscellaneous_Natural Gas_Miscellaneous_E10 | F3 | Residential | Manufactured Home Moderate Income | Existing | Miscellaneous | Natural Gas | Miscellaneous | E10 | PACT BC Ratio | 0 | 0 | 0 | 0 | 0 | 0 | 0 | 0 | 0 | 0 | 0 | 0 | 0 | 0 | 0 | 0 | 0 | 0 | 0 | 0 | 0 | 0 | 0 | 0 | 0 | 0 | 0 | 0 | 0 | 0 | 0 | 0 | 0
F4_Residential_Manufactured Home Moderate Income_Existing_Miscellaneous_Natural Gas_Miscellaneous_E1 | F4 | Residential | Manufactured Home Moderate Income | Existing | Miscellaneous | Natural Gas | Miscellaneous | E1 | RVT BC Ratio | bar: 2019 to 2051
F4_Residential_Manufactured Home Moderate Income_Existing_Miscellaneous_Natural Gas_Miscellaneous_E2 | F4 | Residential | Manufactured Home Moderate Income | Existing | Miscellaneous | Natural Gas | Miscellaneous | E2 | RVT BC Ratio | 0 | 0 | 0 | 0 | 0 | 0 | 0 | 0 | 0 | 0 | 0 | 0 | 0 | 0 | 0 | 0 | 0 | 0 | 0 | 0 | 0 | 0 | 0 | 0 | 0 | 0 | 0 | 0 | 0 | 0 | 0 | 0 | 0
F4_Residential_Manufactured Home Moderate Income_Existing_Miscellaneous_Natural Gas_Miscellaneous_E3 | F4 | Residential | Manufactured Home Moderate Income | Existing | Miscellaneous | Natural Gas | Miscellaneous | E3 | RVT BC Ratio | 0 | 0 | 0 | 0 | 0 | 0 | 0 | 0 | 0 | 0 | 0 | 0 | 0 | 0 | 0 | 0 | 0 | 0 | 0 | 0 | 0 | 0 | 0 | 0 | 0 | 0 | 0 | 0 | 0 | 0 | 0 | 0 | 0
F4_Residential_Manufactured Home Moderate Income_Existing_Miscellaneous_Natural Gas_Miscellaneous_E4 | F4 | Residential | Manufactured Home Moderate Income | Existing | Miscellaneous | Natural Gas | Miscellaneous | E4 | RVT BC Ratio | 0 | 0 | 0 | 0 | 0 | 0 | 0 | 0 | 0 | 0 | 0 | 0 | 0 | 0 | 0 | 0 | 0 | 0 | 0 | 0 | 0 | 0 | 0 | 0 | 0 | 0 | 0 | 0 | 0 | 0 | 0 | 0 | 0
F4_Residential_Manufactured Home Moderate Income_Existing_Miscellaneous_Natural Gas_Miscellaneous_E5 | F4 | Residential | Manufactured Home Moderate Income | Existing | Miscellaneous | Natural Gas | Miscellaneous | E5 | RVT BC Ratio | 0 | 0 | 0 | 0 | 0 | 0 | 0 | 0 | 0 | 0 | 0 | 0 | 0 | 0 | 0 | 0 | 0 | 0 | 0 | 0 | 0 | 0 | 0 | 0 | 0 | 0 | 0 | 0 | 0 | 0 | 0 | 0 | 0
F4_Residential_Manufactured Home Moderate Income_Existing_Miscellaneous_Natural Gas_Miscellaneous_E6 | F4 | Residential | Manufactured Home Moderate Income | Existing | Miscellaneous | Natural Gas | Miscellaneous | E6 | RVT BC Ratio | 0 | 0 | 0 | 0 | 0 | 0 | 0 | 0 | 0 | 0 | 0 | 0 | 0 | 0 | 0 | 0 | 0 | 0 | 0 | 0 | 0 | 0 | 0 | 0 | 0 | 0 | 0 | 0 | 0 | 0 | 0 | 0 | 0
F4_Residential_Manufactured Home Moderate Income_Existing_Miscellaneous_Natural Gas_Miscellaneous_E7 | F4 | Residential | Manufactured Home Moderate Income | Existing | Miscellaneous | Natural Gas | Miscellaneous | E7 | RVT BC Ratio | 0 | 0 | 0 | 0 | 0 | 0 | 0 | 0 | 0 | 0 | 0 | 0 | 0 | 0 | 0 | 0 | 0 | 0 | 0 | 0 | 0 | 0 | 0 | 0 | 0 | 0 | 0 | 0 | 0 | 0 | 0 | 0 | 0
F4_Residential_Manufactured Home Moderate Income_Existing_Miscellaneous_Natural Gas_Miscellaneous_E8 | F4 | Residential | Manufactured Home Moderate Income | Existing | Miscellaneous | Natural Gas | Miscellaneous | E8 | RVT BC Ratio | 0 | 0 | 0 | 0 | 0 | 0 | 0 | 0 | 0 | 0 | 0 | 0 | 0 | 0 | 0 | 0 | 0 | 0 | 0 | 0 | 0 | 0 | 0 | 0 | 0 | 0 | 0 | 0 | 0 | 0 | 0 | 0 | 0
F4_Residential_Manufactured Home Moderate Income_Existing_Miscellaneous_Natural Gas_Miscellaneous_E9 | F4 | Residential | Manufactured Home Moderate Income | Existing | Miscellaneous | Natural Gas | Miscellaneous | E9 | RVT BC Ratio | 0 | 0 | 0 | 0 | 0 | 0 | 0 | 0 | 0 | 0 | 0 | 0 | 0 | 0 | 0 | 0 | 0 | 0 | 0 | 0 | 0 | 0 | 0 | 0 | 0 | 0 | 0 | 0 | 0 | 0 | 0 | 0 | 0
F4_Residential_Manufactured Home Moderate Income_Existing_Miscellaneous_Natural Gas_Miscellaneous_E10 | F4 | Residential | Manufactured Home Moderate Income | Existing | Miscellaneous | Natural Gas | Miscellaneous | E10 | RVT BC Ratio | 0 | 0 | 0 | 0 | 0 | 0 | 0 | 0 | 0 | 0 | 0 | 0 | 0 | 0 | 0 | 0 | 0 | 0 | 0 | 0 | 0 | 0 | 0 | 0 | 0 | 0 | 0 | 0 | 0 | 0 | 0 | 0 | 0
F5_Residential_Manufactured Home Moderate Income_Existing_Miscellaneous_Natural Gas_Miscellaneous_E1 | F5 | Residential | Manufactured Home Moderate Income | Existing | Miscellaneous | Natural Gas | Miscellaneous | E1 | RIM BC Ratio | bar: 2019 to 2051
F5_Residential_Manufactured Home Moderate Income_Existing_Miscellaneous_Natural Gas_Miscellaneous_E2 | F5 | Residential | Manufactured Home Moderate Income | Existing | Miscellaneous | Natural Gas | Miscellaneous | E2 | RIM BC Ratio | 0 | 0 | 0 | 0 | 0 | 0 | 0 | 0 | 0 | 0 | 0 | 0 | 0 | 0 | 0 | 0 | 0 | 0 | 0 | 0 | 0 | 0 | 0 | 0 | 0 | 0 | 0 | 0 | 0 | 0 | 0 | 0 | 0
F5_Residential_Manufactured Home Moderate Income_Existing_Miscellaneous_Natural Gas_Miscellaneous_E3 | F5 | Residential | Manufactured Home Moderate Income | Existing | Miscellaneous | Natural Gas | Miscellaneous | E3 | RIM BC Ratio | 0 | 0 | 0 | 0 | 0 | 0 | 0 | 0 | 0 | 0 | 0 | 0 | 0 | 0 | 0 | 0 | 0 | 0 | 0 | 0 | 0 | 0 | 0 | 0 | 0 | 0 | 0 | 0 | 0 | 0 | 0 | 0 | 0
F5_Residential_Manufactured Home Moderate Income_Existing_Miscellaneous_Natural Gas_Miscellaneous_E4 | F5 | Residential | Manufactured Home Moderate Income | Existing | Miscellaneous | Natural Gas | Miscellaneous | E4 | RIM BC Ratio | 0 | 0 | 0 | 0 | 0 | 0 | 0 | 0 | 0 | 0 | 0 | 0 | 0 | 0 | 0 | 0 | 0 | 0 | 0 | 0 | 0 | 0 | 0 | 0 | 0 | 0 | 0 | 0 | 0 | 0 | 0 | 0 | 0
F5_Residential_Manufactured Home Moderate Income_Existing_Miscellaneous_Natural Gas_Miscellaneous_E5 | F5 | Residential | Manufactured Home Moderate Income | Existing | Miscellaneous | Natural Gas | Miscellaneous | E5 | RIM BC Ratio | 0 | 0 | 0 | 0 | 0 | 0 | 0 | 0 | 0 | 0 | 0 | 0 | 0 | 0 | 0 | 0 | 0 | 0 | 0 | 0 | 0 | 0 | 0 | 0 | 0 | 0 | 0 | 0 | 0 | 0 | 0 | 0 | 0
F5_Residential_Manufactured Home Moderate Income_Existing_Miscellaneous_Natural Gas_Miscellaneous_E6 | F5 | Residential | Manufactured Home Moderate Income | Existing | Miscellaneous | Natural Gas | Miscellaneous | E6 | RIM BC Ratio | 0 | 0 | 0 | 0 | 0 | 0 | 0 | 0 | 0 | 0 | 0 | 0 | 0 | 0 | 0 | 0 | 0 | 0 | 0 | 0 | 0 | 0 | 0 | 0 | 0 | 0 | 0 | 0 | 0 | 0 | 0 | 0 | 0
F5_Residential_Manufactured Home Moderate Income_Existing_Miscellaneous_Natural Gas_Miscellaneous_E7 | F5 | Residential | Manufactured Home Moderate Income | Existing | Miscellaneous | Natural Gas | Miscellaneous | E7 | RIM BC Ratio | 0 | 0 | 0 | 0 | 0 | 0 | 0 | 0 | 0 | 0 | 0 | 0 | 0 | 0 | 0 | 0 | 0 | 0 | 0 | 0 | 0 | 0 | 0 | 0 | 0 | 0 | 0 | 0 | 0 | 0 | 0 | 0 | 0
F5_Residential_Manufactured Home Moderate Income_Existing_Miscellaneous_Natural Gas_Miscellaneous_E8 | F5 | Residential | Manufactured Home Moderate Income | Existing | Miscellaneous | Natural Gas | Miscellaneous | E8 | RIM BC Ratio | 0 | 0 | 0 | 0 | 0 | 0 | 0 | 0 | 0 | 0 | 0 | 0 | 0 | 0 | 0 | 0 | 0 | 0 | 0 | 0 | 0 | 0 | 0 | 0 | 0 | 0 | 0 | 0 | 0 | 0 | 0 | 0 | 0
F5_Residential_Manufactured Home Moderate Income_Existing_Miscellaneous_Natural Gas_Miscellaneous_E9 | F5 | Residential | Manufactured Home Moderate Income | Existing | Miscellaneous | Natural Gas | Miscellaneous | E9 | RIM BC Ratio | 0 | 0 | 0 | 0 | 0 | 0 | 0 | 0 | 0 | 0 | 0 | 0 | 0 | 0 | 0 | 0 | 0 | 0 | 0 | 0 | 0 | 0 | 0 | 0 | 0 | 0 | 0 | 0 | 0 | 0 | 0 | 0 | 0
F5_Residential_Manufactured Home Moderate Income_Existing_Miscellaneous_Natural Gas_Miscellaneous_E10 | F5 | Residential | Manufactured Home Moderate Income | Existing | Miscellaneous | Natural Gas | Miscellaneous | E10 | RIM BC Ratio | 0 | 0 | 0 | 0 | 0 | 0 | 0 | 0 | 0 | 0 | 0 | 0 | 0 | 0 | 0 | 0 | 0 | 0 | 0 | 0 | 0 | 0 | 0 | 0 | 0 | 0 | 0 | 0 | 0 | 0 | 0 | 0 | 0
F0_Residential_Manufactured Home Moderate Income_New_Space Heating_Natural Gas_Furnace_E0 | F0 | Residential | Manufactured Home Moderate Income | New | Space Heating | Natural Gas | Furnace | E0 | Economic Unit | ASHP with AFUE 95% backup | ASHP with AFUE 95% backup | ASHP with AFUE 95% backup | ASHP with AFUE 95% backup | ASHP with AFUE 95% backup | ASHP with AFUE 95% backup | ASHP with AFUE 95% backup | ASHP with AFUE 95% backup | ASHP with AFUE 95% backup | ASHP with AFUE 95% backup | ASHP with AFUE 95% backup | ASHP with AFUE 95% backup | ASHP with AFUE 95% backup | ASHP with AFUE 95% backup | ASHP with AFUE 95% backup | ASHP with AFUE 95% backup | ASHP with AFUE 95% backup | ASHP with AFUE 95% backup | ASHP with AFUE 95% backup | ASHP with AFUE 95% backup | ASHP with AFUE 95% backup | ASHP with AFUE 95% backup | ASHP with AFUE 95% backup | ASHP with AFUE 95% backup | ASHP with AFUE 95% backup | ASHP with AFUE 95% backup | ASHP with AFUE 95% backup | ASHP with AFUE 95% backup | ASHP with AFUE 95% backup | ASHP with AFUE 95% backup | ASHP with AFUE 95% backup | ASHP with AFUE 95% backup | ASHP with AFUE 95% backup
F1_Residential_Manufactured Home Moderate Income_New_Space Heating_Natural Gas_Furnace_E1 | F1 | Residential | Manufactured Home Moderate Income | New | Space Heating | Natural Gas | Furnace | E1 | CCE | 0 | 0 | 0 | 0 | 0 | 0 | 0 | 0 | 0 | 0 | 0 | 0 | 0 | 0 | 0 | 0 | 0 | 0 | 0 | 0 | 0 | 0 | 0 | 0 | 0 | 0 | 0 | 0 | 0 | 0 | 0 | 0 | 0
F1_Residential_Manufactured Home Moderate Income_New_Space Heating_Natural Gas_Furnace_E2 | F1 | Residential | Manufactured Home Moderate Income | New | Space Heating | Natural Gas | Furnace | E2 | CCE | 0.75907 | 0.78243 | 0.77063 | 0.71024 | 0.71406 | 0.71792 | 0.72182 | 0.72577 | 0.72976 | 0.73379 | 0.73787 | 0.74199 | 0.74616 | 0.75038 | 0.75464 | 0.75896 | 0.76332 | 0.76773 | 0.7722 | 0.77671 | 0.78128 | 0.78589 | 0.79058 | 0.79531 | 0.8001 | 0.80493 | 0.80985 | 0.81481 | 0.81984 | 0.82493 | 0.83009 | 0.83531 | 0.83531
F1_Residential_Manufactured Home Moderate Income_New_Space Heating_Natural Gas_Furnace_E3 | F1 | Residential | Manufactured Home Moderate Income | New | Space Heating | Natural Gas | Furnace | E3 | CCE | 0.80864 | 0.83352 | 0.82095 | 0.75662 | 0.76069 | 0.7648 | 0.76896 | 0.77316 | 0.77741 | 0.78171 | 0.78605 | 0.79045 | 0.79489 | 0.79938 | 0.80392 | 0.80852 | 0.81317 | 0.81786 | 0.82262 | 0.82743 | 0.8323 | 0.83721 | 0.8422 | 0.84724 | 0.85235 | 0.8575 | 0.86273 | 0.86802 | 0.87338 | 0.87879 | 0.88429 | 0.88985 | 0.88985
F1_Residential_Manufactured Home Moderate Income_New_Space Heating_Natural Gas_Furnace_E4 | F1 | Residential | Manufactured Home Moderate Income | New | Space Heating | Natural Gas | Furnace | E4 | CCE | 6.2108 | 6.4019 | 6.3054 | 5.8113 | 5.8426 | 5.8741 | 5.9061 | 5.9384 | 5.971 | 6.004 | 6.0374 | 6.0711 | 6.1052 | 6.1397 | 6.1746 | 6.2099 | 6.2456 | 6.2817 | 6.3182 | 6.3552 | 6.3926 | 6.4303 | 6.4686 | 6.5073 | 6.5465 | 6.5861 | 6.6263 | 6.6669 | 6.7081 | 6.7497 | 6.7919 | 6.8346 | 6.8346
F1_Residential_Manufactured Home Moderate Income_New_Space Heating_Natural Gas_Furnace_E5 | F1 | Residential | Manufactured Home Moderate Income | New | Space Heating | Natural Gas | Furnace | E5 | CCE | 1.4914 | 1.5373 | 1.5141 | 1.3954 | 1.4029 | 1.4105 | 1.4182 | 1.4259 | 1.4338 | 1.4417 | 1.4497 | 1.4578 | 1.466 | 1.4743 | 1.4827 | 1.4911 | 1.4997 | 1.5084 | 1.5172 | 1.526 | 1.535 | 1.5441 | 1.5533 | 1.5626 | 1.572 | 1.5815 | 1.5911 | 1.6009 | 1.6108 | 1.6208 | 1.6309 | 1.6411 | 1.6411
F1_Residential_Manufactured Home Moderate Income_New_Space Heating_Natural Gas_Furnace_E6 | F1 | Residential | Manufactured Home Moderate Income | New | Space Heating | Natural Gas | Furnace | E6 | CCE | 1.3983 | 1.4414 | 1.4196 | 1.3084 | 1.3154 | 1.3225 | 1.3297 | 1.337 | 1.3443 | 1.3518 | 1.3593 | 1.3669 | 1.3746 | 1.3823 | 1.3902 | 1.3981 | 1.4062 | 1.4143 | 1.4225 | 1.4308 | 1.4393 | 1.4478 | 1.4564 | 1.4651 | 1.4739 | 1.4828 | 1.4919 | 1.501 | 1.5103 | 1.5197 | 1.5292 | 1.5388 | 1.5388
F1_Residential_Manufactured Home Moderate Income_New_Space Heating_Natural Gas_Furnace_E7 | F1 | Residential | Manufactured Home Moderate Income | New | Space Heating | Natural Gas | Furnace | E7 | CCE | 0 | 0 | 0 | 0 | 0 | 0 | 0 | 0 | 0 | 0 | 0 | 0 | 0 | 0 | 0 | 0 | 0 | 0 | 0 | 0 | 0 | 0 | 0 | 0 | 0 | 0 | 0 | 0 | 0 | 0 | 0 | 0 | 0
F1_Residential_Manufactured Home Moderate Income_New_Space Heating_Natural Gas_Furnace_E8 | F1 | Residential | Manufactured Home Moderate Income | New | Space Heating | Natural Gas | Furnace | E8 | CCE | 0 | 0 | 0 | 0 | 0 | 0 | 0 | 0 | 0 | 0 | 0 | 0 | 0 | 0 | 0 | 0 | 0 | 0 | 0 | 0 | 0 | 0 | 0 | 0 | 0 | 0 | 0 | 0 | 0 | 0 | 0 | 0 | 0
F1_Residential_Manufactured Home Moderate Income_New_Space Heating_Natural Gas_Furnace_E9 | F1 | Residential | Manufactured Home Moderate Income | New | Space Heating | Natural Gas | Furnace | E9 | CCE | 0 | 0 | 0 | 0 | 0 | 0 | 0 | 0 | 0 | 0 | 0 | 0 | 0 | 0 | 0 | 0 | 0 | 0 | 0 | 0 | 0 | 0 | 0 | 0 | 0 | 0 | 0 | 0 | 0 | 0 | 0 | 0 | 0
F1_Residential_Manufactured Home Moderate Income_New_Space Heating_Natural Gas_Furnace_E10 | F1 | Residential | Manufactured Home Moderate Income | New | Space Heating | Natural Gas | Furnace | E10 | CCE | 0 | 0 | 0 | 0 | 0 | 0 | 0 | 0 | 0 | 0 | 0 | 0 | 0 | 0 | 0 | 0 | 0 | 0 | 0 | 0 | 0 | 0 | 0 | 0 | 0 | 0 | 0 | 0 | 0 | 0 | 0 | 0 | 0
F2_Residential_Manufactured Home Moderate Income_New_Space Heating_Natural Gas_Furnace_E1 | F2 | Residential | Manufactured Home Moderate Income | New | Space Heating | Natural Gas | Furnace | E1 | TRC BC Ratio | bar: 2019 to 2051
F2_Residential_Manufactured Home Moderate Income_New_Space Heating_Natural Gas_Furnace_E2 | F2 | Residential | Manufactured Home Moderate Income | New | Space Heating | Natural Gas | Furnace | E2 | TRC BC Ratio | 2.6784 | 2.6807 | 2.6884 | 2.694 | 2.6851 | 2.6829 | 2.6863 | 2.6875 | 2.6899 | 2.6908 | 2.6904 | 2.6883 | 2.6858 | 2.6825 | 2.6773 | 2.671 | 2.6634 | 2.6549 | 2.6459 | 2.6371 | 2.6273 | 2.6173 | 2.6061 | 2.5949 | 2.5824 | 2.5692 | 2.5552 | 2.5407 | 2.5249 | 2.5085 | 2.4907 | 2.4724 | 2.4522
F2_Residential_Manufactured Home Moderate Income_New_Space Heating_Natural Gas_Furnace_E3 | F2 | Residential | Manufactured Home Moderate Income | New | Space Heating | Natural Gas | Furnace | E3 | TRC BC Ratio | 2.5142 | 2.5164 | 2.5236 | 2.5288 | 2.5205 | 2.5185 | 2.5217 | 2.5228 | 2.525 | 2.5258 | 2.5254 | 2.5235 | 2.5212 | 2.518 | 2.5132 | 2.5073 | 2.5001 | 2.4922 | 2.4837 | 2.4754 | 2.4663 | 2.4568 | 2.4464 | 2.4359 | 2.4241 | 2.4117 | 2.3985 | 2.385 | 2.3701 | 2.3547 | 2.338 | 2.3209 | 2.3019
F2_Residential_Manufactured Home Moderate Income_New_Space Heating_Natural Gas_Furnace_E4 | F2 | Residential | Manufactured Home Moderate Income | New | Space Heating | Natural Gas | Furnace | E4 | TRC BC Ratio | 0.32652 | 0.32682 | 0.32739 | 0.32791 | 0.32776 | 0.328 | 0.32832 | 0.32832 | 0.32811 | 0.32757 | 0.32666 | 0.32535 | 0.32365 | 0.32155 | 0.31894 | 0.31635 | 0.31377 | 0.31126 | 0.30917 | 0.30759 | 0.3065 | 0.30601 | 0.30547 | 0.30492 | 0.30431 | 0.30366 | 0.30298 | 0.30227 | 0.3015 | 0.3007 | 0.29983 | 0.29894 | 0.29795
F2_Residential_Manufactured Home Moderate Income_New_Space Heating_Natural Gas_Furnace_E5 | F2 | Residential | Manufactured Home Moderate Income | New | Space Heating | Natural Gas | Furnace | E5 | TRC BC Ratio | 1.3619 | 1.3631 | 1.3667 | 1.3695 | 1.366 | 1.3655 | 1.3669 | 1.3669 | 1.3669 | 1.3657 | 1.3632 | 1.3601 | 1.3568 | 1.3533 | 1.349 | 1.3443 | 1.3392 | 1.3338 | 1.329 | 1.3252 | 1.321 | 1.3167 | 1.3119 | 1.307 | 1.3016 | 1.2959 | 1.2899 | 1.2837 | 1.2768 | 1.2698 | 1.2621 | 1.2542 | 1.2455
F2_Residential_Manufactured Home Moderate Income_New_Space Heating_Natural Gas_Furnace_E6 | F2 | Residential | Manufactured Home Moderate Income | New | Space Heating | Natural Gas | Furnace | E6 | TRC BC Ratio | 1.4529 | 1.4542 | 1.4582 | 1.4611 | 1.4571 | 1.4564 | 1.458 | 1.4582 | 1.4585 | 1.4577 | 1.4558 | 1.4531 | 1.4502 | 1.447 | 1.4429 | 1.4384 | 1.4333 | 1.4279 | 1.4228 | 1.4185 | 1.4138 | 1.409 | 1.4036 | 1.3982 | 1.3921 | 1.3857 | 1.379 | 1.372 | 1.3643 | 1.3564 | 1.3478 | 1.3389 | 1.3292
F2_Residential_Manufactured Home Moderate Income_New_Space Heating_Natural Gas_Furnace_E7 | F2 | Residential | Manufactured Home Moderate Income | New | Space Heating | Natural Gas | Furnace | E7 | TRC BC Ratio | 0 | 0 | 0 | 0 | 0 | 0 | 0 | 0 | 0 | 0 | 0 | 0 | 0 | 0 | 0 | 0 | 0 | 0 | 0 | 0 | 0 | 0 | 0 | 0 | 0 | 0 | 0 | 0 | 0 | 0 | 0 | 0 | 0
F2_Residential_Manufactured Home Moderate Income_New_Space Heating_Natural Gas_Furnace_E8 | F2 | Residential | Manufactured Home Moderate Income | New | Space Heating | Natural Gas | Furnace | E8 | TRC BC Ratio | 0 | 0 | 0 | 0 | 0 | 0 | 0 | 0 | 0 | 0 | 0 | 0 | 0 | 0 | 0 | 0 | 0 | 0 | 0 | 0 | 0 | 0 | 0 | 0 | 0 | 0 | 0 | 0 | 0 | 0 | 0 | 0 | 0
F2_Residential_Manufactured Home Moderate Income_New_Space Heating_Natural Gas_Furnace_E9 | F2 | Residential | Manufactured Home Moderate Income | New | Space Heating | Natural Gas | Furnace | E9 | TRC BC Ratio | 0 | 0 | 0 | 0 | 0 | 0 | 0 | 0 | 0 | 0 | 0 | 0 | 0 | 0 | 0 | 0 | 0 | 0 | 0 | 0 | 0 | 0 | 0 | 0 | 0 | 0 | 0 | 0 | 0 | 0 | 0 | 0 | 0
F2_Residential_Manufactured Home Moderate Income_New_Space Heating_Natural Gas_Furnace_E10 | F2 | Residential | Manufactured Home Moderate Income | New | Space Heating | Natural Gas | Furnace | E10 | TRC BC Ratio | 0 | 0 | 0 | 0 | 0 | 0 | 0 | 0 | 0 | 0 | 0 | 0 | 0 | 0 | 0 | 0 | 0 | 0 | 0 | 0 | 0 | 0 | 0 | 0 | 0 | 0 | 0 | 0 | 0 | 0 | 0 | 0 | 0
F3_Residential_Manufactured Home Moderate Income_New_Space Heating_Natural Gas_Furnace_E1 | F3 | Residential | Manufactured Home Moderate Income | New | Space Heating | Natural Gas | Furnace | E1 | PACT BC Ratio | bar: 2019 to 2051
F3_Residential_Manufactured Home Moderate Income_New_Space Heating_Natural Gas_Furnace_E2 | F3 | Residential | Manufactured Home Moderate Income | New | Space Heating | Natural Gas | Furnace | E2 | PACT BC Ratio | 2.7281 | 2.7304 | 2.7383 | 2.7439 | 2.7348 | 2.7327 | 2.7361 | 2.7373 | 2.7398 | 2.7407 | 2.7402 | 2.7381 | 2.7356 | 2.7322 | 2.7269 | 2.7205 | 2.7127 | 2.7041 | 2.6949 | 2.686 | 2.676 | 2.6658 | 2.6544 | 2.643 | 2.6303 | 2.6168 | 2.6025 | 2.5878 | 2.5717 | 2.555 | 2.5368 | 2.5183 | 2.4977
F3_Residential_Manufactured Home Moderate Income_New_Space Heating_Natural Gas_Furnace_E3 | F3 | Residential | Manufactured Home Moderate Income | New | Space Heating | Natural Gas | Furnace | E3 | PACT BC Ratio | 2.5608 | 2.563 | 2.5704 | 2.5757 | 2.5672 | 2.5652 | 2.5684 | 2.5695 | 2.5718 | 2.5727 | 2.5723 | 2.5703 | 2.5679 | 2.5647 | 2.5598 | 2.5537 | 2.5464 | 2.5384 | 2.5297 | 2.5213 | 2.512 | 2.5024 | 2.4917 | 2.481 | 2.4691 | 2.4564 | 2.443 | 2.4292 | 2.414 | 2.3983 | 2.3813 | 2.3639 | 2.3446
F3_Residential_Manufactured Home Moderate Income_New_Space Heating_Natural Gas_Furnace_E4 | F3 | Residential | Manufactured Home Moderate Income | New | Space Heating | Natural Gas | Furnace | E4 | PACT BC Ratio | 0.33258 | 0.33288 | 0.33346 | 0.33398 | 0.33383 | 0.33408 | 0.33441 | 0.3344 | 0.3342 | 0.33365 | 0.33271 | 0.33138 | 0.32965 | 0.32751 | 0.32485 | 0.32221 | 0.31959 | 0.31703 | 0.3149 | 0.31329 | 0.31218 | 0.31168 | 0.31113 | 0.31057 | 0.30995 | 0.30929 | 0.3086 | 0.30788 | 0.30709 | 0.30627 | 0.30539 | 0.30448 | 0.30347
F3_Residential_Manufactured Home Moderate Income_New_Space Heating_Natural Gas_Furnace_E5 | F3 | Residential | Manufactured Home Moderate Income | New | Space Heating | Natural Gas | Furnace | E5 | PACT BC Ratio | 1.3871 | 1.3884 | 1.3921 | 1.3948 | 1.3913 | 1.3908 | 1.3923 | 1.3923 | 1.3923 | 1.391 | 1.3885 | 1.3853 | 1.382 | 1.3783 | 1.374 | 1.3692 | 1.364 | 1.3585 | 1.3536 | 1.3498 | 1.3455 | 1.3411 | 1.3362 | 1.3313 | 1.3258 | 1.32 | 1.3138 | 1.3075 | 1.3005 | 1.2933 | 1.2855 | 1.2775 | 1.2686
F3_Residential_Manufactured Home Moderate Income_New_Space Heating_Natural Gas_Furnace_E6 | F3 | Residential | Manufactured Home Moderate Income | New | Space Heating | Natural Gas | Furnace | E6 | PACT BC Ratio | 1.4798 | 1.4811 | 1.4852 | 1.4882 | 1.4841 | 1.4834 | 1.485 | 1.4852 | 1.4856 | 1.4847 | 1.4827 | 1.48 | 1.4771 | 1.4738 | 1.4697 | 1.4651 | 1.4599 | 1.4544 | 1.4492 | 1.4448 | 1.44 | 1.4351 | 1.4296 | 1.4241 | 1.4179 | 1.4114 | 1.4045 | 1.3974 | 1.3896 | 1.3815 | 1.3727 | 1.3638 | 1.3538
F3_Residential_Manufactured Home Moderate Income_New_Space Heating_Natural Gas_Furnace_E7 | F3 | Residential | Manufactured Home Moderate Income | New | Space Heating | Natural Gas | Furnace | E7 | PACT BC Ratio | 0 | 0 | 0 | 0 | 0 | 0 | 0 | 0 | 0 | 0 | 0 | 0 | 0 | 0 | 0 | 0 | 0 | 0 | 0 | 0 | 0 | 0 | 0 | 0 | 0 | 0 | 0 | 0 | 0 | 0 | 0 | 0 | 0
F3_Residential_Manufactured Home Moderate Income_New_Space Heating_Natural Gas_Furnace_E8 | F3 | Residential | Manufactured Home Moderate Income | New | Space Heating | Natural Gas | Furnace | E8 | PACT BC Ratio | 0 | 0 | 0 | 0 | 0 | 0 | 0 | 0 | 0 | 0 | 0 | 0 | 0 | 0 | 0 | 0 | 0 | 0 | 0 | 0 | 0 | 0 | 0 | 0 | 0 | 0 | 0 | 0 | 0 | 0 | 0 | 0 | 0
F3_Residential_Manufactured Home Moderate Income_New_Space Heating_Natural Gas_Furnace_E9 | F3 | Residential | Manufactured Home Moderate Income | New | Space Heating | Natural Gas | Furnace | E9 | PACT BC Ratio | 0 | 0 | 0 | 0 | 0 | 0 | 0 | 0 | 0 | 0 | 0 | 0 | 0 | 0 | 0 | 0 | 0 | 0 | 0 | 0 | 0 | 0 | 0 | 0 | 0 | 0 | 0 | 0 | 0 | 0 | 0 | 0 | 0
F3_Residential_Manufactured Home Moderate Income_New_Space Heating_Natural Gas_Furnace_E10 | F3 | Residential | Manufactured Home Moderate Income | New | Space Heating | Natural Gas | Furnace | E10 | PACT BC Ratio | 0 | 0 | 0 | 0 | 0 | 0 | 0 | 0 | 0 | 0 | 0 | 0 | 0 | 0 | 0 | 0 | 0 | 0 | 0 | 0 | 0 | 0 | 0 | 0 | 0 | 0 | 0 | 0 | 0 | 0 | 0 | 0 | 0
F4_Residential_Manufactured Home Moderate Income_New_Space Heating_Natural Gas_Furnace_E1 | F4 | Residential | Manufactured Home Moderate Income | New | Space Heating | Natural Gas | Furnace | E1 | RVT BC Ratio | bar: 2019 to 2051
F4_Residential_Manufactured Home Moderate Income_New_Space Heating_Natural Gas_Furnace_E2 | F4 | Residential | Manufactured Home Moderate Income | New | Space Heating | Natural Gas | Furnace | E2 | RVT BC Ratio | 4.1871 | 4.1898 | 4.1991 | 4.2057 | 4.195 | 4.1925 | 4.1966 | 4.198 | 4.2008 | 4.2019 | 4.2014 | 4.1989 | 4.1959 | 4.1919 | 4.1858 | 4.1782 | 4.169 | 4.1589 | 4.1481 | 4.1375 | 4.1258 | 4.1138 | 4.1005 | 4.0871 | 4.0721 | 4.0562 | 4.0394 | 4.0221 | 4.0031 | 3.9835 | 3.9621 | 3.9403 | 3.9095
F4_Residential_Manufactured Home Moderate Income_New_Space Heating_Natural Gas_Furnace_E3 | F4 | Residential | Manufactured Home Moderate Income | New | Space Heating | Natural Gas | Furnace | E3 | RVT BC Ratio | 3.9904 | 3.9929 | 4.0017 | 4.0079 | 3.9978 | 3.9954 | 3.9993 | 4.0006 | 4.0033 | 4.0043 | 4.0038 | 4.0015 | 3.9987 | 3.9949 | 3.9891 | 3.982 | 3.9734 | 3.9639 | 3.9538 | 3.9439 | 3.9329 | 3.9216 | 3.9091 | 3.8965 | 3.8824 | 3.8675 | 3.8518 | 3.8355 | 3.8177 | 3.7992 | 3.7792 | 3.7587 | 3.7298
F4_Residential_Manufactured Home Moderate Income_New_Space Heating_Natural Gas_Furnace_E4 | F4 | Residential | Manufactured Home Moderate Income | New | Space Heating | Natural Gas | Furnace | E4 | RVT BC Ratio | 1.3694 | 1.3697 | 1.3704 | 1.371 | 1.3708 | 1.3711 | 1.3715 | 1.3715 | 1.3713 | 1.3706 | 1.3695 | 1.3679 | 1.3659 | 1.3634 | 1.3603 | 1.3572 | 1.3541 | 1.3511 | 1.3486 | 1.3467 | 1.3454 | 1.3448 | 1.3441 | 1.3435 | 1.3427 | 1.342 | 1.3411 | 1.3403 | 1.3394 | 1.3384 | 1.3374 | 1.3363 | 1.3327
F4_Residential_Manufactured Home Moderate Income_New_Space Heating_Natural Gas_Furnace_E5 | F4 | Residential | Manufactured Home Moderate Income | New | Space Heating | Natural Gas | Furnace | E5 | RVT BC Ratio | 2.6098 | 2.6112 | 2.6156 | 2.6189 | 2.6147 | 2.6141 | 2.6158 | 2.6158 | 2.6158 | 2.6143 | 2.6114 | 2.6076 | 2.6037 | 2.5995 | 2.5943 | 2.5887 | 2.5826 | 2.5762 | 2.5704 | 2.5658 | 2.5608 | 2.5556 | 2.5498 | 2.5441 | 2.5376 | 2.5308 | 2.5235 | 2.5161 | 2.5079 | 2.4994 | 2.4902 | 2.4808 | 2.4631
F4_Residential_Manufactured Home Moderate Income_New_Space Heating_Natural Gas_Furnace_E6 | F4 | Residential | Manufactured Home Moderate Income | New | Space Heating | Natural Gas | Furnace | E6 | RVT BC Ratio | 2.7188 | 2.7204 | 2.7251 | 2.7286 | 2.7238 | 2.723 | 2.7249 | 2.7251 | 2.7256 | 2.7246 | 2.7222 | 2.719 | 2.7156 | 2.7117 | 2.7069 | 2.7014 | 2.6953 | 2.6889 | 2.6828 | 2.6777 | 2.672 | 2.6662 | 2.6597 | 2.6533 | 2.646 | 2.6383 | 2.6302 | 2.6219 | 2.6127 | 2.6032 | 2.5929 | 2.5823 | 2.5641
F4_Residential_Manufactured Home Moderate Income_New_Space Heating_Natural Gas_Furnace_E7 | F4 | Residential | Manufactured Home Moderate Income | New | Space Heating | Natural Gas | Furnace | E7 | RVT BC Ratio | 0 | 0 | 0 | 0 | 0 | 0 | 0 | 0 | 0 | 0 | 0 | 0 | 0 | 0 | 0 | 0 | 0 | 0 | 0 | 0 | 0 | 0 | 0 | 0 | 0 | 0 | 0 | 0 | 0 | 0 | 0 | 0 | 0
F4_Residential_Manufactured Home Moderate Income_New_Space Heating_Natural Gas_Furnace_E8 | F4 | Residential | Manufactured Home Moderate Income | New | Space Heating | Natural Gas | Furnace | E8 | RVT BC Ratio | 0 | 0 | 0 | 0 | 0 | 0 | 0 | 0 | 0 | 0 | 0 | 0 | 0 | 0 | 0 | 0 | 0 | 0 | 0 | 0 | 0 | 0 | 0 | 0 | 0 | 0 | 0 | 0 | 0 | 0 | 0 | 0 | 0
F4_Residential_Manufactured Home Moderate Income_New_Space Heating_Natural Gas_Furnace_E9 | F4 | Residential | Manufactured Home Moderate Income | New | Space Heating | Natural Gas | Furnace | E9 | RVT BC Ratio | 0 | 0 | 0 | 0 | 0 | 0 | 0 | 0 | 0 | 0 | 0 | 0 | 0 | 0 | 0 | 0 | 0 | 0 | 0 | 0 | 0 | 0 | 0 | 0 | 0 | 0 | 0 | 0 | 0 | 0 | 0 | 0 | 0
F4_Residential_Manufactured Home Moderate Income_New_Space Heating_Natural Gas_Furnace_E10 | F4 | Residential | Manufactured Home Moderate Income | New | Space Heating | Natural Gas | Furnace | E10 | RVT BC Ratio | 0 | 0 | 0 | 0 | 0 | 0 | 0 | 0 | 0 | 0 | 0 | 0 | 0 | 0 | 0 | 0 | 0 | 0 | 0 | 0 | 0 | 0 | 0 | 0 | 0 | 0 | 0 | 0 | 0 | 0 | 0 | 0 | 0
F5_Residential_Manufactured Home Moderate Income_New_Space Heating_Natural Gas_Furnace_E1 | F5 | Residential | Manufactured Home Moderate Income | New | Space Heating | Natural Gas | Furnace | E1 | RIM BC Ratio | bar: 2019 to 2051
F5_Residential_Manufactured Home Moderate Income_New_Space Heating_Natural Gas_Furnace_E2 | F5 | Residential | Manufactured Home Moderate Income | New | Space Heating | Natural Gas | Furnace | E2 | RIM BC Ratio | 0.73263 | 0.7328 | 0.73336 | 0.73377 | 0.73312 | 0.73296 | 0.73321 | 0.7333 | 0.73347 | 0.73353 | 0.7335 | 0.73335 | 0.73317 | 0.73293 | 0.73255 | 0.73208 | 0.73152 | 0.73089 | 0.73022 | 0.72956 | 0.72882 | 0.72806 | 0.72721 | 0.72635 | 0.72539 | 0.72436 | 0.72326 | 0.72212 | 0.72086 | 0.71954 | 0.71809 | 0.7166 | 0.71607
F5_Residential_Manufactured Home Moderate Income_New_Space Heating_Natural Gas_Furnace_E3 | F5 | Residential | Manufactured Home Moderate Income | New | Space Heating | Natural Gas | Furnace | E3 | RIM BC Ratio | 0.72 | 0.72017 | 0.72076 | 0.72117 | 0.7205 | 0.72034 | 0.7206 | 0.72069 | 0.72087 | 0.72093 | 0.7209 | 0.72075 | 0.72056 | 0.72031 | 0.71992 | 0.71944 | 0.71886 | 0.71822 | 0.71752 | 0.71684 | 0.71609 | 0.7153 | 0.71443 | 0.71355 | 0.71256 | 0.7115 | 0.71037 | 0.7092 | 0.7079 | 0.70654 | 0.70506 | 0.70352 | 0.70291
F5_Residential_Manufactured Home Moderate Income_New_Space Heating_Natural Gas_Furnace_E4 | F5 | Residential | Manufactured Home Moderate Income | New | Space Heating | Natural Gas | Furnace | E4 | RIM BC Ratio | 0.24968 | 0.24984 | 0.25017 | 0.25047 | 0.25038 | 0.25052 | 0.25071 | 0.2507 | 0.25059 | 0.25028 | 0.24975 | 0.249 | 0.24802 | 0.24681 | 0.24529 | 0.24379 | 0.24228 | 0.24081 | 0.23958 | 0.23865 | 0.238 | 0.23771 | 0.23739 | 0.23706 | 0.2367 | 0.23632 | 0.23591 | 0.23549 | 0.23503 | 0.23455 | 0.23403 | 0.2335 | 0.23328
F5_Residential_Manufactured Home Moderate Income_New_Space Heating_Natural Gas_Furnace_E5 | F5 | Residential | Manufactured Home Moderate Income | New | Space Heating | Natural Gas | Furnace | E5 | RIM BC Ratio | 0.58163 | 0.58185 | 0.5825 | 0.58298 | 0.58236 | 0.58228 | 0.58254 | 0.58253 | 0.58253 | 0.58231 | 0.58187 | 0.58131 | 0.58072 | 0.58008 | 0.57931 | 0.57846 | 0.57753 | 0.57654 | 0.57566 | 0.57496 | 0.57418 | 0.57337 | 0.57248 | 0.57157 | 0.57056 | 0.56948 | 0.56833 | 0.56714 | 0.56583 | 0.56446 | 0.56297 | 0.56143 | 0.56122
F5_Residential_Manufactured Home Moderate Income_New_Space Heating_Natural Gas_Furnace_E6 | F5 | Residential | Manufactured Home Moderate Income | New | Space Heating | Natural Gas | Furnace | E6 | RIM BC Ratio | 0.59732 | 0.59753 | 0.59819 | 0.59868 | 0.59801 | 0.59789 | 0.59816 | 0.59819 | 0.59825 | 0.59812 | 0.59779 | 0.59735 | 0.59687 | 0.59634 | 0.59566 | 0.5949 | 0.59404 | 0.59313 | 0.59226 | 0.59154 | 0.59073 | 0.5899 | 0.58897 | 0.58803 | 0.58698 | 0.58586 | 0.58467 | 0.58343 | 0.58206 | 0.58064 | 0.57909 | 0.57748 | 0.57705
F5_Residential_Manufactured Home Moderate Income_New_Space Heating_Natural Gas_Furnace_E7 | F5 | Residential | Manufactured Home Moderate Income | New | Space Heating | Natural Gas | Furnace | E7 | RIM BC Ratio | 0 | 0 | 0 | 0 | 0 | 0 | 0 | 0 | 0 | 0 | 0 | 0 | 0 | 0 | 0 | 0 | 0 | 0 | 0 | 0 | 0 | 0 | 0 | 0 | 0 | 0 | 0 | 0 | 0 | 0 | 0 | 0 | 0
F5_Residential_Manufactured Home Moderate Income_New_Space Heating_Natural Gas_Furnace_E8 | F5 | Residential | Manufactured Home Moderate Income | New | Space Heating | Natural Gas | Furnace | E8 | RIM BC Ratio | 0 | 0 | 0 | 0 | 0 | 0 | 0 | 0 | 0 | 0 | 0 | 0 | 0 | 0 | 0 | 0 | 0 | 0 | 0 | 0 | 0 | 0 | 0 | 0 | 0 | 0 | 0 | 0 | 0 | 0 | 0 | 0 | 0
F5_Residential_Manufactured Home Moderate Income_New_Space Heating_Natural Gas_Furnace_E9 | F5 | Residential | Manufactured Home Moderate Income | New | Space Heating | Natural Gas | Furnace | E9 | RIM BC Ratio | 0 | 0 | 0 | 0 | 0 | 0 | 0 | 0 | 0 | 0 | 0 | 0 | 0 | 0 | 0 | 0 | 0 | 0 | 0 | 0 | 0 | 0 | 0 | 0 | 0 | 0 | 0 | 0 | 0 | 0 | 0 | 0 | 0
F5_Residential_Manufactured Home Moderate Income_New_Space Heating_Natural Gas_Furnace_E10 | F5 | Residential | Manufactured Home Moderate Income | New | Space Heating | Natural Gas | Furnace | E10 | RIM BC Ratio | 0 | 0 | 0 | 0 | 0 | 0 | 0 | 0 | 0 | 0 | 0 | 0 | 0 | 0 | 0 | 0 | 0 | 0 | 0 | 0 | 0 | 0 | 0 | 0 | 0 | 0 | 0 | 0 | 0 | 0 | 0 | 0 | 0
F0_Residential_Manufactured Home Moderate Income_New_Space Heating_Natural Gas_Boiler_E0 | F0 | Residential | Manufactured Home Moderate Income | New | Space Heating | Natural Gas | Boiler | E0 | Economic Unit | AFUE 80% | AFUE 80% | AFUE 95% | AFUE 95% | AFUE 95% | AFUE 95% | AFUE 95% | AFUE 95% | AFUE 95% | AFUE 95% | AFUE 95% | AFUE 95% | AFUE 95% | AFUE 95% | AFUE 95% | AFUE 95% | AFUE 95% | AFUE 95% | AFUE 95% | AFUE 95% | AFUE 95% | AFUE 95% | AFUE 95% | AFUE 95% | AFUE 95% | AFUE 95% | AFUE 95% | AFUE 95% | AFUE 95% | AFUE 95% | AFUE 95% | AFUE 95% | AFUE 95%
F1_Residential_Manufactured Home Moderate Income_New_Space Heating_Natural Gas_Boiler_E1 | F1 | Residential | Manufactured Home Moderate Income | New | Space Heating | Natural Gas | Boiler | E1 | CCE | 0 | 0 | 0 | 0 | 0 | 0 | 0 | 0 | 0 | 0 | 0 | 0 | 0 | 0 | 0 | 0 | 0 | 0 | 0 | 0 | 0 | 0 | 0 | 0 | 0 | 0 | 0 | 0 | 0 | 0 | 0 | 0 | 0
F1_Residential_Manufactured Home Moderate Income_New_Space Heating_Natural Gas_Boiler_E2 | F1 | Residential | Manufactured Home Moderate Income | New | Space Heating | Natural Gas | Boiler | E2 | CCE | 5.8278 | 6.0072 | 0 | 0 | 0 | 0 | 0 | 0 | 0 | 0 | 0 | 0 | 0 | 0 | 0 | 0 | 0 | 0 | 0 | 0 | 0 | 0 | 0 | 0 | 0 | 0 | 0 | 0 | 0 | 0 | 0 | 0 | 0
F1_Residential_Manufactured Home Moderate Income_New_Space Heating_Natural Gas_Boiler_E3 | F1 | Residential | Manufactured Home Moderate Income | New | Space Heating | Natural Gas | Boiler | E3 | CCE | 6.181 | 6.3712 | 6.8576 | 6.3203 | 6.3543 | 6.3886 | 6.4234 | 6.4585 | 6.494 | 6.5298 | 6.5662 | 6.6028 | 6.6399 | 6.6774 | 6.7154 | 6.7538 | 6.7926 | 6.8318 | 6.8716 | 6.9118 | 6.9525 | 6.9935 | 7.0352 | 7.0773 | 7.1199 | 7.1629 | 7.2067 | 7.2509 | 7.2956 | 7.3408 | 7.3868 | 7.4332 | 7.4332
F1_Residential_Manufactured Home Moderate Income_New_Space Heating_Natural Gas_Boiler_E4 | F1 | Residential | Manufactured Home Moderate Income | New | Space Heating | Natural Gas | Boiler | E4 | CCE | 2.689 | 2.7717 | 1.7665 | 1.6281 | 1.6369 | 1.6457 | 1.6547 | 1.6637 | 1.6729 | 1.6821 | 1.6915 | 1.7009 | 1.7105 | 1.7201 | 1.7299 | 1.7398 | 1.7498 | 1.7599 | 1.7701 | 1.7805 | 1.791 | 1.8015 | 1.8123 | 1.8231 | 1.8341 | 1.8452 | 1.8565 | 1.8678 | 1.8794 | 1.891 | 1.9028 | 1.9148 | 1.9148
F1_Residential_Manufactured Home Moderate Income_New_Space Heating_Natural Gas_Boiler_E5 | F1 | Residential | Manufactured Home Moderate Income | New | Space Heating | Natural Gas | Boiler | E5 | CCE | 2.2317 | 2.3004 | 1.6797 | 1.5481 | 1.5564 | 1.5648 | 1.5733 | 1.5819 | 1.5906 | 1.5994 | 1.6083 | 1.6173 | 1.6264 | 1.6356 | 1.6449 | 1.6543 | 1.6638 | 1.6734 | 1.6831 | 1.693 | 1.7029 | 1.713 | 1.7232 | 1.7335 | 1.744 | 1.7545 | 1.7652 | 1.776 | 1.787 | 1.7981 | 1.8093 | 1.8207 | 1.8207
F1_Residential_Manufactured Home Moderate Income_New_Space Heating_Natural Gas_Boiler_E6 | F1 | Residential | Manufactured Home Moderate Income | New | Space Heating | Natural Gas | Boiler | E6 | CCE | 10.8922 | 11.2273 | 11.4212 | 10.5263 | 10.5829 | 10.6401 | 10.698 | 10.7564 | 10.8156 | 10.8753 | 10.9358 | 10.9969 | 11.0587 | 11.1211 | 11.1844 | 11.2483 | 11.313 | 11.3783 | 11.4445 | 11.5114 | 11.5792 | 11.6475 | 11.7169 | 11.7871 | 11.8581 | 11.9297 | 12.0026 | 12.0761 | 12.1506 | 12.226 | 12.3025 | 12.3798 | 12.3798
F1_Residential_Manufactured Home Moderate Income_New_Space Heating_Natural Gas_Boiler_E7 | F1 | Residential | Manufactured Home Moderate Income | New | Space Heating | Natural Gas | Boiler | E7 | CCE | 3.0823 | 3.1772 | 2.9924 | 2.7579 | 2.7728 | 2.7877 | 2.8029 | 2.8182 | 2.8337 | 2.8494 | 2.8652 | 2.8812 | 2.8974 | 2.9138 | 2.9304 | 2.9471 | 2.964 | 2.9812 | 2.9985 | 3.016 | 3.0338 | 3.0517 | 3.0699 | 3.0883 | 3.1069 | 3.1256 | 3.1447 | 3.164 | 3.1835 | 3.2033 | 3.2233 | 3.2436 | 3.2436
F1_Residential_Manufactured Home Moderate Income_New_Space Heating_Natural Gas_Boiler_E8 | F1 | Residential | Manufactured Home Moderate Income | New | Space Heating | Natural Gas | Boiler | E8 | CCE | 2.8161 | 2.9028 | 2.7331 | 2.519 | 2.5325 | 2.5462 | 2.56 | 2.574 | 2.5882 | 2.6025 | 2.617 | 2.6316 | 2.6464 | 2.6613 | 2.6764 | 2.6917 | 2.7072 | 2.7228 | 2.7387 | 2.7547 | 2.7709 | 2.7873 | 2.8039 | 2.8207 | 2.8377 | 2.8548 | 2.8722 | 2.8898 | 2.9077 | 2.9257 | 2.944 | 2.9625 | 2.9625
F1_Residential_Manufactured Home Moderate Income_New_Space Heating_Natural Gas_Boiler_E9 | F1 | Residential | Manufactured Home Moderate Income | New | Space Heating | Natural Gas | Boiler | E9 | CCE | 0 | 0 | 0 | 0 | 0 | 0 | 0 | 0 | 0 | 0 | 0 | 0 | 0 | 0 | 0 | 0 | 0 | 0 | 0 | 0 | 0 | 0 | 0 | 0 | 0 | 0 | 0 | 0 | 0 | 0 | 0 | 0 | 0
F1_Residential_Manufactured Home Moderate Income_New_Space Heating_Natural Gas_Boiler_E10 | F1 | Residential | Manufactured Home Moderate Income | New | Space Heating | Natural Gas | Boiler | E10 | CCE | 0 | 0 | 0 | 0 | 0 | 0 | 0 | 0 | 0 | 0 | 0 | 0 | 0 | 0 | 0 | 0 | 0 | 0 | 0 | 0 | 0 | 0 | 0 | 0 | 0 | 0 | 0 | 0 | 0 | 0 | 0 | 0 | 0
F2_Residential_Manufactured Home Moderate Income_New_Space Heating_Natural Gas_Boiler_E1 | F2 | Residential | Manufactured Home Moderate Income | New | Space Heating | Natural Gas | Boiler | E1 | TRC BC Ratio | 1 | 1 | 0 | 0 | 0 | 0 | 0 | 0 | 0 | 0 | 0 | 0 | 0 | 0 | 0 | 0 | 0 | 0 | 0 | 0 | 0 | 0 | 0 | 0 | 0 | 0 | 0 | 0 | 0 | 0 | 0 | 0 | 0
F2_Residential_Manufactured Home Moderate Income_New_Space Heating_Natural Gas_Boiler_E2 | F2 | Residential | Manufactured Home Moderate Income | New | Space Heating | Natural Gas | Boiler | E2 | TRC BC Ratio | 0.34994 | 0.35026 | 1 | 1 | 1 | 1 | 1 | 1 | 1 | 1 | 1 | 1 | 1 | 1 | 1 | 1 | 1 | 1 | 1 | 1 | 1 | 1 | 1 | 1 | 1 | 1 | 1 | 1 | 1 | 1 | 1 | 1 | 1
F2_Residential_Manufactured Home Moderate Income_New_Space Heating_Natural Gas_Boiler_E3 | F2 | Residential | Manufactured Home Moderate Income | New | Space Heating | Natural Gas | Boiler | E3 | TRC BC Ratio | 0.32995 | 0.33025 | 0.30304 | 0.3036 | 0.30261 | 0.30222 | 0.30239 | 0.3023 | 0.30232 | 0.30217 | 0.30186 | 0.30136 | 0.30079 | 0.30011 | 0.29931 | 0.29848 | 0.29761 | 0.29675 | 0.29583 | 0.29493 | 0.29394 | 0.29292 | 0.29179 | 0.29065 | 0.28938 | 0.28803 | 0.28661 | 0.28514 | 0.28352 | 0.28186 | 0.28004 | 0.27819 | 0.27613
F2_Residential_Manufactured Home Moderate Income_New_Space Heating_Natural Gas_Boiler_E4 | F2 | Residential | Manufactured Home Moderate Income | New | Space Heating | Natural Gas | Boiler | E4 | TRC BC Ratio | 0.75842 | 0.75912 | 1.1764 | 1.1785 | 1.1747 | 1.1732 | 1.1738 | 1.1735 | 1.1736 | 1.173 | 1.1718 | 1.1699 | 1.1677 | 1.165 | 1.1619 | 1.1587 | 1.1553 | 1.152 | 1.1484 | 1.1449 | 1.1411 | 1.1371 | 1.1327 | 1.1283 | 1.1234 | 1.1181 | 1.1126 | 1.1069 | 1.1006 | 1.0941 | 1.0871 | 1.0799 | 1.0719
F2_Residential_Manufactured Home Moderate Income_New_Space Heating_Natural Gas_Boiler_E5 | F2 | Residential | Manufactured Home Moderate Income | New | Space Heating | Natural Gas | Boiler | E5 | TRC BC Ratio | 0.91383 | 0.91468 | 1.2372 | 1.2395 | 1.2354 | 1.2339 | 1.2345 | 1.2342 | 1.2343 | 1.2336 | 1.2324 | 1.2303 | 1.228 | 1.2252 | 1.222 | 1.2186 | 1.215 | 1.2115 | 1.2078 | 1.2041 | 1.2001 | 1.1959 | 1.1913 | 1.1866 | 1.1814 | 1.1759 | 1.1701 | 1.1641 | 1.1575 | 1.1507 | 1.1433 | 1.1357 | 1.1273
F2_Residential_Manufactured Home Moderate Income_New_Space Heating_Natural Gas_Boiler_E6 | F2 | Residential | Manufactured Home Moderate Income | New | Space Heating | Natural Gas | Boiler | E6 | TRC BC Ratio | 0.18794 | 0.18815 | 0.18247 | 0.18261 | 0.1826 | 0.18249 | 0.18224 | 0.18181 | 0.18119 | 0.18037 | 0.17932 | 0.17803 | 0.17646 | 0.17462 | 0.17266 | 0.1709 | 0.16936 | 0.16806 | 0.16704 | 0.16632 | 0.16592 | 0.1659 | 0.16587 | 0.16584 | 0.16581 | 0.16578 | 0.16575 | 0.16571 | 0.16567 | 0.16563 | 0.16558 | 0.16553 | 0.16547
F2_Residential_Manufactured Home Moderate Income_New_Space Heating_Natural Gas_Boiler_E7 | F2 | Residential | Manufactured Home Moderate Income | New | Space Heating | Natural Gas | Boiler | E7 | TRC BC Ratio | 0.66333 | 0.66405 | 0.6962 | 0.69723 | 0.69557 | 0.69462 | 0.69421 | 0.69308 | 0.69176 | 0.68979 | 0.68713 | 0.68411 | 0.68093 | 0.67751 | 0.6742 | 0.67118 | 0.66844 | 0.66614 | 0.66418 | 0.66277 | 0.66119 | 0.65958 | 0.65778 | 0.65598 | 0.65397 | 0.65183 | 0.64958 | 0.64725 | 0.6447 | 0.64205 | 0.63918 | 0.63623 | 0.63296
F2_Residential_Manufactured Home Moderate Income_New_Space Heating_Natural Gas_Boiler_E8 | F2 | Residential | Manufactured Home Moderate Income | New | Space Heating | Natural Gas | Boiler | E8 | TRC BC Ratio | 0.7255 | 0.72625 | 0.76169 | 0.7629 | 0.76088 | 0.75986 | 0.75967 | 0.75874 | 0.75773 | 0.75609 | 0.7538 | 0.7511 | 0.74823 | 0.74508 | 0.74194 | 0.73899 | 0.73622 | 0.73381 | 0.73162 | 0.72987 | 0.72792 | 0.72591 | 0.72369 | 0.72146 | 0.71897 | 0.71632 | 0.71353 | 0.71065 | 0.70748 | 0.70421 | 0.70065 | 0.697 | 0.69295
F2_Residential_Manufactured Home Moderate Income_New_Space Heating_Natural Gas_Boiler_E9 | F2 | Residential | Manufactured Home Moderate Income | New | Space Heating | Natural Gas | Boiler | E9 | TRC BC Ratio | 0 | 0 | 0 | 0 | 0 | 0 | 0 | 0 | 0 | 0 | 0 | 0 | 0 | 0 | 0 | 0 | 0 | 0 | 0 | 0 | 0 | 0 | 0 | 0 | 0 | 0 | 0 | 0 | 0 | 0 | 0 | 0 | 0
F2_Residential_Manufactured Home Moderate Income_New_Space Heating_Natural Gas_Boiler_E10 | F2 | Residential | Manufactured Home Moderate Income | New | Space Heating | Natural Gas | Boiler | E10 | TRC BC Ratio | 0 | 0 | 0 | 0 | 0 | 0 | 0 | 0 | 0 | 0 | 0 | 0 | 0 | 0 | 0 | 0 | 0 | 0 | 0 | 0 | 0 | 0 | 0 | 0 | 0 | 0 | 0 | 0 | 0 | 0 | 0 | 0 | 0
F3_Residential_Manufactured Home Moderate Income_New_Space Heating_Natural Gas_Boiler_E1 | F3 | Residential | Manufactured Home Moderate Income | New | Space Heating | Natural Gas | Boiler | E1 | PACT BC Ratio | 1 | 1 | 0 | 0 | 0 | 0 | 0 | 0 | 0 | 0 | 0 | 0 | 0 | 0 | 0 | 0 | 0 | 0 | 0 | 0 | 0 | 0 | 0 | 0 | 0 | 0 | 0 | 0 | 0 | 0 | 0 | 0 | 0
F3_Residential_Manufactured Home Moderate Income_New_Space Heating_Natural Gas_Boiler_E2 | F3 | Residential | Manufactured Home Moderate Income | New | Space Heating | Natural Gas | Boiler | E2 | PACT BC Ratio | 0.34994 | 0.35026 | 1 | 1 | 1 | 1 | 1 | 1 | 1 | 1 | 1 | 1 | 1 | 1 | 1 | 1 | 1 | 1 | 1 | 1 | 1 | 1 | 1 | 1 | 1 | 1 | 1 | 1 | 1 | 1 | 1 | 1 | 1
F3_Residential_Manufactured Home Moderate Income_New_Space Heating_Natural Gas_Boiler_E3 | F3 | Residential | Manufactured Home Moderate Income | New | Space Heating | Natural Gas | Boiler | E3 | PACT BC Ratio | 0.32995 | 0.33025 | 0.30304 | 0.3036 | 0.30261 | 0.30222 | 0.30239 | 0.3023 | 0.30232 | 0.30217 | 0.30186 | 0.30136 | 0.30079 | 0.30011 | 0.29931 | 0.29848 | 0.29761 | 0.29675 | 0.29583 | 0.29493 | 0.29394 | 0.29292 | 0.29179 | 0.29065 | 0.28938 | 0.28803 | 0.28661 | 0.28514 | 0.28352 | 0.28186 | 0.28004 | 0.27819 | 0.27613
F3_Residential_Manufactured Home Moderate Income_New_Space Heating_Natural Gas_Boiler_E4 | F3 | Residential | Manufactured Home Moderate Income | New | Space Heating | Natural Gas | Boiler | E4 | PACT BC Ratio | 0.75842 | 0.75912 | 1.1764 | 1.1785 | 1.1747 | 1.1732 | 1.1738 | 1.1735 | 1.1736 | 1.173 | 1.1718 | 1.1699 | 1.1677 | 1.165 | 1.1619 | 1.1587 | 1.1553 | 1.152 | 1.1484 | 1.1449 | 1.1411 | 1.1371 | 1.1327 | 1.1283 | 1.1234 | 1.1181 | 1.1126 | 1.1069 | 1.1006 | 1.0941 | 1.0871 | 1.0799 | 1.0719
F3_Residential_Manufactured Home Moderate Income_New_Space Heating_Natural Gas_Boiler_E5 | F3 | Residential | Manufactured Home Moderate Income | New | Space Heating | Natural Gas | Boiler | E5 | PACT BC Ratio | 0.91383 | 0.91468 | 1.2372 | 1.2395 | 1.2354 | 1.2339 | 1.2345 | 1.2342 | 1.2343 | 1.2336 | 1.2324 | 1.2303 | 1.228 | 1.2252 | 1.222 | 1.2186 | 1.215 | 1.2115 | 1.2078 | 1.2041 | 1.2001 | 1.1959 | 1.1913 | 1.1866 | 1.1814 | 1.1759 | 1.1701 | 1.1641 | 1.1575 | 1.1507 | 1.1433 | 1.1357 | 1.1273
F3_Residential_Manufactured Home Moderate Income_New_Space Heating_Natural Gas_Boiler_E6 | F3 | Residential | Manufactured Home Moderate Income | New | Space Heating | Natural Gas | Boiler | E6 | PACT BC Ratio | 0.18794 | 0.18815 | 0.18247 | 0.18261 | 0.1826 | 0.18249 | 0.18224 | 0.18181 | 0.18119 | 0.18037 | 0.17932 | 0.17803 | 0.17646 | 0.17462 | 0.17266 | 0.1709 | 0.16936 | 0.16806 | 0.16704 | 0.16632 | 0.16592 | 0.1659 | 0.16587 | 0.16584 | 0.16581 | 0.16578 | 0.16575 | 0.16571 | 0.16567 | 0.16563 | 0.16558 | 0.16553 | 0.16547
F3_Residential_Manufactured Home Moderate Income_New_Space Heating_Natural Gas_Boiler_E7 | F3 | Residential | Manufactured Home Moderate Income | New | Space Heating | Natural Gas | Boiler | E7 | PACT BC Ratio | 0.66333 | 0.66405 | 0.6962 | 0.69723 | 0.69557 | 0.69462 | 0.69421 | 0.69308 | 0.69176 | 0.68979 | 0.68713 | 0.68411 | 0.68093 | 0.67751 | 0.6742 | 0.67118 | 0.66844 | 0.66614 | 0.66418 | 0.66277 | 0.66119 | 0.65958 | 0.65778 | 0.65598 | 0.65397 | 0.65183 | 0.64958 | 0.64725 | 0.6447 | 0.64205 | 0.63918 | 0.63623 | 0.63296
F3_Residential_Manufactured Home Moderate Income_New_Space Heating_Natural Gas_Boiler_E8 | F3 | Residential | Manufactured Home Moderate Income | New | Space Heating | Natural Gas | Boiler | E8 | PACT BC Ratio | 0.7255 | 0.72625 | 0.76169 | 0.7629 | 0.76088 | 0.75986 | 0.75967 | 0.75874 | 0.75773 | 0.75609 | 0.7538 | 0.7511 | 0.74823 | 0.74508 | 0.74194 | 0.73899 | 0.73622 | 0.73381 | 0.73162 | 0.72987 | 0.72792 | 0.72591 | 0.72369 | 0.72146 | 0.71897 | 0.71632 | 0.71353 | 0.71065 | 0.70748 | 0.70421 | 0.70065 | 0.697 | 0.69295
F3_Residential_Manufactured Home Moderate Income_New_Space Heating_Natural Gas_Boiler_E9 | F3 | Residential | Manufactured Home Moderate Income | New | Space Heating | Natural Gas | Boiler | E9 | PACT BC Ratio | 0 | 0 | 0 | 0 | 0 | 0 | 0 | 0 | 0 | 0 | 0 | 0 | 0 | 0 | 0 | 0 | 0 | 0 | 0 | 0 | 0 | 0 | 0 | 0 | 0 | 0 | 0 | 0 | 0 | 0 | 0 | 0 | 0
F3_Residential_Manufactured Home Moderate Income_New_Space Heating_Natural Gas_Boiler_E10 | F3 | Residential | Manufactured Home Moderate Income | New | Space Heating | Natural Gas | Boiler | E10 | PACT BC Ratio | 0 | 0 | 0 | 0 | 0 | 0 | 0 | 0 | 0 | 0 | 0 | 0 | 0 | 0 | 0 | 0 | 0 | 0 | 0 | 0 | 0 | 0 | 0 | 0 | 0 | 0 | 0 | 0 | 0 | 0 | 0 | 0 | 0
F4_Residential_Manufactured Home Moderate Income_New_Space Heating_Natural Gas_Boiler_E1 | F4 | Residential | Manufactured Home Moderate Income | New | Space Heating | Natural Gas | Boiler | E1 | RVT BC Ratio | 1 | 1 | 0 | 0 | 0 | 0 | 0 | 0 | 0 | 0 | 0 | 0 | 0 | 0 | 0 | 0 | 0 | 0 | 0 | 0 | 0 | 0 | 0 | 0 | 0 | 0 | 0 | 0 | 0 | 0 | 0 | 0 | 0
F4_Residential_Manufactured Home Moderate Income_New_Space Heating_Natural Gas_Boiler_E2 | F4 | Residential | Manufactured Home Moderate Income | New | Space Heating | Natural Gas | Boiler | E2 | RVT BC Ratio | 1.4192 | 1.4196 | 1 | 1 | 1 | 1 | 1 | 1 | 1 | 1 | 1 | 1 | 1 | 1 | 1 | 1 | 1 | 1 | 1 | 1 | 1 | 1 | 1 | 1 | 1 | 1 | 1 | 1 | 1 | 1 | 1 | 1 | 1
F4_Residential_Manufactured Home Moderate Income_New_Space Heating_Natural Gas_Boiler_E3 | F4 | Residential | Manufactured Home Moderate Income | New | Space Heating | Natural Gas | Boiler | E3 | RVT BC Ratio | 1.3953 | 1.3957 | 1.3631 | 1.3637 | 1.3625 | 1.3621 | 1.3623 | 1.3622 | 1.3622 | 1.362 | 1.3616 | 1.361 | 1.3604 | 1.3595 | 1.3586 | 1.3576 | 1.3566 | 1.3555 | 1.3544 | 1.3534 | 1.3522 | 1.3509 | 1.3496 | 1.3482 | 1.3467 | 1.3451 | 1.3434 | 1.3416 | 1.3397 | 1.337 | 1.3335 | 1.3291 | 1.3237
F4_Residential_Manufactured Home Moderate Income_New_Space Heating_Natural Gas_Boiler_E4 | F4 | Residential | Manufactured Home Moderate Income | New | Space Heating | Natural Gas | Boiler | E4 | RVT BC Ratio | 1.9086 | 1.9095 | 2.4094 | 2.412 | 2.4074 | 2.4056 | 2.4063 | 2.406 | 2.406 | 2.4053 | 2.4039 | 2.4016 | 2.3989 | 2.3957 | 2.3921 | 2.3882 | 2.3841 | 2.3801 | 2.3758 | 2.3717 | 2.3671 | 2.3623 | 2.3571 | 2.3518 | 2.3459 | 2.3396 | 2.333 | 2.3261 | 2.3186 | 2.3083 | 2.2945 | 2.2776 | 2.2566
F4_Residential_Manufactured Home Moderate Income_New_Space Heating_Natural Gas_Boiler_E5 | F4 | Residential | Manufactured Home Moderate Income | New | Space Heating | Natural Gas | Boiler | E5 | RVT BC Ratio | 2.0948 | 2.0958 | 2.4823 | 2.485 | 2.4801 | 2.4783 | 2.479 | 2.4786 | 2.4787 | 2.478 | 2.4765 | 2.474 | 2.4712 | 2.4679 | 2.464 | 2.46 | 2.4557 | 2.4515 | 2.447 | 2.4426 | 2.4377 | 2.4327 | 2.4272 | 2.4216 | 2.4154 | 2.4088 | 2.4019 | 2.3947 | 2.3868 | 2.3759 | 2.3614 | 2.3437 | 2.3216
F4_Residential_Manufactured Home Moderate Income_New_Space Heating_Natural Gas_Boiler_E6 | F4 | Residential | Manufactured Home Moderate Income | New | Space Heating | Natural Gas | Boiler | E6 | RVT BC Ratio | 1.2252 | 1.2254 | 1.2186 | 1.2188 | 1.2188 | 1.2186 | 1.2183 | 1.2178 | 1.2171 | 1.2161 | 1.2148 | 1.2133 | 1.2114 | 1.2092 | 1.2069 | 1.2048 | 1.2029 | 1.2014 | 1.2001 | 1.1993 | 1.1988 | 1.1988 | 1.1987 | 1.1987 | 1.1987 | 1.1986 | 1.1986 | 1.1985 | 1.1985 | 1.1972 | 1.1945 | 1.1903 | 1.1846
F4_Residential_Manufactured Home Moderate Income_New_Space Heating_Natural Gas_Boiler_E7 | F4 | Residential | Manufactured Home Moderate Income | New | Space Heating | Natural Gas | Boiler | E7 | RVT BC Ratio | 1.7947 | 1.7956 | 1.8341 | 1.8353 | 1.8333 | 1.8322 | 1.8317 | 1.8304 | 1.8288 | 1.8264 | 1.8232 | 1.8196 | 1.8158 | 1.8117 | 1.8077 | 1.8041 | 1.8008 | 1.7981 | 1.7957 | 1.794 | 1.7922 | 1.7902 | 1.7881 | 1.7859 | 1.7835 | 1.7809 | 1.7782 | 1.7755 | 1.7724 | 1.7658 | 1.7554 | 1.741 | 1.7221
F4_Residential_Manufactured Home Moderate Income_New_Space Heating_Natural Gas_Boiler_E8 | F4 | Residential | Manufactured Home Moderate Income | New | Space Heating | Natural Gas | Boiler | E8 | RVT BC Ratio | 1.8692 | 1.8701 | 1.9126 | 1.914 | 1.9116 | 1.9104 | 1.9101 | 1.909 | 1.9078 | 1.9058 | 1.9031 | 1.8999 | 1.8964 | 1.8927 | 1.8889 | 1.8854 | 1.882 | 1.8792 | 1.8765 | 1.8744 | 1.8721 | 1.8697 | 1.867 | 1.8644 | 1.8614 | 1.8582 | 1.8549 | 1.8514 | 1.8476 | 1.8406 | 1.8299 | 1.8156 | 1.797
F4_Residential_Manufactured Home Moderate Income_New_Space Heating_Natural Gas_Boiler_E9 | F4 | Residential | Manufactured Home Moderate Income | New | Space Heating | Natural Gas | Boiler | E9 | RVT BC Ratio | 0 | 0 | 0 | 0 | 0 | 0 | 0 | 0 | 0 | 0 | 0 | 0 | 0 | 0 | 0 | 0 | 0 | 0 | 0 | 0 | 0 | 0 | 0 | 0 | 0 | 0 | 0 | 0 | 0 | 0 | 0 | 0 | 0
F4_Residential_Manufactured Home Moderate Income_New_Space Heating_Natural Gas_Boiler_E10 | F4 | Residential | Manufactured Home Moderate Income | New | Space Heating | Natural Gas | Boiler | E10 | RVT BC Ratio | 0 | 0 | 0 | 0 | 0 | 0 | 0 | 0 | 0 | 0 | 0 | 0 | 0 | 0 | 0 | 0 | 0 | 0 | 0 | 0 | 0 | 0 | 0 | 0 | 0 | 0 | 0 | 0 | 0 | 0 | 0 | 0 | 0
F5_Residential_Manufactured Home Moderate Income_New_Space Heating_Natural Gas_Boiler_E1 | F5 | Residential | Manufactured Home Moderate Income | New | Space Heating | Natural Gas | Boiler | E1 | RIM BC Ratio | 1 | 1 | 0 | 0 | 0 | 0 | 0 | 0 | 0 | 0 | 0 | 0 | 0 | 0 | 0 | 0 | 0 | 0 | 0 | 0 | 0 | 0 | 0 | 0 | 0 | 0 | 0 | 0 | 0 | 0 | 0 | 0 | 0
F5_Residential_Manufactured Home Moderate Income_New_Space Heating_Natural Gas_Boiler_E2 | F5 | Residential | Manufactured Home Moderate Income | New | Space Heating | Natural Gas | Boiler | E2 | RIM BC Ratio | 0.25933 | 0.25951 | 1 | 1 | 1 | 1 | 1 | 1 | 1 | 1 | 1 | 1 | 1 | 1 | 1 | 1 | 1 | 1 | 1 | 1 | 1 | 1 | 1 | 1 | 1 | 1 | 1 | 1 | 1 | 1 | 1 | 1 | 1
F5_Residential_Manufactured Home Moderate Income_New_Space Heating_Natural Gas_Boiler_E3 | F5 | Residential | Manufactured Home Moderate Income | New | Space Heating | Natural Gas | Boiler | E3 | RIM BC Ratio | 0.24819 | 0.24836 | 0.23265 | 0.23298 | 0.2324 | 0.23217 | 0.23227 | 0.23222 | 0.23223 | 0.23214 | 0.23195 | 0.23166 | 0.23132 | 0.23092 | 0.23045 | 0.22996 | 0.22944 | 0.22893 | 0.22838 | 0.22784 | 0.22725 | 0.22664 | 0.22596 | 0.22528 | 0.22451 | 0.2237 | 0.22284 | 0.22195 | 0.22097 | 0.22005 | 0.21915 | 0.21831 | 0.21747
F5_Residential_Manufactured Home Moderate Income_New_Space Heating_Natural Gas_Boiler_E4 | F5 | Residential | Manufactured Home Moderate Income | New | Space Heating | Natural Gas | Boiler | E4 | RIM BC Ratio | 0.43161 | 0.43183 | 0.541 | 0.54145 | 0.54064 | 0.54032 | 0.54046 | 0.54039 | 0.5404 | 0.54028 | 0.54002 | 0.53961 | 0.53914 | 0.53857 | 0.53791 | 0.53722 | 0.53649 | 0.53577 | 0.535 | 0.53424 | 0.5334 | 0.53253 | 0.53157 | 0.53059 | 0.5295 | 0.52833 | 0.5271 | 0.52581 | 0.52439 | 0.52346 | 0.52296 | 0.52304 | 0.52361
F5_Residential_Manufactured Home Moderate Income_New_Space Heating_Natural Gas_Boiler_E5 | F5 | Residential | Manufactured Home Moderate Income | New | Space Heating | Natural Gas | Boiler | E5 | RIM BC Ratio | 0.47786 | 0.47809 | 0.55351 | 0.55396 | 0.55315 | 0.55284 | 0.55297 | 0.5529 | 0.55292 | 0.55279 | 0.55254 | 0.55213 | 0.55166 | 0.5511 | 0.55044 | 0.54975 | 0.54902 | 0.54831 | 0.54753 | 0.54678 | 0.54595 | 0.54508 | 0.54412 | 0.54315 | 0.54206 | 0.5409 | 0.53966 | 0.53838 | 0.53697 | 0.53606 | 0.53563 | 0.5358 | 0.53649
F5_Residential_Manufactured Home Moderate Income_New_Space Heating_Natural Gas_Boiler_E6 | F5 | Residential | Manufactured Home Moderate Income | New | Space Heating | Natural Gas | Boiler | E6 | RIM BC Ratio | 0.15824 | 0.1584 | 0.15435 | 0.15445 | 0.15444 | 0.15436 | 0.15418 | 0.15388 | 0.15344 | 0.15285 | 0.15209 | 0.15116 | 0.15003 | 0.1487 | 0.14727 | 0.14599 | 0.14486 | 0.14392 | 0.14316 | 0.14264 | 0.14234 | 0.14233 | 0.14231 | 0.14229 | 0.14226 | 0.14224 | 0.14221 | 0.14219 | 0.14216 | 0.14226 | 0.14249 | 0.14287 | 0.14341
F5_Residential_Manufactured Home Moderate Income_New_Space Heating_Natural Gas_Boiler_E7 | F5 | Residential | Manufactured Home Moderate Income | New | Space Heating | Natural Gas | Boiler | E7 | RIM BC Ratio | 0.39905 | 0.39931 | 0.41072 | 0.41108 | 0.4105 | 0.41017 | 0.41002 | 0.40963 | 0.40917 | 0.40848 | 0.40754 | 0.40648 | 0.40536 | 0.40414 | 0.40296 | 0.40188 | 0.4009 | 0.40007 | 0.39936 | 0.39885 | 0.39828 | 0.39769 | 0.39704 | 0.39638 | 0.39565 | 0.39486 | 0.39404 | 0.39318 | 0.39223 | 0.39193 | 0.39226 | 0.39334 | 0.39516
F5_Residential_Manufactured Home Moderate Income_New_Space Heating_Natural Gas_Boiler_E8 | F5 | Residential | Manufactured Home Moderate Income | New | Space Heating | Natural Gas | Boiler | E8 | RIM BC Ratio | 0.42074 | 0.421 | 0.43267 | 0.43305 | 0.4324 | 0.43207 | 0.43201 | 0.43171 | 0.43138 | 0.43085 | 0.43011 | 0.42923 | 0.42829 | 0.42725 | 0.42622 | 0.42524 | 0.42433 | 0.42353 | 0.42279 | 0.42221 | 0.42156 | 0.42088 | 0.42013 | 0.41938 | 0.41854 | 0.41764 | 0.41669 | 0.41571 | 0.41462 | 0.41412 | 0.4142 | 0.41497 | 0.4164
F5_Residential_Manufactured Home Moderate Income_New_Space Heating_Natural Gas_Boiler_E9 | F5 | Residential | Manufactured Home Moderate Income | New | Space Heating | Natural Gas | Boiler | E9 | RIM BC Ratio | 0 | 0 | 0 | 0 | 0 | 0 | 0 | 0 | 0 | 0 | 0 | 0 | 0 | 0 | 0 | 0 | 0 | 0 | 0 | 0 | 0 | 0 | 0 | 0 | 0 | 0 | 0 | 0 | 0 | 0 | 0 | 0 | 0
F5_Residential_Manufactured Home Moderate Income_New_Space Heating_Natural Gas_Boiler_E10 | F5 | Residential | Manufactured Home Moderate Income | New | Space Heating | Natural Gas | Boiler | E10 | RIM BC Ratio | 0 | 0 | 0 | 0 | 0 | 0 | 0 | 0 | 0 | 0 | 0 | 0 | 0 | 0 | 0 | 0 | 0 | 0 | 0 | 0 | 0 | 0 | 0 | 0 | 0 | 0 | 0 | 0 | 0 | 0 | 0 | 0 | 0
F0_Residential_Manufactured Home Moderate Income_New_Secondary Heating_Natural Gas_Fireplace_E0 | F0 | Residential | Manufactured Home Moderate Income | New | Secondary Heating | Natural Gas | Fireplace | E0 | Economic Unit | Tier 2 (>75% FE) | Tier 2 (>75% FE) | Tier 2 (>75% FE) | Tier 2 (>75% FE) | Tier 2 (>75% FE) | Tier 2 (>75% FE) | Tier 2 (>75% FE) | Tier 2 (>75% FE) | Tier 2 (>75% FE) | Tier 2 (>75% FE) | Tier 2 (>75% FE) | Tier 2 (>75% FE) | Tier 2 (>75% FE) | Tier 2 (>75% FE) | Tier 2 (>75% FE) | Tier 2 (>75% FE) | Tier 2 (>75% FE) | Tier 2 (>75% FE) | Tier 2 (>75% FE) | Tier 2 (>75% FE) | Tier 2 (>75% FE) | Tier 2 (>75% FE) | Tier 2 (>75% FE) | Tier 2 (>75% FE) | Tier 2 (>75% FE) | Tier 2 (>75% FE) | Tier 2 (>75% FE) | Tier 2 (>75% FE) | Tier 2 (>75% FE) | Tier 2 (>75% FE) | Tier 2 (>75% FE) | Tier 2 (>75% FE) | Tier 2 (>75% FE)
F1_Residential_Manufactured Home Moderate Income_New_Secondary Heating_Natural Gas_Fireplace_E1 | F1 | Residential | Manufactured Home Moderate Income | New | Secondary Heating | Natural Gas | Fireplace | E1 | CCE | 0 | 0 | 0 | 0 | 0 | 0 | 0 | 0 | 0 | 0 | 0 | 0 | 0 | 0 | 0 | 0 | 0 | 0 | 0 | 0 | 0 | 0 | 0 | 0 | 0 | 0 | 0 | 0 | 0 | 0 | 0 | 0 | 0
F1_Residential_Manufactured Home Moderate Income_New_Secondary Heating_Natural Gas_Fireplace_E2 | F1 | Residential | Manufactured Home Moderate Income | New | Secondary Heating | Natural Gas | Fireplace | E2 | CCE | 1.5078 | 1.5542 | 1.5267 | 1.4033 | 1.4071 | 1.4109 | 1.4147 | 1.4186 | 1.4225 | 1.4264 | 1.4304 | 1.4344 | 1.4384 | 1.4424 | 1.4465 | 1.4507 | 1.4548 | 1.459 | 1.4633 | 1.4675 | 1.4719 | 1.4762 | 1.4806 | 1.485 | 1.4895 | 1.494 | 1.4985 | 1.5031 | 1.5077 | 1.5124 | 1.5171 | 1.5219 | 1.5219
F1_Residential_Manufactured Home Moderate Income_New_Secondary Heating_Natural Gas_Fireplace_E3 | F1 | Residential | Manufactured Home Moderate Income | New | Secondary Heating | Natural Gas | Fireplace | E3 | CCE | 1.5128 | 1.5594 | 1.5318 | 1.408 | 1.4118 | 1.4156 | 1.4194 | 1.4233 | 1.4272 | 1.4311 | 1.4351 | 1.4391 | 1.4431 | 1.4472 | 1.4513 | 1.4555 | 1.4596 | 1.4639 | 1.4681 | 1.4724 | 1.4767 | 1.4811 | 1.4855 | 1.4899 | 1.4944 | 1.4989 | 1.5035 | 1.5081 | 1.5127 | 1.5174 | 1.5221 | 1.5269 | 1.5269
F1_Residential_Manufactured Home Moderate Income_New_Secondary Heating_Natural Gas_Fireplace_E4 | F1 | Residential | Manufactured Home Moderate Income | New | Secondary Heating | Natural Gas | Fireplace | E4 | CCE | 0 | 0 | 0 | 0 | 0 | 0 | 0 | 0 | 0 | 0 | 0 | 0 | 0 | 0 | 0 | 0 | 0 | 0 | 0 | 0 | 0 | 0 | 0 | 0 | 0 | 0 | 0 | 0 | 0 | 0 | 0 | 0 | 0
F1_Residential_Manufactured Home Moderate Income_New_Secondary Heating_Natural Gas_Fireplace_E5 | F1 | Residential | Manufactured Home Moderate Income | New | Secondary Heating | Natural Gas | Fireplace | E5 | CCE | 0 | 0 | 0 | 0 | 0 | 0 | 0 | 0 | 0 | 0 | 0 | 0 | 0 | 0 | 0 | 0 | 0 | 0 | 0 | 0 | 0 | 0 | 0 | 0 | 0 | 0 | 0 | 0 | 0 | 0 | 0 | 0 | 0
F1_Residential_Manufactured Home Moderate Income_New_Secondary Heating_Natural Gas_Fireplace_E6 | F1 | Residential | Manufactured Home Moderate Income | New | Secondary Heating | Natural Gas | Fireplace | E6 | CCE | 0 | 0 | 0 | 0 | 0 | 0 | 0 | 0 | 0 | 0 | 0 | 0 | 0 | 0 | 0 | 0 | 0 | 0 | 0 | 0 | 0 | 0 | 0 | 0 | 0 | 0 | 0 | 0 | 0 | 0 | 0 | 0 | 0
F1_Residential_Manufactured Home Moderate Income_New_Secondary Heating_Natural Gas_Fireplace_E7 | F1 | Residential | Manufactured Home Moderate Income | New | Secondary Heating | Natural Gas | Fireplace | E7 | CCE | 0 | 0 | 0 | 0 | 0 | 0 | 0 | 0 | 0 | 0 | 0 | 0 | 0 | 0 | 0 | 0 | 0 | 0 | 0 | 0 | 0 | 0 | 0 | 0 | 0 | 0 | 0 | 0 | 0 | 0 | 0 | 0 | 0
F1_Residential_Manufactured Home Moderate Income_New_Secondary Heating_Natural Gas_Fireplace_E8 | F1 | Residential | Manufactured Home Moderate Income | New | Secondary Heating | Natural Gas | Fireplace | E8 | CCE | 0 | 0 | 0 | 0 | 0 | 0 | 0 | 0 | 0 | 0 | 0 | 0 | 0 | 0 | 0 | 0 | 0 | 0 | 0 | 0 | 0 | 0 | 0 | 0 | 0 | 0 | 0 | 0 | 0 | 0 | 0 | 0 | 0
F1_Residential_Manufactured Home Moderate Income_New_Secondary Heating_Natural Gas_Fireplace_E9 | F1 | Residential | Manufactured Home Moderate Income | New | Secondary Heating | Natural Gas | Fireplace | E9 | CCE | 0 | 0 | 0 | 0 | 0 | 0 | 0 | 0 | 0 | 0 | 0 | 0 | 0 | 0 | 0 | 0 | 0 | 0 | 0 | 0 | 0 | 0 | 0 | 0 | 0 | 0 | 0 | 0 | 0 | 0 | 0 | 0 | 0
F1_Residential_Manufactured Home Moderate Income_New_Secondary Heating_Natural Gas_Fireplace_E10 | F1 | Residential | Manufactured Home Moderate Income | New | Secondary Heating | Natural Gas | Fireplace | E10 | CCE | 0 | 0 | 0 | 0 | 0 | 0 | 0 | 0 | 0 | 0 | 0 | 0 | 0 | 0 | 0 | 0 | 0 | 0 | 0 | 0 | 0 | 0 | 0 | 0 | 0 | 0 | 0 | 0 | 0 | 0 | 0 | 0 | 0
F2_Residential_Manufactured Home Moderate Income_New_Secondary Heating_Natural Gas_Fireplace_E1 | F2 | Residential | Manufactured Home Moderate Income | New | Secondary Heating | Natural Gas | Fireplace | E1 | TRC BC Ratio | bar: 2019 to 2051
F2_Residential_Manufactured Home Moderate Income_New_Secondary Heating_Natural Gas_Fireplace_E2 | F2 | Residential | Manufactured Home Moderate Income | New | Secondary Heating | Natural Gas | Fireplace | E2 | TRC BC Ratio | 1.0769 | 1.0806 | 1.0873 | 1.093 | 1.0916 | 1.0945 | 1.1012 | 1.107 | 1.1142 | 1.121 | 1.1276 | 1.1338 | 1.1406 | 1.147 | 1.1524 | 1.1573 | 1.1613 | 1.165 | 1.1676 | 1.1697 | 1.1703 | 1.1697 | 1.1683 | 1.1665 | 1.1637 | 1.1601 | 1.1558 | 1.1509 | 1.1447 | 1.138 | 1.1299 | 1.1213 | 1.1109
F2_Residential_Manufactured Home Moderate Income_New_Secondary Heating_Natural Gas_Fireplace_E3 | F2 | Residential | Manufactured Home Moderate Income | New | Secondary Heating | Natural Gas | Fireplace | E3 | TRC BC Ratio | 1.0734 | 1.077 | 1.0837 | 1.0894 | 1.088 | 1.0909 | 1.0976 | 1.1034 | 1.1105 | 1.1173 | 1.1238 | 1.1301 | 1.1368 | 1.1432 | 1.1486 | 1.1534 | 1.1575 | 1.1611 | 1.1638 | 1.1658 | 1.1664 | 1.1659 | 1.1644 | 1.1627 | 1.1599 | 1.1563 | 1.152 | 1.1471 | 1.141 | 1.1342 | 1.1262 | 1.1176 | 1.1073
F2_Residential_Manufactured Home Moderate Income_New_Secondary Heating_Natural Gas_Fireplace_E4 | F2 | Residential | Manufactured Home Moderate Income | New | Secondary Heating | Natural Gas | Fireplace | E4 | TRC BC Ratio | 0 | 0 | 0 | 0 | 0 | 0 | 0 | 0 | 0 | 0 | 0 | 0 | 0 | 0 | 0 | 0 | 0 | 0 | 0 | 0 | 0 | 0 | 0 | 0 | 0 | 0 | 0 | 0 | 0 | 0 | 0 | 0 | 0
F2_Residential_Manufactured Home Moderate Income_New_Secondary Heating_Natural Gas_Fireplace_E5 | F2 | Residential | Manufactured Home Moderate Income | New | Secondary Heating | Natural Gas | Fireplace | E5 | TRC BC Ratio | 0 | 0 | 0 | 0 | 0 | 0 | 0 | 0 | 0 | 0 | 0 | 0 | 0 | 0 | 0 | 0 | 0 | 0 | 0 | 0 | 0 | 0 | 0 | 0 | 0 | 0 | 0 | 0 | 0 | 0 | 0 | 0 | 0
F2_Residential_Manufactured Home Moderate Income_New_Secondary Heating_Natural Gas_Fireplace_E6 | F2 | Residential | Manufactured Home Moderate Income | New | Secondary Heating | Natural Gas | Fireplace | E6 | TRC BC Ratio | 0 | 0 | 0 | 0 | 0 | 0 | 0 | 0 | 0 | 0 | 0 | 0 | 0 | 0 | 0 | 0 | 0 | 0 | 0 | 0 | 0 | 0 | 0 | 0 | 0 | 0 | 0 | 0 | 0 | 0 | 0 | 0 | 0
F2_Residential_Manufactured Home Moderate Income_New_Secondary Heating_Natural Gas_Fireplace_E7 | F2 | Residential | Manufactured Home Moderate Income | New | Secondary Heating | Natural Gas | Fireplace | E7 | TRC BC Ratio | 0 | 0 | 0 | 0 | 0 | 0 | 0 | 0 | 0 | 0 | 0 | 0 | 0 | 0 | 0 | 0 | 0 | 0 | 0 | 0 | 0 | 0 | 0 | 0 | 0 | 0 | 0 | 0 | 0 | 0 | 0 | 0 | 0
F2_Residential_Manufactured Home Moderate Income_New_Secondary Heating_Natural Gas_Fireplace_E8 | F2 | Residential | Manufactured Home Moderate Income | New | Secondary Heating | Natural Gas | Fireplace | E8 | TRC BC Ratio | 0 | 0 | 0 | 0 | 0 | 0 | 0 | 0 | 0 | 0 | 0 | 0 | 0 | 0 | 0 | 0 | 0 | 0 | 0 | 0 | 0 | 0 | 0 | 0 | 0 | 0 | 0 | 0 | 0 | 0 | 0 | 0 | 0
F2_Residential_Manufactured Home Moderate Income_New_Secondary Heating_Natural Gas_Fireplace_E9 | F2 | Residential | Manufactured Home Moderate Income | New | Secondary Heating | Natural Gas | Fireplace | E9 | TRC BC Ratio | 0 | 0 | 0 | 0 | 0 | 0 | 0 | 0 | 0 | 0 | 0 | 0 | 0 | 0 | 0 | 0 | 0 | 0 | 0 | 0 | 0 | 0 | 0 | 0 | 0 | 0 | 0 | 0 | 0 | 0 | 0 | 0 | 0
F2_Residential_Manufactured Home Moderate Income_New_Secondary Heating_Natural Gas_Fireplace_E10 | F2 | Residential | Manufactured Home Moderate Income | New | Secondary Heating | Natural Gas | Fireplace | E10 | TRC BC Ratio | 0 | 0 | 0 | 0 | 0 | 0 | 0 | 0 | 0 | 0 | 0 | 0 | 0 | 0 | 0 | 0 | 0 | 0 | 0 | 0 | 0 | 0 | 0 | 0 | 0 | 0 | 0 | 0 | 0 | 0 | 0 | 0 | 0
F3_Residential_Manufactured Home Moderate Income_New_Secondary Heating_Natural Gas_Fireplace_E1 | F3 | Residential | Manufactured Home Moderate Income | New | Secondary Heating | Natural Gas | Fireplace | E1 | PACT BC Ratio | bar: 2019 to 2051
F3_Residential_Manufactured Home Moderate Income_New_Secondary Heating_Natural Gas_Fireplace_E2 | F3 | Residential | Manufactured Home Moderate Income | New | Secondary Heating | Natural Gas | Fireplace | E2 | PACT BC Ratio | 1.9717 | 1.9784 | 1.9907 | 2.0012 | 1.9986 | 2.0038 | 2.0162 | 2.0268 | 2.0399 | 2.0523 | 2.0644 | 2.0759 | 2.0883 | 2.1 | 2.11 | 2.1188 | 2.1262 | 2.1329 | 2.1377 | 2.1415 | 2.1426 | 2.1416 | 2.1389 | 2.1358 | 2.1306 | 2.124 | 2.1161 | 2.1071 | 2.0959 | 2.0834 | 2.0687 | 2.0529 | 2.034
F3_Residential_Manufactured Home Moderate Income_New_Secondary Heating_Natural Gas_Fireplace_E3 | F3 | Residential | Manufactured Home Moderate Income | New | Secondary Heating | Natural Gas | Fireplace | E3 | PACT BC Ratio | 1.9652 | 1.9719 | 1.9842 | 1.9946 | 1.992 | 1.9972 | 2.0095 | 2.0201 | 2.0332 | 2.0455 | 2.0576 | 2.069 | 2.0814 | 2.0931 | 2.103 | 2.1118 | 2.1192 | 2.1259 | 2.1307 | 2.1344 | 2.1356 | 2.1346 | 2.1319 | 2.1287 | 2.1236 | 2.117 | 2.1091 | 2.1002 | 2.089 | 2.0766 | 2.0619 | 2.0461 | 2.0273
F3_Residential_Manufactured Home Moderate Income_New_Secondary Heating_Natural Gas_Fireplace_E4 | F3 | Residential | Manufactured Home Moderate Income | New | Secondary Heating | Natural Gas | Fireplace | E4 | PACT BC Ratio | 0 | 0 | 0 | 0 | 0 | 0 | 0 | 0 | 0 | 0 | 0 | 0 | 0 | 0 | 0 | 0 | 0 | 0 | 0 | 0 | 0 | 0 | 0 | 0 | 0 | 0 | 0 | 0 | 0 | 0 | 0 | 0 | 0
F3_Residential_Manufactured Home Moderate Income_New_Secondary Heating_Natural Gas_Fireplace_E5 | F3 | Residential | Manufactured Home Moderate Income | New | Secondary Heating | Natural Gas | Fireplace | E5 | PACT BC Ratio | 0 | 0 | 0 | 0 | 0 | 0 | 0 | 0 | 0 | 0 | 0 | 0 | 0 | 0 | 0 | 0 | 0 | 0 | 0 | 0 | 0 | 0 | 0 | 0 | 0 | 0 | 0 | 0 | 0 | 0 | 0 | 0 | 0
F3_Residential_Manufactured Home Moderate Income_New_Secondary Heating_Natural Gas_Fireplace_E6 | F3 | Residential | Manufactured Home Moderate Income | New | Secondary Heating | Natural Gas | Fireplace | E6 | PACT BC Ratio | 0 | 0 | 0 | 0 | 0 | 0 | 0 | 0 | 0 | 0 | 0 | 0 | 0 | 0 | 0 | 0 | 0 | 0 | 0 | 0 | 0 | 0 | 0 | 0 | 0 | 0 | 0 | 0 | 0 | 0 | 0 | 0 | 0
F3_Residential_Manufactured Home Moderate Income_New_Secondary Heating_Natural Gas_Fireplace_E7 | F3 | Residential | Manufactured Home Moderate Income | New | Secondary Heating | Natural Gas | Fireplace | E7 | PACT BC Ratio | 0 | 0 | 0 | 0 | 0 | 0 | 0 | 0 | 0 | 0 | 0 | 0 | 0 | 0 | 0 | 0 | 0 | 0 | 0 | 0 | 0 | 0 | 0 | 0 | 0 | 0 | 0 | 0 | 0 | 0 | 0 | 0 | 0
F3_Residential_Manufactured Home Moderate Income_New_Secondary Heating_Natural Gas_Fireplace_E8 | F3 | Residential | Manufactured Home Moderate Income | New | Secondary Heating | Natural Gas | Fireplace | E8 | PACT BC Ratio | 0 | 0 | 0 | 0 | 0 | 0 | 0 | 0 | 0 | 0 | 0 | 0 | 0 | 0 | 0 | 0 | 0 | 0 | 0 | 0 | 0 | 0 | 0 | 0 | 0 | 0 | 0 | 0 | 0 | 0 | 0 | 0 | 0
F3_Residential_Manufactured Home Moderate Income_New_Secondary Heating_Natural Gas_Fireplace_E9 | F3 | Residential | Manufactured Home Moderate Income | New | Secondary Heating | Natural Gas | Fireplace | E9 | PACT BC Ratio | 0 | 0 | 0 | 0 | 0 | 0 | 0 | 0 | 0 | 0 | 0 | 0 | 0 | 0 | 0 | 0 | 0 | 0 | 0 | 0 | 0 | 0 | 0 | 0 | 0 | 0 | 0 | 0 | 0 | 0 | 0 | 0 | 0
F3_Residential_Manufactured Home Moderate Income_New_Secondary Heating_Natural Gas_Fireplace_E10 | F3 | Residential | Manufactured Home Moderate Income | New | Secondary Heating | Natural Gas | Fireplace | E10 | PACT BC Ratio | 0 | 0 | 0 | 0 | 0 | 0 | 0 | 0 | 0 | 0 | 0 | 0 | 0 | 0 | 0 | 0 | 0 | 0 | 0 | 0 | 0 | 0 | 0 | 0 | 0 | 0 | 0 | 0 | 0 | 0 | 0 | 0 | 0
F4_Residential_Manufactured Home Moderate Income_New_Secondary Heating_Natural Gas_Fireplace_E1 | F4 | Residential | Manufactured Home Moderate Income | New | Secondary Heating | Natural Gas | Fireplace | E1 | RVT BC Ratio | bar: 2019 to 2051
F4_Residential_Manufactured Home Moderate Income_New_Secondary Heating_Natural Gas_Fireplace_E2 | F4 | Residential | Manufactured Home Moderate Income | New | Secondary Heating | Natural Gas | Fireplace | E2 | RVT BC Ratio | 1.7457 | 1.7501 | 1.7581 | 1.7649 | 1.7633 | 1.7667 | 1.7748 | 1.7817 | 1.7903 | 1.7984 | 1.8063 | 1.8138 | 1.822 | 1.8296 | 1.8361 | 1.8419 | 1.8468 | 1.8511 | 1.8543 | 1.8568 | 1.8575 | 1.8569 | 1.8551 | 1.853 | 1.8496 | 1.8453 | 1.8401 | 1.8343 | 1.8269 | 1.8188 | 1.8091 | 1.7988 | 1.7864
F4_Residential_Manufactured Home Moderate Income_New_Secondary Heating_Natural Gas_Fireplace_E3 | F4 | Residential | Manufactured Home Moderate Income | New | Secondary Heating | Natural Gas | Fireplace | E3 | RVT BC Ratio | 1.7414 | 1.7458 | 1.7538 | 1.7606 | 1.759 | 1.7624 | 1.7704 | 1.7774 | 1.7859 | 1.794 | 1.8019 | 1.8094 | 1.8174 | 1.8251 | 1.8316 | 1.8373 | 1.8422 | 1.8465 | 1.8497 | 1.8521 | 1.8529 | 1.8522 | 1.8505 | 1.8484 | 1.845 | 1.8407 | 1.8356 | 1.8297 | 1.8224 | 1.8143 | 1.8047 | 1.7944 | 1.782
F4_Residential_Manufactured Home Moderate Income_New_Secondary Heating_Natural Gas_Fireplace_E4 | F4 | Residential | Manufactured Home Moderate Income | New | Secondary Heating | Natural Gas | Fireplace | E4 | RVT BC Ratio | 0 | 0 | 0 | 0 | 0 | 0 | 0 | 0 | 0 | 0 | 0 | 0 | 0 | 0 | 0 | 0 | 0 | 0 | 0 | 0 | 0 | 0 | 0 | 0 | 0 | 0 | 0 | 0 | 0 | 0 | 0 | 0 | 0
F4_Residential_Manufactured Home Moderate Income_New_Secondary Heating_Natural Gas_Fireplace_E5 | F4 | Residential | Manufactured Home Moderate Income | New | Secondary Heating | Natural Gas | Fireplace | E5 | RVT BC Ratio | 0 | 0 | 0 | 0 | 0 | 0 | 0 | 0 | 0 | 0 | 0 | 0 | 0 | 0 | 0 | 0 | 0 | 0 | 0 | 0 | 0 | 0 | 0 | 0 | 0 | 0 | 0 | 0 | 0 | 0 | 0 | 0 | 0
F4_Residential_Manufactured Home Moderate Income_New_Secondary Heating_Natural Gas_Fireplace_E6 | F4 | Residential | Manufactured Home Moderate Income | New | Secondary Heating | Natural Gas | Fireplace | E6 | RVT BC Ratio | 0 | 0 | 0 | 0 | 0 | 0 | 0 | 0 | 0 | 0 | 0 | 0 | 0 | 0 | 0 | 0 | 0 | 0 | 0 | 0 | 0 | 0 | 0 | 0 | 0 | 0 | 0 | 0 | 0 | 0 | 0 | 0 | 0
F4_Residential_Manufactured Home Moderate Income_New_Secondary Heating_Natural Gas_Fireplace_E7 | F4 | Residential | Manufactured Home Moderate Income | New | Secondary Heating | Natural Gas | Fireplace | E7 | RVT BC Ratio | 0 | 0 | 0 | 0 | 0 | 0 | 0 | 0 | 0 | 0 | 0 | 0 | 0 | 0 | 0 | 0 | 0 | 0 | 0 | 0 | 0 | 0 | 0 | 0 | 0 | 0 | 0 | 0 | 0 | 0 | 0 | 0 | 0
F4_Residential_Manufactured Home Moderate Income_New_Secondary Heating_Natural Gas_Fireplace_E8 | F4 | Residential | Manufactured Home Moderate Income | New | Secondary Heating | Natural Gas | Fireplace | E8 | RVT BC Ratio | 0 | 0 | 0 | 0 | 0 | 0 | 0 | 0 | 0 | 0 | 0 | 0 | 0 | 0 | 0 | 0 | 0 | 0 | 0 | 0 | 0 | 0 | 0 | 0 | 0 | 0 | 0 | 0 | 0 | 0 | 0 | 0 | 0
F4_Residential_Manufactured Home Moderate Income_New_Secondary Heating_Natural Gas_Fireplace_E9 | F4 | Residential | Manufactured Home Moderate Income | New | Secondary Heating | Natural Gas | Fireplace | E9 | RVT BC Ratio | 0 | 0 | 0 | 0 | 0 | 0 | 0 | 0 | 0 | 0 | 0 | 0 | 0 | 0 | 0 | 0 | 0 | 0 | 0 | 0 | 0 | 0 | 0 | 0 | 0 | 0 | 0 | 0 | 0 | 0 | 0 | 0 | 0
F4_Residential_Manufactured Home Moderate Income_New_Secondary Heating_Natural Gas_Fireplace_E10 | F4 | Residential | Manufactured Home Moderate Income | New | Secondary Heating | Natural Gas | Fireplace | E10 | RVT BC Ratio | 0 | 0 | 0 | 0 | 0 | 0 | 0 | 0 | 0 | 0 | 0 | 0 | 0 | 0 | 0 | 0 | 0 | 0 | 0 | 0 | 0 | 0 | 0 | 0 | 0 | 0 | 0 | 0 | 0 | 0 | 0 | 0 | 0
F5_Residential_Manufactured Home Moderate Income_New_Secondary Heating_Natural Gas_Fireplace_E1 | F5 | Residential | Manufactured Home Moderate Income | New | Secondary Heating | Natural Gas | Fireplace | E1 | RIM BC Ratio | bar: 2019 to 2051
F5_Residential_Manufactured Home Moderate Income_New_Secondary Heating_Natural Gas_Fireplace_E2 | F5 | Residential | Manufactured Home Moderate Income | New | Secondary Heating | Natural Gas | Fireplace | E2 | RIM BC Ratio | 0.6642 | 0.66497 | 0.66635 | 0.66751 | 0.66723 | 0.66781 | 0.66918 | 0.67035 | 0.67177 | 0.67311 | 0.67441 | 0.67563 | 0.67694 | 0.67817 | 0.6792 | 0.68011 | 0.68087 | 0.68156 | 0.68205 | 0.68243 | 0.68254 | 0.68244 | 0.68217 | 0.68185 | 0.68132 | 0.68065 | 0.67983 | 0.6789 | 0.67773 | 0.67642 | 0.67487 | 0.67317 | 0.67113
F5_Residential_Manufactured Home Moderate Income_New_Secondary Heating_Natural Gas_Fireplace_E3 | F5 | Residential | Manufactured Home Moderate Income | New | Secondary Heating | Natural Gas | Fireplace | E3 | RIM BC Ratio | 0.66346 | 0.66423 | 0.66561 | 0.66678 | 0.6665 | 0.66707 | 0.66844 | 0.66961 | 0.67104 | 0.67238 | 0.67368 | 0.6749 | 0.67621 | 0.67744 | 0.67847 | 0.67938 | 0.68015 | 0.68084 | 0.68133 | 0.68171 | 0.68183 | 0.68173 | 0.68145 | 0.68113 | 0.6806 | 0.67993 | 0.67911 | 0.67818 | 0.677 | 0.6757 | 0.67414 | 0.67244 | 0.67039
F5_Residential_Manufactured Home Moderate Income_New_Secondary Heating_Natural Gas_Fireplace_E4 | F5 | Residential | Manufactured Home Moderate Income | New | Secondary Heating | Natural Gas | Fireplace | E4 | RIM BC Ratio | 0 | 0 | 0 | 0 | 0 | 0 | 0 | 0 | 0 | 0 | 0 | 0 | 0 | 0 | 0 | 0 | 0 | 0 | 0 | 0 | 0 | 0 | 0 | 0 | 0 | 0 | 0 | 0 | 0 | 0 | 0 | 0 | 0
F5_Residential_Manufactured Home Moderate Income_New_Secondary Heating_Natural Gas_Fireplace_E5 | F5 | Residential | Manufactured Home Moderate Income | New | Secondary Heating | Natural Gas | Fireplace | E5 | RIM BC Ratio | 0 | 0 | 0 | 0 | 0 | 0 | 0 | 0 | 0 | 0 | 0 | 0 | 0 | 0 | 0 | 0 | 0 | 0 | 0 | 0 | 0 | 0 | 0 | 0 | 0 | 0 | 0 | 0 | 0 | 0 | 0 | 0 | 0
F5_Residential_Manufactured Home Moderate Income_New_Secondary Heating_Natural Gas_Fireplace_E6 | F5 | Residential | Manufactured Home Moderate Income | New | Secondary Heating | Natural Gas | Fireplace | E6 | RIM BC Ratio | 0 | 0 | 0 | 0 | 0 | 0 | 0 | 0 | 0 | 0 | 0 | 0 | 0 | 0 | 0 | 0 | 0 | 0 | 0 | 0 | 0 | 0 | 0 | 0 | 0 | 0 | 0 | 0 | 0 | 0 | 0 | 0 | 0
F5_Residential_Manufactured Home Moderate Income_New_Secondary Heating_Natural Gas_Fireplace_E7 | F5 | Residential | Manufactured Home Moderate Income | New | Secondary Heating | Natural Gas | Fireplace | E7 | RIM BC Ratio | 0 | 0 | 0 | 0 | 0 | 0 | 0 | 0 | 0 | 0 | 0 | 0 | 0 | 0 | 0 | 0 | 0 | 0 | 0 | 0 | 0 | 0 | 0 | 0 | 0 | 0 | 0 | 0 | 0 | 0 | 0 | 0 | 0
F5_Residential_Manufactured Home Moderate Income_New_Secondary Heating_Natural Gas_Fireplace_E8 | F5 | Residential | Manufactured Home Moderate Income | New | Secondary Heating | Natural Gas | Fireplace | E8 | RIM BC Ratio | 0 | 0 | 0 | 0 | 0 | 0 | 0 | 0 | 0 | 0 | 0 | 0 | 0 | 0 | 0 | 0 | 0 | 0 | 0 | 0 | 0 | 0 | 0 | 0 | 0 | 0 | 0 | 0 | 0 | 0 | 0 | 0 | 0
F5_Residential_Manufactured Home Moderate Income_New_Secondary Heating_Natural Gas_Fireplace_E9 | F5 | Residential | Manufactured Home Moderate Income | New | Secondary Heating | Natural Gas | Fireplace | E9 | RIM BC Ratio | 0 | 0 | 0 | 0 | 0 | 0 | 0 | 0 | 0 | 0 | 0 | 0 | 0 | 0 | 0 | 0 | 0 | 0 | 0 | 0 | 0 | 0 | 0 | 0 | 0 | 0 | 0 | 0 | 0 | 0 | 0 | 0 | 0
F5_Residential_Manufactured Home Moderate Income_New_Secondary Heating_Natural Gas_Fireplace_E10 | F5 | Residential | Manufactured Home Moderate Income | New | Secondary Heating | Natural Gas | Fireplace | E10 | RIM BC Ratio | 0 | 0 | 0 | 0 | 0 | 0 | 0 | 0 | 0 | 0 | 0 | 0 | 0 | 0 | 0 | 0 | 0 | 0 | 0 | 0 | 0 | 0 | 0 | 0 | 0 | 0 | 0 | 0 | 0 | 0 | 0 | 0 | 0
F0_Residential_Manufactured Home Moderate Income_New_Water Heating_Natural Gas_Water Heater (<= 55 gal)_E0 | F0 | Residential | Manufactured Home Moderate Income | New | Water Heating | Natural Gas | Water Heater (<= 55 gal) | E0 | Economic Unit | UEF 0.95 (Instantaneous, ENERGY STAR 5.0) | UEF 0.95 (Instantaneous, ENERGY STAR 5.0) | UEF 0.95 (Instantaneous, ENERGY STAR 5.0) | UEF 0.95 (Instantaneous, ENERGY STAR 5.0) | UEF 0.95 (Instantaneous, ENERGY STAR 5.0) | UEF 0.95 (Instantaneous, ENERGY STAR 5.0) | UEF 0.95 (Instantaneous, ENERGY STAR 5.0) | UEF 0.95 (Instantaneous, ENERGY STAR 5.0) | UEF 0.95 (Instantaneous, ENERGY STAR 5.0) | UEF 0.95 (Instantaneous, ENERGY STAR 5.0) | UEF 0.95 (Instantaneous, ENERGY STAR 5.0) | UEF 0.95 (Instantaneous, ENERGY STAR 5.0) | UEF 0.95 (Instantaneous, ENERGY STAR 5.0) | UEF 0.95 (Instantaneous, ENERGY STAR 5.0) | UEF 0.95 (Instantaneous, ENERGY STAR 5.0) | UEF 0.95 (Instantaneous, ENERGY STAR 5.0) | UEF 0.95 (Instantaneous, ENERGY STAR 5.0) | UEF 0.95 (Instantaneous, ENERGY STAR 5.0) | UEF 0.95 (Instantaneous, ENERGY STAR 5.0) | UEF 0.95 (Instantaneous, ENERGY STAR 5.0) | UEF 0.95 (Instantaneous, ENERGY STAR 5.0) | UEF 0.95 (Instantaneous, ENERGY STAR 5.0) | UEF 0.95 (Instantaneous, ENERGY STAR 5.0) | UEF 0.95 (Instantaneous, ENERGY STAR 5.0) | UEF 0.95 (Instantaneous, ENERGY STAR 5.0) | UEF 0.95 (Instantaneous, ENERGY STAR 5.0) | UEF 0.95 (Instantaneous, ENERGY STAR 5.0) | UEF 0.95 (Instantaneous, ENERGY STAR 5.0) | UEF 0.95 (Instantaneous, ENERGY STAR 5.0) | UEF 0.95 (Instantaneous, ENERGY STAR 5.0) | UEF 0.95 (Instantaneous, ENERGY STAR 5.0) | UEF 0.95 (Instantaneous, ENERGY STAR 5.0) | UEF 0.95 (Instantaneous, ENERGY STAR 5.0)
F1_Residential_Manufactured Home Moderate Income_New_Water Heating_Natural Gas_Water Heater (<= 55 gal)_E1 | F1 | Residential | Manufactured Home Moderate Income | New | Water Heating | Natural Gas | Water Heater (<= 55 gal) | E1 | CCE | 0 | 0 | 0 | 0 | 0 | 0 | 0 | 0 | 0 | 0 | 0 | 0 | 0 | 0 | 0 | 0 | 0 | 0 | 0 | 0 | 0 | 0 | 0 | 0 | 0 | 0 | 0 | 0 | 0 | 0 | 0 | 0 | 0
F1_Residential_Manufactured Home Moderate Income_New_Water Heating_Natural Gas_Water Heater (<= 55 gal)_E2 | F1 | Residential | Manufactured Home Moderate Income | New | Water Heating | Natural Gas | Water Heater (<= 55 gal) | E2 | CCE | 0.91407 | 0.94219 | 0.92307 | 0.84621 | 0.84621 | 0.84621 | 0.84621 | 0.84621 | 0.84621 | 0.84621 | 0.84621 | 0.84621 | 0.84621 | 0.84621 | 0.84621 | 0.84621 | 0.84621 | 0.84621 | 0.84621 | 0.84621 | 0.84621 | 0.84621 | 0.84621 | 0.84621 | 0.84621 | 0.84621 | 0.84621 | 0.84621 | 0.84621 | 0.84621 | 0.84621 | 0.84621 | 0.84621
F1_Residential_Manufactured Home Moderate Income_New_Water Heating_Natural Gas_Water Heater (<= 55 gal)_E3 | F1 | Residential | Manufactured Home Moderate Income | New | Water Heating | Natural Gas | Water Heater (<= 55 gal) | E3 | CCE | 5.1432 | 5.3015 | 5.1938 | 4.7614 | 4.7614 | 4.7614 | 4.7614 | 4.7614 | 4.7614 | 4.7614 | 4.7614 | 4.7614 | 4.7614 | 4.7614 | 4.7614 | 4.7614 | 4.7614 | 4.7614 | 4.7614 | 4.7614 | 4.7614 | 4.7614 | 4.7614 | 4.7614 | 4.7614 | 4.7614 | 4.7614 | 4.7614 | 4.7614 | 4.7614 | 4.7614 | 4.7614 | 4.7614
F1_Residential_Manufactured Home Moderate Income_New_Water Heating_Natural Gas_Water Heater (<= 55 gal)_E4 | F1 | Residential | Manufactured Home Moderate Income | New | Water Heating | Natural Gas | Water Heater (<= 55 gal) | E4 | CCE | 0.95255 | 0.98186 | 0.96192 | 0.88183 | 0.88183 | 0.88183 | 0.88183 | 0.88183 | 0.88183 | 0.88183 | 0.88183 | 0.88183 | 0.88183 | 0.88183 | 0.88183 | 0.88183 | 0.88183 | 0.88183 | 0.88183 | 0.88183 | 0.88183 | 0.88183 | 0.88183 | 0.88183 | 0.88183 | 0.88183 | 0.88183 | 0.88183 | 0.88183 | 0.88183 | 0.88183 | 0.88183 | 0.88183
F1_Residential_Manufactured Home Moderate Income_New_Water Heating_Natural Gas_Water Heater (<= 55 gal)_E5 | F1 | Residential | Manufactured Home Moderate Income | New | Water Heating | Natural Gas | Water Heater (<= 55 gal) | E5 | CCE | 1.2403 | 1.2784 | 1.2525 | 1.1482 | 1.1482 | 1.1482 | 1.1482 | 1.1482 | 1.1482 | 1.1482 | 1.1482 | 1.1482 | 1.1482 | 1.1482 | 1.1482 | 1.1482 | 1.1482 | 1.1482 | 1.1482 | 1.1482 | 1.1482 | 1.1482 | 1.1482 | 1.1482 | 1.1482 | 1.1482 | 1.1482 | 1.1482 | 1.1482 | 1.1482 | 1.1482 | 1.1482 | 1.1482
F1_Residential_Manufactured Home Moderate Income_New_Water Heating_Natural Gas_Water Heater (<= 55 gal)_E6 | F1 | Residential | Manufactured Home Moderate Income | New | Water Heating | Natural Gas | Water Heater (<= 55 gal) | E6 | CCE | 5.3292 | 5.4932 | 5.3817 | 4.9336 | 4.9336 | 4.9336 | 4.9336 | 4.9336 | 4.9336 | 4.9336 | 4.9336 | 4.9336 | 4.9336 | 4.9336 | 4.9336 | 4.9336 | 4.9336 | 4.9336 | 4.9336 | 4.9336 | 4.9336 | 4.9336 | 4.9336 | 4.9336 | 4.9336 | 4.9336 | 4.9336 | 4.9336 | 4.9336 | 4.9336 | 4.9336 | 4.9336 | 4.9336
F1_Residential_Manufactured Home Moderate Income_New_Water Heating_Natural Gas_Water Heater (<= 55 gal)_E7 | F1 | Residential | Manufactured Home Moderate Income | New | Water Heating | Natural Gas | Water Heater (<= 55 gal) | E7 | CCE | 0 | 0 | 0 | 0 | 4.9847 | 4.9847 | 4.9847 | 4.9847 | 4.9847 | 4.9847 | 4.9847 | 4.9847 | 4.9847 | 4.9847 | 4.9847 | 4.9847 | 4.9847 | 4.9847 | 4.9847 | 4.9847 | 4.9847 | 4.9847 | 4.9847 | 4.9847 | 4.9847 | 4.9847 | 4.9847 | 4.9847 | 4.9847 | 4.9847 | 4.9847 | 4.9847 | 4.9847
F1_Residential_Manufactured Home Moderate Income_New_Water Heating_Natural Gas_Water Heater (<= 55 gal)_E8 | F1 | Residential | Manufactured Home Moderate Income | New | Water Heating | Natural Gas | Water Heater (<= 55 gal) | E8 | CCE | 0 | 0 | 0 | 0 | 0 | 0 | 0 | 0 | 0 | 0 | 0 | 0 | 0 | 0 | 0 | 0 | 0 | 0 | 0 | 0 | 0 | 0 | 0 | 0 | 0 | 0 | 0 | 0 | 0 | 0 | 0 | 0 | 0
F1_Residential_Manufactured Home Moderate Income_New_Water Heating_Natural Gas_Water Heater (<= 55 gal)_E9 | F1 | Residential | Manufactured Home Moderate Income | New | Water Heating | Natural Gas | Water Heater (<= 55 gal) | E9 | CCE | 0 | 0 | 0 | 0 | 0 | 0 | 0 | 0 | 0 | 0 | 0 | 0 | 0 | 0 | 0 | 0 | 0 | 0 | 0 | 0 | 0 | 0 | 0 | 0 | 0 | 0 | 0 | 0 | 0 | 0 | 0 | 0 | 0
F1_Residential_Manufactured Home Moderate Income_New_Water Heating_Natural Gas_Water Heater (<= 55 gal)_E10 | F1 | Residential | Manufactured Home Moderate Income | New | Water Heating | Natural Gas | Water Heater (<= 55 gal) | E10 | CCE | 0 | 0 | 0 | 0 | 0 | 0 | 0 | 0 | 0 | 0 | 0 | 0 | 0 | 0 | 0 | 0 | 0 | 0 | 0 | 0 | 0 | 0 | 0 | 0 | 0 | 0 | 0 | 0 | 0 | 0 | 0 | 0 | 0
F2_Residential_Manufactured Home Moderate Income_New_Water Heating_Natural Gas_Water Heater (<= 55 gal)_E1 | F2 | Residential | Manufactured Home Moderate Income | New | Water Heating | Natural Gas | Water Heater (<= 55 gal) | E1 | TRC BC Ratio | bar: 2019 to 2051
F2_Residential_Manufactured Home Moderate Income_New_Water Heating_Natural Gas_Water Heater (<= 55 gal)_E2 | F2 | Residential | Manufactured Home Moderate Income | New | Water Heating | Natural Gas | Water Heater (<= 55 gal) | E2 | TRC BC Ratio | 1.4301 | 1.4343 | 1.4437 | 1.4516 | 1.4483 | 1.4561 | 1.4735 | 1.488 | 1.5054 | 1.5224 | 1.5395 | 1.5557 | 1.573 | 1.5908 | 1.6082 | 1.6259 | 1.6437 | 1.6618 | 1.6792 | 1.696 | 1.7106 | 1.724 | 1.7343 | 1.7433 | 1.7498 | 1.7542 | 1.7571 | 1.7582 | 1.7569 | 1.7539 | 1.7479 | 1.7403 | 1.73
F2_Residential_Manufactured Home Moderate Income_New_Water Heating_Natural Gas_Water Heater (<= 55 gal)_E3 | F2 | Residential | Manufactured Home Moderate Income | New | Water Heating | Natural Gas | Water Heater (<= 55 gal) | E3 | TRC BC Ratio | 0.25416 | 0.2549 | 0.25657 | 0.25797 | 0.2574 | 0.25878 | 0.26188 | 0.26446 | 0.26755 | 0.27057 | 0.27361 | 0.27649 | 0.27955 | 0.28272 | 0.28581 | 0.28896 | 0.29213 | 0.29535 | 0.29844 | 0.30141 | 0.30402 | 0.3064 | 0.30823 | 0.30983 | 0.31098 | 0.31176 | 0.31227 | 0.31248 | 0.31224 | 0.31171 | 0.31064 | 0.30929 | 0.30747
F2_Residential_Manufactured Home Moderate Income_New_Water Heating_Natural Gas_Water Heater (<= 55 gal)_E4 | F2 | Residential | Manufactured Home Moderate Income | New | Water Heating | Natural Gas | Water Heater (<= 55 gal) | E4 | TRC BC Ratio | 1.3158 | 1.3134 | 1.3187 | 1.3214 | 1.3074 | 1.3093 | 1.3253 | 1.3364 | 1.3523 | 1.3682 | 1.3852 | 1.4019 | 1.4215 | 1.4434 | 1.4665 | 1.4922 | 1.5203 | 1.5499 | 1.5795 | 1.608 | 1.6332 | 1.6557 | 1.6725 | 1.6859 | 1.6956 | 1.7021 | 1.7064 | 1.7081 | 1.7061 | 1.7017 | 1.6926 | 1.6814 | 1.6661
F2_Residential_Manufactured Home Moderate Income_New_Water Heating_Natural Gas_Water Heater (<= 55 gal)_E5 | F2 | Residential | Manufactured Home Moderate Income | New | Water Heating | Natural Gas | Water Heater (<= 55 gal) | E5 | TRC BC Ratio | 1.0158 | 1.0146 | 1.019 | 1.0215 | 1.0118 | 1.0137 | 1.0261 | 1.0349 | 1.0472 | 1.0594 | 1.0724 | 1.0851 | 1.0999 | 1.1163 | 1.1334 | 1.1524 | 1.1729 | 1.1945 | 1.2161 | 1.2368 | 1.2551 | 1.2715 | 1.2837 | 1.2936 | 1.3007 | 1.3055 | 1.3087 | 1.3099 | 1.3085 | 1.3052 | 1.2985 | 1.2903 | 1.279
F2_Residential_Manufactured Home Moderate Income_New_Water Heating_Natural Gas_Water Heater (<= 55 gal)_E6 | F2 | Residential | Manufactured Home Moderate Income | New | Water Heating | Natural Gas | Water Heater (<= 55 gal) | E6 | TRC BC Ratio | 0.24529 | 0.24601 | 0.24762 | 0.24897 | 0.24842 | 0.24975 | 0.25274 | 0.25523 | 0.25821 | 0.26112 | 0.26406 | 0.26684 | 0.2698 | 0.27285 | 0.27583 | 0.27888 | 0.28194 | 0.28504 | 0.28803 | 0.2909 | 0.29341 | 0.29571 | 0.29748 | 0.29901 | 0.30013 | 0.30088 | 0.30138 | 0.30157 | 0.30134 | 0.30084 | 0.29979 | 0.2985 | 0.29674
F2_Residential_Manufactured Home Moderate Income_New_Water Heating_Natural Gas_Water Heater (<= 55 gal)_E7 | F2 | Residential | Manufactured Home Moderate Income | New | Water Heating | Natural Gas | Water Heater (<= 55 gal) | E7 | TRC BC Ratio | 0 | 0 | 0 | 0 | 0.2481 | 0.24943 | 0.2524 | 0.25484 | 0.25777 | 0.26064 | 0.26355 | 0.2663 | 0.26925 | 0.27235 | 0.27546 | 0.27874 | 0.28212 | 0.28553 | 0.28879 | 0.29187 | 0.29453 | 0.29688 | 0.29857 | 0.29991 | 0.30084 | 0.30145 | 0.30187 | 0.30206 | 0.30184 | 0.30133 | 0.3003 | 0.29902 | 0.29728
F2_Residential_Manufactured Home Moderate Income_New_Water Heating_Natural Gas_Water Heater (<= 55 gal)_E8 | F2 | Residential | Manufactured Home Moderate Income | New | Water Heating | Natural Gas | Water Heater (<= 55 gal) | E8 | TRC BC Ratio | 0 | 0 | 0 | 0 | 0 | 0 | 0 | 0 | 0 | 0 | 0 | 0 | 0 | 0 | 0 | 0 | 0 | 0 | 0 | 0 | 0 | 0 | 0 | 0 | 0 | 0 | 0 | 0 | 0 | 0 | 0 | 0 | 0
F2_Residential_Manufactured Home Moderate Income_New_Water Heating_Natural Gas_Water Heater (<= 55 gal)_E9 | F2 | Residential | Manufactured Home Moderate Income | New | Water Heating | Natural Gas | Water Heater (<= 55 gal) | E9 | TRC BC Ratio | 0 | 0 | 0 | 0 | 0 | 0 | 0 | 0 | 0 | 0 | 0 | 0 | 0 | 0 | 0 | 0 | 0 | 0 | 0 | 0 | 0 | 0 | 0 | 0 | 0 | 0 | 0 | 0 | 0 | 0 | 0 | 0 | 0
F2_Residential_Manufactured Home Moderate Income_New_Water Heating_Natural Gas_Water Heater (<= 55 gal)_E10 | F2 | Residential | Manufactured Home Moderate Income | New | Water Heating | Natural Gas | Water Heater (<= 55 gal) | E10 | TRC BC Ratio | 0 | 0 | 0 | 0 | 0 | 0 | 0 | 0 | 0 | 0 | 0 | 0 | 0 | 0 | 0 | 0 | 0 | 0 | 0 | 0 | 0 | 0 | 0 | 0 | 0 | 0 | 0 | 0 | 0 | 0 | 0 | 0 | 0
F3_Residential_Manufactured Home Moderate Income_New_Water Heating_Natural Gas_Water Heater (<= 55 gal)_E1 | F3 | Residential | Manufactured Home Moderate Income | New | Water Heating | Natural Gas | Water Heater (<= 55 gal) | E1 | PACT BC Ratio | bar: 2019 to 2051
F3_Residential_Manufactured Home Moderate Income_New_Water Heating_Natural Gas_Water Heater (<= 55 gal)_E2 | F3 | Residential | Manufactured Home Moderate Income | New | Water Heating | Natural Gas | Water Heater (<= 55 gal) | E2 | PACT BC Ratio | 1.4301 | 1.4343 | 1.4437 | 1.4516 | 1.4483 | 1.4561 | 1.4735 | 1.488 | 1.5054 | 1.5224 | 1.5395 | 1.5557 | 1.573 | 1.5908 | 1.6082 | 1.6259 | 1.6437 | 1.6618 | 1.6792 | 1.696 | 1.7106 | 1.724 | 1.7343 | 1.7433 | 1.7498 | 1.7542 | 1.7571 | 1.7582 | 1.7569 | 1.7539 | 1.7479 | 1.7403 | 1.73
F3_Residential_Manufactured Home Moderate Income_New_Water Heating_Natural Gas_Water Heater (<= 55 gal)_E3 | F3 | Residential | Manufactured Home Moderate Income | New | Water Heating | Natural Gas | Water Heater (<= 55 gal) | E3 | PACT BC Ratio | 0.25416 | 0.2549 | 0.25657 | 0.25797 | 0.2574 | 0.25878 | 0.26188 | 0.26446 | 0.26755 | 0.27057 | 0.27361 | 0.27649 | 0.27955 | 0.28272 | 0.28581 | 0.28896 | 0.29213 | 0.29535 | 0.29844 | 0.30141 | 0.30402 | 0.3064 | 0.30823 | 0.30983 | 0.31098 | 0.31176 | 0.31227 | 0.31248 | 0.31224 | 0.31171 | 0.31064 | 0.30929 | 0.30747
F3_Residential_Manufactured Home Moderate Income_New_Water Heating_Natural Gas_Water Heater (<= 55 gal)_E4 | F3 | Residential | Manufactured Home Moderate Income | New | Water Heating | Natural Gas | Water Heater (<= 55 gal) | E4 | PACT BC Ratio | 1.3158 | 1.3134 | 1.3187 | 1.3214 | 1.3074 | 1.3093 | 1.3253 | 1.3364 | 1.3523 | 1.3682 | 1.3852 | 1.4019 | 1.4215 | 1.4434 | 1.4665 | 1.4922 | 1.5203 | 1.5499 | 1.5795 | 1.608 | 1.6332 | 1.6557 | 1.6725 | 1.6859 | 1.6956 | 1.7021 | 1.7064 | 1.7081 | 1.7061 | 1.7017 | 1.6926 | 1.6814 | 1.6661
F3_Residential_Manufactured Home Moderate Income_New_Water Heating_Natural Gas_Water Heater (<= 55 gal)_E5 | F3 | Residential | Manufactured Home Moderate Income | New | Water Heating | Natural Gas | Water Heater (<= 55 gal) | E5 | PACT BC Ratio | 1.0158 | 1.0146 | 1.019 | 1.0215 | 1.0118 | 1.0137 | 1.0261 | 1.0349 | 1.0472 | 1.0594 | 1.0724 | 1.0851 | 1.0999 | 1.1163 | 1.1334 | 1.1524 | 1.1729 | 1.1945 | 1.2161 | 1.2368 | 1.2551 | 1.2715 | 1.2837 | 1.2936 | 1.3007 | 1.3055 | 1.3087 | 1.3099 | 1.3085 | 1.3052 | 1.2985 | 1.2903 | 1.279
F3_Residential_Manufactured Home Moderate Income_New_Water Heating_Natural Gas_Water Heater (<= 55 gal)_E6 | F3 | Residential | Manufactured Home Moderate Income | New | Water Heating | Natural Gas | Water Heater (<= 55 gal) | E6 | PACT BC Ratio | 0.24529 | 0.24601 | 0.24762 | 0.24897 | 0.24842 | 0.24975 | 0.25274 | 0.25523 | 0.25821 | 0.26112 | 0.26406 | 0.26684 | 0.2698 | 0.27285 | 0.27583 | 0.27888 | 0.28194 | 0.28504 | 0.28803 | 0.2909 | 0.29341 | 0.29571 | 0.29748 | 0.29901 | 0.30013 | 0.30088 | 0.30138 | 0.30157 | 0.30134 | 0.30084 | 0.29979 | 0.2985 | 0.29674
F3_Residential_Manufactured Home Moderate Income_New_Water Heating_Natural Gas_Water Heater (<= 55 gal)_E7 | F3 | Residential | Manufactured Home Moderate Income | New | Water Heating | Natural Gas | Water Heater (<= 55 gal) | E7 | PACT BC Ratio | 0 | 0 | 0 | 0 | 0.2481 | 0.24943 | 0.2524 | 0.25484 | 0.25777 | 0.26064 | 0.26355 | 0.2663 | 0.26925 | 0.27235 | 0.27546 | 0.27874 | 0.28212 | 0.28553 | 0.28879 | 0.29187 | 0.29453 | 0.29688 | 0.29857 | 0.29991 | 0.30084 | 0.30145 | 0.30187 | 0.30206 | 0.30184 | 0.30133 | 0.3003 | 0.29902 | 0.29728
F3_Residential_Manufactured Home Moderate Income_New_Water Heating_Natural Gas_Water Heater (<= 55 gal)_E8 | F3 | Residential | Manufactured Home Moderate Income | New | Water Heating | Natural Gas | Water Heater (<= 55 gal) | E8 | PACT BC Ratio | 0 | 0 | 0 | 0 | 0 | 0 | 0 | 0 | 0 | 0 | 0 | 0 | 0 | 0 | 0 | 0 | 0 | 0 | 0 | 0 | 0 | 0 | 0 | 0 | 0 | 0 | 0 | 0 | 0 | 0 | 0 | 0 | 0
F3_Residential_Manufactured Home Moderate Income_New_Water Heating_Natural Gas_Water Heater (<= 55 gal)_E9 | F3 | Residential | Manufactured Home Moderate Income | New | Water Heating | Natural Gas | Water Heater (<= 55 gal) | E9 | PACT BC Ratio | 0 | 0 | 0 | 0 | 0 | 0 | 0 | 0 | 0 | 0 | 0 | 0 | 0 | 0 | 0 | 0 | 0 | 0 | 0 | 0 | 0 | 0 | 0 | 0 | 0 | 0 | 0 | 0 | 0 | 0 | 0 | 0 | 0
F3_Residential_Manufactured Home Moderate Income_New_Water Heating_Natural Gas_Water Heater (<= 55 gal)_E10 | F3 | Residential | Manufactured Home Moderate Income | New | Water Heating | Natural Gas | Water Heater (<= 55 gal) | E10 | PACT BC Ratio | 0 | 0 | 0 | 0 | 0 | 0 | 0 | 0 | 0 | 0 | 0 | 0 | 0 | 0 | 0 | 0 | 0 | 0 | 0 | 0 | 0 | 0 | 0 | 0 | 0 | 0 | 0 | 0 | 0 | 0 | 0 | 0 | 0
F4_Residential_Manufactured Home Moderate Income_New_Water Heating_Natural Gas_Water Heater (<= 55 gal)_E1 | F4 | Residential | Manufactured Home Moderate Income | New | Water Heating | Natural Gas | Water Heater (<= 55 gal) | E1 | RVT BC Ratio | bar: 2019 to 2051
F4_Residential_Manufactured Home Moderate Income_New_Water Heating_Natural Gas_Water Heater (<= 55 gal)_E2 | F4 | Residential | Manufactured Home Moderate Income | New | Water Heating | Natural Gas | Water Heater (<= 55 gal) | E2 | RVT BC Ratio | 2.7133 | 2.7183 | 2.7296 | 2.7391 | 2.7352 | 2.7445 | 2.7654 | 2.7827 | 2.8036 | 2.8239 | 2.8445 | 2.8639 | 2.8845 | 2.9059 | 2.9267 | 2.948 | 2.9693 | 2.991 | 3.0118 | 3.0319 | 3.0494 | 3.0655 | 3.0779 | 3.0886 | 3.0964 | 3.1016 | 3.1051 | 3.1065 | 3.1049 | 3.1013 | 3.094 | 3.085 | 3.0727
F4_Residential_Manufactured Home Moderate Income_New_Water Heating_Natural Gas_Water Heater (<= 55 gal)_E3 | F4 | Residential | Manufactured Home Moderate Income | New | Water Heating | Natural Gas | Water Heater (<= 55 gal) | E3 | RVT BC Ratio | 1.3045 | 1.3054 | 1.3074 | 1.3091 | 1.3084 | 1.31 | 1.3138 | 1.3168 | 1.3205 | 1.3242 | 1.3278 | 1.3313 | 1.3349 | 1.3387 | 1.3424 | 1.3462 | 1.35 | 1.3538 | 1.3576 | 1.3611 | 1.3642 | 1.3671 | 1.3693 | 1.3712 | 1.3726 | 1.3735 | 1.3741 | 1.3744 | 1.3741 | 1.3735 | 1.3722 | 1.3706 | 1.3684
F4_Residential_Manufactured Home Moderate Income_New_Water Heating_Natural Gas_Water Heater (<= 55 gal)_E4 | F4 | Residential | Manufactured Home Moderate Income | New | Water Heating | Natural Gas | Water Heater (<= 55 gal) | E4 | RVT BC Ratio | 2.5764 | 2.5736 | 2.5798 | 2.5831 | 2.5664 | 2.5686 | 2.5878 | 2.6011 | 2.6202 | 2.6392 | 2.6596 | 2.6796 | 2.703 | 2.7292 | 2.757 | 2.7878 | 2.8214 | 2.8569 | 2.8924 | 2.9265 | 2.9566 | 2.9836 | 3.0037 | 3.0198 | 3.0314 | 3.0392 | 3.0444 | 3.0464 | 3.0441 | 3.0388 | 3.0279 | 3.0144 | 2.996
F4_Residential_Manufactured Home Moderate Income_New_Water Heating_Natural Gas_Water Heater (<= 55 gal)_E5 | F4 | Residential | Manufactured Home Moderate Income | New | Water Heating | Natural Gas | Water Heater (<= 55 gal) | E5 | RVT BC Ratio | 2.217 | 2.2155 | 2.2208 | 2.2238 | 2.2122 | 2.2145 | 2.2294 | 2.2399 | 2.2546 | 2.2693 | 2.2849 | 2.3001 | 2.3178 | 2.3374 | 2.3579 | 2.3806 | 2.4053 | 2.4311 | 2.4569 | 2.4818 | 2.5037 | 2.5233 | 2.538 | 2.5498 | 2.5583 | 2.564 | 2.5679 | 2.5693 | 2.5676 | 2.5637 | 2.5557 | 2.5458 | 2.5323
F4_Residential_Manufactured Home Moderate Income_New_Water Heating_Natural Gas_Water Heater (<= 55 gal)_E6 | F4 | Residential | Manufactured Home Moderate Income | New | Water Heating | Natural Gas | Water Heater (<= 55 gal) | E6 | RVT BC Ratio | 1.2939 | 1.2947 | 1.2967 | 1.2983 | 1.2976 | 1.2992 | 1.3028 | 1.3058 | 1.3094 | 1.3128 | 1.3164 | 1.3197 | 1.3232 | 1.3269 | 1.3305 | 1.3341 | 1.3378 | 1.3415 | 1.3451 | 1.3485 | 1.3515 | 1.3543 | 1.3564 | 1.3582 | 1.3596 | 1.3605 | 1.3611 | 1.3613 | 1.361 | 1.3604 | 1.3592 | 1.3576 | 1.3555
F4_Residential_Manufactured Home Moderate Income_New_Water Heating_Natural Gas_Water Heater (<= 55 gal)_E7 | F4 | Residential | Manufactured Home Moderate Income | New | Water Heating | Natural Gas | Water Heater (<= 55 gal) | E7 | RVT BC Ratio | 0 | 0 | 0 | 0 | 1.2972 | 1.2988 | 1.3024 | 1.3053 | 1.3088 | 1.3123 | 1.3157 | 1.319 | 1.3226 | 1.3263 | 1.33 | 1.3339 | 1.338 | 1.3421 | 1.346 | 1.3497 | 1.3529 | 1.3557 | 1.3577 | 1.3593 | 1.3604 | 1.3612 | 1.3617 | 1.3619 | 1.3616 | 1.361 | 1.3598 | 1.3582 | 1.3562
F4_Residential_Manufactured Home Moderate Income_New_Water Heating_Natural Gas_Water Heater (<= 55 gal)_E8 | F4 | Residential | Manufactured Home Moderate Income | New | Water Heating | Natural Gas | Water Heater (<= 55 gal) | E8 | RVT BC Ratio | 0 | 0 | 0 | 0 | 0 | 0 | 0 | 0 | 0 | 0 | 0 | 0 | 0 | 0 | 0 | 0 | 0 | 0 | 0 | 0 | 0 | 0 | 0 | 0 | 0 | 0 | 0 | 0 | 0 | 0 | 0 | 0 | 0
F4_Residential_Manufactured Home Moderate Income_New_Water Heating_Natural Gas_Water Heater (<= 55 gal)_E9 | F4 | Residential | Manufactured Home Moderate Income | New | Water Heating | Natural Gas | Water Heater (<= 55 gal) | E9 | RVT BC Ratio | 0 | 0 | 0 | 0 | 0 | 0 | 0 | 0 | 0 | 0 | 0 | 0 | 0 | 0 | 0 | 0 | 0 | 0 | 0 | 0 | 0 | 0 | 0 | 0 | 0 | 0 | 0 | 0 | 0 | 0 | 0 | 0 | 0
F4_Residential_Manufactured Home Moderate Income_New_Water Heating_Natural Gas_Water Heater (<= 55 gal)_E10 | F4 | Residential | Manufactured Home Moderate Income | New | Water Heating | Natural Gas | Water Heater (<= 55 gal) | E10 | RVT BC Ratio | 0 | 0 | 0 | 0 | 0 | 0 | 0 | 0 | 0 | 0 | 0 | 0 | 0 | 0 | 0 | 0 | 0 | 0 | 0 | 0 | 0 | 0 | 0 | 0 | 0 | 0 | 0 | 0 | 0 | 0 | 0 | 0 | 0
F5_Residential_Manufactured Home Moderate Income_New_Water Heating_Natural Gas_Water Heater (<= 55 gal)_E1 | F5 | Residential | Manufactured Home Moderate Income | New | Water Heating | Natural Gas | Water Heater (<= 55 gal) | E1 | RIM BC Ratio | bar: 2019 to 2051
F5_Residential_Manufactured Home Moderate Income_New_Water Heating_Natural Gas_Water Heater (<= 55 gal)_E2 | F5 | Residential | Manufactured Home Moderate Income | New | Water Heating | Natural Gas | Water Heater (<= 55 gal) | E2 | RIM BC Ratio | 0.58905 | 0.58976 | 0.59134 | 0.59266 | 0.59212 | 0.59342 | 0.59629 | 0.59865 | 0.60145 | 0.60414 | 0.60682 | 0.60932 | 0.61195 | 0.61463 | 0.6172 | 0.6198 | 0.62237 | 0.62495 | 0.62739 | 0.62972 | 0.63172 | 0.63355 | 0.63493 | 0.63613 | 0.63699 | 0.63757 | 0.63795 | 0.6381 | 0.63793 | 0.63754 | 0.63673 | 0.63573 | 0.63435
F5_Residential_Manufactured Home Moderate Income_New_Water Heating_Natural Gas_Water Heater (<= 55 gal)_E3 | F5 | Residential | Manufactured Home Moderate Income | New | Water Heating | Natural Gas | Water Heater (<= 55 gal) | E3 | RIM BC Ratio | 0.20272 | 0.20319 | 0.20425 | 0.20514 | 0.20478 | 0.20565 | 0.2076 | 0.20922 | 0.21115 | 0.21302 | 0.2149 | 0.21668 | 0.21856 | 0.22049 | 0.22236 | 0.22426 | 0.22617 | 0.22809 | 0.22993 | 0.23169 | 0.23323 | 0.23463 | 0.2357 | 0.23663 | 0.2373 | 0.23775 | 0.23806 | 0.23817 | 0.23804 | 0.23773 | 0.2371 | 0.23632 | 0.23525
F5_Residential_Manufactured Home Moderate Income_New_Water Heating_Natural Gas_Water Heater (<= 55 gal)_E4 | F5 | Residential | Manufactured Home Moderate Income | New | Water Heating | Natural Gas | Water Heater (<= 55 gal) | E4 | RIM BC Ratio | 0.5687 | 0.56826 | 0.56924 | 0.56975 | 0.56713 | 0.56748 | 0.57048 | 0.57252 | 0.57542 | 0.57828 | 0.5813 | 0.58421 | 0.58759 | 0.59129 | 0.59514 | 0.59933 | 0.60381 | 0.60842 | 0.61293 | 0.61719 | 0.62085 | 0.62407 | 0.62645 | 0.62832 | 0.62966 | 0.63055 | 0.63115 | 0.63138 | 0.63111 | 0.6305 | 0.62926 | 0.62769 | 0.62554
F5_Residential_Manufactured Home Moderate Income_New_Water Heating_Natural Gas_Water Heater (<= 55 gal)_E5 | F5 | Residential | Manufactured Home Moderate Income | New | Water Heating | Natural Gas | Water Heater (<= 55 gal) | E5 | RIM BC Ratio | 0.50433 | 0.50403 | 0.50511 | 0.50573 | 0.50334 | 0.50382 | 0.50686 | 0.50899 | 0.51195 | 0.51486 | 0.51791 | 0.52085 | 0.52423 | 0.52792 | 0.53173 | 0.53586 | 0.54026 | 0.5448 | 0.54923 | 0.55343 | 0.55706 | 0.56026 | 0.56263 | 0.56451 | 0.56586 | 0.56676 | 0.56737 | 0.5676 | 0.56733 | 0.56672 | 0.56546 | 0.56388 | 0.56172
F5_Residential_Manufactured Home Moderate Income_New_Water Heating_Natural Gas_Water Heater (<= 55 gal)_E6 | F5 | Residential | Manufactured Home Moderate Income | New | Water Heating | Natural Gas | Water Heater (<= 55 gal) | E6 | RIM BC Ratio | 0.19704 | 0.1975 | 0.19854 | 0.19941 | 0.19905 | 0.1999 | 0.20182 | 0.2034 | 0.20529 | 0.20713 | 0.20897 | 0.21071 | 0.21255 | 0.21444 | 0.21627 | 0.21814 | 0.22001 | 0.22189 | 0.2237 | 0.22543 | 0.22693 | 0.22831 | 0.22936 | 0.23027 | 0.23093 | 0.23137 | 0.23167 | 0.23178 | 0.23165 | 0.23135 | 0.23073 | 0.22996 | 0.22892
F5_Residential_Manufactured Home Moderate Income_New_Water Heating_Natural Gas_Water Heater (<= 55 gal)_E7 | F5 | Residential | Manufactured Home Moderate Income | New | Water Heating | Natural Gas | Water Heater (<= 55 gal) | E7 | RIM BC Ratio | 0 | 0 | 0 | 0 | 0.19885 | 0.1997 | 0.2016 | 0.20315 | 0.20501 | 0.20682 | 0.20865 | 0.21037 | 0.21221 | 0.21413 | 0.21605 | 0.21805 | 0.22012 | 0.22219 | 0.22416 | 0.22601 | 0.2276 | 0.229 | 0.23001 | 0.2308 | 0.23135 | 0.23171 | 0.23196 | 0.23207 | 0.23194 | 0.23164 | 0.23103 | 0.23027 | 0.22924
F5_Residential_Manufactured Home Moderate Income_New_Water Heating_Natural Gas_Water Heater (<= 55 gal)_E8 | F5 | Residential | Manufactured Home Moderate Income | New | Water Heating | Natural Gas | Water Heater (<= 55 gal) | E8 | RIM BC Ratio | 0 | 0 | 0 | 0 | 0 | 0 | 0 | 0 | 0 | 0 | 0 | 0 | 0 | 0 | 0 | 0 | 0 | 0 | 0 | 0 | 0 | 0 | 0 | 0 | 0 | 0 | 0 | 0 | 0 | 0 | 0 | 0 | 0
F5_Residential_Manufactured Home Moderate Income_New_Water Heating_Natural Gas_Water Heater (<= 55 gal)_E9 | F5 | Residential | Manufactured Home Moderate Income | New | Water Heating | Natural Gas | Water Heater (<= 55 gal) | E9 | RIM BC Ratio | 0 | 0 | 0 | 0 | 0 | 0 | 0 | 0 | 0 | 0 | 0 | 0 | 0 | 0 | 0 | 0 | 0 | 0 | 0 | 0 | 0 | 0 | 0 | 0 | 0 | 0 | 0 | 0 | 0 | 0 | 0 | 0 | 0
F5_Residential_Manufactured Home Moderate Income_New_Water Heating_Natural Gas_Water Heater (<= 55 gal)_E10 | F5 | Residential | Manufactured Home Moderate Income | New | Water Heating | Natural Gas | Water Heater (<= 55 gal) | E10 | RIM BC Ratio | 0 | 0 | 0 | 0 | 0 | 0 | 0 | 0 | 0 | 0 | 0 | 0 | 0 | 0 | 0 | 0 | 0 | 0 | 0 | 0 | 0 | 0 | 0 | 0 | 0 | 0 | 0 | 0 | 0 | 0 | 0 | 0 | 0
F0_Residential_Manufactured Home Moderate Income_New_Water Heating_Natural Gas_Water Heater (> 55 gal)_E0 | F0 | Residential | Manufactured Home Moderate Income | New | Water Heating | Natural Gas | Water Heater (> 55 gal) | E0 | Economic Unit | UEF 0.76 (Standard) | UEF 0.76 (Standard) | UEF 0.76 (Standard) | UEF 0.76 (Standard) | UEF 0.76 (Standard) | UEF 0.76 (Standard) | UEF 0.76 (Standard) | UEF 0.76 (Standard) | UEF 0.76 (Standard) | UEF 0.76 (Standard) | UEF 0.76 (Standard) | UEF 0.76 (Standard) | UEF 0.76 (Standard) | UEF 0.76 (Standard) | UEF 0.76 (Standard) | UEF 0.76 (Standard) | UEF 0.76 (Standard) | UEF 0.76 (Standard) | UEF 0.76 (Standard) | UEF 0.76 (Standard) | UEF 0.76 (Standard) | UEF 0.76 (Standard) | UEF 0.76 (Standard) | UEF 0.76 (Standard) | UEF 0.76 (Standard) | UEF 0.76 (Standard) | UEF 0.76 (Standard) | UEF 0.76 (Standard) | UEF 0.76 (Standard) | UEF 0.76 (Standard) | UEF 0.76 (Standard) | UEF 0.76 (Standard) | UEF 0.76 (Standard)
F1_Residential_Manufactured Home Moderate Income_New_Water Heating_Natural Gas_Water Heater (> 55 gal)_E1 | F1 | Residential | Manufactured Home Moderate Income | New | Water Heating | Natural Gas | Water Heater (> 55 gal) | E1 | CCE | 0 | 0 | 0 | 0 | 0 | 0 | 0 | 0 | 0 | 0 | 0 | 0 | 0 | 0 | 0 | 0 | 0 | 0 | 0 | 0 | 0 | 0 | 0 | 0 | 0 | 0 | 0 | 0 | 0 | 0 | 0 | 0 | 0
F1_Residential_Manufactured Home Moderate Income_New_Water Heating_Natural Gas_Water Heater (> 55 gal)_E2 | F1 | Residential | Manufactured Home Moderate Income | New | Water Heating | Natural Gas | Water Heater (> 55 gal) | E2 | CCE | 3.8434 | 3.9616 | 3.8812 | 3.558 | 3.558 | 3.558 | 3.558 | 3.558 | 3.558 | 3.558 | 3.558 | 3.558 | 3.558 | 3.558 | 3.558 | 3.558 | 3.558 | 3.558 | 3.558 | 3.558 | 3.558 | 3.558 | 3.558 | 3.558 | 3.558 | 3.558 | 3.558 | 3.558 | 3.558 | 3.558 | 3.558 | 3.558 | 3.558
F1_Residential_Manufactured Home Moderate Income_New_Water Heating_Natural Gas_Water Heater (> 55 gal)_E3 | F1 | Residential | Manufactured Home Moderate Income | New | Water Heating | Natural Gas | Water Heater (> 55 gal) | E3 | CCE | 27.2076 | 28.0448 | 27.4754 | 25.1877 | 25.1877 | 25.1877 | 25.1877 | 25.1877 | 25.1877 | 25.1877 | 25.1877 | 25.1877 | 25.1877 | 25.1877 | 25.1877 | 25.1877 | 25.1877 | 25.1877 | 25.1877 | 25.1877 | 25.1877 | 25.1877 | 25.1877 | 25.1877 | 25.1877 | 25.1877 | 25.1877 | 25.1877 | 25.1877 | 25.1877 | 25.1877 | 25.1877 | 25.1877
F1_Residential_Manufactured Home Moderate Income_New_Water Heating_Natural Gas_Water Heater (> 55 gal)_E4 | F1 | Residential | Manufactured Home Moderate Income | New | Water Heating | Natural Gas | Water Heater (> 55 gal) | E4 | CCE | 2.8879 | 2.9768 | 2.9164 | 2.6735 | 2.6735 | 2.6735 | 2.6735 | 2.6735 | 2.6735 | 2.6735 | 2.6735 | 2.6735 | 2.6735 | 2.6735 | 2.6735 | 2.6735 | 2.6735 | 2.6735 | 2.6735 | 2.6735 | 2.6735 | 2.6735 | 2.6735 | 2.6735 | 2.6735 | 2.6735 | 2.6735 | 2.6735 | 2.6735 | 2.6735 | 2.6735 | 2.6735 | 2.6735
F1_Residential_Manufactured Home Moderate Income_New_Water Heating_Natural Gas_Water Heater (> 55 gal)_E5 | F1 | Residential | Manufactured Home Moderate Income | New | Water Heating | Natural Gas | Water Heater (> 55 gal) | E5 | CCE | 3.1379 | 3.2344 | 3.1688 | 2.9049 | 2.9049 | 2.9049 | 2.9049 | 2.9049 | 2.9049 | 2.9049 | 2.9049 | 2.9049 | 2.9049 | 2.9049 | 2.9049 | 2.9049 | 2.9049 | 2.9049 | 2.9049 | 2.9049 | 2.9049 | 2.9049 | 2.9049 | 2.9049 | 2.9049 | 2.9049 | 2.9049 | 2.9049 | 2.9049 | 2.9049 | 2.9049 | 2.9049 | 2.9049
F1_Residential_Manufactured Home Moderate Income_New_Water Heating_Natural Gas_Water Heater (> 55 gal)_E6 | F1 | Residential | Manufactured Home Moderate Income | New | Water Heating | Natural Gas | Water Heater (> 55 gal) | E6 | CCE | 9.8057 | 10.1074 | 9.9023 | 9.0778 | 9.0778 | 9.0778 | 9.0778 | 9.0778 | 9.0778 | 9.0778 | 9.0778 | 9.0778 | 9.0778 | 9.0778 | 9.0778 | 9.0778 | 9.0778 | 9.0778 | 9.0778 | 9.0778 | 9.0778 | 9.0778 | 9.0778 | 9.0778 | 9.0778 | 9.0778 | 9.0778 | 9.0778 | 9.0778 | 9.0778 | 9.0778 | 9.0778 | 9.0778
F1_Residential_Manufactured Home Moderate Income_New_Water Heating_Natural Gas_Water Heater (> 55 gal)_E7 | F1 | Residential | Manufactured Home Moderate Income | New | Water Heating | Natural Gas | Water Heater (> 55 gal) | E7 | CCE | 0 | 0 | 0 | 0 | 0 | 7.6431 | 7.6431 | 7.6431 | 7.6431 | 7.6431 | 7.6431 | 7.6431 | 7.6431 | 7.6431 | 7.6431 | 7.6431 | 7.6431 | 7.6431 | 7.6431 | 7.6431 | 7.6431 | 7.6431 | 7.6431 | 7.6431 | 7.6431 | 7.6431 | 7.6431 | 7.6431 | 7.6431 | 7.6431 | 7.6431 | 7.6431 | 7.6431
F1_Residential_Manufactured Home Moderate Income_New_Water Heating_Natural Gas_Water Heater (> 55 gal)_E8 | F1 | Residential | Manufactured Home Moderate Income | New | Water Heating | Natural Gas | Water Heater (> 55 gal) | E8 | CCE | 0 | 0 | 0 | 0 | 0 | 0 | 0 | 0 | 0 | 0 | 0 | 0 | 0 | 0 | 0 | 0 | 0 | 0 | 0 | 0 | 0 | 0 | 0 | 0 | 0 | 0 | 0 | 0 | 0 | 0 | 0 | 0 | 0
F1_Residential_Manufactured Home Moderate Income_New_Water Heating_Natural Gas_Water Heater (> 55 gal)_E9 | F1 | Residential | Manufactured Home Moderate Income | New | Water Heating | Natural Gas | Water Heater (> 55 gal) | E9 | CCE | 0 | 0 | 0 | 0 | 0 | 0 | 0 | 0 | 0 | 0 | 0 | 0 | 0 | 0 | 0 | 0 | 0 | 0 | 0 | 0 | 0 | 0 | 0 | 0 | 0 | 0 | 0 | 0 | 0 | 0 | 0 | 0 | 0
F1_Residential_Manufactured Home Moderate Income_New_Water Heating_Natural Gas_Water Heater (> 55 gal)_E10 | F1 | Residential | Manufactured Home Moderate Income | New | Water Heating | Natural Gas | Water Heater (> 55 gal) | E10 | CCE | 0 | 0 | 0 | 0 | 0 | 0 | 0 | 0 | 0 | 0 | 0 | 0 | 0 | 0 | 0 | 0 | 0 | 0 | 0 | 0 | 0 | 0 | 0 | 0 | 0 | 0 | 0 | 0 | 0 | 0 | 0 | 0 | 0
F2_Residential_Manufactured Home Moderate Income_New_Water Heating_Natural Gas_Water Heater (> 55 gal)_E1 | F2 | Residential | Manufactured Home Moderate Income | New | Water Heating | Natural Gas | Water Heater (> 55 gal) | E1 | TRC BC Ratio | bar: 2019 to 2051
F2_Residential_Manufactured Home Moderate Income_New_Water Heating_Natural Gas_Water Heater (> 55 gal)_E2 | F2 | Residential | Manufactured Home Moderate Income | New | Water Heating | Natural Gas | Water Heater (> 55 gal) | E2 | TRC BC Ratio | 0.34011 | 0.34111 | 0.34334 | 0.34522 | 0.34446 | 0.3463 | 0.35045 | 0.35389 | 0.35803 | 0.36207 | 0.36615 | 0.37 | 0.3741 | 0.37834 | 0.38247 | 0.38669 | 0.39093 | 0.39524 | 0.39937 | 0.40335 | 0.40684 | 0.41003 | 0.41248 | 0.41461 | 0.41616 | 0.41719 | 0.41789 | 0.41816 | 0.41784 | 0.41714 | 0.41569 | 0.41389 | 0.41145
F2_Residential_Manufactured Home Moderate Income_New_Water Heating_Natural Gas_Water Heater (> 55 gal)_E3 | F2 | Residential | Manufactured Home Moderate Income | New | Water Heating | Natural Gas | Water Heater (> 55 gal) | E3 | TRC BC Ratio | 0.048045 | 0.048186 | 0.048501 | 0.048766 | 0.048659 | 0.048919 | 0.049505 | 0.049992 | 0.050576 | 0.051147 | 0.051722 | 0.052267 | 0.052846 | 0.053444 | 0.054028 | 0.054624 | 0.055224 | 0.055832 | 0.056416 | 0.056978 | 0.05747 | 0.057921 | 0.058267 | 0.058568 | 0.058787 | 0.058933 | 0.059031 | 0.059069 | 0.059025 | 0.058925 | 0.058721 | 0.058467 | 0.058122
F2_Residential_Manufactured Home Moderate Income_New_Water Heating_Natural Gas_Water Heater (> 55 gal)_E4 | F2 | Residential | Manufactured Home Moderate Income | New | Water Heating | Natural Gas | Water Heater (> 55 gal) | E4 | TRC BC Ratio | 0.38822 | 0.38229 | 0.38096 | 0.37794 | 0.36449 | 0.3606 | 0.36535 | 0.36673 | 0.37134 | 0.37625 | 0.38232 | 0.38873 | 0.39766 | 0.40872 | 0.42161 | 0.43711 | 0.45529 | 0.47493 | 0.49515 | 0.51467 | 0.53191 | 0.54712 | 0.55828 | 0.56656 | 0.57256 | 0.57658 | 0.57927 | 0.58032 | 0.5791 | 0.57637 | 0.57076 | 0.56378 | 0.5543
F2_Residential_Manufactured Home Moderate Income_New_Water Heating_Natural Gas_Water Heater (> 55 gal)_E5 | F2 | Residential | Manufactured Home Moderate Income | New | Water Heating | Natural Gas | Water Heater (> 55 gal) | E5 | TRC BC Ratio | 0.37311 | 0.36943 | 0.36926 | 0.36784 | 0.35851 | 0.35649 | 0.36105 | 0.36311 | 0.36757 | 0.3722 | 0.37763 | 0.38321 | 0.39058 | 0.39943 | 0.40948 | 0.42132 | 0.43497 | 0.44963 | 0.46463 | 0.4791 | 0.49188 | 0.50319 | 0.51152 | 0.51781 | 0.52236 | 0.52541 | 0.52745 | 0.52825 | 0.52732 | 0.52525 | 0.52099 | 0.51569 | 0.5085
F2_Residential_Manufactured Home Moderate Income_New_Water Heating_Natural Gas_Water Heater (> 55 gal)_E6 | F2 | Residential | Manufactured Home Moderate Income | New | Water Heating | Natural Gas | Water Heater (> 55 gal) | E6 | TRC BC Ratio | 0.13331 | 0.1337 | 0.13457 | 0.13531 | 0.13501 | 0.13573 | 0.13736 | 0.13871 | 0.14033 | 0.14192 | 0.14351 | 0.14502 | 0.14663 | 0.14829 | 0.14991 | 0.15156 | 0.15323 | 0.15491 | 0.15654 | 0.1581 | 0.15946 | 0.16071 | 0.16167 | 0.16251 | 0.16311 | 0.16352 | 0.16379 | 0.1639 | 0.16377 | 0.1635 | 0.16293 | 0.16223 | 0.16127
F2_Residential_Manufactured Home Moderate Income_New_Water Heating_Natural Gas_Water Heater (> 55 gal)_E7 | F2 | Residential | Manufactured Home Moderate Income | New | Water Heating | Natural Gas | Water Heater (> 55 gal) | E7 | TRC BC Ratio | 0 | 0 | 0 | 0 | 0 | 0.16376 | 0.16571 | 0.16729 | 0.16919 | 0.17105 | 0.17295 | 0.17475 | 0.17668 | 0.17873 | 0.18085 | 0.18311 | 0.18549 | 0.18788 | 0.19015 | 0.19228 | 0.1941 | 0.19566 | 0.19674 | 0.19752 | 0.19805 | 0.19838 | 0.19862 | 0.19874 | 0.1986 | 0.19827 | 0.19759 | 0.19676 | 0.19562
F2_Residential_Manufactured Home Moderate Income_New_Water Heating_Natural Gas_Water Heater (> 55 gal)_E8 | F2 | Residential | Manufactured Home Moderate Income | New | Water Heating | Natural Gas | Water Heater (> 55 gal) | E8 | TRC BC Ratio | 0 | 0 | 0 | 0 | 0 | 0 | 0 | 0 | 0 | 0 | 0 | 0 | 0 | 0 | 0 | 0 | 0 | 0 | 0 | 0 | 0 | 0 | 0 | 0 | 0 | 0 | 0 | 0 | 0 | 0 | 0 | 0 | 0
F2_Residential_Manufactured Home Moderate Income_New_Water Heating_Natural Gas_Water Heater (> 55 gal)_E9 | F2 | Residential | Manufactured Home Moderate Income | New | Water Heating | Natural Gas | Water Heater (> 55 gal) | E9 | TRC BC Ratio | 0 | 0 | 0 | 0 | 0 | 0 | 0 | 0 | 0 | 0 | 0 | 0 | 0 | 0 | 0 | 0 | 0 | 0 | 0 | 0 | 0 | 0 | 0 | 0 | 0 | 0 | 0 | 0 | 0 | 0 | 0 | 0 | 0
F2_Residential_Manufactured Home Moderate Income_New_Water Heating_Natural Gas_Water Heater (> 55 gal)_E10 | F2 | Residential | Manufactured Home Moderate Income | New | Water Heating | Natural Gas | Water Heater (> 55 gal) | E10 | TRC BC Ratio | 0 | 0 | 0 | 0 | 0 | 0 | 0 | 0 | 0 | 0 | 0 | 0 | 0 | 0 | 0 | 0 | 0 | 0 | 0 | 0 | 0 | 0 | 0 | 0 | 0 | 0 | 0 | 0 | 0 | 0 | 0 | 0 | 0
F3_Residential_Manufactured Home Moderate Income_New_Water Heating_Natural Gas_Water Heater (> 55 gal)_E1 | F3 | Residential | Manufactured Home Moderate Income | New | Water Heating | Natural Gas | Water Heater (> 55 gal) | E1 | PACT BC Ratio | bar: 2019 to 2051
F3_Residential_Manufactured Home Moderate Income_New_Water Heating_Natural Gas_Water Heater (> 55 gal)_E2 | F3 | Residential | Manufactured Home Moderate Income | New | Water Heating | Natural Gas | Water Heater (> 55 gal) | E2 | PACT BC Ratio | 0.43267 | 0.43394 | 0.43678 | 0.43917 | 0.4382 | 0.44054 | 0.44582 | 0.4502 | 0.45547 | 0.46061 | 0.46579 | 0.47069 | 0.47591 | 0.4813 | 0.48655 | 0.49192 | 0.49732 | 0.50279 | 0.50806 | 0.51312 | 0.51755 | 0.52161 | 0.52473 | 0.52744 | 0.52941 | 0.53073 | 0.53161 | 0.53195 | 0.53155 | 0.53066 | 0.52882 | 0.52653 | 0.52342
F3_Residential_Manufactured Home Moderate Income_New_Water Heating_Natural Gas_Water Heater (> 55 gal)_E3 | F3 | Residential | Manufactured Home Moderate Income | New | Water Heating | Natural Gas | Water Heater (> 55 gal) | E3 | PACT BC Ratio | 0.06112 | 0.061299 | 0.0617 | 0.062038 | 0.0619 | 0.062231 | 0.062977 | 0.063596 | 0.06434 | 0.065066 | 0.065798 | 0.06649 | 0.067227 | 0.067989 | 0.068731 | 0.06949 | 0.070252 | 0.071025 | 0.071769 | 0.072484 | 0.07311 | 0.073684 | 0.074124 | 0.074507 | 0.074785 | 0.074971 | 0.075096 | 0.075144 | 0.075088 | 0.074961 | 0.074701 | 0.074378 | 0.073939
F3_Residential_Manufactured Home Moderate Income_New_Water Heating_Natural Gas_Water Heater (> 55 gal)_E4 | F3 | Residential | Manufactured Home Moderate Income | New | Water Heating | Natural Gas | Water Heater (> 55 gal) | E4 | PACT BC Ratio | 0.49387 | 0.48632 | 0.48463 | 0.48079 | 0.46368 | 0.45874 | 0.46477 | 0.46653 | 0.4724 | 0.47864 | 0.48636 | 0.49451 | 0.50588 | 0.51995 | 0.53635 | 0.55607 | 0.57919 | 0.60418 | 0.6299 | 0.65473 | 0.67666 | 0.69602 | 0.71021 | 0.72075 | 0.72838 | 0.73349 | 0.73691 | 0.73824 | 0.7367 | 0.73322 | 0.72608 | 0.7172 | 0.70515
F3_Residential_Manufactured Home Moderate Income_New_Water Heating_Natural Gas_Water Heater (> 55 gal)_E5 | F3 | Residential | Manufactured Home Moderate Income | New | Water Heating | Natural Gas | Water Heater (> 55 gal) | E5 | PACT BC Ratio | 0.47464 | 0.46996 | 0.46975 | 0.46794 | 0.45607 | 0.4535 | 0.4593 | 0.46192 | 0.4676 | 0.47349 | 0.48039 | 0.4875 | 0.49687 | 0.50813 | 0.52091 | 0.53597 | 0.55334 | 0.572 | 0.59107 | 0.60949 | 0.62574 | 0.64013 | 0.65073 | 0.65872 | 0.66451 | 0.66839 | 0.67099 | 0.672 | 0.67083 | 0.66819 | 0.66277 | 0.65603 | 0.64688
F3_Residential_Manufactured Home Moderate Income_New_Water Heating_Natural Gas_Water Heater (> 55 gal)_E6 | F3 | Residential | Manufactured Home Moderate Income | New | Water Heating | Natural Gas | Water Heater (> 55 gal) | E6 | PACT BC Ratio | 0.16959 | 0.17008 | 0.1712 | 0.17213 | 0.17175 | 0.17267 | 0.17474 | 0.17646 | 0.17852 | 0.18054 | 0.18257 | 0.18449 | 0.18653 | 0.18865 | 0.1907 | 0.19281 | 0.19493 | 0.19707 | 0.19913 | 0.20112 | 0.20286 | 0.20445 | 0.20567 | 0.20673 | 0.2075 | 0.20802 | 0.20837 | 0.2085 | 0.20834 | 0.20799 | 0.20727 | 0.20637 | 0.20516
F3_Residential_Manufactured Home Moderate Income_New_Water Heating_Natural Gas_Water Heater (> 55 gal)_E7 | F3 | Residential | Manufactured Home Moderate Income | New | Water Heating | Natural Gas | Water Heater (> 55 gal) | E7 | PACT BC Ratio | 0 | 0 | 0 | 0 | 0 | 0.20833 | 0.2108 | 0.21281 | 0.21523 | 0.2176 | 0.22001 | 0.2223 | 0.22476 | 0.22738 | 0.23006 | 0.23294 | 0.23597 | 0.23901 | 0.2419 | 0.2446 | 0.24692 | 0.24891 | 0.25029 | 0.25128 | 0.25194 | 0.25237 | 0.25267 | 0.25283 | 0.25264 | 0.25222 | 0.25137 | 0.2503 | 0.24886
F3_Residential_Manufactured Home Moderate Income_New_Water Heating_Natural Gas_Water Heater (> 55 gal)_E8 | F3 | Residential | Manufactured Home Moderate Income | New | Water Heating | Natural Gas | Water Heater (> 55 gal) | E8 | PACT BC Ratio | 0 | 0 | 0 | 0 | 0 | 0 | 0 | 0 | 0 | 0 | 0 | 0 | 0 | 0 | 0 | 0 | 0 | 0 | 0 | 0 | 0 | 0 | 0 | 0 | 0 | 0 | 0 | 0 | 0 | 0 | 0 | 0 | 0
F3_Residential_Manufactured Home Moderate Income_New_Water Heating_Natural Gas_Water Heater (> 55 gal)_E9 | F3 | Residential | Manufactured Home Moderate Income | New | Water Heating | Natural Gas | Water Heater (> 55 gal) | E9 | PACT BC Ratio | 0 | 0 | 0 | 0 | 0 | 0 | 0 | 0 | 0 | 0 | 0 | 0 | 0 | 0 | 0 | 0 | 0 | 0 | 0 | 0 | 0 | 0 | 0 | 0 | 0 | 0 | 0 | 0 | 0 | 0 | 0 | 0 | 0
F3_Residential_Manufactured Home Moderate Income_New_Water Heating_Natural Gas_Water Heater (> 55 gal)_E10 | F3 | Residential | Manufactured Home Moderate Income | New | Water Heating | Natural Gas | Water Heater (> 55 gal) | E10 | PACT BC Ratio | 0 | 0 | 0 | 0 | 0 | 0 | 0 | 0 | 0 | 0 | 0 | 0 | 0 | 0 | 0 | 0 | 0 | 0 | 0 | 0 | 0 | 0 | 0 | 0 | 0 | 0 | 0 | 0 | 0 | 0 | 0 | 0 | 0
F4_Residential_Manufactured Home Moderate Income_New_Water Heating_Natural Gas_Water Heater (> 55 gal)_E1 | F4 | Residential | Manufactured Home Moderate Income | New | Water Heating | Natural Gas | Water Heater (> 55 gal) | E1 | RVT BC Ratio | bar: 2019 to 2051
F4_Residential_Manufactured Home Moderate Income_New_Water Heating_Natural Gas_Water Heater (> 55 gal)_E2 | F4 | Residential | Manufactured Home Moderate Income | New | Water Heating | Natural Gas | Water Heater (> 55 gal) | E2 | RVT BC Ratio | 1.1508 | 1.152 | 1.1546 | 1.1569 | 1.156 | 1.1582 | 1.1632 | 1.1673 | 1.1722 | 1.1771 | 1.182 | 1.1866 | 1.1915 | 1.1966 | 1.2015 | 1.2066 | 1.2117 | 1.2168 | 1.2218 | 1.2265 | 1.2307 | 1.2345 | 1.2375 | 1.24 | 1.2419 | 1.2431 | 1.2439 | 1.2443 | 1.2439 | 1.2431 | 1.2413 | 1.2392 | 1.2362
F4_Residential_Manufactured Home Moderate Income_New_Water Heating_Natural Gas_Water Heater (> 55 gal)_E3 | F4 | Residential | Manufactured Home Moderate Income | New | Water Heating | Natural Gas | Water Heater (> 55 gal) | E3 | RVT BC Ratio | 0.80086 | 0.80102 | 0.8014 | 0.80172 | 0.80159 | 0.8019 | 0.8026 | 0.80319 | 0.80389 | 0.80457 | 0.80526 | 0.80591 | 0.80661 | 0.80732 | 0.80802 | 0.80874 | 0.80946 | 0.81018 | 0.81088 | 0.81156 | 0.81215 | 0.81269 | 0.8131 | 0.81346 | 0.81372 | 0.8139 | 0.81402 | 0.81406 | 0.81401 | 0.81389 | 0.81365 | 0.81334 | 0.81293
F4_Residential_Manufactured Home Moderate Income_New_Water Heating_Natural Gas_Water Heater (> 55 gal)_E4 | F4 | Residential | Manufactured Home Moderate Income | New | Water Heating | Natural Gas | Water Heater (> 55 gal) | E4 | RVT BC Ratio | 1.2084 | 1.2013 | 1.1997 | 1.1961 | 1.18 | 1.1753 | 1.181 | 1.1827 | 1.1882 | 1.1941 | 1.2013 | 1.209 | 1.2197 | 1.233 | 1.2484 | 1.267 | 1.2888 | 1.3123 | 1.3365 | 1.3599 | 1.3806 | 1.3988 | 1.4122 | 1.4221 | 1.4293 | 1.4341 | 1.4373 | 1.4386 | 1.4371 | 1.4338 | 1.4271 | 1.4187 | 1.4074
F4_Residential_Manufactured Home Moderate Income_New_Water Heating_Natural Gas_Water Heater (> 55 gal)_E5 | F4 | Residential | Manufactured Home Moderate Income | New | Water Heating | Natural Gas | Water Heater (> 55 gal) | E5 | RVT BC Ratio | 1.1903 | 1.1859 | 1.1857 | 1.184 | 1.1728 | 1.1704 | 1.1759 | 1.1783 | 1.1837 | 1.1892 | 1.1957 | 1.2024 | 1.2112 | 1.2218 | 1.2339 | 1.2481 | 1.2644 | 1.282 | 1.3 | 1.3173 | 1.3326 | 1.3461 | 1.3561 | 1.3637 | 1.3691 | 1.3728 | 1.3752 | 1.3762 | 1.3751 | 1.3726 | 1.3675 | 1.3611 | 1.3525
F4_Residential_Manufactured Home Moderate Income_New_Water Heating_Natural Gas_Water Heater (> 55 gal)_E6 | F4 | Residential | Manufactured Home Moderate Income | New | Water Heating | Natural Gas | Water Heater (> 55 gal) | E6 | RVT BC Ratio | 0.90301 | 0.90347 | 0.90452 | 0.90541 | 0.90505 | 0.90591 | 0.90786 | 0.90948 | 0.91142 | 0.91332 | 0.91523 | 0.91704 | 0.91897 | 0.92096 | 0.9229 | 0.92488 | 0.92687 | 0.92889 | 0.93083 | 0.9327 | 0.93434 | 0.93584 | 0.93699 | 0.93799 | 0.93872 | 0.9392 | 0.93953 | 0.93965 | 0.93951 | 0.93918 | 0.9385 | 0.93765 | 0.93651
F4_Residential_Manufactured Home Moderate Income_New_Water Heating_Natural Gas_Water Heater (> 55 gal)_E7 | F4 | Residential | Manufactured Home Moderate Income | New | Water Heating | Natural Gas | Water Heater (> 55 gal) | E7 | RVT BC Ratio | 0 | 0 | 0 | 0 | 0 | 0.93949 | 0.94182 | 0.94372 | 0.94599 | 0.94823 | 0.9505 | 0.95265 | 0.95497 | 0.95743 | 0.95996 | 0.96267 | 0.96552 | 0.96839 | 0.97111 | 0.97366 | 0.97583 | 0.97771 | 0.97901 | 0.97994 | 0.98057 | 0.98097 | 0.98125 | 0.9814 | 0.98122 | 0.98083 | 0.98003 | 0.97902 | 0.97766
F4_Residential_Manufactured Home Moderate Income_New_Water Heating_Natural Gas_Water Heater (> 55 gal)_E8 | F4 | Residential | Manufactured Home Moderate Income | New | Water Heating | Natural Gas | Water Heater (> 55 gal) | E8 | RVT BC Ratio | 0 | 0 | 0 | 0 | 0 | 0 | 0 | 0 | 0 | 0 | 0 | 0 | 0 | 0 | 0 | 0 | 0 | 0 | 0 | 0 | 0 | 0 | 0 | 0 | 0 | 0 | 0 | 0 | 0 | 0 | 0 | 0 | 0
F4_Residential_Manufactured Home Moderate Income_New_Water Heating_Natural Gas_Water Heater (> 55 gal)_E9 | F4 | Residential | Manufactured Home Moderate Income | New | Water Heating | Natural Gas | Water Heater (> 55 gal) | E9 | RVT BC Ratio | 0 | 0 | 0 | 0 | 0 | 0 | 0 | 0 | 0 | 0 | 0 | 0 | 0 | 0 | 0 | 0 | 0 | 0 | 0 | 0 | 0 | 0 | 0 | 0 | 0 | 0 | 0 | 0 | 0 | 0 | 0 | 0 | 0
F4_Residential_Manufactured Home Moderate Income_New_Water Heating_Natural Gas_Water Heater (> 55 gal)_E10 | F4 | Residential | Manufactured Home Moderate Income | New | Water Heating | Natural Gas | Water Heater (> 55 gal) | E10 | RVT BC Ratio | 0 | 0 | 0 | 0 | 0 | 0 | 0 | 0 | 0 | 0 | 0 | 0 | 0 | 0 | 0 | 0 | 0 | 0 | 0 | 0 | 0 | 0 | 0 | 0 | 0 | 0 | 0 | 0 | 0 | 0 | 0 | 0 | 0
F5_Residential_Manufactured Home Moderate Income_New_Water Heating_Natural Gas_Water Heater (> 55 gal)_E1 | F5 | Residential | Manufactured Home Moderate Income | New | Water Heating | Natural Gas | Water Heater (> 55 gal) | E1 | RIM BC Ratio | bar: 2019 to 2051
F5_Residential_Manufactured Home Moderate Income_New_Water Heating_Natural Gas_Water Heater (> 55 gal)_E2 | F5 | Residential | Manufactured Home Moderate Income | New | Water Heating | Natural Gas | Water Heater (> 55 gal) | E2 | RIM BC Ratio | 0.30215 | 0.30277 | 0.30415 | 0.30531 | 0.30484 | 0.30597 | 0.3085 | 0.3106 | 0.31309 | 0.31551 | 0.31794 | 0.32021 | 0.32262 | 0.32509 | 0.32747 | 0.3299 | 0.33232 | 0.33475 | 0.33708 | 0.3393 | 0.34123 | 0.34299 | 0.34434 | 0.3455 | 0.34635 | 0.34691 | 0.34729 | 0.34743 | 0.34726 | 0.34688 | 0.34609 | 0.34511 | 0.34377
F5_Residential_Manufactured Home Moderate Income_New_Water Heating_Natural Gas_Water Heater (> 55 gal)_E3 | F5 | Residential | Manufactured Home Moderate Income | New | Water Heating | Natural Gas | Water Heater (> 55 gal) | E3 | RIM BC Ratio | 0.057605 | 0.057764 | 0.05812 | 0.058419 | 0.058298 | 0.058591 | 0.059252 | 0.059799 | 0.060457 | 0.061097 | 0.061742 | 0.062351 | 0.062999 | 0.063667 | 0.064317 | 0.064982 | 0.065648 | 0.066322 | 0.06697 | 0.067593 | 0.068137 | 0.068635 | 0.069016 | 0.069348 | 0.069589 | 0.06975 | 0.069858 | 0.0699 | 0.069851 | 0.069742 | 0.069517 | 0.069237 | 0.068856
F5_Residential_Manufactured Home Moderate Income_New_Water Heating_Natural Gas_Water Heater (> 55 gal)_E4 | F5 | Residential | Manufactured Home Moderate Income | New | Water Heating | Natural Gas | Water Heater (> 55 gal) | E4 | RIM BC Ratio | 0.33077 | 0.32737 | 0.3266 | 0.32486 | 0.31695 | 0.31464 | 0.31746 | 0.31828 | 0.321 | 0.32387 | 0.32739 | 0.33106 | 0.33612 | 0.34227 | 0.3493 | 0.35756 | 0.36698 | 0.37686 | 0.38671 | 0.39592 | 0.40384 | 0.41066 | 0.41556 | 0.41914 | 0.42171 | 0.42342 | 0.42456 | 0.425 | 0.42448 | 0.42333 | 0.42094 | 0.41794 | 0.41382
F5_Residential_Manufactured Home Moderate Income_New_Water Heating_Natural Gas_Water Heater (> 55 gal)_E5 | F5 | Residential | Manufactured Home Moderate Income | New | Water Heating | Natural Gas | Water Heater (> 55 gal) | E5 | RIM BC Ratio | 0.32204 | 0.31988 | 0.31978 | 0.31894 | 0.31338 | 0.31216 | 0.3149 | 0.31613 | 0.31878 | 0.32151 | 0.32467 | 0.3279 | 0.33212 | 0.33711 | 0.34269 | 0.34914 | 0.35643 | 0.36408 | 0.37172 | 0.37892 | 0.38513 | 0.39054 | 0.39446 | 0.39738 | 0.39948 | 0.40088 | 0.40181 | 0.40218 | 0.40175 | 0.40081 | 0.39885 | 0.3964 | 0.39304
F5_Residential_Manufactured Home Moderate Income_New_Water Heating_Natural Gas_Water Heater (> 55 gal)_E6 | F5 | Residential | Manufactured Home Moderate Income | New | Water Heating | Natural Gas | Water Heater (> 55 gal) | E6 | RIM BC Ratio | 0.14503 | 0.14539 | 0.14621 | 0.14689 | 0.14661 | 0.14728 | 0.14878 | 0.15003 | 0.15152 | 0.15296 | 0.15442 | 0.15579 | 0.15725 | 0.15875 | 0.1602 | 0.16169 | 0.16317 | 0.16467 | 0.16611 | 0.16749 | 0.16869 | 0.16979 | 0.17063 | 0.17136 | 0.17189 | 0.17225 | 0.17248 | 0.17258 | 0.17247 | 0.17223 | 0.17173 | 0.17112 | 0.17028
F5_Residential_Manufactured Home Moderate Income_New_Water Heating_Natural Gas_Water Heater (> 55 gal)_E7 | F5 | Residential | Manufactured Home Moderate Income | New | Water Heating | Natural Gas | Water Heater (> 55 gal) | E7 | RIM BC Ratio | 0 | 0 | 0 | 0 | 0 | 0.17246 | 0.17415 | 0.17552 | 0.17716 | 0.17877 | 0.18039 | 0.18192 | 0.18357 | 0.18531 | 0.18709 | 0.18899 | 0.19098 | 0.19297 | 0.19484 | 0.19659 | 0.19808 | 0.19936 | 0.20025 | 0.20088 | 0.20131 | 0.20158 | 0.20177 | 0.20187 | 0.20175 | 0.20149 | 0.20094 | 0.20026 | 0.19933
F5_Residential_Manufactured Home Moderate Income_New_Water Heating_Natural Gas_Water Heater (> 55 gal)_E8 | F5 | Residential | Manufactured Home Moderate Income | New | Water Heating | Natural Gas | Water Heater (> 55 gal) | E8 | RIM BC Ratio | 0 | 0 | 0 | 0 | 0 | 0 | 0 | 0 | 0 | 0 | 0 | 0 | 0 | 0 | 0 | 0 | 0 | 0 | 0 | 0 | 0 | 0 | 0 | 0 | 0 | 0 | 0 | 0 | 0 | 0 | 0 | 0 | 0
F5_Residential_Manufactured Home Moderate Income_New_Water Heating_Natural Gas_Water Heater (> 55 gal)_E9 | F5 | Residential | Manufactured Home Moderate Income | New | Water Heating | Natural Gas | Water Heater (> 55 gal) | E9 | RIM BC Ratio | 0 | 0 | 0 | 0 | 0 | 0 | 0 | 0 | 0 | 0 | 0 | 0 | 0 | 0 | 0 | 0 | 0 | 0 | 0 | 0 | 0 | 0 | 0 | 0 | 0 | 0 | 0 | 0 | 0 | 0 | 0 | 0 | 0
F5_Residential_Manufactured Home Moderate Income_New_Water Heating_Natural Gas_Water Heater (> 55 gal)_E10 | F5 | Residential | Manufactured Home Moderate Income | New | Water Heating | Natural Gas | Water Heater (> 55 gal) | E10 | RIM BC Ratio | 0 | 0 | 0 | 0 | 0 | 0 | 0 | 0 | 0 | 0 | 0 | 0 | 0 | 0 | 0 | 0 | 0 | 0 | 0 | 0 | 0 | 0 | 0 | 0 | 0 | 0 | 0 | 0 | 0 | 0 | 0 | 0 | 0
F0_Residential_Manufactured Home Moderate Income_New_Appliances_Natural Gas_Clothes Dryer_E0 | F0 | Residential | Manufactured Home Moderate Income | New | Appliances | Natural Gas | Clothes Dryer | E0 | Economic Unit | Standard | Standard | Standard | Standard | Standard | Standard | Standard | Standard | Standard | Standard | Standard | Standard | Standard | Standard | Standard | Standard | Standard | Standard | Standard | Standard | Standard | Standard | Standard | Standard | Standard | Standard | Standard | Standard | Standard | Standard | Standard | Standard | Standard
F1_Residential_Manufactured Home Moderate Income_New_Appliances_Natural Gas_Clothes Dryer_E1 | F1 | Residential | Manufactured Home Moderate Income | New | Appliances | Natural Gas | Clothes Dryer | E1 | CCE | 0 | 0 | 0 | 0 | 0 | 0 | 0 | 0 | 0 | 0 | 0 | 0 | 0 | 0 | 0 | 0 | 0 | 0 | 0 | 0 | 0 | 0 | 0 | 0 | 0 | 0 | 0 | 0 | 0 | 0 | 0 | 0 | 0
F1_Residential_Manufactured Home Moderate Income_New_Appliances_Natural Gas_Clothes Dryer_E2 | F1 | Residential | Manufactured Home Moderate Income | New | Appliances | Natural Gas | Clothes Dryer | E2 | CCE | 7.6564 | 7.8919 | 7.7317 | 7.0879 | 7.0879 | 7.0879 | 7.0879 | 7.0879 | 7.0879 | 7.0879 | 7.0879 | 7.0879 | 7.0879 | 7.0879 | 7.0879 | 7.0879 | 7.0879 | 7.0879 | 7.0879 | 7.0879 | 7.0879 | 7.0879 | 7.0879 | 7.0879 | 7.0879 | 7.0879 | 7.0879 | 7.0879 | 7.0879 | 7.0879 | 7.0879 | 7.0879 | 7.0879
F1_Residential_Manufactured Home Moderate Income_New_Appliances_Natural Gas_Clothes Dryer_E3 | F1 | Residential | Manufactured Home Moderate Income | New | Appliances | Natural Gas | Clothes Dryer | E3 | CCE | 0 | 0 | 0 | 0 | 0 | 0 | 0 | 0 | 0 | 0 | 0 | 0 | 0 | 0 | 0 | 0 | 0 | 0 | 0 | 0 | 0 | 0 | 0 | 0 | 0 | 0 | 0 | 0 | 0 | 0 | 0 | 0 | 0
F1_Residential_Manufactured Home Moderate Income_New_Appliances_Natural Gas_Clothes Dryer_E4 | F1 | Residential | Manufactured Home Moderate Income | New | Appliances | Natural Gas | Clothes Dryer | E4 | CCE | 0 | 0 | 0 | 0 | 0 | 0 | 0 | 0 | 0 | 0 | 0 | 0 | 0 | 0 | 0 | 0 | 0 | 0 | 0 | 0 | 0 | 0 | 0 | 0 | 0 | 0 | 0 | 0 | 0 | 0 | 0 | 0 | 0
F1_Residential_Manufactured Home Moderate Income_New_Appliances_Natural Gas_Clothes Dryer_E5 | F1 | Residential | Manufactured Home Moderate Income | New | Appliances | Natural Gas | Clothes Dryer | E5 | CCE | 0 | 0 | 0 | 0 | 0 | 0 | 0 | 0 | 0 | 0 | 0 | 0 | 0 | 0 | 0 | 0 | 0 | 0 | 0 | 0 | 0 | 0 | 0 | 0 | 0 | 0 | 0 | 0 | 0 | 0 | 0 | 0 | 0
F1_Residential_Manufactured Home Moderate Income_New_Appliances_Natural Gas_Clothes Dryer_E6 | F1 | Residential | Manufactured Home Moderate Income | New | Appliances | Natural Gas | Clothes Dryer | E6 | CCE | 0 | 0 | 0 | 0 | 0 | 0 | 0 | 0 | 0 | 0 | 0 | 0 | 0 | 0 | 0 | 0 | 0 | 0 | 0 | 0 | 0 | 0 | 0 | 0 | 0 | 0 | 0 | 0 | 0 | 0 | 0 | 0 | 0
F1_Residential_Manufactured Home Moderate Income_New_Appliances_Natural Gas_Clothes Dryer_E7 | F1 | Residential | Manufactured Home Moderate Income | New | Appliances | Natural Gas | Clothes Dryer | E7 | CCE | 0 | 0 | 0 | 0 | 0 | 0 | 0 | 0 | 0 | 0 | 0 | 0 | 0 | 0 | 0 | 0 | 0 | 0 | 0 | 0 | 0 | 0 | 0 | 0 | 0 | 0 | 0 | 0 | 0 | 0 | 0 | 0 | 0
F1_Residential_Manufactured Home Moderate Income_New_Appliances_Natural Gas_Clothes Dryer_E8 | F1 | Residential | Manufactured Home Moderate Income | New | Appliances | Natural Gas | Clothes Dryer | E8 | CCE | 0 | 0 | 0 | 0 | 0 | 0 | 0 | 0 | 0 | 0 | 0 | 0 | 0 | 0 | 0 | 0 | 0 | 0 | 0 | 0 | 0 | 0 | 0 | 0 | 0 | 0 | 0 | 0 | 0 | 0 | 0 | 0 | 0
F1_Residential_Manufactured Home Moderate Income_New_Appliances_Natural Gas_Clothes Dryer_E9 | F1 | Residential | Manufactured Home Moderate Income | New | Appliances | Natural Gas | Clothes Dryer | E9 | CCE | 0 | 0 | 0 | 0 | 0 | 0 | 0 | 0 | 0 | 0 | 0 | 0 | 0 | 0 | 0 | 0 | 0 | 0 | 0 | 0 | 0 | 0 | 0 | 0 | 0 | 0 | 0 | 0 | 0 | 0 | 0 | 0 | 0
F1_Residential_Manufactured Home Moderate Income_New_Appliances_Natural Gas_Clothes Dryer_E10 | F1 | Residential | Manufactured Home Moderate Income | New | Appliances | Natural Gas | Clothes Dryer | E10 | CCE | 0 | 0 | 0 | 0 | 0 | 0 | 0 | 0 | 0 | 0 | 0 | 0 | 0 | 0 | 0 | 0 | 0 | 0 | 0 | 0 | 0 | 0 | 0 | 0 | 0 | 0 | 0 | 0 | 0 | 0 | 0 | 0 | 0
F2_Residential_Manufactured Home Moderate Income_New_Appliances_Natural Gas_Clothes Dryer_E1 | F2 | Residential | Manufactured Home Moderate Income | New | Appliances | Natural Gas | Clothes Dryer | E1 | TRC BC Ratio | bar: 2019 to 2051
F2_Residential_Manufactured Home Moderate Income_New_Appliances_Natural Gas_Clothes Dryer_E2 | F2 | Residential | Manufactured Home Moderate Income | New | Appliances | Natural Gas | Clothes Dryer | E2 | TRC BC Ratio | 0.21646 | 0.21714 | 0.21864 | 0.21987 | 0.21927 | 0.22015 | 0.22225 | 0.22398 | 0.22606 | 0.22807 | 0.23011 | 0.23203 | 0.23406 | 0.23619 | 0.23822 | 0.24032 | 0.24243 | 0.24469 | 0.24688 | 0.24899 | 0.25084 | 0.25255 | 0.25385 | 0.255 | 0.25566 | 0.25604 | 0.25624 | 0.2562 | 0.25585 | 0.25527 | 0.25429 | 0.25312 | 0.25161
F2_Residential_Manufactured Home Moderate Income_New_Appliances_Natural Gas_Clothes Dryer_E3 | F2 | Residential | Manufactured Home Moderate Income | New | Appliances | Natural Gas | Clothes Dryer | E3 | TRC BC Ratio | 0 | 0 | 0 | 0 | 0 | 0 | 0 | 0 | 0 | 0 | 0 | 0 | 0 | 0 | 0 | 0 | 0 | 0 | 0 | 0 | 0 | 0 | 0 | 0 | 0 | 0 | 0 | 0 | 0 | 0 | 0 | 0 | 0
F2_Residential_Manufactured Home Moderate Income_New_Appliances_Natural Gas_Clothes Dryer_E4 | F2 | Residential | Manufactured Home Moderate Income | New | Appliances | Natural Gas | Clothes Dryer | E4 | TRC BC Ratio | 0 | 0 | 0 | 0 | 0 | 0 | 0 | 0 | 0 | 0 | 0 | 0 | 0 | 0 | 0 | 0 | 0 | 0 | 0 | 0 | 0 | 0 | 0 | 0 | 0 | 0 | 0 | 0 | 0 | 0 | 0 | 0 | 0
F2_Residential_Manufactured Home Moderate Income_New_Appliances_Natural Gas_Clothes Dryer_E5 | F2 | Residential | Manufactured Home Moderate Income | New | Appliances | Natural Gas | Clothes Dryer | E5 | TRC BC Ratio | 0 | 0 | 0 | 0 | 0 | 0 | 0 | 0 | 0 | 0 | 0 | 0 | 0 | 0 | 0 | 0 | 0 | 0 | 0 | 0 | 0 | 0 | 0 | 0 | 0 | 0 | 0 | 0 | 0 | 0 | 0 | 0 | 0
F2_Residential_Manufactured Home Moderate Income_New_Appliances_Natural Gas_Clothes Dryer_E6 | F2 | Residential | Manufactured Home Moderate Income | New | Appliances | Natural Gas | Clothes Dryer | E6 | TRC BC Ratio | 0 | 0 | 0 | 0 | 0 | 0 | 0 | 0 | 0 | 0 | 0 | 0 | 0 | 0 | 0 | 0 | 0 | 0 | 0 | 0 | 0 | 0 | 0 | 0 | 0 | 0 | 0 | 0 | 0 | 0 | 0 | 0 | 0
F2_Residential_Manufactured Home Moderate Income_New_Appliances_Natural Gas_Clothes Dryer_E7 | F2 | Residential | Manufactured Home Moderate Income | New | Appliances | Natural Gas | Clothes Dryer | E7 | TRC BC Ratio | 0 | 0 | 0 | 0 | 0 | 0 | 0 | 0 | 0 | 0 | 0 | 0 | 0 | 0 | 0 | 0 | 0 | 0 | 0 | 0 | 0 | 0 | 0 | 0 | 0 | 0 | 0 | 0 | 0 | 0 | 0 | 0 | 0
F2_Residential_Manufactured Home Moderate Income_New_Appliances_Natural Gas_Clothes Dryer_E8 | F2 | Residential | Manufactured Home Moderate Income | New | Appliances | Natural Gas | Clothes Dryer | E8 | TRC BC Ratio | 0 | 0 | 0 | 0 | 0 | 0 | 0 | 0 | 0 | 0 | 0 | 0 | 0 | 0 | 0 | 0 | 0 | 0 | 0 | 0 | 0 | 0 | 0 | 0 | 0 | 0 | 0 | 0 | 0 | 0 | 0 | 0 | 0
F2_Residential_Manufactured Home Moderate Income_New_Appliances_Natural Gas_Clothes Dryer_E9 | F2 | Residential | Manufactured Home Moderate Income | New | Appliances | Natural Gas | Clothes Dryer | E9 | TRC BC Ratio | 0 | 0 | 0 | 0 | 0 | 0 | 0 | 0 | 0 | 0 | 0 | 0 | 0 | 0 | 0 | 0 | 0 | 0 | 0 | 0 | 0 | 0 | 0 | 0 | 0 | 0 | 0 | 0 | 0 | 0 | 0 | 0 | 0
F2_Residential_Manufactured Home Moderate Income_New_Appliances_Natural Gas_Clothes Dryer_E10 | F2 | Residential | Manufactured Home Moderate Income | New | Appliances | Natural Gas | Clothes Dryer | E10 | TRC BC Ratio | 0 | 0 | 0 | 0 | 0 | 0 | 0 | 0 | 0 | 0 | 0 | 0 | 0 | 0 | 0 | 0 | 0 | 0 | 0 | 0 | 0 | 0 | 0 | 0 | 0 | 0 | 0 | 0 | 0 | 0 | 0 | 0 | 0
F3_Residential_Manufactured Home Moderate Income_New_Appliances_Natural Gas_Clothes Dryer_E1 | F3 | Residential | Manufactured Home Moderate Income | New | Appliances | Natural Gas | Clothes Dryer | E1 | PACT BC Ratio | bar: 2019 to 2051
F3_Residential_Manufactured Home Moderate Income_New_Appliances_Natural Gas_Clothes Dryer_E2 | F3 | Residential | Manufactured Home Moderate Income | New | Appliances | Natural Gas | Clothes Dryer | E2 | PACT BC Ratio | 0.28862 | 0.28952 | 0.29152 | 0.29316 | 0.29236 | 0.29353 | 0.29633 | 0.29864 | 0.30141 | 0.3041 | 0.30681 | 0.30937 | 0.31208 | 0.31491 | 0.31762 | 0.32042 | 0.32324 | 0.32626 | 0.32918 | 0.33199 | 0.33445 | 0.33674 | 0.33846 | 0.33999 | 0.34088 | 0.34139 | 0.34165 | 0.3416 | 0.34113 | 0.34037 | 0.33906 | 0.3375 | 0.33548
F3_Residential_Manufactured Home Moderate Income_New_Appliances_Natural Gas_Clothes Dryer_E3 | F3 | Residential | Manufactured Home Moderate Income | New | Appliances | Natural Gas | Clothes Dryer | E3 | PACT BC Ratio | 0 | 0 | 0 | 0 | 0 | 0 | 0 | 0 | 0 | 0 | 0 | 0 | 0 | 0 | 0 | 0 | 0 | 0 | 0 | 0 | 0 | 0 | 0 | 0 | 0 | 0 | 0 | 0 | 0 | 0 | 0 | 0 | 0
F3_Residential_Manufactured Home Moderate Income_New_Appliances_Natural Gas_Clothes Dryer_E4 | F3 | Residential | Manufactured Home Moderate Income | New | Appliances | Natural Gas | Clothes Dryer | E4 | PACT BC Ratio | 0 | 0 | 0 | 0 | 0 | 0 | 0 | 0 | 0 | 0 | 0 | 0 | 0 | 0 | 0 | 0 | 0 | 0 | 0 | 0 | 0 | 0 | 0 | 0 | 0 | 0 | 0 | 0 | 0 | 0 | 0 | 0 | 0
F3_Residential_Manufactured Home Moderate Income_New_Appliances_Natural Gas_Clothes Dryer_E5 | F3 | Residential | Manufactured Home Moderate Income | New | Appliances | Natural Gas | Clothes Dryer | E5 | PACT BC Ratio | 0 | 0 | 0 | 0 | 0 | 0 | 0 | 0 | 0 | 0 | 0 | 0 | 0 | 0 | 0 | 0 | 0 | 0 | 0 | 0 | 0 | 0 | 0 | 0 | 0 | 0 | 0 | 0 | 0 | 0 | 0 | 0 | 0
F3_Residential_Manufactured Home Moderate Income_New_Appliances_Natural Gas_Clothes Dryer_E6 | F3 | Residential | Manufactured Home Moderate Income | New | Appliances | Natural Gas | Clothes Dryer | E6 | PACT BC Ratio | 0 | 0 | 0 | 0 | 0 | 0 | 0 | 0 | 0 | 0 | 0 | 0 | 0 | 0 | 0 | 0 | 0 | 0 | 0 | 0 | 0 | 0 | 0 | 0 | 0 | 0 | 0 | 0 | 0 | 0 | 0 | 0 | 0
F3_Residential_Manufactured Home Moderate Income_New_Appliances_Natural Gas_Clothes Dryer_E7 | F3 | Residential | Manufactured Home Moderate Income | New | Appliances | Natural Gas | Clothes Dryer | E7 | PACT BC Ratio | 0 | 0 | 0 | 0 | 0 | 0 | 0 | 0 | 0 | 0 | 0 | 0 | 0 | 0 | 0 | 0 | 0 | 0 | 0 | 0 | 0 | 0 | 0 | 0 | 0 | 0 | 0 | 0 | 0 | 0 | 0 | 0 | 0
F3_Residential_Manufactured Home Moderate Income_New_Appliances_Natural Gas_Clothes Dryer_E8 | F3 | Residential | Manufactured Home Moderate Income | New | Appliances | Natural Gas | Clothes Dryer | E8 | PACT BC Ratio | 0 | 0 | 0 | 0 | 0 | 0 | 0 | 0 | 0 | 0 | 0 | 0 | 0 | 0 | 0 | 0 | 0 | 0 | 0 | 0 | 0 | 0 | 0 | 0 | 0 | 0 | 0 | 0 | 0 | 0 | 0 | 0 | 0
F3_Residential_Manufactured Home Moderate Income_New_Appliances_Natural Gas_Clothes Dryer_E9 | F3 | Residential | Manufactured Home Moderate Income | New | Appliances | Natural Gas | Clothes Dryer | E9 | PACT BC Ratio | 0 | 0 | 0 | 0 | 0 | 0 | 0 | 0 | 0 | 0 | 0 | 0 | 0 | 0 | 0 | 0 | 0 | 0 | 0 | 0 | 0 | 0 | 0 | 0 | 0 | 0 | 0 | 0 | 0 | 0 | 0 | 0 | 0
F3_Residential_Manufactured Home Moderate Income_New_Appliances_Natural Gas_Clothes Dryer_E10 | F3 | Residential | Manufactured Home Moderate Income | New | Appliances | Natural Gas | Clothes Dryer | E10 | PACT BC Ratio | 0 | 0 | 0 | 0 | 0 | 0 | 0 | 0 | 0 | 0 | 0 | 0 | 0 | 0 | 0 | 0 | 0 | 0 | 0 | 0 | 0 | 0 | 0 | 0 | 0 | 0 | 0 | 0 | 0 | 0 | 0 | 0 | 0
F4_Residential_Manufactured Home Moderate Income_New_Appliances_Natural Gas_Clothes Dryer_E1 | F4 | Residential | Manufactured Home Moderate Income | New | Appliances | Natural Gas | Clothes Dryer | E1 | RVT BC Ratio | bar: 2019 to 2051
F4_Residential_Manufactured Home Moderate Income_New_Appliances_Natural Gas_Clothes Dryer_E2 | F4 | Residential | Manufactured Home Moderate Income | New | Appliances | Natural Gas | Clothes Dryer | E2 | RVT BC Ratio | 0.88548 | 0.88577 | 0.88682 | 0.88766 | 0.88695 | 0.888 | 0.89051 | 0.89259 | 0.89508 | 0.89749 | 0.89993 | 0.90223 | 0.90467 | 0.90721 | 0.90965 | 0.91216 | 0.91469 | 0.9174 | 0.92006 | 0.92266 | 0.92497 | 0.92716 | 0.9289 | 0.9305 | 0.93157 | 0.93231 | 0.93284 | 0.93309 | 0.93298 | 0.93262 | 0.93178 | 0.93072 | 0.92927
F4_Residential_Manufactured Home Moderate Income_New_Appliances_Natural Gas_Clothes Dryer_E3 | F4 | Residential | Manufactured Home Moderate Income | New | Appliances | Natural Gas | Clothes Dryer | E3 | RVT BC Ratio | 0 | 0 | 0 | 0 | 0 | 0 | 0 | 0 | 0 | 0 | 0 | 0 | 0 | 0 | 0 | 0 | 0 | 0 | 0 | 0 | 0 | 0 | 0 | 0 | 0 | 0 | 0 | 0 | 0 | 0 | 0 | 0 | 0
F4_Residential_Manufactured Home Moderate Income_New_Appliances_Natural Gas_Clothes Dryer_E4 | F4 | Residential | Manufactured Home Moderate Income | New | Appliances | Natural Gas | Clothes Dryer | E4 | RVT BC Ratio | 0 | 0 | 0 | 0 | 0 | 0 | 0 | 0 | 0 | 0 | 0 | 0 | 0 | 0 | 0 | 0 | 0 | 0 | 0 | 0 | 0 | 0 | 0 | 0 | 0 | 0 | 0 | 0 | 0 | 0 | 0 | 0 | 0
F4_Residential_Manufactured Home Moderate Income_New_Appliances_Natural Gas_Clothes Dryer_E5 | F4 | Residential | Manufactured Home Moderate Income | New | Appliances | Natural Gas | Clothes Dryer | E5 | RVT BC Ratio | 0 | 0 | 0 | 0 | 0 | 0 | 0 | 0 | 0 | 0 | 0 | 0 | 0 | 0 | 0 | 0 | 0 | 0 | 0 | 0 | 0 | 0 | 0 | 0 | 0 | 0 | 0 | 0 | 0 | 0 | 0 | 0 | 0
F4_Residential_Manufactured Home Moderate Income_New_Appliances_Natural Gas_Clothes Dryer_E6 | F4 | Residential | Manufactured Home Moderate Income | New | Appliances | Natural Gas | Clothes Dryer | E6 | RVT BC Ratio | 0 | 0 | 0 | 0 | 0 | 0 | 0 | 0 | 0 | 0 | 0 | 0 | 0 | 0 | 0 | 0 | 0 | 0 | 0 | 0 | 0 | 0 | 0 | 0 | 0 | 0 | 0 | 0 | 0 | 0 | 0 | 0 | 0
F4_Residential_Manufactured Home Moderate Income_New_Appliances_Natural Gas_Clothes Dryer_E7 | F4 | Residential | Manufactured Home Moderate Income | New | Appliances | Natural Gas | Clothes Dryer | E7 | RVT BC Ratio | 0 | 0 | 0 | 0 | 0 | 0 | 0 | 0 | 0 | 0 | 0 | 0 | 0 | 0 | 0 | 0 | 0 | 0 | 0 | 0 | 0 | 0 | 0 | 0 | 0 | 0 | 0 | 0 | 0 | 0 | 0 | 0 | 0
F4_Residential_Manufactured Home Moderate Income_New_Appliances_Natural Gas_Clothes Dryer_E8 | F4 | Residential | Manufactured Home Moderate Income | New | Appliances | Natural Gas | Clothes Dryer | E8 | RVT BC Ratio | 0 | 0 | 0 | 0 | 0 | 0 | 0 | 0 | 0 | 0 | 0 | 0 | 0 | 0 | 0 | 0 | 0 | 0 | 0 | 0 | 0 | 0 | 0 | 0 | 0 | 0 | 0 | 0 | 0 | 0 | 0 | 0 | 0
F4_Residential_Manufactured Home Moderate Income_New_Appliances_Natural Gas_Clothes Dryer_E9 | F4 | Residential | Manufactured Home Moderate Income | New | Appliances | Natural Gas | Clothes Dryer | E9 | RVT BC Ratio | 0 | 0 | 0 | 0 | 0 | 0 | 0 | 0 | 0 | 0 | 0 | 0 | 0 | 0 | 0 | 0 | 0 | 0 | 0 | 0 | 0 | 0 | 0 | 0 | 0 | 0 | 0 | 0 | 0 | 0 | 0 | 0 | 0
F4_Residential_Manufactured Home Moderate Income_New_Appliances_Natural Gas_Clothes Dryer_E10 | F4 | Residential | Manufactured Home Moderate Income | New | Appliances | Natural Gas | Clothes Dryer | E10 | RVT BC Ratio | 0 | 0 | 0 | 0 | 0 | 0 | 0 | 0 | 0 | 0 | 0 | 0 | 0 | 0 | 0 | 0 | 0 | 0 | 0 | 0 | 0 | 0 | 0 | 0 | 0 | 0 | 0 | 0 | 0 | 0 | 0 | 0 | 0
F5_Residential_Manufactured Home Moderate Income_New_Appliances_Natural Gas_Clothes Dryer_E1 | F5 | Residential | Manufactured Home Moderate Income | New | Appliances | Natural Gas | Clothes Dryer | E1 | RIM BC Ratio | bar: 2019 to 2051
F5_Residential_Manufactured Home Moderate Income_New_Appliances_Natural Gas_Clothes Dryer_E2 | F5 | Residential | Manufactured Home Moderate Income | New | Appliances | Natural Gas | Clothes Dryer | E2 | RIM BC Ratio | 0.2393 | 0.23998 | 0.24141 | 0.24258 | 0.24208 | 0.24281 | 0.24456 | 0.246 | 0.24772 | 0.24938 | 0.25104 | 0.25261 | 0.25426 | 0.25598 | 0.25761 | 0.2593 | 0.26098 | 0.26278 | 0.2645 | 0.26615 | 0.26757 | 0.26887 | 0.26984 | 0.27067 | 0.27112 | 0.27135 | 0.27143 | 0.27133 | 0.27098 | 0.27046 | 0.26962 | 0.26863 | 0.26737
F5_Residential_Manufactured Home Moderate Income_New_Appliances_Natural Gas_Clothes Dryer_E3 | F5 | Residential | Manufactured Home Moderate Income | New | Appliances | Natural Gas | Clothes Dryer | E3 | RIM BC Ratio | 0 | 0 | 0 | 0 | 0 | 0 | 0 | 0 | 0 | 0 | 0 | 0 | 0 | 0 | 0 | 0 | 0 | 0 | 0 | 0 | 0 | 0 | 0 | 0 | 0 | 0 | 0 | 0 | 0 | 0 | 0 | 0 | 0
F5_Residential_Manufactured Home Moderate Income_New_Appliances_Natural Gas_Clothes Dryer_E4 | F5 | Residential | Manufactured Home Moderate Income | New | Appliances | Natural Gas | Clothes Dryer | E4 | RIM BC Ratio | 0 | 0 | 0 | 0 | 0 | 0 | 0 | 0 | 0 | 0 | 0 | 0 | 0 | 0 | 0 | 0 | 0 | 0 | 0 | 0 | 0 | 0 | 0 | 0 | 0 | 0 | 0 | 0 | 0 | 0 | 0 | 0 | 0
F5_Residential_Manufactured Home Moderate Income_New_Appliances_Natural Gas_Clothes Dryer_E5 | F5 | Residential | Manufactured Home Moderate Income | New | Appliances | Natural Gas | Clothes Dryer | E5 | RIM BC Ratio | 0 | 0 | 0 | 0 | 0 | 0 | 0 | 0 | 0 | 0 | 0 | 0 | 0 | 0 | 0 | 0 | 0 | 0 | 0 | 0 | 0 | 0 | 0 | 0 | 0 | 0 | 0 | 0 | 0 | 0 | 0 | 0 | 0
F5_Residential_Manufactured Home Moderate Income_New_Appliances_Natural Gas_Clothes Dryer_E6 | F5 | Residential | Manufactured Home Moderate Income | New | Appliances | Natural Gas | Clothes Dryer | E6 | RIM BC Ratio | 0 | 0 | 0 | 0 | 0 | 0 | 0 | 0 | 0 | 0 | 0 | 0 | 0 | 0 | 0 | 0 | 0 | 0 | 0 | 0 | 0 | 0 | 0 | 0 | 0 | 0 | 0 | 0 | 0 | 0 | 0 | 0 | 0
F5_Residential_Manufactured Home Moderate Income_New_Appliances_Natural Gas_Clothes Dryer_E7 | F5 | Residential | Manufactured Home Moderate Income | New | Appliances | Natural Gas | Clothes Dryer | E7 | RIM BC Ratio | 0 | 0 | 0 | 0 | 0 | 0 | 0 | 0 | 0 | 0 | 0 | 0 | 0 | 0 | 0 | 0 | 0 | 0 | 0 | 0 | 0 | 0 | 0 | 0 | 0 | 0 | 0 | 0 | 0 | 0 | 0 | 0 | 0
F5_Residential_Manufactured Home Moderate Income_New_Appliances_Natural Gas_Clothes Dryer_E8 | F5 | Residential | Manufactured Home Moderate Income | New | Appliances | Natural Gas | Clothes Dryer | E8 | RIM BC Ratio | 0 | 0 | 0 | 0 | 0 | 0 | 0 | 0 | 0 | 0 | 0 | 0 | 0 | 0 | 0 | 0 | 0 | 0 | 0 | 0 | 0 | 0 | 0 | 0 | 0 | 0 | 0 | 0 | 0 | 0 | 0 | 0 | 0
F5_Residential_Manufactured Home Moderate Income_New_Appliances_Natural Gas_Clothes Dryer_E9 | F5 | Residential | Manufactured Home Moderate Income | New | Appliances | Natural Gas | Clothes Dryer | E9 | RIM BC Ratio | 0 | 0 | 0 | 0 | 0 | 0 | 0 | 0 | 0 | 0 | 0 | 0 | 0 | 0 | 0 | 0 | 0 | 0 | 0 | 0 | 0 | 0 | 0 | 0 | 0 | 0 | 0 | 0 | 0 | 0 | 0 | 0 | 0
F5_Residential_Manufactured Home Moderate Income_New_Appliances_Natural Gas_Clothes Dryer_E10 | F5 | Residential | Manufactured Home Moderate Income | New | Appliances | Natural Gas | Clothes Dryer | E10 | RIM BC Ratio | 0 | 0 | 0 | 0 | 0 | 0 | 0 | 0 | 0 | 0 | 0 | 0 | 0 | 0 | 0 | 0 | 0 | 0 | 0 | 0 | 0 | 0 | 0 | 0 | 0 | 0 | 0 | 0 | 0 | 0 | 0 | 0 | 0
F0_Residential_Manufactured Home Moderate Income_New_Appliances_Natural Gas_Stove/Oven_E0 | F0 | Residential | Manufactured Home Moderate Income | New | Appliances | Natural Gas | Stove/Oven | E0 | Economic Unit | High Efficiency (730 + 1660 IAEC) | High Efficiency (730 + 1660 IAEC) | High Efficiency (730 + 1660 IAEC) | High Efficiency (730 + 1660 IAEC) | High Efficiency (730 + 1660 IAEC) | High Efficiency (730 + 1660 IAEC) | High Efficiency (730 + 1660 IAEC) | High Efficiency (730 + 1660 IAEC) | High Efficiency (730 + 1660 IAEC) | High Efficiency (730 + 1660 IAEC) | High Efficiency (730 + 1660 IAEC) | High Efficiency (730 + 1660 IAEC) | High Efficiency (730 + 1660 IAEC) | High Efficiency (730 + 1660 IAEC) | High Efficiency (730 + 1660 IAEC) | High Efficiency (730 + 1660 IAEC) | High Efficiency (730 + 1660 IAEC) | High Efficiency (730 + 1660 IAEC) | High Efficiency (730 + 1660 IAEC) | High Efficiency (730 + 1660 IAEC) | High Efficiency (730 + 1660 IAEC) | High Efficiency (730 + 1660 IAEC) | High Efficiency (730 + 1660 IAEC) | High Efficiency (730 + 1660 IAEC) | High Efficiency (730 + 1660 IAEC) | High Efficiency (730 + 1660 IAEC) | High Efficiency (730 + 1660 IAEC) | High Efficiency (730 + 1660 IAEC) | High Efficiency (730 + 1660 IAEC) | High Efficiency (730 + 1660 IAEC) | High Efficiency (730 + 1660 IAEC) | High Efficiency (730 + 1660 IAEC) | High Efficiency (730 + 1660 IAEC)
F1_Residential_Manufactured Home Moderate Income_New_Appliances_Natural Gas_Stove/Oven_E1 | F1 | Residential | Manufactured Home Moderate Income | New | Appliances | Natural Gas | Stove/Oven | E1 | CCE | 0 | 0 | 0 | 0 | 0 | 0 | 0 | 0 | 0 | 0 | 0 | 0 | 0 | 0 | 0 | 0 | 0 | 0 | 0 | 0 | 0 | 0 | 0 | 0 | 0 | 0 | 0 | 0 | 0 | 0 | 0 | 0 | 0
F1_Residential_Manufactured Home Moderate Income_New_Appliances_Natural Gas_Stove/Oven_E2 | F1 | Residential | Manufactured Home Moderate Income | New | Appliances | Natural Gas | Stove/Oven | E2 | CCE | 1.8336 | 1.8901 | 1.8517 | 1.6975 | 1.6975 | 1.6975 | 1.6975 | 1.6975 | 1.6975 | 1.6975 | 1.6975 | 1.6975 | 1.6975 | 1.6975 | 1.6975 | 1.6975 | 1.6975 | 1.6975 | 1.6975 | 1.6975 | 1.6975 | 1.6975 | 1.6975 | 1.6975 | 1.6975 | 1.6975 | 1.6975 | 1.6975 | 1.6975 | 1.6975 | 1.6975 | 1.6975 | 1.6975
F1_Residential_Manufactured Home Moderate Income_New_Appliances_Natural Gas_Stove/Oven_E3 | F1 | Residential | Manufactured Home Moderate Income | New | Appliances | Natural Gas | Stove/Oven | E3 | CCE | 0 | 0 | 0 | 0 | 0 | 0 | 0 | 0 | 0 | 0 | 0 | 0 | 0 | 0 | 0 | 0 | 0 | 0 | 0 | 0 | 0 | 0 | 0 | 0 | 0 | 0 | 0 | 0 | 0 | 0 | 0 | 0 | 0
F1_Residential_Manufactured Home Moderate Income_New_Appliances_Natural Gas_Stove/Oven_E4 | F1 | Residential | Manufactured Home Moderate Income | New | Appliances | Natural Gas | Stove/Oven | E4 | CCE | 0 | 0 | 0 | 0 | 0 | 0 | 0 | 0 | 0 | 0 | 0 | 0 | 0 | 0 | 0 | 0 | 0 | 0 | 0 | 0 | 0 | 0 | 0 | 0 | 0 | 0 | 0 | 0 | 0 | 0 | 0 | 0 | 0
F1_Residential_Manufactured Home Moderate Income_New_Appliances_Natural Gas_Stove/Oven_E5 | F1 | Residential | Manufactured Home Moderate Income | New | Appliances | Natural Gas | Stove/Oven | E5 | CCE | 0 | 0 | 0 | 0 | 0 | 0 | 0 | 0 | 0 | 0 | 0 | 0 | 0 | 0 | 0 | 0 | 0 | 0 | 0 | 0 | 0 | 0 | 0 | 0 | 0 | 0 | 0 | 0 | 0 | 0 | 0 | 0 | 0
F1_Residential_Manufactured Home Moderate Income_New_Appliances_Natural Gas_Stove/Oven_E6 | F1 | Residential | Manufactured Home Moderate Income | New | Appliances | Natural Gas | Stove/Oven | E6 | CCE | 0 | 0 | 0 | 0 | 0 | 0 | 0 | 0 | 0 | 0 | 0 | 0 | 0 | 0 | 0 | 0 | 0 | 0 | 0 | 0 | 0 | 0 | 0 | 0 | 0 | 0 | 0 | 0 | 0 | 0 | 0 | 0 | 0
F1_Residential_Manufactured Home Moderate Income_New_Appliances_Natural Gas_Stove/Oven_E7 | F1 | Residential | Manufactured Home Moderate Income | New | Appliances | Natural Gas | Stove/Oven | E7 | CCE | 0 | 0 | 0 | 0 | 0 | 0 | 0 | 0 | 0 | 0 | 0 | 0 | 0 | 0 | 0 | 0 | 0 | 0 | 0 | 0 | 0 | 0 | 0 | 0 | 0 | 0 | 0 | 0 | 0 | 0 | 0 | 0 | 0
F1_Residential_Manufactured Home Moderate Income_New_Appliances_Natural Gas_Stove/Oven_E8 | F1 | Residential | Manufactured Home Moderate Income | New | Appliances | Natural Gas | Stove/Oven | E8 | CCE | 0 | 0 | 0 | 0 | 0 | 0 | 0 | 0 | 0 | 0 | 0 | 0 | 0 | 0 | 0 | 0 | 0 | 0 | 0 | 0 | 0 | 0 | 0 | 0 | 0 | 0 | 0 | 0 | 0 | 0 | 0 | 0 | 0
F1_Residential_Manufactured Home Moderate Income_New_Appliances_Natural Gas_Stove/Oven_E9 | F1 | Residential | Manufactured Home Moderate Income | New | Appliances | Natural Gas | Stove/Oven | E9 | CCE | 0 | 0 | 0 | 0 | 0 | 0 | 0 | 0 | 0 | 0 | 0 | 0 | 0 | 0 | 0 | 0 | 0 | 0 | 0 | 0 | 0 | 0 | 0 | 0 | 0 | 0 | 0 | 0 | 0 | 0 | 0 | 0 | 0
F1_Residential_Manufactured Home Moderate Income_New_Appliances_Natural Gas_Stove/Oven_E10 | F1 | Residential | Manufactured Home Moderate Income | New | Appliances | Natural Gas | Stove/Oven | E10 | CCE | 0 | 0 | 0 | 0 | 0 | 0 | 0 | 0 | 0 | 0 | 0 | 0 | 0 | 0 | 0 | 0 | 0 | 0 | 0 | 0 | 0 | 0 | 0 | 0 | 0 | 0 | 0 | 0 | 0 | 0 | 0 | 0 | 0
F2_Residential_Manufactured Home Moderate Income_New_Appliances_Natural Gas_Stove/Oven_E1 | F2 | Residential | Manufactured Home Moderate Income | New | Appliances | Natural Gas | Stove/Oven | E1 | TRC BC Ratio | bar: 2019 to 2051
F2_Residential_Manufactured Home Moderate Income_New_Appliances_Natural Gas_Stove/Oven_E2 | F2 | Residential | Manufactured Home Moderate Income | New | Appliances | Natural Gas | Stove/Oven | E2 | TRC BC Ratio | 0.90385 | 0.90666 | 0.91293 | 0.91806 | 0.91557 | 0.91923 | 0.92799 | 0.93522 | 0.94391 | 0.95232 | 0.96081 | 0.96884 | 0.97733 | 0.9862 | 0.99468 | 1.0034 | 1.0123 | 1.0217 | 1.0309 | 1.0397 | 1.0474 | 1.0545 | 1.0599 | 1.0647 | 1.0675 | 1.0691 | 1.0699 | 1.0698 | 1.0683 | 1.0659 | 1.0618 | 1.0569 | 1.0506
F2_Residential_Manufactured Home Moderate Income_New_Appliances_Natural Gas_Stove/Oven_E3 | F2 | Residential | Manufactured Home Moderate Income | New | Appliances | Natural Gas | Stove/Oven | E3 | TRC BC Ratio | 0 | 0 | 0 | 0 | 0 | 0 | 0 | 0 | 0 | 0 | 0 | 0 | 0 | 0 | 0 | 0 | 0 | 0 | 0 | 0 | 0 | 0 | 0 | 0 | 0 | 0 | 0 | 0 | 0 | 0 | 0 | 0 | 0
F2_Residential_Manufactured Home Moderate Income_New_Appliances_Natural Gas_Stove/Oven_E4 | F2 | Residential | Manufactured Home Moderate Income | New | Appliances | Natural Gas | Stove/Oven | E4 | TRC BC Ratio | 0 | 0 | 0 | 0 | 0 | 0 | 0 | 0 | 0 | 0 | 0 | 0 | 0 | 0 | 0 | 0 | 0 | 0 | 0 | 0 | 0 | 0 | 0 | 0 | 0 | 0 | 0 | 0 | 0 | 0 | 0 | 0 | 0
F2_Residential_Manufactured Home Moderate Income_New_Appliances_Natural Gas_Stove/Oven_E5 | F2 | Residential | Manufactured Home Moderate Income | New | Appliances | Natural Gas | Stove/Oven | E5 | TRC BC Ratio | 0 | 0 | 0 | 0 | 0 | 0 | 0 | 0 | 0 | 0 | 0 | 0 | 0 | 0 | 0 | 0 | 0 | 0 | 0 | 0 | 0 | 0 | 0 | 0 | 0 | 0 | 0 | 0 | 0 | 0 | 0 | 0 | 0
F2_Residential_Manufactured Home Moderate Income_New_Appliances_Natural Gas_Stove/Oven_E6 | F2 | Residential | Manufactured Home Moderate Income | New | Appliances | Natural Gas | Stove/Oven | E6 | TRC BC Ratio | 0 | 0 | 0 | 0 | 0 | 0 | 0 | 0 | 0 | 0 | 0 | 0 | 0 | 0 | 0 | 0 | 0 | 0 | 0 | 0 | 0 | 0 | 0 | 0 | 0 | 0 | 0 | 0 | 0 | 0 | 0 | 0 | 0
F2_Residential_Manufactured Home Moderate Income_New_Appliances_Natural Gas_Stove/Oven_E7 | F2 | Residential | Manufactured Home Moderate Income | New | Appliances | Natural Gas | Stove/Oven | E7 | TRC BC Ratio | 0 | 0 | 0 | 0 | 0 | 0 | 0 | 0 | 0 | 0 | 0 | 0 | 0 | 0 | 0 | 0 | 0 | 0 | 0 | 0 | 0 | 0 | 0 | 0 | 0 | 0 | 0 | 0 | 0 | 0 | 0 | 0 | 0
F2_Residential_Manufactured Home Moderate Income_New_Appliances_Natural Gas_Stove/Oven_E8 | F2 | Residential | Manufactured Home Moderate Income | New | Appliances | Natural Gas | Stove/Oven | E8 | TRC BC Ratio | 0 | 0 | 0 | 0 | 0 | 0 | 0 | 0 | 0 | 0 | 0 | 0 | 0 | 0 | 0 | 0 | 0 | 0 | 0 | 0 | 0 | 0 | 0 | 0 | 0 | 0 | 0 | 0 | 0 | 0 | 0 | 0 | 0
F2_Residential_Manufactured Home Moderate Income_New_Appliances_Natural Gas_Stove/Oven_E9 | F2 | Residential | Manufactured Home Moderate Income | New | Appliances | Natural Gas | Stove/Oven | E9 | TRC BC Ratio | 0 | 0 | 0 | 0 | 0 | 0 | 0 | 0 | 0 | 0 | 0 | 0 | 0 | 0 | 0 | 0 | 0 | 0 | 0 | 0 | 0 | 0 | 0 | 0 | 0 | 0 | 0 | 0 | 0 | 0 | 0 | 0 | 0
F2_Residential_Manufactured Home Moderate Income_New_Appliances_Natural Gas_Stove/Oven_E10 | F2 | Residential | Manufactured Home Moderate Income | New | Appliances | Natural Gas | Stove/Oven | E10 | TRC BC Ratio | 0 | 0 | 0 | 0 | 0 | 0 | 0 | 0 | 0 | 0 | 0 | 0 | 0 | 0 | 0 | 0 | 0 | 0 | 0 | 0 | 0 | 0 | 0 | 0 | 0 | 0 | 0 | 0 | 0 | 0 | 0 | 0 | 0
F3_Residential_Manufactured Home Moderate Income_New_Appliances_Natural Gas_Stove/Oven_E1 | F3 | Residential | Manufactured Home Moderate Income | New | Appliances | Natural Gas | Stove/Oven | E1 | PACT BC Ratio | bar: 2019 to 2051
F3_Residential_Manufactured Home Moderate Income_New_Appliances_Natural Gas_Stove/Oven_E2 | F3 | Residential | Manufactured Home Moderate Income | New | Appliances | Natural Gas | Stove/Oven | E2 | PACT BC Ratio | 1.2051 | 1.2089 | 1.2172 | 1.2241 | 1.2208 | 1.2256 | 1.2373 | 1.247 | 1.2585 | 1.2698 | 1.2811 | 1.2918 | 1.3031 | 1.3149 | 1.3262 | 1.3379 | 1.3497 | 1.3623 | 1.3745 | 1.3862 | 1.3965 | 1.406 | 1.4133 | 1.4196 | 1.4234 | 1.4255 | 1.4266 | 1.4264 | 1.4244 | 1.4212 | 1.4157 | 1.4092 | 1.4008
F3_Residential_Manufactured Home Moderate Income_New_Appliances_Natural Gas_Stove/Oven_E3 | F3 | Residential | Manufactured Home Moderate Income | New | Appliances | Natural Gas | Stove/Oven | E3 | PACT BC Ratio | 0 | 0 | 0 | 0 | 0 | 0 | 0 | 0 | 0 | 0 | 0 | 0 | 0 | 0 | 0 | 0 | 0 | 0 | 0 | 0 | 0 | 0 | 0 | 0 | 0 | 0 | 0 | 0 | 0 | 0 | 0 | 0 | 0
F3_Residential_Manufactured Home Moderate Income_New_Appliances_Natural Gas_Stove/Oven_E4 | F3 | Residential | Manufactured Home Moderate Income | New | Appliances | Natural Gas | Stove/Oven | E4 | PACT BC Ratio | 0 | 0 | 0 | 0 | 0 | 0 | 0 | 0 | 0 | 0 | 0 | 0 | 0 | 0 | 0 | 0 | 0 | 0 | 0 | 0 | 0 | 0 | 0 | 0 | 0 | 0 | 0 | 0 | 0 | 0 | 0 | 0 | 0
F3_Residential_Manufactured Home Moderate Income_New_Appliances_Natural Gas_Stove/Oven_E5 | F3 | Residential | Manufactured Home Moderate Income | New | Appliances | Natural Gas | Stove/Oven | E5 | PACT BC Ratio | 0 | 0 | 0 | 0 | 0 | 0 | 0 | 0 | 0 | 0 | 0 | 0 | 0 | 0 | 0 | 0 | 0 | 0 | 0 | 0 | 0 | 0 | 0 | 0 | 0 | 0 | 0 | 0 | 0 | 0 | 0 | 0 | 0
F3_Residential_Manufactured Home Moderate Income_New_Appliances_Natural Gas_Stove/Oven_E6 | F3 | Residential | Manufactured Home Moderate Income | New | Appliances | Natural Gas | Stove/Oven | E6 | PACT BC Ratio | 0 | 0 | 0 | 0 | 0 | 0 | 0 | 0 | 0 | 0 | 0 | 0 | 0 | 0 | 0 | 0 | 0 | 0 | 0 | 0 | 0 | 0 | 0 | 0 | 0 | 0 | 0 | 0 | 0 | 0 | 0 | 0 | 0
F3_Residential_Manufactured Home Moderate Income_New_Appliances_Natural Gas_Stove/Oven_E7 | F3 | Residential | Manufactured Home Moderate Income | New | Appliances | Natural Gas | Stove/Oven | E7 | PACT BC Ratio | 0 | 0 | 0 | 0 | 0 | 0 | 0 | 0 | 0 | 0 | 0 | 0 | 0 | 0 | 0 | 0 | 0 | 0 | 0 | 0 | 0 | 0 | 0 | 0 | 0 | 0 | 0 | 0 | 0 | 0 | 0 | 0 | 0
F3_Residential_Manufactured Home Moderate Income_New_Appliances_Natural Gas_Stove/Oven_E8 | F3 | Residential | Manufactured Home Moderate Income | New | Appliances | Natural Gas | Stove/Oven | E8 | PACT BC Ratio | 0 | 0 | 0 | 0 | 0 | 0 | 0 | 0 | 0 | 0 | 0 | 0 | 0 | 0 | 0 | 0 | 0 | 0 | 0 | 0 | 0 | 0 | 0 | 0 | 0 | 0 | 0 | 0 | 0 | 0 | 0 | 0 | 0
F3_Residential_Manufactured Home Moderate Income_New_Appliances_Natural Gas_Stove/Oven_E9 | F3 | Residential | Manufactured Home Moderate Income | New | Appliances | Natural Gas | Stove/Oven | E9 | PACT BC Ratio | 0 | 0 | 0 | 0 | 0 | 0 | 0 | 0 | 0 | 0 | 0 | 0 | 0 | 0 | 0 | 0 | 0 | 0 | 0 | 0 | 0 | 0 | 0 | 0 | 0 | 0 | 0 | 0 | 0 | 0 | 0 | 0 | 0
F3_Residential_Manufactured Home Moderate Income_New_Appliances_Natural Gas_Stove/Oven_E10 | F3 | Residential | Manufactured Home Moderate Income | New | Appliances | Natural Gas | Stove/Oven | E10 | PACT BC Ratio | 0 | 0 | 0 | 0 | 0 | 0 | 0 | 0 | 0 | 0 | 0 | 0 | 0 | 0 | 0 | 0 | 0 | 0 | 0 | 0 | 0 | 0 | 0 | 0 | 0 | 0 | 0 | 0 | 0 | 0 | 0 | 0 | 0
F4_Residential_Manufactured Home Moderate Income_New_Appliances_Natural Gas_Stove/Oven_E1 | F4 | Residential | Manufactured Home Moderate Income | New | Appliances | Natural Gas | Stove/Oven | E1 | RVT BC Ratio | bar: 2019 to 2051
F4_Residential_Manufactured Home Moderate Income_New_Appliances_Natural Gas_Stove/Oven_E2 | F4 | Residential | Manufactured Home Moderate Income | New | Appliances | Natural Gas | Stove/Oven | E2 | RVT BC Ratio | 1.4745 | 1.4757 | 1.4801 | 1.4836 | 1.4806 | 1.485 | 1.4955 | 1.5041 | 1.5146 | 1.5246 | 1.5348 | 1.5444 | 1.5546 | 1.5652 | 1.5754 | 1.5859 | 1.5964 | 1.6078 | 1.6189 | 1.6297 | 1.6394 | 1.6485 | 1.6558 | 1.6625 | 1.6669 | 1.67 | 1.6722 | 1.6733 | 1.6728 | 1.6713 | 1.6678 | 1.6634 | 1.6573
F4_Residential_Manufactured Home Moderate Income_New_Appliances_Natural Gas_Stove/Oven_E3 | F4 | Residential | Manufactured Home Moderate Income | New | Appliances | Natural Gas | Stove/Oven | E3 | RVT BC Ratio | 0 | 0 | 0 | 0 | 0 | 0 | 0 | 0 | 0 | 0 | 0 | 0 | 0 | 0 | 0 | 0 | 0 | 0 | 0 | 0 | 0 | 0 | 0 | 0 | 0 | 0 | 0 | 0 | 0 | 0 | 0 | 0 | 0
F4_Residential_Manufactured Home Moderate Income_New_Appliances_Natural Gas_Stove/Oven_E4 | F4 | Residential | Manufactured Home Moderate Income | New | Appliances | Natural Gas | Stove/Oven | E4 | RVT BC Ratio | 0 | 0 | 0 | 0 | 0 | 0 | 0 | 0 | 0 | 0 | 0 | 0 | 0 | 0 | 0 | 0 | 0 | 0 | 0 | 0 | 0 | 0 | 0 | 0 | 0 | 0 | 0 | 0 | 0 | 0 | 0 | 0 | 0
F4_Residential_Manufactured Home Moderate Income_New_Appliances_Natural Gas_Stove/Oven_E5 | F4 | Residential | Manufactured Home Moderate Income | New | Appliances | Natural Gas | Stove/Oven | E5 | RVT BC Ratio | 0 | 0 | 0 | 0 | 0 | 0 | 0 | 0 | 0 | 0 | 0 | 0 | 0 | 0 | 0 | 0 | 0 | 0 | 0 | 0 | 0 | 0 | 0 | 0 | 0 | 0 | 0 | 0 | 0 | 0 | 0 | 0 | 0
F4_Residential_Manufactured Home Moderate Income_New_Appliances_Natural Gas_Stove/Oven_E6 | F4 | Residential | Manufactured Home Moderate Income | New | Appliances | Natural Gas | Stove/Oven | E6 | RVT BC Ratio | 0 | 0 | 0 | 0 | 0 | 0 | 0 | 0 | 0 | 0 | 0 | 0 | 0 | 0 | 0 | 0 | 0 | 0 | 0 | 0 | 0 | 0 | 0 | 0 | 0 | 0 | 0 | 0 | 0 | 0 | 0 | 0 | 0
F4_Residential_Manufactured Home Moderate Income_New_Appliances_Natural Gas_Stove/Oven_E7 | F4 | Residential | Manufactured Home Moderate Income | New | Appliances | Natural Gas | Stove/Oven | E7 | RVT BC Ratio | 0 | 0 | 0 | 0 | 0 | 0 | 0 | 0 | 0 | 0 | 0 | 0 | 0 | 0 | 0 | 0 | 0 | 0 | 0 | 0 | 0 | 0 | 0 | 0 | 0 | 0 | 0 | 0 | 0 | 0 | 0 | 0 | 0
F4_Residential_Manufactured Home Moderate Income_New_Appliances_Natural Gas_Stove/Oven_E8 | F4 | Residential | Manufactured Home Moderate Income | New | Appliances | Natural Gas | Stove/Oven | E8 | RVT BC Ratio | 0 | 0 | 0 | 0 | 0 | 0 | 0 | 0 | 0 | 0 | 0 | 0 | 0 | 0 | 0 | 0 | 0 | 0 | 0 | 0 | 0 | 0 | 0 | 0 | 0 | 0 | 0 | 0 | 0 | 0 | 0 | 0 | 0
F4_Residential_Manufactured Home Moderate Income_New_Appliances_Natural Gas_Stove/Oven_E9 | F4 | Residential | Manufactured Home Moderate Income | New | Appliances | Natural Gas | Stove/Oven | E9 | RVT BC Ratio | 0 | 0 | 0 | 0 | 0 | 0 | 0 | 0 | 0 | 0 | 0 | 0 | 0 | 0 | 0 | 0 | 0 | 0 | 0 | 0 | 0 | 0 | 0 | 0 | 0 | 0 | 0 | 0 | 0 | 0 | 0 | 0 | 0
F4_Residential_Manufactured Home Moderate Income_New_Appliances_Natural Gas_Stove/Oven_E10 | F4 | Residential | Manufactured Home Moderate Income | New | Appliances | Natural Gas | Stove/Oven | E10 | RVT BC Ratio | 0 | 0 | 0 | 0 | 0 | 0 | 0 | 0 | 0 | 0 | 0 | 0 | 0 | 0 | 0 | 0 | 0 | 0 | 0 | 0 | 0 | 0 | 0 | 0 | 0 | 0 | 0 | 0 | 0 | 0 | 0 | 0 | 0
F5_Residential_Manufactured Home Moderate Income_New_Appliances_Natural Gas_Stove/Oven_E1 | F5 | Residential | Manufactured Home Moderate Income | New | Appliances | Natural Gas | Stove/Oven | E1 | RIM BC Ratio | bar: 2019 to 2051
F5_Residential_Manufactured Home Moderate Income_New_Appliances_Natural Gas_Stove/Oven_E2 | F5 | Residential | Manufactured Home Moderate Income | New | Appliances | Natural Gas | Stove/Oven | E2 | RIM BC Ratio | 0.64773 | 0.64928 | 0.65207 | 0.65436 | 0.65375 | 0.65465 | 0.6568 | 0.65855 | 0.66063 | 0.66263 | 0.66461 | 0.66647 | 0.66841 | 0.67042 | 0.67232 | 0.67425 | 0.67618 | 0.67822 | 0.68012 | 0.68187 | 0.68331 | 0.68457 | 0.6854 | 0.68602 | 0.68617 | 0.68605 | 0.68577 | 0.68528 | 0.6845 | 0.68352 | 0.68218 | 0.68064 | 0.67879
F5_Residential_Manufactured Home Moderate Income_New_Appliances_Natural Gas_Stove/Oven_E3 | F5 | Residential | Manufactured Home Moderate Income | New | Appliances | Natural Gas | Stove/Oven | E3 | RIM BC Ratio | 0 | 0 | 0 | 0 | 0 | 0 | 0 | 0 | 0 | 0 | 0 | 0 | 0 | 0 | 0 | 0 | 0 | 0 | 0 | 0 | 0 | 0 | 0 | 0 | 0 | 0 | 0 | 0 | 0 | 0 | 0 | 0 | 0
F5_Residential_Manufactured Home Moderate Income_New_Appliances_Natural Gas_Stove/Oven_E4 | F5 | Residential | Manufactured Home Moderate Income | New | Appliances | Natural Gas | Stove/Oven | E4 | RIM BC Ratio | 0 | 0 | 0 | 0 | 0 | 0 | 0 | 0 | 0 | 0 | 0 | 0 | 0 | 0 | 0 | 0 | 0 | 0 | 0 | 0 | 0 | 0 | 0 | 0 | 0 | 0 | 0 | 0 | 0 | 0 | 0 | 0 | 0
F5_Residential_Manufactured Home Moderate Income_New_Appliances_Natural Gas_Stove/Oven_E5 | F5 | Residential | Manufactured Home Moderate Income | New | Appliances | Natural Gas | Stove/Oven | E5 | RIM BC Ratio | 0 | 0 | 0 | 0 | 0 | 0 | 0 | 0 | 0 | 0 | 0 | 0 | 0 | 0 | 0 | 0 | 0 | 0 | 0 | 0 | 0 | 0 | 0 | 0 | 0 | 0 | 0 | 0 | 0 | 0 | 0 | 0 | 0
F5_Residential_Manufactured Home Moderate Income_New_Appliances_Natural Gas_Stove/Oven_E6 | F5 | Residential | Manufactured Home Moderate Income | New | Appliances | Natural Gas | Stove/Oven | E6 | RIM BC Ratio | 0 | 0 | 0 | 0 | 0 | 0 | 0 | 0 | 0 | 0 | 0 | 0 | 0 | 0 | 0 | 0 | 0 | 0 | 0 | 0 | 0 | 0 | 0 | 0 | 0 | 0 | 0 | 0 | 0 | 0 | 0 | 0 | 0
F5_Residential_Manufactured Home Moderate Income_New_Appliances_Natural Gas_Stove/Oven_E7 | F5 | Residential | Manufactured Home Moderate Income | New | Appliances | Natural Gas | Stove/Oven | E7 | RIM BC Ratio | 0 | 0 | 0 | 0 | 0 | 0 | 0 | 0 | 0 | 0 | 0 | 0 | 0 | 0 | 0 | 0 | 0 | 0 | 0 | 0 | 0 | 0 | 0 | 0 | 0 | 0 | 0 | 0 | 0 | 0 | 0 | 0 | 0
F5_Residential_Manufactured Home Moderate Income_New_Appliances_Natural Gas_Stove/Oven_E8 | F5 | Residential | Manufactured Home Moderate Income | New | Appliances | Natural Gas | Stove/Oven | E8 | RIM BC Ratio | 0 | 0 | 0 | 0 | 0 | 0 | 0 | 0 | 0 | 0 | 0 | 0 | 0 | 0 | 0 | 0 | 0 | 0 | 0 | 0 | 0 | 0 | 0 | 0 | 0 | 0 | 0 | 0 | 0 | 0 | 0 | 0 | 0
F5_Residential_Manufactured Home Moderate Income_New_Appliances_Natural Gas_Stove/Oven_E9 | F5 | Residential | Manufactured Home Moderate Income | New | Appliances | Natural Gas | Stove/Oven | E9 | RIM BC Ratio | 0 | 0 | 0 | 0 | 0 | 0 | 0 | 0 | 0 | 0 | 0 | 0 | 0 | 0 | 0 | 0 | 0 | 0 | 0 | 0 | 0 | 0 | 0 | 0 | 0 | 0 | 0 | 0 | 0 | 0 | 0 | 0 | 0
F5_Residential_Manufactured Home Moderate Income_New_Appliances_Natural Gas_Stove/Oven_E10 | F5 | Residential | Manufactured Home Moderate Income | New | Appliances | Natural Gas | Stove/Oven | E10 | RIM BC Ratio | 0 | 0 | 0 | 0 | 0 | 0 | 0 | 0 | 0 | 0 | 0 | 0 | 0 | 0 | 0 | 0 | 0 | 0 | 0 | 0 | 0 | 0 | 0 | 0 | 0 | 0 | 0 | 0 | 0 | 0 | 0 | 0 | 0
F0_Residential_Manufactured Home Moderate Income_New_Miscellaneous_Natural Gas_Pool Heater_E0 | F0 | Residential | Manufactured Home Moderate Income | New | Miscellaneous | Natural Gas | Pool Heater | E0 | Economic Unit | Standard (EF 0.82) | Standard (EF 0.82) | Standard (EF 0.82) | Standard (EF 0.82) | Standard (EF 0.82) | Standard (EF 0.82) | Standard (EF 0.82) | Standard (EF 0.82) | Standard (EF 0.82) | Standard (EF 0.82) | Standard (EF 0.82) | Standard (EF 0.82) | Standard (EF 0.82) | Standard (EF 0.82) | Standard (EF 0.82) | Standard (EF 0.82) | Standard (EF 0.82) | Standard (EF 0.82) | Standard (EF 0.82) | Standard (EF 0.82) | Standard (EF 0.82) | Standard (EF 0.82) | Standard (EF 0.82) | Standard (EF 0.82) | Standard (EF 0.82) | Standard (EF 0.82) | Standard (EF 0.82) | Standard (EF 0.82) | Standard (EF 0.82) | Standard (EF 0.82) | Standard (EF 0.82) | Standard (EF 0.82) | Standard (EF 0.82)
F1_Residential_Manufactured Home Moderate Income_New_Miscellaneous_Natural Gas_Pool Heater_E1 | F1 | Residential | Manufactured Home Moderate Income | New | Miscellaneous | Natural Gas | Pool Heater | E1 | CCE | 0 | 0 | 0 | 0 | 0 | 0 | 0 | 0 | 0 | 0 | 0 | 0 | 0 | 0 | 0 | 0 | 0 | 0 | 0 | 0 | 0 | 0 | 0 | 0 | 0 | 0 | 0 | 0 | 0 | 0 | 0 | 0 | 0
F1_Residential_Manufactured Home Moderate Income_New_Miscellaneous_Natural Gas_Pool Heater_E2 | F1 | Residential | Manufactured Home Moderate Income | New | Miscellaneous | Natural Gas | Pool Heater | E2 | CCE | 18.5985 | 19.1708 | 18.7816 | 17.2178 | 17.2178 | 17.2178 | 17.2178 | 17.2178 | 17.2178 | 17.2178 | 17.2178 | 17.2178 | 17.2178 | 17.2178 | 17.2178 | 17.2178 | 17.2178 | 17.2178 | 17.2178 | 17.2178 | 17.2178 | 17.2178 | 17.2178 | 17.2178 | 17.2178 | 17.2178 | 17.2178 | 17.2178 | 17.2178 | 17.2178 | 17.2178 | 17.2178 | 17.2178
F1_Residential_Manufactured Home Moderate Income_New_Miscellaneous_Natural Gas_Pool Heater_E3 | F1 | Residential | Manufactured Home Moderate Income | New | Miscellaneous | Natural Gas | Pool Heater | E3 | CCE | 21.8128 | 22.484 | 22.0275 | 20.1934 | 20.1934 | 20.1934 | 20.1934 | 20.1934 | 20.1934 | 20.1934 | 20.1934 | 20.1934 | 20.1934 | 20.1934 | 20.1934 | 20.1934 | 20.1934 | 20.1934 | 20.1934 | 20.1934 | 20.1934 | 20.1934 | 20.1934 | 20.1934 | 20.1934 | 20.1934 | 20.1934 | 20.1934 | 20.1934 | 20.1934 | 20.1934 | 20.1934 | 20.1934
F1_Residential_Manufactured Home Moderate Income_New_Miscellaneous_Natural Gas_Pool Heater_E4 | F1 | Residential | Manufactured Home Moderate Income | New | Miscellaneous | Natural Gas | Pool Heater | E4 | CCE | 20.9691 | 21.6143 | 21.1755 | 19.4123 | 19.4123 | 19.4123 | 19.4123 | 19.4123 | 19.4123 | 19.4123 | 19.4123 | 19.4123 | 19.4123 | 19.4123 | 19.4123 | 19.4123 | 19.4123 | 19.4123 | 19.4123 | 19.4123 | 19.4123 | 19.4123 | 19.4123 | 19.4123 | 19.4123 | 19.4123 | 19.4123 | 19.4123 | 19.4123 | 19.4123 | 19.4123 | 19.4123 | 19.4123
F1_Residential_Manufactured Home Moderate Income_New_Miscellaneous_Natural Gas_Pool Heater_E5 | F1 | Residential | Manufactured Home Moderate Income | New | Miscellaneous | Natural Gas | Pool Heater | E5 | CCE | 0 | 0 | 0 | 0 | 0 | 0 | 0 | 0 | 0 | 0 | 0 | 0 | 0 | 0 | 0 | 0 | 0 | 0 | 0 | 0 | 0 | 0 | 0 | 0 | 0 | 0 | 0 | 0 | 0 | 0 | 0 | 0 | 0
F1_Residential_Manufactured Home Moderate Income_New_Miscellaneous_Natural Gas_Pool Heater_E6 | F1 | Residential | Manufactured Home Moderate Income | New | Miscellaneous | Natural Gas | Pool Heater | E6 | CCE | 0 | 0 | 0 | 0 | 0 | 0 | 0 | 0 | 0 | 0 | 0 | 0 | 0 | 0 | 0 | 0 | 0 | 0 | 0 | 0 | 0 | 0 | 0 | 0 | 0 | 0 | 0 | 0 | 0 | 0 | 0 | 0 | 0
F1_Residential_Manufactured Home Moderate Income_New_Miscellaneous_Natural Gas_Pool Heater_E7 | F1 | Residential | Manufactured Home Moderate Income | New | Miscellaneous | Natural Gas | Pool Heater | E7 | CCE | 0 | 0 | 0 | 0 | 0 | 0 | 0 | 0 | 0 | 0 | 0 | 0 | 0 | 0 | 0 | 0 | 0 | 0 | 0 | 0 | 0 | 0 | 0 | 0 | 0 | 0 | 0 | 0 | 0 | 0 | 0 | 0 | 0
F1_Residential_Manufactured Home Moderate Income_New_Miscellaneous_Natural Gas_Pool Heater_E8 | F1 | Residential | Manufactured Home Moderate Income | New | Miscellaneous | Natural Gas | Pool Heater | E8 | CCE | 0 | 0 | 0 | 0 | 0 | 0 | 0 | 0 | 0 | 0 | 0 | 0 | 0 | 0 | 0 | 0 | 0 | 0 | 0 | 0 | 0 | 0 | 0 | 0 | 0 | 0 | 0 | 0 | 0 | 0 | 0 | 0 | 0
F1_Residential_Manufactured Home Moderate Income_New_Miscellaneous_Natural Gas_Pool Heater_E9 | F1 | Residential | Manufactured Home Moderate Income | New | Miscellaneous | Natural Gas | Pool Heater | E9 | CCE | 0 | 0 | 0 | 0 | 0 | 0 | 0 | 0 | 0 | 0 | 0 | 0 | 0 | 0 | 0 | 0 | 0 | 0 | 0 | 0 | 0 | 0 | 0 | 0 | 0 | 0 | 0 | 0 | 0 | 0 | 0 | 0 | 0
F1_Residential_Manufactured Home Moderate Income_New_Miscellaneous_Natural Gas_Pool Heater_E10 | F1 | Residential | Manufactured Home Moderate Income | New | Miscellaneous | Natural Gas | Pool Heater | E10 | CCE | 0 | 0 | 0 | 0 | 0 | 0 | 0 | 0 | 0 | 0 | 0 | 0 | 0 | 0 | 0 | 0 | 0 | 0 | 0 | 0 | 0 | 0 | 0 | 0 | 0 | 0 | 0 | 0 | 0 | 0 | 0 | 0 | 0
F2_Residential_Manufactured Home Moderate Income_New_Miscellaneous_Natural Gas_Pool Heater_E1 | F2 | Residential | Manufactured Home Moderate Income | New | Miscellaneous | Natural Gas | Pool Heater | E1 | TRC BC Ratio | bar: 2019 to 2051
F2_Residential_Manufactured Home Moderate Income_New_Miscellaneous_Natural Gas_Pool Heater_E2 | F2 | Residential | Manufactured Home Moderate Income | New | Miscellaneous | Natural Gas | Pool Heater | E2 | TRC BC Ratio | 0 | 0 | 0 | 0 | 0 | 0 | 0 | 0 | 0 | 0 | 0 | 0 | 0 | 0 | 0 | 0 | 0 | 0 | 0 | 0 | 0 | 0 | 0 | 0 | 0 | 0 | 0 | 0 | 0 | 0 | 0 | 0 | 0
F2_Residential_Manufactured Home Moderate Income_New_Miscellaneous_Natural Gas_Pool Heater_E3 | F2 | Residential | Manufactured Home Moderate Income | New | Miscellaneous | Natural Gas | Pool Heater | E3 | TRC BC Ratio | 0 | 0 | 0 | 0 | 0 | 0 | 0 | 0 | 0 | 0 | 0 | 0 | 0 | 0 | 0 | 0 | 0 | 0 | 0 | 0 | 0 | 0 | 0 | 0 | 0 | 0 | 0 | 0 | 0 | 0 | 0 | 0 | 0
F2_Residential_Manufactured Home Moderate Income_New_Miscellaneous_Natural Gas_Pool Heater_E4 | F2 | Residential | Manufactured Home Moderate Income | New | Miscellaneous | Natural Gas | Pool Heater | E4 | TRC BC Ratio | 0 | 0 | 0 | 0 | 0 | 0 | 0 | 0 | 0 | 0 | 0 | 0 | 0 | 0 | 0 | 0 | 0 | 0 | 0 | 0 | 0 | 0 | 0 | 0 | 0 | 0 | 0 | 0 | 0 | 0 | 0 | 0 | 0
F2_Residential_Manufactured Home Moderate Income_New_Miscellaneous_Natural Gas_Pool Heater_E5 | F2 | Residential | Manufactured Home Moderate Income | New | Miscellaneous | Natural Gas | Pool Heater | E5 | TRC BC Ratio | 0 | 0 | 0 | 0 | 0 | 0 | 0 | 0 | 0 | 0 | 0 | 0 | 0 | 0 | 0 | 0 | 0 | 0 | 0 | 0 | 0 | 0 | 0 | 0 | 0 | 0 | 0 | 0 | 0 | 0 | 0 | 0 | 0
F2_Residential_Manufactured Home Moderate Income_New_Miscellaneous_Natural Gas_Pool Heater_E6 | F2 | Residential | Manufactured Home Moderate Income | New | Miscellaneous | Natural Gas | Pool Heater | E6 | TRC BC Ratio | 0 | 0 | 0 | 0 | 0 | 0 | 0 | 0 | 0 | 0 | 0 | 0 | 0 | 0 | 0 | 0 | 0 | 0 | 0 | 0 | 0 | 0 | 0 | 0 | 0 | 0 | 0 | 0 | 0 | 0 | 0 | 0 | 0
F2_Residential_Manufactured Home Moderate Income_New_Miscellaneous_Natural Gas_Pool Heater_E7 | F2 | Residential | Manufactured Home Moderate Income | New | Miscellaneous | Natural Gas | Pool Heater | E7 | TRC BC Ratio | 0 | 0 | 0 | 0 | 0 | 0 | 0 | 0 | 0 | 0 | 0 | 0 | 0 | 0 | 0 | 0 | 0 | 0 | 0 | 0 | 0 | 0 | 0 | 0 | 0 | 0 | 0 | 0 | 0 | 0 | 0 | 0 | 0
F2_Residential_Manufactured Home Moderate Income_New_Miscellaneous_Natural Gas_Pool Heater_E8 | F2 | Residential | Manufactured Home Moderate Income | New | Miscellaneous | Natural Gas | Pool Heater | E8 | TRC BC Ratio | 0 | 0 | 0 | 0 | 0 | 0 | 0 | 0 | 0 | 0 | 0 | 0 | 0 | 0 | 0 | 0 | 0 | 0 | 0 | 0 | 0 | 0 | 0 | 0 | 0 | 0 | 0 | 0 | 0 | 0 | 0 | 0 | 0
F2_Residential_Manufactured Home Moderate Income_New_Miscellaneous_Natural Gas_Pool Heater_E9 | F2 | Residential | Manufactured Home Moderate Income | New | Miscellaneous | Natural Gas | Pool Heater | E9 | TRC BC Ratio | 0 | 0 | 0 | 0 | 0 | 0 | 0 | 0 | 0 | 0 | 0 | 0 | 0 | 0 | 0 | 0 | 0 | 0 | 0 | 0 | 0 | 0 | 0 | 0 | 0 | 0 | 0 | 0 | 0 | 0 | 0 | 0 | 0
F2_Residential_Manufactured Home Moderate Income_New_Miscellaneous_Natural Gas_Pool Heater_E10 | F2 | Residential | Manufactured Home Moderate Income | New | Miscellaneous | Natural Gas | Pool Heater | E10 | TRC BC Ratio | 0 | 0 | 0 | 0 | 0 | 0 | 0 | 0 | 0 | 0 | 0 | 0 | 0 | 0 | 0 | 0 | 0 | 0 | 0 | 0 | 0 | 0 | 0 | 0 | 0 | 0 | 0 | 0 | 0 | 0 | 0 | 0 | 0
F3_Residential_Manufactured Home Moderate Income_New_Miscellaneous_Natural Gas_Pool Heater_E1 | F3 | Residential | Manufactured Home Moderate Income | New | Miscellaneous | Natural Gas | Pool Heater | E1 | PACT BC Ratio | bar: 2019 to 2051
F3_Residential_Manufactured Home Moderate Income_New_Miscellaneous_Natural Gas_Pool Heater_E2 | F3 | Residential | Manufactured Home Moderate Income | New | Miscellaneous | Natural Gas | Pool Heater | E2 | PACT BC Ratio | 0 | 0 | 0 | 0 | 0 | 0 | 0 | 0 | 0 | 0 | 0 | 0 | 0 | 0 | 0 | 0 | 0 | 0 | 0 | 0 | 0 | 0 | 0 | 0 | 0 | 0 | 0 | 0 | 0 | 0 | 0 | 0 | 0
F3_Residential_Manufactured Home Moderate Income_New_Miscellaneous_Natural Gas_Pool Heater_E3 | F3 | Residential | Manufactured Home Moderate Income | New | Miscellaneous | Natural Gas | Pool Heater | E3 | PACT BC Ratio | 0 | 0 | 0 | 0 | 0 | 0 | 0 | 0 | 0 | 0 | 0 | 0 | 0 | 0 | 0 | 0 | 0 | 0 | 0 | 0 | 0 | 0 | 0 | 0 | 0 | 0 | 0 | 0 | 0 | 0 | 0 | 0 | 0
F3_Residential_Manufactured Home Moderate Income_New_Miscellaneous_Natural Gas_Pool Heater_E4 | F3 | Residential | Manufactured Home Moderate Income | New | Miscellaneous | Natural Gas | Pool Heater | E4 | PACT BC Ratio | 0 | 0 | 0 | 0 | 0 | 0 | 0 | 0 | 0 | 0 | 0 | 0 | 0 | 0 | 0 | 0 | 0 | 0 | 0 | 0 | 0 | 0 | 0 | 0 | 0 | 0 | 0 | 0 | 0 | 0 | 0 | 0 | 0
F3_Residential_Manufactured Home Moderate Income_New_Miscellaneous_Natural Gas_Pool Heater_E5 | F3 | Residential | Manufactured Home Moderate Income | New | Miscellaneous | Natural Gas | Pool Heater | E5 | PACT BC Ratio | 0 | 0 | 0 | 0 | 0 | 0 | 0 | 0 | 0 | 0 | 0 | 0 | 0 | 0 | 0 | 0 | 0 | 0 | 0 | 0 | 0 | 0 | 0 | 0 | 0 | 0 | 0 | 0 | 0 | 0 | 0 | 0 | 0
F3_Residential_Manufactured Home Moderate Income_New_Miscellaneous_Natural Gas_Pool Heater_E6 | F3 | Residential | Manufactured Home Moderate Income | New | Miscellaneous | Natural Gas | Pool Heater | E6 | PACT BC Ratio | 0 | 0 | 0 | 0 | 0 | 0 | 0 | 0 | 0 | 0 | 0 | 0 | 0 | 0 | 0 | 0 | 0 | 0 | 0 | 0 | 0 | 0 | 0 | 0 | 0 | 0 | 0 | 0 | 0 | 0 | 0 | 0 | 0
F3_Residential_Manufactured Home Moderate Income_New_Miscellaneous_Natural Gas_Pool Heater_E7 | F3 | Residential | Manufactured Home Moderate Income | New | Miscellaneous | Natural Gas | Pool Heater | E7 | PACT BC Ratio | 0 | 0 | 0 | 0 | 0 | 0 | 0 | 0 | 0 | 0 | 0 | 0 | 0 | 0 | 0 | 0 | 0 | 0 | 0 | 0 | 0 | 0 | 0 | 0 | 0 | 0 | 0 | 0 | 0 | 0 | 0 | 0 | 0
F3_Residential_Manufactured Home Moderate Income_New_Miscellaneous_Natural Gas_Pool Heater_E8 | F3 | Residential | Manufactured Home Moderate Income | New | Miscellaneous | Natural Gas | Pool Heater | E8 | PACT BC Ratio | 0 | 0 | 0 | 0 | 0 | 0 | 0 | 0 | 0 | 0 | 0 | 0 | 0 | 0 | 0 | 0 | 0 | 0 | 0 | 0 | 0 | 0 | 0 | 0 | 0 | 0 | 0 | 0 | 0 | 0 | 0 | 0 | 0
F3_Residential_Manufactured Home Moderate Income_New_Miscellaneous_Natural Gas_Pool Heater_E9 | F3 | Residential | Manufactured Home Moderate Income | New | Miscellaneous | Natural Gas | Pool Heater | E9 | PACT BC Ratio | 0 | 0 | 0 | 0 | 0 | 0 | 0 | 0 | 0 | 0 | 0 | 0 | 0 | 0 | 0 | 0 | 0 | 0 | 0 | 0 | 0 | 0 | 0 | 0 | 0 | 0 | 0 | 0 | 0 | 0 | 0 | 0 | 0
F3_Residential_Manufactured Home Moderate Income_New_Miscellaneous_Natural Gas_Pool Heater_E10 | F3 | Residential | Manufactured Home Moderate Income | New | Miscellaneous | Natural Gas | Pool Heater | E10 | PACT BC Ratio | 0 | 0 | 0 | 0 | 0 | 0 | 0 | 0 | 0 | 0 | 0 | 0 | 0 | 0 | 0 | 0 | 0 | 0 | 0 | 0 | 0 | 0 | 0 | 0 | 0 | 0 | 0 | 0 | 0 | 0 | 0 | 0 | 0
F4_Residential_Manufactured Home Moderate Income_New_Miscellaneous_Natural Gas_Pool Heater_E1 | F4 | Residential | Manufactured Home Moderate Income | New | Miscellaneous | Natural Gas | Pool Heater | E1 | RVT BC Ratio | bar: 2019 to 2051
F4_Residential_Manufactured Home Moderate Income_New_Miscellaneous_Natural Gas_Pool Heater_E2 | F4 | Residential | Manufactured Home Moderate Income | New | Miscellaneous | Natural Gas | Pool Heater | E2 | RVT BC Ratio | 0.7 | 0.7 | 0.7 | 0.7 | 0.7 | 0.7 | 0.7 | 0.7 | 0.7 | 0.7 | 0.7 | 0.7 | 0.7 | 0.7 | 0.7 | 0.7 | 0.7 | 0.7 | 0.7 | 0.7 | 0.7 | 0.7 | 0.7 | 0.7 | 0.7 | 0.7 | 0.7 | 0.7 | 0.7 | 0.7 | 0.7 | 0.7 | 0.7
F4_Residential_Manufactured Home Moderate Income_New_Miscellaneous_Natural Gas_Pool Heater_E3 | F4 | Residential | Manufactured Home Moderate Income | New | Miscellaneous | Natural Gas | Pool Heater | E3 | RVT BC Ratio | 0.7 | 0.7 | 0.7 | 0.7 | 0.7 | 0.7 | 0.7 | 0.7 | 0.7 | 0.7 | 0.7 | 0.7 | 0.7 | 0.7 | 0.7 | 0.7 | 0.7 | 0.7 | 0.7 | 0.7 | 0.7 | 0.7 | 0.7 | 0.7 | 0.7 | 0.7 | 0.7 | 0.7 | 0.7 | 0.7 | 0.7 | 0.7 | 0.7
F4_Residential_Manufactured Home Moderate Income_New_Miscellaneous_Natural Gas_Pool Heater_E4 | F4 | Residential | Manufactured Home Moderate Income | New | Miscellaneous | Natural Gas | Pool Heater | E4 | RVT BC Ratio | 0.7 | 0.7 | 0.7 | 0.7 | 0.7 | 0.7 | 0.7 | 0.7 | 0.7 | 0.7 | 0.7 | 0.7 | 0.7 | 0.7 | 0.7 | 0.7 | 0.7 | 0.7 | 0.7 | 0.7 | 0.7 | 0.7 | 0.7 | 0.7 | 0.7 | 0.7 | 0.7 | 0.7 | 0.7 | 0.7 | 0.7 | 0.7 | 0.7
F4_Residential_Manufactured Home Moderate Income_New_Miscellaneous_Natural Gas_Pool Heater_E5 | F4 | Residential | Manufactured Home Moderate Income | New | Miscellaneous | Natural Gas | Pool Heater | E5 | RVT BC Ratio | 0 | 0 | 0 | 0 | 0 | 0 | 0 | 0 | 0 | 0 | 0 | 0 | 0 | 0 | 0 | 0 | 0 | 0 | 0 | 0 | 0 | 0 | 0 | 0 | 0 | 0 | 0 | 0 | 0 | 0 | 0 | 0 | 0
F4_Residential_Manufactured Home Moderate Income_New_Miscellaneous_Natural Gas_Pool Heater_E6 | F4 | Residential | Manufactured Home Moderate Income | New | Miscellaneous | Natural Gas | Pool Heater | E6 | RVT BC Ratio | 0 | 0 | 0 | 0 | 0 | 0 | 0 | 0 | 0 | 0 | 0 | 0 | 0 | 0 | 0 | 0 | 0 | 0 | 0 | 0 | 0 | 0 | 0 | 0 | 0 | 0 | 0 | 0 | 0 | 0 | 0 | 0 | 0
F4_Residential_Manufactured Home Moderate Income_New_Miscellaneous_Natural Gas_Pool Heater_E7 | F4 | Residential | Manufactured Home Moderate Income | New | Miscellaneous | Natural Gas | Pool Heater | E7 | RVT BC Ratio | 0 | 0 | 0 | 0 | 0 | 0 | 0 | 0 | 0 | 0 | 0 | 0 | 0 | 0 | 0 | 0 | 0 | 0 | 0 | 0 | 0 | 0 | 0 | 0 | 0 | 0 | 0 | 0 | 0 | 0 | 0 | 0 | 0
F4_Residential_Manufactured Home Moderate Income_New_Miscellaneous_Natural Gas_Pool Heater_E8 | F4 | Residential | Manufactured Home Moderate Income | New | Miscellaneous | Natural Gas | Pool Heater | E8 | RVT BC Ratio | 0 | 0 | 0 | 0 | 0 | 0 | 0 | 0 | 0 | 0 | 0 | 0 | 0 | 0 | 0 | 0 | 0 | 0 | 0 | 0 | 0 | 0 | 0 | 0 | 0 | 0 | 0 | 0 | 0 | 0 | 0 | 0 | 0
F4_Residential_Manufactured Home Moderate Income_New_Miscellaneous_Natural Gas_Pool Heater_E9 | F4 | Residential | Manufactured Home Moderate Income | New | Miscellaneous | Natural Gas | Pool Heater | E9 | RVT BC Ratio | 0 | 0 | 0 | 0 | 0 | 0 | 0 | 0 | 0 | 0 | 0 | 0 | 0 | 0 | 0 | 0 | 0 | 0 | 0 | 0 | 0 | 0 | 0 | 0 | 0 | 0 | 0 | 0 | 0 | 0 | 0 | 0 | 0
F4_Residential_Manufactured Home Moderate Income_New_Miscellaneous_Natural Gas_Pool Heater_E10 | F4 | Residential | Manufactured Home Moderate Income | New | Miscellaneous | Natural Gas | Pool Heater | E10 | RVT BC Ratio | 0 | 0 | 0 | 0 | 0 | 0 | 0 | 0 | 0 | 0 | 0 | 0 | 0 | 0 | 0 | 0 | 0 | 0 | 0 | 0 | 0 | 0 | 0 | 0 | 0 | 0 | 0 | 0 | 0 | 0 | 0 | 0 | 0
F5_Residential_Manufactured Home Moderate Income_New_Miscellaneous_Natural Gas_Pool Heater_E1 | F5 | Residential | Manufactured Home Moderate Income | New | Miscellaneous | Natural Gas | Pool Heater | E1 | RIM BC Ratio | bar: 2019 to 2051
F5_Residential_Manufactured Home Moderate Income_New_Miscellaneous_Natural Gas_Pool Heater_E2 | F5 | Residential | Manufactured Home Moderate Income | New | Miscellaneous | Natural Gas | Pool Heater | E2 | RIM BC Ratio | 0 | 0 | 0 | 0 | 0 | 0 | 0 | 0 | 0 | 0 | 0 | 0 | 0 | 0 | 0 | 0 | 0 | 0 | 0 | 0 | 0 | 0 | 0 | 0 | 0 | 0 | 0 | 0 | 0 | 0 | 0 | 0 | 0
F5_Residential_Manufactured Home Moderate Income_New_Miscellaneous_Natural Gas_Pool Heater_E3 | F5 | Residential | Manufactured Home Moderate Income | New | Miscellaneous | Natural Gas | Pool Heater | E3 | RIM BC Ratio | 0 | 0 | 0 | 0 | 0 | 0 | 0 | 0 | 0 | 0 | 0 | 0 | 0 | 0 | 0 | 0 | 0 | 0 | 0 | 0 | 0 | 0 | 0 | 0 | 0 | 0 | 0 | 0 | 0 | 0 | 0 | 0 | 0
F5_Residential_Manufactured Home Moderate Income_New_Miscellaneous_Natural Gas_Pool Heater_E4 | F5 | Residential | Manufactured Home Moderate Income | New | Miscellaneous | Natural Gas | Pool Heater | E4 | RIM BC Ratio | 0 | 0 | 0 | 0 | 0 | 0 | 0 | 0 | 0 | 0 | 0 | 0 | 0 | 0 | 0 | 0 | 0 | 0 | 0 | 0 | 0 | 0 | 0 | 0 | 0 | 0 | 0 | 0 | 0 | 0 | 0 | 0 | 0
F5_Residential_Manufactured Home Moderate Income_New_Miscellaneous_Natural Gas_Pool Heater_E5 | F5 | Residential | Manufactured Home Moderate Income | New | Miscellaneous | Natural Gas | Pool Heater | E5 | RIM BC Ratio | 0 | 0 | 0 | 0 | 0 | 0 | 0 | 0 | 0 | 0 | 0 | 0 | 0 | 0 | 0 | 0 | 0 | 0 | 0 | 0 | 0 | 0 | 0 | 0 | 0 | 0 | 0 | 0 | 0 | 0 | 0 | 0 | 0
F5_Residential_Manufactured Home Moderate Income_New_Miscellaneous_Natural Gas_Pool Heater_E6 | F5 | Residential | Manufactured Home Moderate Income | New | Miscellaneous | Natural Gas | Pool Heater | E6 | RIM BC Ratio | 0 | 0 | 0 | 0 | 0 | 0 | 0 | 0 | 0 | 0 | 0 | 0 | 0 | 0 | 0 | 0 | 0 | 0 | 0 | 0 | 0 | 0 | 0 | 0 | 0 | 0 | 0 | 0 | 0 | 0 | 0 | 0 | 0
F5_Residential_Manufactured Home Moderate Income_New_Miscellaneous_Natural Gas_Pool Heater_E7 | F5 | Residential | Manufactured Home Moderate Income | New | Miscellaneous | Natural Gas | Pool Heater | E7 | RIM BC Ratio | 0 | 0 | 0 | 0 | 0 | 0 | 0 | 0 | 0 | 0 | 0 | 0 | 0 | 0 | 0 | 0 | 0 | 0 | 0 | 0 | 0 | 0 | 0 | 0 | 0 | 0 | 0 | 0 | 0 | 0 | 0 | 0 | 0
F5_Residential_Manufactured Home Moderate Income_New_Miscellaneous_Natural Gas_Pool Heater_E8 | F5 | Residential | Manufactured Home Moderate Income | New | Miscellaneous | Natural Gas | Pool Heater | E8 | RIM BC Ratio | 0 | 0 | 0 | 0 | 0 | 0 | 0 | 0 | 0 | 0 | 0 | 0 | 0 | 0 | 0 | 0 | 0 | 0 | 0 | 0 | 0 | 0 | 0 | 0 | 0 | 0 | 0 | 0 | 0 | 0 | 0 | 0 | 0
F5_Residential_Manufactured Home Moderate Income_New_Miscellaneous_Natural Gas_Pool Heater_E9 | F5 | Residential | Manufactured Home Moderate Income | New | Miscellaneous | Natural Gas | Pool Heater | E9 | RIM BC Ratio | 0 | 0 | 0 | 0 | 0 | 0 | 0 | 0 | 0 | 0 | 0 | 0 | 0 | 0 | 0 | 0 | 0 | 0 | 0 | 0 | 0 | 0 | 0 | 0 | 0 | 0 | 0 | 0 | 0 | 0 | 0 | 0 | 0
F5_Residential_Manufactured Home Moderate Income_New_Miscellaneous_Natural Gas_Pool Heater_E10 | F5 | Residential | Manufactured Home Moderate Income | New | Miscellaneous | Natural Gas | Pool Heater | E10 | RIM BC Ratio | 0 | 0 | 0 | 0 | 0 | 0 | 0 | 0 | 0 | 0 | 0 | 0 | 0 | 0 | 0 | 0 | 0 | 0 | 0 | 0 | 0 | 0 | 0 | 0 | 0 | 0 | 0 | 0 | 0 | 0 | 0 | 0 | 0
F0_Residential_Manufactured Home Moderate Income_New_Miscellaneous_Natural Gas_Miscellaneous_E0 | F0 | Residential | Manufactured Home Moderate Income | New | Miscellaneous | Natural Gas | Miscellaneous | E0 | Economic Unit | Default | Default | Default | Default | Default | Default | Default | Default | Default | Default | Default | Default | Default | Default | Default | Default | Default | Default | Default | Default | Default | Default | Default | Default | Default | Default | Default | Default | Default | Default | Default | Default | Default
F1_Residential_Manufactured Home Moderate Income_New_Miscellaneous_Natural Gas_Miscellaneous_E1 | F1 | Residential | Manufactured Home Moderate Income | New | Miscellaneous | Natural Gas | Miscellaneous | E1 | CCE | 0 | 0 | 0 | 0 | 0 | 0 | 0 | 0 | 0 | 0 | 0 | 0 | 0 | 0 | 0 | 0 | 0 | 0 | 0 | 0 | 0 | 0 | 0 | 0 | 0 | 0 | 0 | 0 | 0 | 0 | 0 | 0 | 0
F1_Residential_Manufactured Home Moderate Income_New_Miscellaneous_Natural Gas_Miscellaneous_E2 | F1 | Residential | Manufactured Home Moderate Income | New | Miscellaneous | Natural Gas | Miscellaneous | E2 | CCE | 0 | 0 | 0 | 0 | 0 | 0 | 0 | 0 | 0 | 0 | 0 | 0 | 0 | 0 | 0 | 0 | 0 | 0 | 0 | 0 | 0 | 0 | 0 | 0 | 0 | 0 | 0 | 0 | 0 | 0 | 0 | 0 | 0
F1_Residential_Manufactured Home Moderate Income_New_Miscellaneous_Natural Gas_Miscellaneous_E3 | F1 | Residential | Manufactured Home Moderate Income | New | Miscellaneous | Natural Gas | Miscellaneous | E3 | CCE | 0 | 0 | 0 | 0 | 0 | 0 | 0 | 0 | 0 | 0 | 0 | 0 | 0 | 0 | 0 | 0 | 0 | 0 | 0 | 0 | 0 | 0 | 0 | 0 | 0 | 0 | 0 | 0 | 0 | 0 | 0 | 0 | 0
F1_Residential_Manufactured Home Moderate Income_New_Miscellaneous_Natural Gas_Miscellaneous_E4 | F1 | Residential | Manufactured Home Moderate Income | New | Miscellaneous | Natural Gas | Miscellaneous | E4 | CCE | 0 | 0 | 0 | 0 | 0 | 0 | 0 | 0 | 0 | 0 | 0 | 0 | 0 | 0 | 0 | 0 | 0 | 0 | 0 | 0 | 0 | 0 | 0 | 0 | 0 | 0 | 0 | 0 | 0 | 0 | 0 | 0 | 0
F1_Residential_Manufactured Home Moderate Income_New_Miscellaneous_Natural Gas_Miscellaneous_E5 | F1 | Residential | Manufactured Home Moderate Income | New | Miscellaneous | Natural Gas | Miscellaneous | E5 | CCE | 0 | 0 | 0 | 0 | 0 | 0 | 0 | 0 | 0 | 0 | 0 | 0 | 0 | 0 | 0 | 0 | 0 | 0 | 0 | 0 | 0 | 0 | 0 | 0 | 0 | 0 | 0 | 0 | 0 | 0 | 0 | 0 | 0
F1_Residential_Manufactured Home Moderate Income_New_Miscellaneous_Natural Gas_Miscellaneous_E6 | F1 | Residential | Manufactured Home Moderate Income | New | Miscellaneous | Natural Gas | Miscellaneous | E6 | CCE | 0 | 0 | 0 | 0 | 0 | 0 | 0 | 0 | 0 | 0 | 0 | 0 | 0 | 0 | 0 | 0 | 0 | 0 | 0 | 0 | 0 | 0 | 0 | 0 | 0 | 0 | 0 | 0 | 0 | 0 | 0 | 0 | 0
F1_Residential_Manufactured Home Moderate Income_New_Miscellaneous_Natural Gas_Miscellaneous_E7 | F1 | Residential | Manufactured Home Moderate Income | New | Miscellaneous | Natural Gas | Miscellaneous | E7 | CCE | 0 | 0 | 0 | 0 | 0 | 0 | 0 | 0 | 0 | 0 | 0 | 0 | 0 | 0 | 0 | 0 | 0 | 0 | 0 | 0 | 0 | 0 | 0 | 0 | 0 | 0 | 0 | 0 | 0 | 0 | 0 | 0 | 0
F1_Residential_Manufactured Home Moderate Income_New_Miscellaneous_Natural Gas_Miscellaneous_E8 | F1 | Residential | Manufactured Home Moderate Income | New | Miscellaneous | Natural Gas | Miscellaneous | E8 | CCE | 0 | 0 | 0 | 0 | 0 | 0 | 0 | 0 | 0 | 0 | 0 | 0 | 0 | 0 | 0 | 0 | 0 | 0 | 0 | 0 | 0 | 0 | 0 | 0 | 0 | 0 | 0 | 0 | 0 | 0 | 0 | 0 | 0
F1_Residential_Manufactured Home Moderate Income_New_Miscellaneous_Natural Gas_Miscellaneous_E9 | F1 | Residential | Manufactured Home Moderate Income | New | Miscellaneous | Natural Gas | Miscellaneous | E9 | CCE | 0 | 0 | 0 | 0 | 0 | 0 | 0 | 0 | 0 | 0 | 0 | 0 | 0 | 0 | 0 | 0 | 0 | 0 | 0 | 0 | 0 | 0 | 0 | 0 | 0 | 0 | 0 | 0 | 0 | 0 | 0 | 0 | 0
F1_Residential_Manufactured Home Moderate Income_New_Miscellaneous_Natural Gas_Miscellaneous_E10 | F1 | Residential | Manufactured Home Moderate Income | New | Miscellaneous | Natural Gas | Miscellaneous | E10 | CCE | 0 | 0 | 0 | 0 | 0 | 0 | 0 | 0 | 0 | 0 | 0 | 0 | 0 | 0 | 0 | 0 | 0 | 0 | 0 | 0 | 0 | 0 | 0 | 0 | 0 | 0 | 0 | 0 | 0 | 0 | 0 | 0 | 0
F2_Residential_Manufactured Home Moderate Income_New_Miscellaneous_Natural Gas_Miscellaneous_E1 | F2 | Residential | Manufactured Home Moderate Income | New | Miscellaneous | Natural Gas | Miscellaneous | E1 | TRC BC Ratio | bar: 2019 to 2051
F2_Residential_Manufactured Home Moderate Income_New_Miscellaneous_Natural Gas_Miscellaneous_E2 | F2 | Residential | Manufactured Home Moderate Income | New | Miscellaneous | Natural Gas | Miscellaneous | E2 | TRC BC Ratio | 0 | 0 | 0 | 0 | 0 | 0 | 0 | 0 | 0 | 0 | 0 | 0 | 0 | 0 | 0 | 0 | 0 | 0 | 0 | 0 | 0 | 0 | 0 | 0 | 0 | 0 | 0 | 0 | 0 | 0 | 0 | 0 | 0
F2_Residential_Manufactured Home Moderate Income_New_Miscellaneous_Natural Gas_Miscellaneous_E3 | F2 | Residential | Manufactured Home Moderate Income | New | Miscellaneous | Natural Gas | Miscellaneous | E3 | TRC BC Ratio | 0 | 0 | 0 | 0 | 0 | 0 | 0 | 0 | 0 | 0 | 0 | 0 | 0 | 0 | 0 | 0 | 0 | 0 | 0 | 0 | 0 | 0 | 0 | 0 | 0 | 0 | 0 | 0 | 0 | 0 | 0 | 0 | 0
F2_Residential_Manufactured Home Moderate Income_New_Miscellaneous_Natural Gas_Miscellaneous_E4 | F2 | Residential | Manufactured Home Moderate Income | New | Miscellaneous | Natural Gas | Miscellaneous | E4 | TRC BC Ratio | 0 | 0 | 0 | 0 | 0 | 0 | 0 | 0 | 0 | 0 | 0 | 0 | 0 | 0 | 0 | 0 | 0 | 0 | 0 | 0 | 0 | 0 | 0 | 0 | 0 | 0 | 0 | 0 | 0 | 0 | 0 | 0 | 0
F2_Residential_Manufactured Home Moderate Income_New_Miscellaneous_Natural Gas_Miscellaneous_E5 | F2 | Residential | Manufactured Home Moderate Income | New | Miscellaneous | Natural Gas | Miscellaneous | E5 | TRC BC Ratio | 0 | 0 | 0 | 0 | 0 | 0 | 0 | 0 | 0 | 0 | 0 | 0 | 0 | 0 | 0 | 0 | 0 | 0 | 0 | 0 | 0 | 0 | 0 | 0 | 0 | 0 | 0 | 0 | 0 | 0 | 0 | 0 | 0
F2_Residential_Manufactured Home Moderate Income_New_Miscellaneous_Natural Gas_Miscellaneous_E6 | F2 | Residential | Manufactured Home Moderate Income | New | Miscellaneous | Natural Gas | Miscellaneous | E6 | TRC BC Ratio | 0 | 0 | 0 | 0 | 0 | 0 | 0 | 0 | 0 | 0 | 0 | 0 | 0 | 0 | 0 | 0 | 0 | 0 | 0 | 0 | 0 | 0 | 0 | 0 | 0 | 0 | 0 | 0 | 0 | 0 | 0 | 0 | 0
F2_Residential_Manufactured Home Moderate Income_New_Miscellaneous_Natural Gas_Miscellaneous_E7 | F2 | Residential | Manufactured Home Moderate Income | New | Miscellaneous | Natural Gas | Miscellaneous | E7 | TRC BC Ratio | 0 | 0 | 0 | 0 | 0 | 0 | 0 | 0 | 0 | 0 | 0 | 0 | 0 | 0 | 0 | 0 | 0 | 0 | 0 | 0 | 0 | 0 | 0 | 0 | 0 | 0 | 0 | 0 | 0 | 0 | 0 | 0 | 0
F2_Residential_Manufactured Home Moderate Income_New_Miscellaneous_Natural Gas_Miscellaneous_E8 | F2 | Residential | Manufactured Home Moderate Income | New | Miscellaneous | Natural Gas | Miscellaneous | E8 | TRC BC Ratio | 0 | 0 | 0 | 0 | 0 | 0 | 0 | 0 | 0 | 0 | 0 | 0 | 0 | 0 | 0 | 0 | 0 | 0 | 0 | 0 | 0 | 0 | 0 | 0 | 0 | 0 | 0 | 0 | 0 | 0 | 0 | 0 | 0
F2_Residential_Manufactured Home Moderate Income_New_Miscellaneous_Natural Gas_Miscellaneous_E9 | F2 | Residential | Manufactured Home Moderate Income | New | Miscellaneous | Natural Gas | Miscellaneous | E9 | TRC BC Ratio | 0 | 0 | 0 | 0 | 0 | 0 | 0 | 0 | 0 | 0 | 0 | 0 | 0 | 0 | 0 | 0 | 0 | 0 | 0 | 0 | 0 | 0 | 0 | 0 | 0 | 0 | 0 | 0 | 0 | 0 | 0 | 0 | 0
F2_Residential_Manufactured Home Moderate Income_New_Miscellaneous_Natural Gas_Miscellaneous_E10 | F2 | Residential | Manufactured Home Moderate Income | New | Miscellaneous | Natural Gas | Miscellaneous | E10 | TRC BC Ratio | 0 | 0 | 0 | 0 | 0 | 0 | 0 | 0 | 0 | 0 | 0 | 0 | 0 | 0 | 0 | 0 | 0 | 0 | 0 | 0 | 0 | 0 | 0 | 0 | 0 | 0 | 0 | 0 | 0 | 0 | 0 | 0 | 0
F3_Residential_Manufactured Home Moderate Income_New_Miscellaneous_Natural Gas_Miscellaneous_E1 | F3 | Residential | Manufactured Home Moderate Income | New | Miscellaneous | Natural Gas | Miscellaneous | E1 | PACT BC Ratio | bar: 2019 to 2051
F3_Residential_Manufactured Home Moderate Income_New_Miscellaneous_Natural Gas_Miscellaneous_E2 | F3 | Residential | Manufactured Home Moderate Income | New | Miscellaneous | Natural Gas | Miscellaneous | E2 | PACT BC Ratio | 0 | 0 | 0 | 0 | 0 | 0 | 0 | 0 | 0 | 0 | 0 | 0 | 0 | 0 | 0 | 0 | 0 | 0 | 0 | 0 | 0 | 0 | 0 | 0 | 0 | 0 | 0 | 0 | 0 | 0 | 0 | 0 | 0
F3_Residential_Manufactured Home Moderate Income_New_Miscellaneous_Natural Gas_Miscellaneous_E3 | F3 | Residential | Manufactured Home Moderate Income | New | Miscellaneous | Natural Gas | Miscellaneous | E3 | PACT BC Ratio | 0 | 0 | 0 | 0 | 0 | 0 | 0 | 0 | 0 | 0 | 0 | 0 | 0 | 0 | 0 | 0 | 0 | 0 | 0 | 0 | 0 | 0 | 0 | 0 | 0 | 0 | 0 | 0 | 0 | 0 | 0 | 0 | 0
F3_Residential_Manufactured Home Moderate Income_New_Miscellaneous_Natural Gas_Miscellaneous_E4 | F3 | Residential | Manufactured Home Moderate Income | New | Miscellaneous | Natural Gas | Miscellaneous | E4 | PACT BC Ratio | 0 | 0 | 0 | 0 | 0 | 0 | 0 | 0 | 0 | 0 | 0 | 0 | 0 | 0 | 0 | 0 | 0 | 0 | 0 | 0 | 0 | 0 | 0 | 0 | 0 | 0 | 0 | 0 | 0 | 0 | 0 | 0 | 0
F3_Residential_Manufactured Home Moderate Income_New_Miscellaneous_Natural Gas_Miscellaneous_E5 | F3 | Residential | Manufactured Home Moderate Income | New | Miscellaneous | Natural Gas | Miscellaneous | E5 | PACT BC Ratio | 0 | 0 | 0 | 0 | 0 | 0 | 0 | 0 | 0 | 0 | 0 | 0 | 0 | 0 | 0 | 0 | 0 | 0 | 0 | 0 | 0 | 0 | 0 | 0 | 0 | 0 | 0 | 0 | 0 | 0 | 0 | 0 | 0
F3_Residential_Manufactured Home Moderate Income_New_Miscellaneous_Natural Gas_Miscellaneous_E6 | F3 | Residential | Manufactured Home Moderate Income | New | Miscellaneous | Natural Gas | Miscellaneous | E6 | PACT BC Ratio | 0 | 0 | 0 | 0 | 0 | 0 | 0 | 0 | 0 | 0 | 0 | 0 | 0 | 0 | 0 | 0 | 0 | 0 | 0 | 0 | 0 | 0 | 0 | 0 | 0 | 0 | 0 | 0 | 0 | 0 | 0 | 0 | 0
F3_Residential_Manufactured Home Moderate Income_New_Miscellaneous_Natural Gas_Miscellaneous_E7 | F3 | Residential | Manufactured Home Moderate Income | New | Miscellaneous | Natural Gas | Miscellaneous | E7 | PACT BC Ratio | 0 | 0 | 0 | 0 | 0 | 0 | 0 | 0 | 0 | 0 | 0 | 0 | 0 | 0 | 0 | 0 | 0 | 0 | 0 | 0 | 0 | 0 | 0 | 0 | 0 | 0 | 0 | 0 | 0 | 0 | 0 | 0 | 0
F3_Residential_Manufactured Home Moderate Income_New_Miscellaneous_Natural Gas_Miscellaneous_E8 | F3 | Residential | Manufactured Home Moderate Income | New | Miscellaneous | Natural Gas | Miscellaneous | E8 | PACT BC Ratio | 0 | 0 | 0 | 0 | 0 | 0 | 0 | 0 | 0 | 0 | 0 | 0 | 0 | 0 | 0 | 0 | 0 | 0 | 0 | 0 | 0 | 0 | 0 | 0 | 0 | 0 | 0 | 0 | 0 | 0 | 0 | 0 | 0
F3_Residential_Manufactured Home Moderate Income_New_Miscellaneous_Natural Gas_Miscellaneous_E9 | F3 | Residential | Manufactured Home Moderate Income | New | Miscellaneous | Natural Gas | Miscellaneous | E9 | PACT BC Ratio | 0 | 0 | 0 | 0 | 0 | 0 | 0 | 0 | 0 | 0 | 0 | 0 | 0 | 0 | 0 | 0 | 0 | 0 | 0 | 0 | 0 | 0 | 0 | 0 | 0 | 0 | 0 | 0 | 0 | 0 | 0 | 0 | 0
F3_Residential_Manufactured Home Moderate Income_New_Miscellaneous_Natural Gas_Miscellaneous_E10 | F3 | Residential | Manufactured Home Moderate Income | New | Miscellaneous | Natural Gas | Miscellaneous | E10 | PACT BC Ratio | 0 | 0 | 0 | 0 | 0 | 0 | 0 | 0 | 0 | 0 | 0 | 0 | 0 | 0 | 0 | 0 | 0 | 0 | 0 | 0 | 0 | 0 | 0 | 0 | 0 | 0 | 0 | 0 | 0 | 0 | 0 | 0 | 0
F4_Residential_Manufactured Home Moderate Income_New_Miscellaneous_Natural Gas_Miscellaneous_E1 | F4 | Residential | Manufactured Home Moderate Income | New | Miscellaneous | Natural Gas | Miscellaneous | E1 | RVT BC Ratio | bar: 2019 to 2051
F4_Residential_Manufactured Home Moderate Income_New_Miscellaneous_Natural Gas_Miscellaneous_E2 | F4 | Residential | Manufactured Home Moderate Income | New | Miscellaneous | Natural Gas | Miscellaneous | E2 | RVT BC Ratio | 0 | 0 | 0 | 0 | 0 | 0 | 0 | 0 | 0 | 0 | 0 | 0 | 0 | 0 | 0 | 0 | 0 | 0 | 0 | 0 | 0 | 0 | 0 | 0 | 0 | 0 | 0 | 0 | 0 | 0 | 0 | 0 | 0
F4_Residential_Manufactured Home Moderate Income_New_Miscellaneous_Natural Gas_Miscellaneous_E3 | F4 | Residential | Manufactured Home Moderate Income | New | Miscellaneous | Natural Gas | Miscellaneous | E3 | RVT BC Ratio | 0 | 0 | 0 | 0 | 0 | 0 | 0 | 0 | 0 | 0 | 0 | 0 | 0 | 0 | 0 | 0 | 0 | 0 | 0 | 0 | 0 | 0 | 0 | 0 | 0 | 0 | 0 | 0 | 0 | 0 | 0 | 0 | 0
F4_Residential_Manufactured Home Moderate Income_New_Miscellaneous_Natural Gas_Miscellaneous_E4 | F4 | Residential | Manufactured Home Moderate Income | New | Miscellaneous | Natural Gas | Miscellaneous | E4 | RVT BC Ratio | 0 | 0 | 0 | 0 | 0 | 0 | 0 | 0 | 0 | 0 | 0 | 0 | 0 | 0 | 0 | 0 | 0 | 0 | 0 | 0 | 0 | 0 | 0 | 0 | 0 | 0 | 0 | 0 | 0 | 0 | 0 | 0 | 0
F4_Residential_Manufactured Home Moderate Income_New_Miscellaneous_Natural Gas_Miscellaneous_E5 | F4 | Residential | Manufactured Home Moderate Income | New | Miscellaneous | Natural Gas | Miscellaneous | E5 | RVT BC Ratio | 0 | 0 | 0 | 0 | 0 | 0 | 0 | 0 | 0 | 0 | 0 | 0 | 0 | 0 | 0 | 0 | 0 | 0 | 0 | 0 | 0 | 0 | 0 | 0 | 0 | 0 | 0 | 0 | 0 | 0 | 0 | 0 | 0
F4_Residential_Manufactured Home Moderate Income_New_Miscellaneous_Natural Gas_Miscellaneous_E6 | F4 | Residential | Manufactured Home Moderate Income | New | Miscellaneous | Natural Gas | Miscellaneous | E6 | RVT BC Ratio | 0 | 0 | 0 | 0 | 0 | 0 | 0 | 0 | 0 | 0 | 0 | 0 | 0 | 0 | 0 | 0 | 0 | 0 | 0 | 0 | 0 | 0 | 0 | 0 | 0 | 0 | 0 | 0 | 0 | 0 | 0 | 0 | 0
F4_Residential_Manufactured Home Moderate Income_New_Miscellaneous_Natural Gas_Miscellaneous_E7 | F4 | Residential | Manufactured Home Moderate Income | New | Miscellaneous | Natural Gas | Miscellaneous | E7 | RVT BC Ratio | 0 | 0 | 0 | 0 | 0 | 0 | 0 | 0 | 0 | 0 | 0 | 0 | 0 | 0 | 0 | 0 | 0 | 0 | 0 | 0 | 0 | 0 | 0 | 0 | 0 | 0 | 0 | 0 | 0 | 0 | 0 | 0 | 0
F4_Residential_Manufactured Home Moderate Income_New_Miscellaneous_Natural Gas_Miscellaneous_E8 | F4 | Residential | Manufactured Home Moderate Income | New | Miscellaneous | Natural Gas | Miscellaneous | E8 | RVT BC Ratio | 0 | 0 | 0 | 0 | 0 | 0 | 0 | 0 | 0 | 0 | 0 | 0 | 0 | 0 | 0 | 0 | 0 | 0 | 0 | 0 | 0 | 0 | 0 | 0 | 0 | 0 | 0 | 0 | 0 | 0 | 0 | 0 | 0
F4_Residential_Manufactured Home Moderate Income_New_Miscellaneous_Natural Gas_Miscellaneous_E9 | F4 | Residential | Manufactured Home Moderate Income | New | Miscellaneous | Natural Gas | Miscellaneous | E9 | RVT BC Ratio | 0 | 0 | 0 | 0 | 0 | 0 | 0 | 0 | 0 | 0 | 0 | 0 | 0 | 0 | 0 | 0 | 0 | 0 | 0 | 0 | 0 | 0 | 0 | 0 | 0 | 0 | 0 | 0 | 0 | 0 | 0 | 0 | 0
F4_Residential_Manufactured Home Moderate Income_New_Miscellaneous_Natural Gas_Miscellaneous_E10 | F4 | Residential | Manufactured Home Moderate Income | New | Miscellaneous | Natural Gas | Miscellaneous | E10 | RVT BC Ratio | 0 | 0 | 0 | 0 | 0 | 0 | 0 | 0 | 0 | 0 | 0 | 0 | 0 | 0 | 0 | 0 | 0 | 0 | 0 | 0 | 0 | 0 | 0 | 0 | 0 | 0 | 0 | 0 | 0 | 0 | 0 | 0 | 0
F5_Residential_Manufactured Home Moderate Income_New_Miscellaneous_Natural Gas_Miscellaneous_E1 | F5 | Residential | Manufactured Home Moderate Income | New | Miscellaneous | Natural Gas | Miscellaneous | E1 | RIM BC Ratio | bar: 2019 to 2051
F5_Residential_Manufactured Home Moderate Income_New_Miscellaneous_Natural Gas_Miscellaneous_E2 | F5 | Residential | Manufactured Home Moderate Income | New | Miscellaneous | Natural Gas | Miscellaneous | E2 | RIM BC Ratio | 0 | 0 | 0 | 0 | 0 | 0 | 0 | 0 | 0 | 0 | 0 | 0 | 0 | 0 | 0 | 0 | 0 | 0 | 0 | 0 | 0 | 0 | 0 | 0 | 0 | 0 | 0 | 0 | 0 | 0 | 0 | 0 | 0
F5_Residential_Manufactured Home Moderate Income_New_Miscellaneous_Natural Gas_Miscellaneous_E3 | F5 | Residential | Manufactured Home Moderate Income | New | Miscellaneous | Natural Gas | Miscellaneous | E3 | RIM BC Ratio | 0 | 0 | 0 | 0 | 0 | 0 | 0 | 0 | 0 | 0 | 0 | 0 | 0 | 0 | 0 | 0 | 0 | 0 | 0 | 0 | 0 | 0 | 0 | 0 | 0 | 0 | 0 | 0 | 0 | 0 | 0 | 0 | 0
F5_Residential_Manufactured Home Moderate Income_New_Miscellaneous_Natural Gas_Miscellaneous_E4 | F5 | Residential | Manufactured Home Moderate Income | New | Miscellaneous | Natural Gas | Miscellaneous | E4 | RIM BC Ratio | 0 | 0 | 0 | 0 | 0 | 0 | 0 | 0 | 0 | 0 | 0 | 0 | 0 | 0 | 0 | 0 | 0 | 0 | 0 | 0 | 0 | 0 | 0 | 0 | 0 | 0 | 0 | 0 | 0 | 0 | 0 | 0 | 0
F5_Residential_Manufactured Home Moderate Income_New_Miscellaneous_Natural Gas_Miscellaneous_E5 | F5 | Residential | Manufactured Home Moderate Income | New | Miscellaneous | Natural Gas | Miscellaneous | E5 | RIM BC Ratio | 0 | 0 | 0 | 0 | 0 | 0 | 0 | 0 | 0 | 0 | 0 | 0 | 0 | 0 | 0 | 0 | 0 | 0 | 0 | 0 | 0 | 0 | 0 | 0 | 0 | 0 | 0 | 0 | 0 | 0 | 0 | 0 | 0
F5_Residential_Manufactured Home Moderate Income_New_Miscellaneous_Natural Gas_Miscellaneous_E6 | F5 | Residential | Manufactured Home Moderate Income | New | Miscellaneous | Natural Gas | Miscellaneous | E6 | RIM BC Ratio | 0 | 0 | 0 | 0 | 0 | 0 | 0 | 0 | 0 | 0 | 0 | 0 | 0 | 0 | 0 | 0 | 0 | 0 | 0 | 0 | 0 | 0 | 0 | 0 | 0 | 0 | 0 | 0 | 0 | 0 | 0 | 0 | 0
F5_Residential_Manufactured Home Moderate Income_New_Miscellaneous_Natural Gas_Miscellaneous_E7 | F5 | Residential | Manufactured Home Moderate Income | New | Miscellaneous | Natural Gas | Miscellaneous | E7 | RIM BC Ratio | 0 | 0 | 0 | 0 | 0 | 0 | 0 | 0 | 0 | 0 | 0 | 0 | 0 | 0 | 0 | 0 | 0 | 0 | 0 | 0 | 0 | 0 | 0 | 0 | 0 | 0 | 0 | 0 | 0 | 0 | 0 | 0 | 0
F5_Residential_Manufactured Home Moderate Income_New_Miscellaneous_Natural Gas_Miscellaneous_E8 | F5 | Residential | Manufactured Home Moderate Income | New | Miscellaneous | Natural Gas | Miscellaneous | E8 | RIM BC Ratio | 0 | 0 | 0 | 0 | 0 | 0 | 0 | 0 | 0 | 0 | 0 | 0 | 0 | 0 | 0 | 0 | 0 | 0 | 0 | 0 | 0 | 0 | 0 | 0 | 0 | 0 | 0 | 0 | 0 | 0 | 0 | 0 | 0
F5_Residential_Manufactured Home Moderate Income_New_Miscellaneous_Natural Gas_Miscellaneous_E9 | F5 | Residential | Manufactured Home Moderate Income | New | Miscellaneous | Natural Gas | Miscellaneous | E9 | RIM BC Ratio | 0 | 0 | 0 | 0 | 0 | 0 | 0 | 0 | 0 | 0 | 0 | 0 | 0 | 0 | 0 | 0 | 0 | 0 | 0 | 0 | 0 | 0 | 0 | 0 | 0 | 0 | 0 | 0 | 0 | 0 | 0 | 0 | 0
F5_Residential_Manufactured Home Moderate Income_New_Miscellaneous_Natural Gas_Miscellaneous_E10 | F5 | Residential | Manufactured Home Moderate Income | New | Miscellaneous | Natural Gas | Miscellaneous | E10 | RIM BC Ratio | 0 | 0 | 0 | 0 | 0 | 0 | 0 | 0 | 0 | 0 | 0 | 0 | 0 | 0 | 0 | 0 | 0 | 0 | 0 | 0 | 0 | 0 | 0 | 0 | 0 | 0 | 0 | 0 | 0 | 0 | 0 | 0 | 0
F0_Residential_Manufactured Home Low Income_Existing_Space Heating_Natural Gas_Furnace_E0 | F0 | Residential | Manufactured Home Low Income | Existing | Space Heating | Natural Gas | Furnace | E0 | Economic Unit | ASHP with AFUE 95% backup | ASHP with AFUE 95% backup | ASHP with AFUE 95% backup | ASHP with AFUE 95% backup | ASHP with AFUE 95% backup | ASHP with AFUE 95% backup | ASHP with AFUE 95% backup | ASHP with AFUE 95% backup | ASHP with AFUE 95% backup | ASHP with AFUE 95% backup | ASHP with AFUE 95% backup | ASHP with AFUE 95% backup | ASHP with AFUE 95% backup | ASHP with AFUE 95% backup | ASHP with AFUE 95% backup | ASHP with AFUE 95% backup | ASHP with AFUE 95% backup | ASHP with AFUE 95% backup | ASHP with AFUE 95% backup | ASHP with AFUE 95% backup | ASHP with AFUE 95% backup | ASHP with AFUE 95% backup | ASHP with AFUE 95% backup | ASHP with AFUE 95% backup | ASHP with AFUE 95% backup | ASHP with AFUE 95% backup | ASHP with AFUE 95% backup | ASHP with AFUE 95% backup | ASHP with AFUE 95% backup | ASHP with AFUE 95% backup | ASHP with AFUE 95% backup | ASHP with AFUE 95% backup | ASHP with AFUE 95% backup
F1_Residential_Manufactured Home Low Income_Existing_Space Heating_Natural Gas_Furnace_E1 | F1 | Residential | Manufactured Home Low Income | Existing | Space Heating | Natural Gas | Furnace | E1 | CCE | 0 | 0 | 0 | 0 | 0 | 0 | 0 | 0 | 0 | 0 | 0 | 0 | 0 | 0 | 0 | 0 | 0 | 0 | 0 | 0 | 0 | 0 | 0 | 0 | 0 | 0 | 0 | 0 | 0 | 0 | 0 | 0 | 0
F1_Residential_Manufactured Home Low Income_Existing_Space Heating_Natural Gas_Furnace_E2 | F1 | Residential | Manufactured Home Low Income | Existing | Space Heating | Natural Gas | Furnace | E2 | CCE | 0.95337 | 0.98271 | 0.96789 | 0.89204 | 0.89684 | 0.90169 | 0.90659 | 0.91155 | 0.91656 | 0.92162 | 0.92675 | 0.93193 | 0.93716 | 0.94245 | 0.94782 | 0.95323 | 0.95871 | 0.96425 | 0.96986 | 0.97553 | 0.98127 | 0.98706 | 0.99295 | 0.99889 | 1.0049 | 1.011 | 1.0172 | 1.0234 | 1.0297 | 1.0361 | 1.0426 | 1.0491 | 1.0491
F1_Residential_Manufactured Home Low Income_Existing_Space Heating_Natural Gas_Furnace_E3 | F1 | Residential | Manufactured Home Low Income | Existing | Space Heating | Natural Gas | Furnace | E3 | CCE | 1.0132 | 1.0444 | 1.0286 | 0.94803 | 0.95312 | 0.95827 | 0.96349 | 0.96875 | 0.97408 | 0.97946 | 0.98491 | 0.99041 | 0.99598 | 1.0016 | 1.0073 | 1.0131 | 1.0189 | 1.0248 | 1.0307 | 1.0368 | 1.0429 | 1.049 | 1.0553 | 1.0616 | 1.068 | 1.0744 | 1.081 | 1.0876 | 1.0943 | 1.1011 | 1.108 | 1.115 | 1.115
F1_Residential_Manufactured Home Low Income_Existing_Space Heating_Natural Gas_Furnace_E4 | F1 | Residential | Manufactured Home Low Income | Existing | Space Heating | Natural Gas | Furnace | E4 | CCE | 7.7806 | 8.02 | 7.899 | 7.2801 | 7.3192 | 7.3588 | 7.3988 | 7.4393 | 7.4801 | 7.5214 | 7.5633 | 7.6056 | 7.6483 | 7.6915 | 7.7352 | 7.7794 | 7.8241 | 7.8693 | 7.9151 | 7.9614 | 8.0083 | 8.0555 | 8.1035 | 8.152 | 8.2011 | 8.2507 | 8.3011 | 8.352 | 8.4035 | 8.4556 | 8.5085 | 8.562 | 8.562
F1_Residential_Manufactured Home Low Income_Existing_Space Heating_Natural Gas_Furnace_E5 | F1 | Residential | Manufactured Home Low Income | Existing | Space Heating | Natural Gas | Furnace | E5 | CCE | 1.8683 | 1.9258 | 1.8967 | 1.7481 | 1.7575 | 1.767 | 1.7766 | 1.7863 | 1.7962 | 1.8061 | 1.8161 | 1.8263 | 1.8365 | 1.8469 | 1.8574 | 1.868 | 1.8788 | 1.8896 | 1.9006 | 1.9117 | 1.923 | 1.9343 | 1.9458 | 1.9575 | 1.9693 | 1.9812 | 1.9933 | 2.0055 | 2.0179 | 2.0304 | 2.0431 | 2.0559 | 2.0559
F1_Residential_Manufactured Home Low Income_Existing_Space Heating_Natural Gas_Furnace_E6 | F1 | Residential | Manufactured Home Low Income | Existing | Space Heating | Natural Gas | Furnace | E6 | CCE | 1.7518 | 1.8057 | 1.7784 | 1.6391 | 1.6479 | 1.6568 | 1.6658 | 1.6749 | 1.6841 | 1.6934 | 1.7028 | 1.7124 | 1.722 | 1.7317 | 1.7415 | 1.7515 | 1.7616 | 1.7717 | 1.7821 | 1.7925 | 1.803 | 1.8137 | 1.8245 | 1.8354 | 1.8464 | 1.8576 | 1.869 | 1.8804 | 1.892 | 1.9037 | 1.9157 | 1.9277 | 1.9277
F1_Residential_Manufactured Home Low Income_Existing_Space Heating_Natural Gas_Furnace_E7 | F1 | Residential | Manufactured Home Low Income | Existing | Space Heating | Natural Gas | Furnace | E7 | CCE | 0 | 0 | 0 | 0 | 0 | 0 | 0 | 0 | 0 | 0 | 0 | 0 | 0 | 0 | 0 | 0 | 0 | 0 | 0 | 0 | 0 | 0 | 0 | 0 | 0 | 0 | 0 | 0 | 0 | 0 | 0 | 0 | 0
F1_Residential_Manufactured Home Low Income_Existing_Space Heating_Natural Gas_Furnace_E8 | F1 | Residential | Manufactured Home Low Income | Existing | Space Heating | Natural Gas | Furnace | E8 | CCE | 0 | 0 | 0 | 0 | 0 | 0 | 0 | 0 | 0 | 0 | 0 | 0 | 0 | 0 | 0 | 0 | 0 | 0 | 0 | 0 | 0 | 0 | 0 | 0 | 0 | 0 | 0 | 0 | 0 | 0 | 0 | 0 | 0
F1_Residential_Manufactured Home Low Income_Existing_Space Heating_Natural Gas_Furnace_E9 | F1 | Residential | Manufactured Home Low Income | Existing | Space Heating | Natural Gas | Furnace | E9 | CCE | 0 | 0 | 0 | 0 | 0 | 0 | 0 | 0 | 0 | 0 | 0 | 0 | 0 | 0 | 0 | 0 | 0 | 0 | 0 | 0 | 0 | 0 | 0 | 0 | 0 | 0 | 0 | 0 | 0 | 0 | 0 | 0 | 0
F1_Residential_Manufactured Home Low Income_Existing_Space Heating_Natural Gas_Furnace_E10 | F1 | Residential | Manufactured Home Low Income | Existing | Space Heating | Natural Gas | Furnace | E10 | CCE | 0 | 0 | 0 | 0 | 0 | 0 | 0 | 0 | 0 | 0 | 0 | 0 | 0 | 0 | 0 | 0 | 0 | 0 | 0 | 0 | 0 | 0 | 0 | 0 | 0 | 0 | 0 | 0 | 0 | 0 | 0 | 0 | 0
F2_Residential_Manufactured Home Low Income_Existing_Space Heating_Natural Gas_Furnace_E1 | F2 | Residential | Manufactured Home Low Income | Existing | Space Heating | Natural Gas | Furnace | E1 | TRC BC Ratio | bar: 2019 to 2051
F2_Residential_Manufactured Home Low Income_Existing_Space Heating_Natural Gas_Furnace_E2 | F2 | Residential | Manufactured Home Low Income | Existing | Space Heating | Natural Gas | Furnace | E2 | TRC BC Ratio | 2.1325 | 2.1343 | 2.1405 | 2.1449 | 2.1378 | 2.1361 | 2.1388 | 2.1398 | 2.1417 | 2.1424 | 2.142 | 2.1404 | 2.1384 | 2.1358 | 2.1317 | 2.1266 | 2.1205 | 2.1138 | 2.1066 | 2.0996 | 2.0918 | 2.0838 | 2.075 | 2.0661 | 2.0561 | 2.0456 | 2.0344 | 2.0229 | 2.0103 | 1.9972 | 1.9831 | 1.9685 | 1.9525
F2_Residential_Manufactured Home Low Income_Existing_Space Heating_Natural Gas_Furnace_E3 | F2 | Residential | Manufactured Home Low Income | Existing | Space Heating | Natural Gas | Furnace | E3 | TRC BC Ratio | 2.0066 | 2.0083 | 2.0141 | 2.0183 | 2.0116 | 2.01 | 2.0125 | 2.0134 | 2.0152 | 2.0159 | 2.0156 | 2.014 | 2.0122 | 2.0096 | 2.0058 | 2.0011 | 1.9953 | 1.989 | 1.9822 | 1.9756 | 1.9683 | 1.9608 | 1.9525 | 1.9441 | 1.9347 | 1.9248 | 1.9143 | 1.9035 | 1.8916 | 1.8793 | 1.866 | 1.8523 | 1.8372
F2_Residential_Manufactured Home Low Income_Existing_Space Heating_Natural Gas_Furnace_E4 | F2 | Residential | Manufactured Home Low Income | Existing | Space Heating | Natural Gas | Furnace | E4 | TRC BC Ratio | 0.26065 | 0.26088 | 0.26134 | 0.26175 | 0.26163 | 0.26183 | 0.26208 | 0.26208 | 0.26192 | 0.26149 | 0.26075 | 0.25971 | 0.25836 | 0.25667 | 0.25459 | 0.25252 | 0.25047 | 0.24847 | 0.24679 | 0.24553 | 0.24466 | 0.24427 | 0.24384 | 0.2434 | 0.24291 | 0.2424 | 0.24185 | 0.24129 | 0.24067 | 0.24003 | 0.23934 | 0.23863 | 0.23784
F2_Residential_Manufactured Home Low Income_Existing_Space Heating_Natural Gas_Furnace_E5 | F2 | Residential | Manufactured Home Low Income | Existing | Space Heating | Natural Gas | Furnace | E5 | TRC BC Ratio | 1.0871 | 1.0881 | 1.091 | 1.0932 | 1.0904 | 1.09 | 1.0912 | 1.0912 | 1.0911 | 1.0901 | 1.0882 | 1.0857 | 1.0831 | 1.0802 | 1.0768 | 1.0731 | 1.069 | 1.0647 | 1.0609 | 1.0578 | 1.0545 | 1.051 | 1.0472 | 1.0433 | 1.039 | 1.0345 | 1.0297 | 1.0247 | 1.0192 | 1.0136 | 1.0075 | 1.0012 | 0.99423
F2_Residential_Manufactured Home Low Income_Existing_Space Heating_Natural Gas_Furnace_E6 | F2 | Residential | Manufactured Home Low Income | Existing | Space Heating | Natural Gas | Furnace | E6 | TRC BC Ratio | 1.1598 | 1.1608 | 1.164 | 1.1663 | 1.1631 | 1.1625 | 1.1638 | 1.164 | 1.1643 | 1.1636 | 1.1621 | 1.1599 | 1.1576 | 1.155 | 1.1518 | 1.1482 | 1.1441 | 1.1398 | 1.1357 | 1.1324 | 1.1286 | 1.1247 | 1.1204 | 1.1161 | 1.1113 | 1.1062 | 1.1007 | 1.0952 | 1.089 | 1.0827 | 1.0758 | 1.0688 | 1.061
F2_Residential_Manufactured Home Low Income_Existing_Space Heating_Natural Gas_Furnace_E7 | F2 | Residential | Manufactured Home Low Income | Existing | Space Heating | Natural Gas | Furnace | E7 | TRC BC Ratio | 0 | 0 | 0 | 0 | 0 | 0 | 0 | 0 | 0 | 0 | 0 | 0 | 0 | 0 | 0 | 0 | 0 | 0 | 0 | 0 | 0 | 0 | 0 | 0 | 0 | 0 | 0 | 0 | 0 | 0 | 0 | 0 | 0
F2_Residential_Manufactured Home Low Income_Existing_Space Heating_Natural Gas_Furnace_E8 | F2 | Residential | Manufactured Home Low Income | Existing | Space Heating | Natural Gas | Furnace | E8 | TRC BC Ratio | 0 | 0 | 0 | 0 | 0 | 0 | 0 | 0 | 0 | 0 | 0 | 0 | 0 | 0 | 0 | 0 | 0 | 0 | 0 | 0 | 0 | 0 | 0 | 0 | 0 | 0 | 0 | 0 | 0 | 0 | 0 | 0 | 0
F2_Residential_Manufactured Home Low Income_Existing_Space Heating_Natural Gas_Furnace_E9 | F2 | Residential | Manufactured Home Low Income | Existing | Space Heating | Natural Gas | Furnace | E9 | TRC BC Ratio | 0 | 0 | 0 | 0 | 0 | 0 | 0 | 0 | 0 | 0 | 0 | 0 | 0 | 0 | 0 | 0 | 0 | 0 | 0 | 0 | 0 | 0 | 0 | 0 | 0 | 0 | 0 | 0 | 0 | 0 | 0 | 0 | 0
F2_Residential_Manufactured Home Low Income_Existing_Space Heating_Natural Gas_Furnace_E10 | F2 | Residential | Manufactured Home Low Income | Existing | Space Heating | Natural Gas | Furnace | E10 | TRC BC Ratio | 0 | 0 | 0 | 0 | 0 | 0 | 0 | 0 | 0 | 0 | 0 | 0 | 0 | 0 | 0 | 0 | 0 | 0 | 0 | 0 | 0 | 0 | 0 | 0 | 0 | 0 | 0 | 0 | 0 | 0 | 0 | 0 | 0
F3_Residential_Manufactured Home Low Income_Existing_Space Heating_Natural Gas_Furnace_E1 | F3 | Residential | Manufactured Home Low Income | Existing | Space Heating | Natural Gas | Furnace | E1 | PACT BC Ratio | bar: 2019 to 2051
F3_Residential_Manufactured Home Low Income_Existing_Space Heating_Natural Gas_Furnace_E2 | F3 | Residential | Manufactured Home Low Income | Existing | Space Heating | Natural Gas | Furnace | E2 | PACT BC Ratio | 2.1721 | 2.1739 | 2.1802 | 2.1847 | 2.1775 | 2.1757 | 2.1785 | 2.1795 | 2.1814 | 2.1821 | 2.1818 | 2.1801 | 2.1781 | 2.1754 | 2.1712 | 2.1661 | 2.1599 | 2.153 | 2.1457 | 2.1385 | 2.1306 | 2.1225 | 2.1134 | 2.1044 | 2.0942 | 2.0835 | 2.0721 | 2.0604 | 2.0475 | 2.0342 | 2.0198 | 2.005 | 1.9887
F3_Residential_Manufactured Home Low Income_Existing_Space Heating_Natural Gas_Furnace_E3 | F3 | Residential | Manufactured Home Low Income | Existing | Space Heating | Natural Gas | Furnace | E3 | PACT BC Ratio | 2.0438 | 2.0455 | 2.0515 | 2.0557 | 2.0489 | 2.0473 | 2.0499 | 2.0508 | 2.0526 | 2.0533 | 2.0529 | 2.0514 | 2.0495 | 2.0469 | 2.043 | 2.0382 | 2.0323 | 2.0259 | 2.019 | 2.0123 | 2.0048 | 1.9971 | 1.9886 | 1.9801 | 1.9706 | 1.9605 | 1.9498 | 1.9388 | 1.9266 | 1.9141 | 1.9005 | 1.8866 | 1.8712
F3_Residential_Manufactured Home Low Income_Existing_Space Heating_Natural Gas_Furnace_E4 | F3 | Residential | Manufactured Home Low Income | Existing | Space Heating | Natural Gas | Furnace | E4 | PACT BC Ratio | 0.26548 | 0.26572 | 0.26618 | 0.2666 | 0.26648 | 0.26668 | 0.26694 | 0.26694 | 0.26677 | 0.26633 | 0.26559 | 0.26452 | 0.26315 | 0.26143 | 0.25931 | 0.2572 | 0.25511 | 0.25307 | 0.25137 | 0.25009 | 0.2492 | 0.2488 | 0.24836 | 0.24791 | 0.24742 | 0.24689 | 0.24634 | 0.24576 | 0.24513 | 0.24448 | 0.24378 | 0.24305 | 0.24225
F3_Residential_Manufactured Home Low Income_Existing_Space Heating_Natural Gas_Furnace_E5 | F3 | Residential | Manufactured Home Low Income | Existing | Space Heating | Natural Gas | Furnace | E5 | PACT BC Ratio | 1.1073 | 1.1083 | 1.1112 | 1.1134 | 1.1106 | 1.1102 | 1.1114 | 1.1114 | 1.1114 | 1.1104 | 1.1083 | 1.1058 | 1.1032 | 1.1003 | 1.0968 | 1.093 | 1.0888 | 1.0845 | 1.0805 | 1.0774 | 1.074 | 1.0705 | 1.0666 | 1.0627 | 1.0583 | 1.0536 | 1.0487 | 1.0437 | 1.0381 | 1.0324 | 1.0261 | 1.0197 | 1.0127
F3_Residential_Manufactured Home Low Income_Existing_Space Heating_Natural Gas_Furnace_E6 | F3 | Residential | Manufactured Home Low Income | Existing | Space Heating | Natural Gas | Furnace | E6 | PACT BC Ratio | 1.1813 | 1.1823 | 1.1855 | 1.1879 | 1.1847 | 1.1841 | 1.1854 | 1.1856 | 1.1858 | 1.1852 | 1.1836 | 1.1814 | 1.1791 | 1.1765 | 1.1732 | 1.1695 | 1.1653 | 1.1609 | 1.1568 | 1.1533 | 1.1495 | 1.1456 | 1.1412 | 1.1368 | 1.1319 | 1.1267 | 1.1212 | 1.1155 | 1.1092 | 1.1028 | 1.0958 | 1.0886 | 1.0807
F3_Residential_Manufactured Home Low Income_Existing_Space Heating_Natural Gas_Furnace_E7 | F3 | Residential | Manufactured Home Low Income | Existing | Space Heating | Natural Gas | Furnace | E7 | PACT BC Ratio | 0 | 0 | 0 | 0 | 0 | 0 | 0 | 0 | 0 | 0 | 0 | 0 | 0 | 0 | 0 | 0 | 0 | 0 | 0 | 0 | 0 | 0 | 0 | 0 | 0 | 0 | 0 | 0 | 0 | 0 | 0 | 0 | 0
F3_Residential_Manufactured Home Low Income_Existing_Space Heating_Natural Gas_Furnace_E8 | F3 | Residential | Manufactured Home Low Income | Existing | Space Heating | Natural Gas | Furnace | E8 | PACT BC Ratio | 0 | 0 | 0 | 0 | 0 | 0 | 0 | 0 | 0 | 0 | 0 | 0 | 0 | 0 | 0 | 0 | 0 | 0 | 0 | 0 | 0 | 0 | 0 | 0 | 0 | 0 | 0 | 0 | 0 | 0 | 0 | 0 | 0
F3_Residential_Manufactured Home Low Income_Existing_Space Heating_Natural Gas_Furnace_E9 | F3 | Residential | Manufactured Home Low Income | Existing | Space Heating | Natural Gas | Furnace | E9 | PACT BC Ratio | 0 | 0 | 0 | 0 | 0 | 0 | 0 | 0 | 0 | 0 | 0 | 0 | 0 | 0 | 0 | 0 | 0 | 0 | 0 | 0 | 0 | 0 | 0 | 0 | 0 | 0 | 0 | 0 | 0 | 0 | 0 | 0 | 0
F3_Residential_Manufactured Home Low Income_Existing_Space Heating_Natural Gas_Furnace_E10 | F3 | Residential | Manufactured Home Low Income | Existing | Space Heating | Natural Gas | Furnace | E10 | PACT BC Ratio | 0 | 0 | 0 | 0 | 0 | 0 | 0 | 0 | 0 | 0 | 0 | 0 | 0 | 0 | 0 | 0 | 0 | 0 | 0 | 0 | 0 | 0 | 0 | 0 | 0 | 0 | 0 | 0 | 0 | 0 | 0 | 0 | 0
F4_Residential_Manufactured Home Low Income_Existing_Space Heating_Natural Gas_Furnace_E1 | F4 | Residential | Manufactured Home Low Income | Existing | Space Heating | Natural Gas | Furnace | E1 | RVT BC Ratio | bar: 2019 to 2051
F4_Residential_Manufactured Home Low Income_Existing_Space Heating_Natural Gas_Furnace_E2 | F4 | Residential | Manufactured Home Low Income | Existing | Space Heating | Natural Gas | Furnace | E2 | RVT BC Ratio | 3.5331 | 3.5352 | 3.5426 | 3.5479 | 3.5394 | 3.5374 | 3.5406 | 3.5418 | 3.544 | 3.5449 | 3.5445 | 3.5425 | 3.5401 | 3.5369 | 3.532 | 3.526 | 3.5187 | 3.5107 | 3.502 | 3.4936 | 3.4843 | 3.4747 | 3.4641 | 3.4534 | 3.4415 | 3.4289 | 3.4155 | 3.4017 | 3.3866 | 3.371 | 3.354 | 3.3366 | 3.3121
F4_Residential_Manufactured Home Low Income_Existing_Space Heating_Natural Gas_Furnace_E3 | F4 | Residential | Manufactured Home Low Income | Existing | Space Heating | Natural Gas | Furnace | E3 | RVT BC Ratio | 3.3822 | 3.3842 | 3.3912 | 3.3962 | 3.3882 | 3.3863 | 3.3893 | 3.3904 | 3.3925 | 3.3933 | 3.3929 | 3.3911 | 3.3888 | 3.3858 | 3.3812 | 3.3756 | 3.3687 | 3.3611 | 3.353 | 3.3451 | 3.3363 | 3.3273 | 3.3173 | 3.3073 | 3.2961 | 3.2842 | 3.2716 | 3.2586 | 3.2444 | 3.2297 | 3.2137 | 3.1973 | 3.1742
F4_Residential_Manufactured Home Low Income_Existing_Space Heating_Natural Gas_Furnace_E4 | F4 | Residential | Manufactured Home Low Income | Existing | Space Heating | Natural Gas | Furnace | E4 | RVT BC Ratio | 1.2904 | 1.2907 | 1.2913 | 1.2918 | 1.2916 | 1.2918 | 1.2922 | 1.2921 | 1.292 | 1.2914 | 1.2906 | 1.2893 | 1.2877 | 1.2857 | 1.2832 | 1.2807 | 1.2782 | 1.2758 | 1.2738 | 1.2723 | 1.2713 | 1.2708 | 1.2703 | 1.2698 | 1.2692 | 1.2686 | 1.2679 | 1.2672 | 1.2665 | 1.2657 | 1.2649 | 1.2641 | 1.2612
F4_Residential_Manufactured Home Low Income_Existing_Space Heating_Natural Gas_Furnace_E5 | F4 | Residential | Manufactured Home Low Income | Existing | Space Heating | Natural Gas | Furnace | E5 | RVT BC Ratio | 2.2806 | 2.2818 | 2.2852 | 2.2878 | 2.2845 | 2.2841 | 2.2854 | 2.2854 | 2.2854 | 2.2842 | 2.2818 | 2.2789 | 2.2758 | 2.2724 | 2.2683 | 2.2638 | 2.2589 | 2.2538 | 2.2491 | 2.2455 | 2.2415 | 2.2373 | 2.2328 | 2.2281 | 2.223 | 2.2175 | 2.2117 | 2.2058 | 2.1992 | 2.1925 | 2.1852 | 2.1776 | 2.1635
F4_Residential_Manufactured Home Low Income_Existing_Space Heating_Natural Gas_Furnace_E6 | F4 | Residential | Manufactured Home Low Income | Existing | Space Heating | Natural Gas | Furnace | E6 | RVT BC Ratio | 2.3676 | 2.3689 | 2.3727 | 2.3755 | 2.3716 | 2.3709 | 2.3725 | 2.3727 | 2.373 | 2.3722 | 2.3704 | 2.3678 | 2.3651 | 2.362 | 2.3581 | 2.3538 | 2.3489 | 2.3437 | 2.3389 | 2.3348 | 2.3303 | 2.3256 | 2.3205 | 2.3153 | 2.3095 | 2.3034 | 2.2969 | 2.2902 | 2.2829 | 2.2753 | 2.2671 | 2.2587 | 2.2441
F4_Residential_Manufactured Home Low Income_Existing_Space Heating_Natural Gas_Furnace_E7 | F4 | Residential | Manufactured Home Low Income | Existing | Space Heating | Natural Gas | Furnace | E7 | RVT BC Ratio | 0 | 0 | 0 | 0 | 0 | 0 | 0 | 0 | 0 | 0 | 0 | 0 | 0 | 0 | 0 | 0 | 0 | 0 | 0 | 0 | 0 | 0 | 0 | 0 | 0 | 0 | 0 | 0 | 0 | 0 | 0 | 0 | 0
F4_Residential_Manufactured Home Low Income_Existing_Space Heating_Natural Gas_Furnace_E8 | F4 | Residential | Manufactured Home Low Income | Existing | Space Heating | Natural Gas | Furnace | E8 | RVT BC Ratio | 0 | 0 | 0 | 0 | 0 | 0 | 0 | 0 | 0 | 0 | 0 | 0 | 0 | 0 | 0 | 0 | 0 | 0 | 0 | 0 | 0 | 0 | 0 | 0 | 0 | 0 | 0 | 0 | 0 | 0 | 0 | 0 | 0
F4_Residential_Manufactured Home Low Income_Existing_Space Heating_Natural Gas_Furnace_E9 | F4 | Residential | Manufactured Home Low Income | Existing | Space Heating | Natural Gas | Furnace | E9 | RVT BC Ratio | 0 | 0 | 0 | 0 | 0 | 0 | 0 | 0 | 0 | 0 | 0 | 0 | 0 | 0 | 0 | 0 | 0 | 0 | 0 | 0 | 0 | 0 | 0 | 0 | 0 | 0 | 0 | 0 | 0 | 0 | 0 | 0 | 0
F4_Residential_Manufactured Home Low Income_Existing_Space Heating_Natural Gas_Furnace_E10 | F4 | Residential | Manufactured Home Low Income | Existing | Space Heating | Natural Gas | Furnace | E10 | RVT BC Ratio | 0 | 0 | 0 | 0 | 0 | 0 | 0 | 0 | 0 | 0 | 0 | 0 | 0 | 0 | 0 | 0 | 0 | 0 | 0 | 0 | 0 | 0 | 0 | 0 | 0 | 0 | 0 | 0 | 0 | 0 | 0 | 0 | 0
F5_Residential_Manufactured Home Low Income_Existing_Space Heating_Natural Gas_Furnace_E1 | F5 | Residential | Manufactured Home Low Income | Existing | Space Heating | Natural Gas | Furnace | E1 | RIM BC Ratio | bar: 2019 to 2051
F5_Residential_Manufactured Home Low Income_Existing_Space Heating_Natural Gas_Furnace_E2 | F5 | Residential | Manufactured Home Low Income | Existing | Space Heating | Natural Gas | Furnace | E2 | RIM BC Ratio | 0.68551 | 0.68569 | 0.68631 | 0.68676 | 0.68604 | 0.68587 | 0.68614 | 0.68624 | 0.68643 | 0.6865 | 0.68647 | 0.6863 | 0.6861 | 0.68583 | 0.68542 | 0.68491 | 0.68428 | 0.6836 | 0.68285 | 0.68213 | 0.68132 | 0.68049 | 0.67956 | 0.67861 | 0.67756 | 0.67643 | 0.67523 | 0.67398 | 0.6726 | 0.67115 | 0.66958 | 0.66794 | 0.66712
F5_Residential_Manufactured Home Low Income_Existing_Space Heating_Natural Gas_Furnace_E3 | F5 | Residential | Manufactured Home Low Income | Existing | Space Heating | Natural Gas | Furnace | E3 | RIM BC Ratio | 0.67219 | 0.67238 | 0.67302 | 0.67347 | 0.67274 | 0.67256 | 0.67285 | 0.67294 | 0.67314 | 0.67321 | 0.67317 | 0.67301 | 0.6728 | 0.67253 | 0.6721 | 0.67158 | 0.67094 | 0.67024 | 0.66948 | 0.66874 | 0.66792 | 0.66707 | 0.66611 | 0.66515 | 0.66408 | 0.66292 | 0.6617 | 0.66042 | 0.65901 | 0.65754 | 0.65593 | 0.65427 | 0.65336
F5_Residential_Manufactured Home Low Income_Existing_Space Heating_Natural Gas_Furnace_E4 | F5 | Residential | Manufactured Home Low Income | Existing | Space Heating | Natural Gas | Furnace | E4 | RIM BC Ratio | 0.20986 | 0.21 | 0.2103 | 0.21056 | 0.21048 | 0.21061 | 0.21077 | 0.21077 | 0.21066 | 0.21039 | 0.20992 | 0.20926 | 0.2084 | 0.20732 | 0.20598 | 0.20465 | 0.20333 | 0.20203 | 0.20094 | 0.20012 | 0.19955 | 0.19929 | 0.19901 | 0.19873 | 0.19841 | 0.19807 | 0.19771 | 0.19734 | 0.19693 | 0.19651 | 0.19606 | 0.19559 | 0.19533
F5_Residential_Manufactured Home Low Income_Existing_Space Heating_Natural Gas_Furnace_E5 | F5 | Residential | Manufactured Home Low Income | Existing | Space Heating | Natural Gas | Furnace | E5 | RIM BC Ratio | 0.5259 | 0.52612 | 0.52679 | 0.52728 | 0.52665 | 0.52656 | 0.52682 | 0.52682 | 0.52682 | 0.52659 | 0.52614 | 0.52556 | 0.52497 | 0.52431 | 0.52352 | 0.52266 | 0.5217 | 0.52069 | 0.51979 | 0.51907 | 0.51828 | 0.51746 | 0.51654 | 0.51562 | 0.51459 | 0.51349 | 0.51232 | 0.51111 | 0.50977 | 0.50838 | 0.50686 | 0.5053 | 0.50478
F5_Residential_Manufactured Home Low Income_Existing_Space Heating_Natural Gas_Furnace_E6 | F5 | Residential | Manufactured Home Low Income | Existing | Space Heating | Natural Gas | Furnace | E6 | RIM BC Ratio | 0.54202 | 0.54224 | 0.54292 | 0.54342 | 0.54274 | 0.54262 | 0.54289 | 0.54292 | 0.54298 | 0.54285 | 0.54251 | 0.54205 | 0.54156 | 0.54101 | 0.54031 | 0.53953 | 0.53864 | 0.5377 | 0.53682 | 0.53607 | 0.53524 | 0.53438 | 0.53343 | 0.53246 | 0.53138 | 0.53023 | 0.52901 | 0.52774 | 0.52634 | 0.52488 | 0.52329 | 0.52165 | 0.52093
F5_Residential_Manufactured Home Low Income_Existing_Space Heating_Natural Gas_Furnace_E7 | F5 | Residential | Manufactured Home Low Income | Existing | Space Heating | Natural Gas | Furnace | E7 | RIM BC Ratio | 0 | 0 | 0 | 0 | 0 | 0 | 0 | 0 | 0 | 0 | 0 | 0 | 0 | 0 | 0 | 0 | 0 | 0 | 0 | 0 | 0 | 0 | 0 | 0 | 0 | 0 | 0 | 0 | 0 | 0 | 0 | 0 | 0
F5_Residential_Manufactured Home Low Income_Existing_Space Heating_Natural Gas_Furnace_E8 | F5 | Residential | Manufactured Home Low Income | Existing | Space Heating | Natural Gas | Furnace | E8 | RIM BC Ratio | 0 | 0 | 0 | 0 | 0 | 0 | 0 | 0 | 0 | 0 | 0 | 0 | 0 | 0 | 0 | 0 | 0 | 0 | 0 | 0 | 0 | 0 | 0 | 0 | 0 | 0 | 0 | 0 | 0 | 0 | 0 | 0 | 0
F5_Residential_Manufactured Home Low Income_Existing_Space Heating_Natural Gas_Furnace_E9 | F5 | Residential | Manufactured Home Low Income | Existing | Space Heating | Natural Gas | Furnace | E9 | RIM BC Ratio | 0 | 0 | 0 | 0 | 0 | 0 | 0 | 0 | 0 | 0 | 0 | 0 | 0 | 0 | 0 | 0 | 0 | 0 | 0 | 0 | 0 | 0 | 0 | 0 | 0 | 0 | 0 | 0 | 0 | 0 | 0 | 0 | 0
F5_Residential_Manufactured Home Low Income_Existing_Space Heating_Natural Gas_Furnace_E10 | F5 | Residential | Manufactured Home Low Income | Existing | Space Heating | Natural Gas | Furnace | E10 | RIM BC Ratio | 0 | 0 | 0 | 0 | 0 | 0 | 0 | 0 | 0 | 0 | 0 | 0 | 0 | 0 | 0 | 0 | 0 | 0 | 0 | 0 | 0 | 0 | 0 | 0 | 0 | 0 | 0 | 0 | 0 | 0 | 0 | 0 | 0
F0_Residential_Manufactured Home Low Income_Existing_Space Heating_Natural Gas_Boiler_E0 | F0 | Residential | Manufactured Home Low Income | Existing | Space Heating | Natural Gas | Boiler | E0 | Economic Unit | AFUE 80% | AFUE 80% | AFUE 95% | AFUE 95% | AFUE 95% | AFUE 95% | AFUE 95% | AFUE 95% | AFUE 95% | AFUE 95% | AFUE 95% | AFUE 95% | AFUE 95% | AFUE 95% | AFUE 95% | AFUE 95% | AFUE 95% | AFUE 95% | AFUE 95% | AFUE 95% | AFUE 95% | AFUE 95% | AFUE 95% | AFUE 95% | AFUE 95% | AFUE 95% | AFUE 95% | AFUE 95% | AFUE 95% | AFUE 95% | AFUE 95% | AFUE 95% | AFUE 95%
F1_Residential_Manufactured Home Low Income_Existing_Space Heating_Natural Gas_Boiler_E1 | F1 | Residential | Manufactured Home Low Income | Existing | Space Heating | Natural Gas | Boiler | E1 | CCE | 0 | 0 | 0 | 0 | 0 | 0 | 0 | 0 | 0 | 0 | 0 | 0 | 0 | 0 | 0 | 0 | 0 | 0 | 0 | 0 | 0 | 0 | 0 | 0 | 0 | 0 | 0 | 0 | 0 | 0 | 0 | 0 | 0
F1_Residential_Manufactured Home Low Income_Existing_Space Heating_Natural Gas_Boiler_E2 | F1 | Residential | Manufactured Home Low Income | Existing | Space Heating | Natural Gas | Boiler | E2 | CCE | 5.4407 | 5.6081 | 0 | 0 | 0 | 0 | 0 | 0 | 0 | 0 | 0 | 0 | 0 | 0 | 0 | 0 | 0 | 0 | 0 | 0 | 0 | 0 | 0 | 0 | 0 | 0 | 0 | 0 | 0 | 0 | 0 | 0 | 0
F1_Residential_Manufactured Home Low Income_Existing_Space Heating_Natural Gas_Boiler_E3 | F1 | Residential | Manufactured Home Low Income | Existing | Space Heating | Natural Gas | Boiler | E3 | CCE | 5.8872 | 6.0683 | 6.7538 | 6.2246 | 6.2581 | 6.2919 | 6.3261 | 6.3607 | 6.3957 | 6.431 | 6.4668 | 6.5029 | 6.5394 | 6.5764 | 6.6138 | 6.6516 | 6.6898 | 6.7284 | 6.7676 | 6.8072 | 6.8472 | 6.8876 | 6.9287 | 6.9702 | 7.0121 | 7.0545 | 7.0976 | 7.1411 | 7.1852 | 7.2297 | 7.2749 | 7.3207 | 7.3207
F1_Residential_Manufactured Home Low Income_Existing_Space Heating_Natural Gas_Boiler_E4 | F1 | Residential | Manufactured Home Low Income | Existing | Space Heating | Natural Gas | Boiler | E4 | CCE | 2.5197 | 2.5973 | 1.6572 | 1.5274 | 1.5356 | 1.5439 | 1.5523 | 1.5608 | 1.5693 | 1.578 | 1.5868 | 1.5956 | 1.6046 | 1.6137 | 1.6229 | 1.6321 | 1.6415 | 1.651 | 1.6606 | 1.6703 | 1.6801 | 1.6901 | 1.7001 | 1.7103 | 1.7206 | 1.731 | 1.7416 | 1.7522 | 1.7631 | 1.774 | 1.7851 | 1.7963 | 1.7963
F1_Residential_Manufactured Home Low Income_Existing_Space Heating_Natural Gas_Boiler_E5 | F1 | Residential | Manufactured Home Low Income | Existing | Space Heating | Natural Gas | Boiler | E5 | CCE | 2.1268 | 2.1922 | 1.6061 | 1.4803 | 1.4882 | 1.4963 | 1.5044 | 1.5126 | 1.521 | 1.5294 | 1.5379 | 1.5465 | 1.5551 | 1.5639 | 1.5728 | 1.5818 | 1.5909 | 1.6001 | 1.6094 | 1.6188 | 1.6283 | 1.6379 | 1.6477 | 1.6576 | 1.6676 | 1.6776 | 1.6879 | 1.6982 | 1.7087 | 1.7193 | 1.7301 | 1.7409 | 1.7409
F1_Residential_Manufactured Home Low Income_Existing_Space Heating_Natural Gas_Boiler_E6 | F1 | Residential | Manufactured Home Low Income | Existing | Space Heating | Natural Gas | Boiler | E6 | CCE | 10.3689 | 10.6879 | 10.8877 | 10.0345 | 10.0885 | 10.143 | 10.1982 | 10.2539 | 10.3103 | 10.3672 | 10.4249 | 10.4832 | 10.5421 | 10.6016 | 10.6619 | 10.7228 | 10.7845 | 10.8467 | 10.9099 | 10.9737 | 11.0382 | 11.1034 | 11.1696 | 11.2364 | 11.3041 | 11.3724 | 11.4419 | 11.512 | 11.583 | 11.6548 | 11.7278 | 11.8015 | 11.8015
F1_Residential_Manufactured Home Low Income_Existing_Space Heating_Natural Gas_Boiler_E7 | F1 | Residential | Manufactured Home Low Income | Existing | Space Heating | Natural Gas | Boiler | E7 | CCE | 2.939 | 3.0295 | 2.8563 | 2.6325 | 2.6466 | 2.6609 | 2.6754 | 2.69 | 2.7048 | 2.7198 | 2.7349 | 2.7502 | 2.7656 | 2.7812 | 2.7971 | 2.8131 | 2.8292 | 2.8456 | 2.8621 | 2.8789 | 2.8958 | 2.9129 | 2.9302 | 2.9478 | 2.9655 | 2.9835 | 3.0017 | 3.0201 | 3.0387 | 3.0576 | 3.0767 | 3.096 | 3.096
F1_Residential_Manufactured Home Low Income_Existing_Space Heating_Natural Gas_Boiler_E8 | F1 | Residential | Manufactured Home Low Income | Existing | Space Heating | Natural Gas | Boiler | E8 | CCE | 2.6869 | 2.7695 | 2.61 | 2.4055 | 2.4185 | 2.4315 | 2.4448 | 2.4581 | 2.4716 | 2.4853 | 2.4991 | 2.5131 | 2.5272 | 2.5415 | 2.5559 | 2.5705 | 2.5853 | 2.6002 | 2.6154 | 2.6307 | 2.6461 | 2.6618 | 2.6776 | 2.6936 | 2.7099 | 2.7262 | 2.7429 | 2.7597 | 2.7767 | 2.794 | 2.8114 | 2.8291 | 2.8291
F1_Residential_Manufactured Home Low Income_Existing_Space Heating_Natural Gas_Boiler_E9 | F1 | Residential | Manufactured Home Low Income | Existing | Space Heating | Natural Gas | Boiler | E9 | CCE | 0 | 0 | 0 | 0 | 0 | 0 | 0 | 0 | 0 | 0 | 0 | 0 | 0 | 0 | 0 | 0 | 0 | 0 | 0 | 0 | 0 | 0 | 0 | 0 | 0 | 0 | 0 | 0 | 0 | 0 | 0 | 0 | 0
F1_Residential_Manufactured Home Low Income_Existing_Space Heating_Natural Gas_Boiler_E10 | F1 | Residential | Manufactured Home Low Income | Existing | Space Heating | Natural Gas | Boiler | E10 | CCE | 0 | 0 | 0 | 0 | 0 | 0 | 0 | 0 | 0 | 0 | 0 | 0 | 0 | 0 | 0 | 0 | 0 | 0 | 0 | 0 | 0 | 0 | 0 | 0 | 0 | 0 | 0 | 0 | 0 | 0 | 0 | 0 | 0
F2_Residential_Manufactured Home Low Income_Existing_Space Heating_Natural Gas_Boiler_E1 | F2 | Residential | Manufactured Home Low Income | Existing | Space Heating | Natural Gas | Boiler | E1 | TRC BC Ratio | 1 | 1 | 0 | 0 | 0 | 0 | 0 | 0 | 0 | 0 | 0 | 0 | 0 | 0 | 0 | 0 | 0 | 0 | 0 | 0 | 0 | 0 | 0 | 0 | 0 | 0 | 0 | 0 | 0 | 0 | 0 | 0 | 0
F2_Residential_Manufactured Home Low Income_Existing_Space Heating_Natural Gas_Boiler_E2 | F2 | Residential | Manufactured Home Low Income | Existing | Space Heating | Natural Gas | Boiler | E2 | TRC BC Ratio | 0.37484 | 0.37519 | 1 | 1 | 1 | 1 | 1 | 1 | 1 | 1 | 1 | 1 | 1 | 1 | 1 | 1 | 1 | 1 | 1 | 1 | 1 | 1 | 1 | 1 | 1 | 1 | 1 | 1 | 1 | 1 | 1 | 1 | 1
F2_Residential_Manufactured Home Low Income_Existing_Space Heating_Natural Gas_Boiler_E3 | F2 | Residential | Manufactured Home Low Income | Existing | Space Heating | Natural Gas | Boiler | E3 | TRC BC Ratio | 0.34641 | 0.34673 | 0.3077 | 0.30826 | 0.30726 | 0.30687 | 0.30703 | 0.30695 | 0.30697 | 0.30681 | 0.3065 | 0.30599 | 0.30541 | 0.30472 | 0.30392 | 0.30307 | 0.30218 | 0.30131 | 0.30038 | 0.29947 | 0.29846 | 0.29742 | 0.29627 | 0.29512 | 0.29383 | 0.29246 | 0.29101 | 0.28952 | 0.28788 | 0.28619 | 0.28435 | 0.28246 | 0.28038
F2_Residential_Manufactured Home Low Income_Existing_Space Heating_Natural Gas_Boiler_E4 | F2 | Residential | Manufactured Home Low Income | Existing | Space Heating | Natural Gas | Boiler | E4 | TRC BC Ratio | 0.80936 | 0.81011 | 1.254 | 1.2563 | 1.2522 | 1.2506 | 1.2513 | 1.2509 | 1.251 | 1.2504 | 1.2491 | 1.247 | 1.2447 | 1.2419 | 1.2386 | 1.2351 | 1.2315 | 1.228 | 1.2241 | 1.2204 | 1.2163 | 1.2121 | 1.2074 | 1.2027 | 1.1975 | 1.1919 | 1.186 | 1.1799 | 1.1732 | 1.1663 | 1.1588 | 1.1512 | 1.1426
F2_Residential_Manufactured Home Low Income_Existing_Space Heating_Natural Gas_Boiler_E5 | F2 | Residential | Manufactured Home Low Income | Existing | Space Heating | Natural Gas | Boiler | E5 | TRC BC Ratio | 0.9589 | 0.95979 | 1.2939 | 1.2963 | 1.292 | 1.2904 | 1.2911 | 1.2907 | 1.2908 | 1.2902 | 1.2888 | 1.2867 | 1.2843 | 1.2814 | 1.278 | 1.2744 | 1.2707 | 1.267 | 1.2631 | 1.2593 | 1.255 | 1.2507 | 1.2458 | 1.241 | 1.2356 | 1.2298 | 1.2237 | 1.2174 | 1.2106 | 1.2034 | 1.1957 | 1.1878 | 1.179
F2_Residential_Manufactured Home Low Income_Existing_Space Heating_Natural Gas_Boiler_E6 | F2 | Residential | Manufactured Home Low Income | Existing | Space Heating | Natural Gas | Boiler | E6 | TRC BC Ratio | 0.19742 | 0.19764 | 0.19141 | 0.19156 | 0.19155 | 0.19143 | 0.19116 | 0.19072 | 0.19007 | 0.18922 | 0.18812 | 0.18676 | 0.18513 | 0.1832 | 0.18115 | 0.17931 | 0.1777 | 0.17634 | 0.17527 | 0.17452 | 0.1741 | 0.17407 | 0.17404 | 0.17401 | 0.17397 | 0.17394 | 0.1739 | 0.17386 | 0.17381 | 0.17376 | 0.17371 | 0.17365 | 0.17358
F2_Residential_Manufactured Home Low Income_Existing_Space Heating_Natural Gas_Boiler_E7 | F2 | Residential | Manufactured Home Low Income | Existing | Space Heating | Natural Gas | Boiler | E7 | TRC BC Ratio | 0.69566 | 0.69641 | 0.72937 | 0.73045 | 0.72871 | 0.72771 | 0.72728 | 0.72611 | 0.72473 | 0.72267 | 0.71988 | 0.71673 | 0.71341 | 0.70983 | 0.70637 | 0.7032 | 0.70033 | 0.69793 | 0.69587 | 0.69439 | 0.69274 | 0.69104 | 0.68916 | 0.68727 | 0.68516 | 0.68292 | 0.68056 | 0.67812 | 0.67543 | 0.67266 | 0.66964 | 0.66655 | 0.66312
F2_Residential_Manufactured Home Low Income_Existing_Space Heating_Natural Gas_Boiler_E8 | F2 | Residential | Manufactured Home Low Income | Existing | Space Heating | Natural Gas | Boiler | E8 | TRC BC Ratio | 0.7604 | 0.76118 | 0.79761 | 0.79887 | 0.79676 | 0.79569 | 0.79549 | 0.79452 | 0.79346 | 0.79175 | 0.78936 | 0.78654 | 0.78353 | 0.78023 | 0.77695 | 0.77386 | 0.77097 | 0.76844 | 0.76615 | 0.76431 | 0.76227 | 0.76017 | 0.75784 | 0.7555 | 0.75289 | 0.75012 | 0.74719 | 0.74417 | 0.74085 | 0.73742 | 0.73369 | 0.72987 | 0.72563
F2_Residential_Manufactured Home Low Income_Existing_Space Heating_Natural Gas_Boiler_E9 | F2 | Residential | Manufactured Home Low Income | Existing | Space Heating | Natural Gas | Boiler | E9 | TRC BC Ratio | 0 | 0 | 0 | 0 | 0 | 0 | 0 | 0 | 0 | 0 | 0 | 0 | 0 | 0 | 0 | 0 | 0 | 0 | 0 | 0 | 0 | 0 | 0 | 0 | 0 | 0 | 0 | 0 | 0 | 0 | 0 | 0 | 0
F2_Residential_Manufactured Home Low Income_Existing_Space Heating_Natural Gas_Boiler_E10 | F2 | Residential | Manufactured Home Low Income | Existing | Space Heating | Natural Gas | Boiler | E10 | TRC BC Ratio | 0 | 0 | 0 | 0 | 0 | 0 | 0 | 0 | 0 | 0 | 0 | 0 | 0 | 0 | 0 | 0 | 0 | 0 | 0 | 0 | 0 | 0 | 0 | 0 | 0 | 0 | 0 | 0 | 0 | 0 | 0 | 0 | 0
F3_Residential_Manufactured Home Low Income_Existing_Space Heating_Natural Gas_Boiler_E1 | F3 | Residential | Manufactured Home Low Income | Existing | Space Heating | Natural Gas | Boiler | E1 | PACT BC Ratio | 1 | 1 | 0 | 0 | 0 | 0 | 0 | 0 | 0 | 0 | 0 | 0 | 0 | 0 | 0 | 0 | 0 | 0 | 0 | 0 | 0 | 0 | 0 | 0 | 0 | 0 | 0 | 0 | 0 | 0 | 0 | 0 | 0
F3_Residential_Manufactured Home Low Income_Existing_Space Heating_Natural Gas_Boiler_E2 | F3 | Residential | Manufactured Home Low Income | Existing | Space Heating | Natural Gas | Boiler | E2 | PACT BC Ratio | 0.37484 | 0.37519 | 1 | 1 | 1 | 1 | 1 | 1 | 1 | 1 | 1 | 1 | 1 | 1 | 1 | 1 | 1 | 1 | 1 | 1 | 1 | 1 | 1 | 1 | 1 | 1 | 1 | 1 | 1 | 1 | 1 | 1 | 1
F3_Residential_Manufactured Home Low Income_Existing_Space Heating_Natural Gas_Boiler_E3 | F3 | Residential | Manufactured Home Low Income | Existing | Space Heating | Natural Gas | Boiler | E3 | PACT BC Ratio | 0.34641 | 0.34673 | 0.3077 | 0.30826 | 0.30726 | 0.30687 | 0.30703 | 0.30695 | 0.30697 | 0.30681 | 0.3065 | 0.30599 | 0.30541 | 0.30472 | 0.30392 | 0.30307 | 0.30218 | 0.30131 | 0.30038 | 0.29947 | 0.29846 | 0.29742 | 0.29627 | 0.29512 | 0.29383 | 0.29246 | 0.29101 | 0.28952 | 0.28788 | 0.28619 | 0.28435 | 0.28246 | 0.28038
F3_Residential_Manufactured Home Low Income_Existing_Space Heating_Natural Gas_Boiler_E4 | F3 | Residential | Manufactured Home Low Income | Existing | Space Heating | Natural Gas | Boiler | E4 | PACT BC Ratio | 0.80936 | 0.81011 | 1.254 | 1.2563 | 1.2522 | 1.2506 | 1.2513 | 1.2509 | 1.251 | 1.2504 | 1.2491 | 1.247 | 1.2447 | 1.2419 | 1.2386 | 1.2351 | 1.2315 | 1.228 | 1.2241 | 1.2204 | 1.2163 | 1.2121 | 1.2074 | 1.2027 | 1.1975 | 1.1919 | 1.186 | 1.1799 | 1.1732 | 1.1663 | 1.1588 | 1.1512 | 1.1426
F3_Residential_Manufactured Home Low Income_Existing_Space Heating_Natural Gas_Boiler_E5 | F3 | Residential | Manufactured Home Low Income | Existing | Space Heating | Natural Gas | Boiler | E5 | PACT BC Ratio | 0.9589 | 0.95979 | 1.2939 | 1.2963 | 1.292 | 1.2904 | 1.2911 | 1.2907 | 1.2908 | 1.2902 | 1.2888 | 1.2867 | 1.2843 | 1.2814 | 1.278 | 1.2744 | 1.2707 | 1.267 | 1.2631 | 1.2593 | 1.255 | 1.2507 | 1.2458 | 1.241 | 1.2356 | 1.2298 | 1.2237 | 1.2174 | 1.2106 | 1.2034 | 1.1957 | 1.1878 | 1.179
F3_Residential_Manufactured Home Low Income_Existing_Space Heating_Natural Gas_Boiler_E6 | F3 | Residential | Manufactured Home Low Income | Existing | Space Heating | Natural Gas | Boiler | E6 | PACT BC Ratio | 0.19742 | 0.19764 | 0.19141 | 0.19156 | 0.19155 | 0.19143 | 0.19116 | 0.19072 | 0.19007 | 0.18922 | 0.18812 | 0.18676 | 0.18513 | 0.1832 | 0.18115 | 0.17931 | 0.1777 | 0.17634 | 0.17527 | 0.17452 | 0.1741 | 0.17407 | 0.17404 | 0.17401 | 0.17397 | 0.17394 | 0.1739 | 0.17386 | 0.17381 | 0.17376 | 0.17371 | 0.17365 | 0.17358
F3_Residential_Manufactured Home Low Income_Existing_Space Heating_Natural Gas_Boiler_E7 | F3 | Residential | Manufactured Home Low Income | Existing | Space Heating | Natural Gas | Boiler | E7 | PACT BC Ratio | 0.69566 | 0.69641 | 0.72937 | 0.73045 | 0.72871 | 0.72771 | 0.72728 | 0.72611 | 0.72473 | 0.72267 | 0.71988 | 0.71673 | 0.71341 | 0.70983 | 0.70637 | 0.7032 | 0.70033 | 0.69793 | 0.69587 | 0.69439 | 0.69274 | 0.69104 | 0.68916 | 0.68727 | 0.68516 | 0.68292 | 0.68056 | 0.67812 | 0.67543 | 0.67266 | 0.66964 | 0.66655 | 0.66312
F3_Residential_Manufactured Home Low Income_Existing_Space Heating_Natural Gas_Boiler_E8 | F3 | Residential | Manufactured Home Low Income | Existing | Space Heating | Natural Gas | Boiler | E8 | PACT BC Ratio | 0.7604 | 0.76118 | 0.79761 | 0.79887 | 0.79676 | 0.79569 | 0.79549 | 0.79452 | 0.79346 | 0.79175 | 0.78936 | 0.78654 | 0.78353 | 0.78023 | 0.77695 | 0.77386 | 0.77097 | 0.76844 | 0.76615 | 0.76431 | 0.76227 | 0.76017 | 0.75784 | 0.7555 | 0.75289 | 0.75012 | 0.74719 | 0.74417 | 0.74085 | 0.73742 | 0.73369 | 0.72987 | 0.72563
F3_Residential_Manufactured Home Low Income_Existing_Space Heating_Natural Gas_Boiler_E9 | F3 | Residential | Manufactured Home Low Income | Existing | Space Heating | Natural Gas | Boiler | E9 | PACT BC Ratio | 0 | 0 | 0 | 0 | 0 | 0 | 0 | 0 | 0 | 0 | 0 | 0 | 0 | 0 | 0 | 0 | 0 | 0 | 0 | 0 | 0 | 0 | 0 | 0 | 0 | 0 | 0 | 0 | 0 | 0 | 0 | 0 | 0
F3_Residential_Manufactured Home Low Income_Existing_Space Heating_Natural Gas_Boiler_E10 | F3 | Residential | Manufactured Home Low Income | Existing | Space Heating | Natural Gas | Boiler | E10 | PACT BC Ratio | 0 | 0 | 0 | 0 | 0 | 0 | 0 | 0 | 0 | 0 | 0 | 0 | 0 | 0 | 0 | 0 | 0 | 0 | 0 | 0 | 0 | 0 | 0 | 0 | 0 | 0 | 0 | 0 | 0 | 0 | 0 | 0 | 0
F4_Residential_Manufactured Home Low Income_Existing_Space Heating_Natural Gas_Boiler_E1 | F4 | Residential | Manufactured Home Low Income | Existing | Space Heating | Natural Gas | Boiler | E1 | RVT BC Ratio | 1 | 1 | 0 | 0 | 0 | 0 | 0 | 0 | 0 | 0 | 0 | 0 | 0 | 0 | 0 | 0 | 0 | 0 | 0 | 0 | 0 | 0 | 0 | 0 | 0 | 0 | 0 | 0 | 0 | 0 | 0 | 0 | 0
F4_Residential_Manufactured Home Low Income_Existing_Space Heating_Natural Gas_Boiler_E2 | F4 | Residential | Manufactured Home Low Income | Existing | Space Heating | Natural Gas | Boiler | E2 | RVT BC Ratio | 1.4491 | 1.4495 | 1 | 1 | 1 | 1 | 1 | 1 | 1 | 1 | 1 | 1 | 1 | 1 | 1 | 1 | 1 | 1 | 1 | 1 | 1 | 1 | 1 | 1 | 1 | 1 | 1 | 1 | 1 | 1 | 1 | 1 | 1
F4_Residential_Manufactured Home Low Income_Existing_Space Heating_Natural Gas_Boiler_E3 | F4 | Residential | Manufactured Home Low Income | Existing | Space Heating | Natural Gas | Boiler | E3 | RVT BC Ratio | 1.415 | 1.4154 | 1.3686 | 1.3693 | 1.3681 | 1.3676 | 1.3678 | 1.3677 | 1.3678 | 1.3676 | 1.3672 | 1.3666 | 1.3659 | 1.3651 | 1.3641 | 1.3631 | 1.362 | 1.361 | 1.3599 | 1.3588 | 1.3576 | 1.3563 | 1.355 | 1.3536 | 1.352 | 1.3504 | 1.3487 | 1.3469 | 1.3449 | 1.3422 | 1.3386 | 1.3342 | 1.3287
F4_Residential_Manufactured Home Low Income_Existing_Space Heating_Natural Gas_Boiler_E4 | F4 | Residential | Manufactured Home Low Income | Existing | Space Heating | Natural Gas | Boiler | E4 | RVT BC Ratio | 1.9697 | 1.9706 | 2.5024 | 2.5051 | 2.5002 | 2.4983 | 2.4991 | 2.4987 | 2.4988 | 2.498 | 2.4965 | 2.494 | 2.4912 | 2.4878 | 2.4839 | 2.4798 | 2.4754 | 2.4712 | 2.4666 | 2.4622 | 2.4573 | 2.4522 | 2.4466 | 2.4409 | 2.4346 | 2.428 | 2.4209 | 2.4136 | 2.4056 | 2.3946 | 2.3799 | 2.3619 | 2.3395
F4_Residential_Manufactured Home Low Income_Existing_Space Heating_Natural Gas_Boiler_E5 | F4 | Residential | Manufactured Home Low Income | Existing | Space Heating | Natural Gas | Boiler | E5 | RVT BC Ratio | 2.1488 | 2.1499 | 2.5502 | 2.553 | 2.5479 | 2.546 | 2.5468 | 2.5464 | 2.5465 | 2.5457 | 2.5441 | 2.5416 | 2.5386 | 2.5352 | 2.5311 | 2.5269 | 2.5224 | 2.518 | 2.5133 | 2.5087 | 2.5036 | 2.4984 | 2.4926 | 2.4868 | 2.4803 | 2.4734 | 2.4661 | 2.4586 | 2.4503 | 2.4389 | 2.4238 | 2.4052 | 2.3821
F4_Residential_Manufactured Home Low Income_Existing_Space Heating_Natural Gas_Boiler_E6 | F4 | Residential | Manufactured Home Low Income | Existing | Space Heating | Natural Gas | Boiler | E6 | RVT BC Ratio | 1.2365 | 1.2368 | 1.2293 | 1.2295 | 1.2295 | 1.2293 | 1.229 | 1.2285 | 1.2277 | 1.2267 | 1.2254 | 1.2238 | 1.2218 | 1.2195 | 1.217 | 1.2148 | 1.2129 | 1.2113 | 1.21 | 1.2091 | 1.2086 | 1.2086 | 1.2085 | 1.2085 | 1.2084 | 1.2084 | 1.2083 | 1.2083 | 1.2082 | 1.2068 | 1.204 | 1.1997 | 1.1937
F4_Residential_Manufactured Home Low Income_Existing_Space Heating_Natural Gas_Boiler_E7 | F4 | Residential | Manufactured Home Low Income | Existing | Space Heating | Natural Gas | Boiler | E7 | RVT BC Ratio | 1.8334 | 1.8343 | 1.8738 | 1.8751 | 1.873 | 1.8718 | 1.8713 | 1.8699 | 1.8683 | 1.8658 | 1.8625 | 1.8587 | 1.8547 | 1.8504 | 1.8463 | 1.8425 | 1.839 | 1.8362 | 1.8337 | 1.8319 | 1.8299 | 1.8279 | 1.8257 | 1.8234 | 1.8209 | 1.8182 | 1.8154 | 1.8124 | 1.8092 | 1.8023 | 1.7914 | 1.7764 | 1.7566
F4_Residential_Manufactured Home Low Income_Existing_Space Heating_Natural Gas_Boiler_E8 | F4 | Residential | Manufactured Home Low Income | Existing | Space Heating | Natural Gas | Boiler | E8 | RVT BC Ratio | 1.911 | 1.9119 | 1.9556 | 1.9571 | 1.9546 | 1.9533 | 1.953 | 1.9519 | 1.9506 | 1.9486 | 1.9457 | 1.9423 | 1.9387 | 1.9348 | 1.9308 | 1.9271 | 1.9237 | 1.9206 | 1.9179 | 1.9157 | 1.9132 | 1.9107 | 1.9079 | 1.9051 | 1.902 | 1.8987 | 1.8952 | 1.8916 | 1.8876 | 1.8802 | 1.869 | 1.854 | 1.8346
F4_Residential_Manufactured Home Low Income_Existing_Space Heating_Natural Gas_Boiler_E9 | F4 | Residential | Manufactured Home Low Income | Existing | Space Heating | Natural Gas | Boiler | E9 | RVT BC Ratio | 0 | 0 | 0 | 0 | 0 | 0 | 0 | 0 | 0 | 0 | 0 | 0 | 0 | 0 | 0 | 0 | 0 | 0 | 0 | 0 | 0 | 0 | 0 | 0 | 0 | 0 | 0 | 0 | 0 | 0 | 0 | 0 | 0
F4_Residential_Manufactured Home Low Income_Existing_Space Heating_Natural Gas_Boiler_E10 | F4 | Residential | Manufactured Home Low Income | Existing | Space Heating | Natural Gas | Boiler | E10 | RVT BC Ratio | 0 | 0 | 0 | 0 | 0 | 0 | 0 | 0 | 0 | 0 | 0 | 0 | 0 | 0 | 0 | 0 | 0 | 0 | 0 | 0 | 0 | 0 | 0 | 0 | 0 | 0 | 0 | 0 | 0 | 0 | 0 | 0 | 0
F5_Residential_Manufactured Home Low Income_Existing_Space Heating_Natural Gas_Boiler_E1 | F5 | Residential | Manufactured Home Low Income | Existing | Space Heating | Natural Gas | Boiler | E1 | RIM BC Ratio | 1 | 1 | 0 | 0 | 0 | 0 | 0 | 0 | 0 | 0 | 0 | 0 | 0 | 0 | 0 | 0 | 0 | 0 | 0 | 0 | 0 | 0 | 0 | 0 | 0 | 0 | 0 | 0 | 0 | 0 | 0 | 0 | 0
F5_Residential_Manufactured Home Low Income_Existing_Space Heating_Natural Gas_Boiler_E2 | F5 | Residential | Manufactured Home Low Income | Existing | Space Heating | Natural Gas | Boiler | E2 | RIM BC Ratio | 0.27276 | 0.27295 | 1 | 1 | 1 | 1 | 1 | 1 | 1 | 1 | 1 | 1 | 1 | 1 | 1 | 1 | 1 | 1 | 1 | 1 | 1 | 1 | 1 | 1 | 1 | 1 | 1 | 1 | 1 | 1 | 1 | 1 | 1
F5_Residential_Manufactured Home Low Income_Existing_Space Heating_Natural Gas_Boiler_E3 | F5 | Residential | Manufactured Home Low Income | Existing | Space Heating | Natural Gas | Boiler | E3 | RIM BC Ratio | 0.25739 | 0.25757 | 0.23539 | 0.23572 | 0.23513 | 0.2349 | 0.235 | 0.23495 | 0.23496 | 0.23487 | 0.23468 | 0.23439 | 0.23405 | 0.23364 | 0.23317 | 0.23267 | 0.23214 | 0.23163 | 0.23108 | 0.23054 | 0.22994 | 0.22933 | 0.22864 | 0.22795 | 0.22718 | 0.22636 | 0.2255 | 0.2246 | 0.22361 | 0.22269 | 0.22177 | 0.22094 | 0.22009
F5_Residential_Manufactured Home Low Income_Existing_Space Heating_Natural Gas_Boiler_E4 | F5 | Residential | Manufactured Home Low Income | Existing | Space Heating | Natural Gas | Boiler | E4 | RIM BC Ratio | 0.44764 | 0.44787 | 0.55684 | 0.5573 | 0.55649 | 0.55617 | 0.55631 | 0.55624 | 0.55626 | 0.55613 | 0.55587 | 0.55547 | 0.555 | 0.55444 | 0.55378 | 0.55309 | 0.55236 | 0.55165 | 0.55088 | 0.55013 | 0.54929 | 0.54843 | 0.54747 | 0.5465 | 0.54541 | 0.54425 | 0.54302 | 0.54174 | 0.54033 | 0.53943 | 0.53901 | 0.53921 | 0.53993
F5_Residential_Manufactured Home Low Income_Existing_Space Heating_Natural Gas_Boiler_E5 | F5 | Residential | Manufactured Home Low Income | Existing | Space Heating | Natural Gas | Boiler | E5 | RIM BC Ratio | 0.4899 | 0.49013 | 0.56457 | 0.56502 | 0.56422 | 0.56391 | 0.56404 | 0.56397 | 0.56399 | 0.56386 | 0.56361 | 0.5632 | 0.56274 | 0.56217 | 0.56152 | 0.56084 | 0.56011 | 0.5594 | 0.55863 | 0.55788 | 0.55705 | 0.55619 | 0.55523 | 0.55426 | 0.55318 | 0.55202 | 0.55079 | 0.54952 | 0.54811 | 0.54723 | 0.54685 | 0.54711 | 0.54791
F5_Residential_Manufactured Home Low Income_Existing_Space Heating_Natural Gas_Boiler_E6 | F5 | Residential | Manufactured Home Low Income | Existing | Space Heating | Natural Gas | Boiler | E6 | RIM BC Ratio | 0.16491 | 0.16507 | 0.1607 | 0.1608 | 0.1608 | 0.16071 | 0.16053 | 0.16021 | 0.15976 | 0.15915 | 0.15837 | 0.15741 | 0.15625 | 0.15487 | 0.15341 | 0.15209 | 0.15092 | 0.14995 | 0.14917 | 0.14862 | 0.14832 | 0.1483 | 0.14828 | 0.14825 | 0.14823 | 0.1482 | 0.14817 | 0.14814 | 0.14811 | 0.14821 | 0.14847 | 0.14888 | 0.14946
F5_Residential_Manufactured Home Low Income_Existing_Space Heating_Natural Gas_Boiler_E7 | F5 | Residential | Manufactured Home Low Income | Existing | Space Heating | Natural Gas | Boiler | E7 | RIM BC Ratio | 0.41053 | 0.41079 | 0.42204 | 0.4224 | 0.42182 | 0.42149 | 0.42134 | 0.42095 | 0.42048 | 0.41979 | 0.41885 | 0.41778 | 0.41665 | 0.41542 | 0.41424 | 0.41314 | 0.41215 | 0.41132 | 0.41061 | 0.41009 | 0.40951 | 0.40892 | 0.40826 | 0.40759 | 0.40685 | 0.40606 | 0.40522 | 0.40436 | 0.4034 | 0.40312 | 0.40352 | 0.40471 | 0.4067
F5_Residential_Manufactured Home Low Income_Existing_Space Heating_Natural Gas_Boiler_E8 | F5 | Residential | Manufactured Home Low Income | Existing | Space Heating | Natural Gas | Boiler | E8 | RIM BC Ratio | 0.43225 | 0.4325 | 0.44402 | 0.44441 | 0.44376 | 0.44343 | 0.44336 | 0.44306 | 0.44274 | 0.4422 | 0.44145 | 0.44057 | 0.43963 | 0.43859 | 0.43755 | 0.43656 | 0.43564 | 0.43484 | 0.4341 | 0.43351 | 0.43285 | 0.43217 | 0.43142 | 0.43066 | 0.42981 | 0.42891 | 0.42795 | 0.42696 | 0.42586 | 0.42539 | 0.42553 | 0.4264 | 0.42798
F5_Residential_Manufactured Home Low Income_Existing_Space Heating_Natural Gas_Boiler_E9 | F5 | Residential | Manufactured Home Low Income | Existing | Space Heating | Natural Gas | Boiler | E9 | RIM BC Ratio | 0 | 0 | 0 | 0 | 0 | 0 | 0 | 0 | 0 | 0 | 0 | 0 | 0 | 0 | 0 | 0 | 0 | 0 | 0 | 0 | 0 | 0 | 0 | 0 | 0 | 0 | 0 | 0 | 0 | 0 | 0 | 0 | 0
F5_Residential_Manufactured Home Low Income_Existing_Space Heating_Natural Gas_Boiler_E10 | F5 | Residential | Manufactured Home Low Income | Existing | Space Heating | Natural Gas | Boiler | E10 | RIM BC Ratio | 0 | 0 | 0 | 0 | 0 | 0 | 0 | 0 | 0 | 0 | 0 | 0 | 0 | 0 | 0 | 0 | 0 | 0 | 0 | 0 | 0 | 0 | 0 | 0 | 0 | 0 | 0 | 0 | 0 | 0 | 0 | 0 | 0
F0_Residential_Manufactured Home Low Income_Existing_Secondary Heating_Natural Gas_Fireplace_E0 | F0 | Residential | Manufactured Home Low Income | Existing | Secondary Heating | Natural Gas | Fireplace | E0 | Economic Unit | Tier 2 (>75% FE) | Tier 2 (>75% FE) | Tier 2 (>75% FE) | Tier 2 (>75% FE) | Tier 2 (>75% FE) | Tier 2 (>75% FE) | Tier 2 (>75% FE) | Tier 2 (>75% FE) | Tier 2 (>75% FE) | Tier 2 (>75% FE) | Tier 2 (>75% FE) | Tier 2 (>75% FE) | Tier 2 (>75% FE) | Tier 2 (>75% FE) | Tier 2 (>75% FE) | Tier 2 (>75% FE) | Tier 2 (>75% FE) | Tier 2 (>75% FE) | Tier 2 (>75% FE) | Tier 2 (>75% FE) | Tier 2 (>75% FE) | Tier 2 (>75% FE) | Tier 2 (>75% FE) | Tier 2 (>75% FE) | Tier 2 (>75% FE) | Tier 2 (>75% FE) | Tier 2 (>75% FE) | Tier 2 (>75% FE) | Tier 2 (>75% FE) | Tier 2 (>75% FE) | Tier 2 (>75% FE) | Tier 2 (>75% FE) | Tier 2 (>75% FE)
F1_Residential_Manufactured Home Low Income_Existing_Secondary Heating_Natural Gas_Fireplace_E1 | F1 | Residential | Manufactured Home Low Income | Existing | Secondary Heating | Natural Gas | Fireplace | E1 | CCE | 0 | 0 | 0 | 0 | 0 | 0 | 0 | 0 | 0 | 0 | 0 | 0 | 0 | 0 | 0 | 0 | 0 | 0 | 0 | 0 | 0 | 0 | 0 | 0 | 0 | 0 | 0 | 0 | 0 | 0 | 0 | 0 | 0
F1_Residential_Manufactured Home Low Income_Existing_Secondary Heating_Natural Gas_Fireplace_E2 | F1 | Residential | Manufactured Home Low Income | Existing | Secondary Heating | Natural Gas | Fireplace | E2 | CCE | 2.1315 | 2.197 | 2.1582 | 1.9838 | 1.9891 | 1.9944 | 1.9999 | 2.0053 | 2.0108 | 2.0164 | 2.022 | 2.0276 | 2.0333 | 2.039 | 2.0448 | 2.0507 | 2.0565 | 2.0625 | 2.0685 | 2.0745 | 2.0806 | 2.0867 | 2.0929 | 2.0992 | 2.1055 | 2.1119 | 2.1183 | 2.1248 | 2.1313 | 2.1379 | 2.1446 | 2.1513 | 2.1513
F1_Residential_Manufactured Home Low Income_Existing_Secondary Heating_Natural Gas_Fireplace_E3 | F1 | Residential | Manufactured Home Low Income | Existing | Secondary Heating | Natural Gas | Fireplace | E3 | CCE | 2.1449 | 2.2109 | 2.1718 | 1.9963 | 2.0017 | 2.0071 | 2.0125 | 2.018 | 2.0235 | 2.0291 | 2.0348 | 2.0404 | 2.0462 | 2.0519 | 2.0578 | 2.0636 | 2.0696 | 2.0755 | 2.0816 | 2.0876 | 2.0938 | 2.0999 | 2.1062 | 2.1125 | 2.1188 | 2.1252 | 2.1317 | 2.1382 | 2.1448 | 2.1514 | 2.1582 | 2.1649 | 2.1649
F1_Residential_Manufactured Home Low Income_Existing_Secondary Heating_Natural Gas_Fireplace_E4 | F1 | Residential | Manufactured Home Low Income | Existing | Secondary Heating | Natural Gas | Fireplace | E4 | CCE | 0 | 0 | 0 | 0 | 0 | 0 | 0 | 0 | 0 | 0 | 0 | 0 | 0 | 0 | 0 | 0 | 0 | 0 | 0 | 0 | 0 | 0 | 0 | 0 | 0 | 0 | 0 | 0 | 0 | 0 | 0 | 0 | 0
F1_Residential_Manufactured Home Low Income_Existing_Secondary Heating_Natural Gas_Fireplace_E5 | F1 | Residential | Manufactured Home Low Income | Existing | Secondary Heating | Natural Gas | Fireplace | E5 | CCE | 0 | 0 | 0 | 0 | 0 | 0 | 0 | 0 | 0 | 0 | 0 | 0 | 0 | 0 | 0 | 0 | 0 | 0 | 0 | 0 | 0 | 0 | 0 | 0 | 0 | 0 | 0 | 0 | 0 | 0 | 0 | 0 | 0
F1_Residential_Manufactured Home Low Income_Existing_Secondary Heating_Natural Gas_Fireplace_E6 | F1 | Residential | Manufactured Home Low Income | Existing | Secondary Heating | Natural Gas | Fireplace | E6 | CCE | 0 | 0 | 0 | 0 | 0 | 0 | 0 | 0 | 0 | 0 | 0 | 0 | 0 | 0 | 0 | 0 | 0 | 0 | 0 | 0 | 0 | 0 | 0 | 0 | 0 | 0 | 0 | 0 | 0 | 0 | 0 | 0 | 0
F1_Residential_Manufactured Home Low Income_Existing_Secondary Heating_Natural Gas_Fireplace_E7 | F1 | Residential | Manufactured Home Low Income | Existing | Secondary Heating | Natural Gas | Fireplace | E7 | CCE | 0 | 0 | 0 | 0 | 0 | 0 | 0 | 0 | 0 | 0 | 0 | 0 | 0 | 0 | 0 | 0 | 0 | 0 | 0 | 0 | 0 | 0 | 0 | 0 | 0 | 0 | 0 | 0 | 0 | 0 | 0 | 0 | 0
F1_Residential_Manufactured Home Low Income_Existing_Secondary Heating_Natural Gas_Fireplace_E8 | F1 | Residential | Manufactured Home Low Income | Existing | Secondary Heating | Natural Gas | Fireplace | E8 | CCE | 0 | 0 | 0 | 0 | 0 | 0 | 0 | 0 | 0 | 0 | 0 | 0 | 0 | 0 | 0 | 0 | 0 | 0 | 0 | 0 | 0 | 0 | 0 | 0 | 0 | 0 | 0 | 0 | 0 | 0 | 0 | 0 | 0
F1_Residential_Manufactured Home Low Income_Existing_Secondary Heating_Natural Gas_Fireplace_E9 | F1 | Residential | Manufactured Home Low Income | Existing | Secondary Heating | Natural Gas | Fireplace | E9 | CCE | 0 | 0 | 0 | 0 | 0 | 0 | 0 | 0 | 0 | 0 | 0 | 0 | 0 | 0 | 0 | 0 | 0 | 0 | 0 | 0 | 0 | 0 | 0 | 0 | 0 | 0 | 0 | 0 | 0 | 0 | 0 | 0 | 0
F1_Residential_Manufactured Home Low Income_Existing_Secondary Heating_Natural Gas_Fireplace_E10 | F1 | Residential | Manufactured Home Low Income | Existing | Secondary Heating | Natural Gas | Fireplace | E10 | CCE | 0 | 0 | 0 | 0 | 0 | 0 | 0 | 0 | 0 | 0 | 0 | 0 | 0 | 0 | 0 | 0 | 0 | 0 | 0 | 0 | 0 | 0 | 0 | 0 | 0 | 0 | 0 | 0 | 0 | 0 | 0 | 0 | 0
F2_Residential_Manufactured Home Low Income_Existing_Secondary Heating_Natural Gas_Fireplace_E1 | F2 | Residential | Manufactured Home Low Income | Existing | Secondary Heating | Natural Gas | Fireplace | E1 | TRC BC Ratio | bar: 2019 to 2051
F2_Residential_Manufactured Home Low Income_Existing_Secondary Heating_Natural Gas_Fireplace_E2 | F2 | Residential | Manufactured Home Low Income | Existing | Secondary Heating | Natural Gas | Fireplace | E2 | TRC BC Ratio | 0.76183 | 0.76444 | 0.76919 | 0.77322 | 0.77224 | 0.77424 | 0.77902 | 0.78313 | 0.78819 | 0.79298 | 0.79766 | 0.80209 | 0.80688 | 0.81142 | 0.81526 | 0.81866 | 0.82154 | 0.82412 | 0.82598 | 0.82744 | 0.82788 | 0.82749 | 0.82645 | 0.82522 | 0.82322 | 0.82069 | 0.81762 | 0.81416 | 0.80981 | 0.80501 | 0.79932 | 0.7932 | 0.7859
F2_Residential_Manufactured Home Low Income_Existing_Secondary Heating_Natural Gas_Fireplace_E3 | F2 | Residential | Manufactured Home Low Income | Existing | Secondary Heating | Natural Gas | Fireplace | E3 | TRC BC Ratio | 0.75705 | 0.75963 | 0.76436 | 0.76836 | 0.76739 | 0.76938 | 0.77412 | 0.77821 | 0.78323 | 0.788 | 0.79264 | 0.79705 | 0.80181 | 0.80632 | 0.81013 | 0.81351 | 0.81638 | 0.81894 | 0.82079 | 0.82224 | 0.82267 | 0.82229 | 0.82126 | 0.82004 | 0.81805 | 0.81553 | 0.81248 | 0.80904 | 0.80472 | 0.79995 | 0.7943 | 0.78822 | 0.78096
F2_Residential_Manufactured Home Low Income_Existing_Secondary Heating_Natural Gas_Fireplace_E4 | F2 | Residential | Manufactured Home Low Income | Existing | Secondary Heating | Natural Gas | Fireplace | E4 | TRC BC Ratio | 0 | 0 | 0 | 0 | 0 | 0 | 0 | 0 | 0 | 0 | 0 | 0 | 0 | 0 | 0 | 0 | 0 | 0 | 0 | 0 | 0 | 0 | 0 | 0 | 0 | 0 | 0 | 0 | 0 | 0 | 0 | 0 | 0
F2_Residential_Manufactured Home Low Income_Existing_Secondary Heating_Natural Gas_Fireplace_E5 | F2 | Residential | Manufactured Home Low Income | Existing | Secondary Heating | Natural Gas | Fireplace | E5 | TRC BC Ratio | 0 | 0 | 0 | 0 | 0 | 0 | 0 | 0 | 0 | 0 | 0 | 0 | 0 | 0 | 0 | 0 | 0 | 0 | 0 | 0 | 0 | 0 | 0 | 0 | 0 | 0 | 0 | 0 | 0 | 0 | 0 | 0 | 0
F2_Residential_Manufactured Home Low Income_Existing_Secondary Heating_Natural Gas_Fireplace_E6 | F2 | Residential | Manufactured Home Low Income | Existing | Secondary Heating | Natural Gas | Fireplace | E6 | TRC BC Ratio | 0 | 0 | 0 | 0 | 0 | 0 | 0 | 0 | 0 | 0 | 0 | 0 | 0 | 0 | 0 | 0 | 0 | 0 | 0 | 0 | 0 | 0 | 0 | 0 | 0 | 0 | 0 | 0 | 0 | 0 | 0 | 0 | 0
F2_Residential_Manufactured Home Low Income_Existing_Secondary Heating_Natural Gas_Fireplace_E7 | F2 | Residential | Manufactured Home Low Income | Existing | Secondary Heating | Natural Gas | Fireplace | E7 | TRC BC Ratio | 0 | 0 | 0 | 0 | 0 | 0 | 0 | 0 | 0 | 0 | 0 | 0 | 0 | 0 | 0 | 0 | 0 | 0 | 0 | 0 | 0 | 0 | 0 | 0 | 0 | 0 | 0 | 0 | 0 | 0 | 0 | 0 | 0
F2_Residential_Manufactured Home Low Income_Existing_Secondary Heating_Natural Gas_Fireplace_E8 | F2 | Residential | Manufactured Home Low Income | Existing | Secondary Heating | Natural Gas | Fireplace | E8 | TRC BC Ratio | 0 | 0 | 0 | 0 | 0 | 0 | 0 | 0 | 0 | 0 | 0 | 0 | 0 | 0 | 0 | 0 | 0 | 0 | 0 | 0 | 0 | 0 | 0 | 0 | 0 | 0 | 0 | 0 | 0 | 0 | 0 | 0 | 0
F2_Residential_Manufactured Home Low Income_Existing_Secondary Heating_Natural Gas_Fireplace_E9 | F2 | Residential | Manufactured Home Low Income | Existing | Secondary Heating | Natural Gas | Fireplace | E9 | TRC BC Ratio | 0 | 0 | 0 | 0 | 0 | 0 | 0 | 0 | 0 | 0 | 0 | 0 | 0 | 0 | 0 | 0 | 0 | 0 | 0 | 0 | 0 | 0 | 0 | 0 | 0 | 0 | 0 | 0 | 0 | 0 | 0 | 0 | 0
F2_Residential_Manufactured Home Low Income_Existing_Secondary Heating_Natural Gas_Fireplace_E10 | F2 | Residential | Manufactured Home Low Income | Existing | Secondary Heating | Natural Gas | Fireplace | E10 | TRC BC Ratio | 0 | 0 | 0 | 0 | 0 | 0 | 0 | 0 | 0 | 0 | 0 | 0 | 0 | 0 | 0 | 0 | 0 | 0 | 0 | 0 | 0 | 0 | 0 | 0 | 0 | 0 | 0 | 0 | 0 | 0 | 0 | 0 | 0
F3_Residential_Manufactured Home Low Income_Existing_Secondary Heating_Natural Gas_Fireplace_E1 | F3 | Residential | Manufactured Home Low Income | Existing | Secondary Heating | Natural Gas | Fireplace | E1 | PACT BC Ratio | bar: 2019 to 2051
F3_Residential_Manufactured Home Low Income_Existing_Secondary Heating_Natural Gas_Fireplace_E2 | F3 | Residential | Manufactured Home Low Income | Existing | Secondary Heating | Natural Gas | Fireplace | E2 | PACT BC Ratio | 1.3948 | 1.3996 | 1.4083 | 1.4157 | 1.4139 | 1.4175 | 1.4263 | 1.4338 | 1.4431 | 1.4518 | 1.4604 | 1.4685 | 1.4773 | 1.4856 | 1.4926 | 1.4989 | 1.5041 | 1.5089 | 1.5123 | 1.5149 | 1.5157 | 1.515 | 1.5131 | 1.5109 | 1.5072 | 1.5026 | 1.497 | 1.4906 | 1.4826 | 1.4739 | 1.4634 | 1.4522 | 1.4389
F3_Residential_Manufactured Home Low Income_Existing_Secondary Heating_Natural Gas_Fireplace_E3 | F3 | Residential | Manufactured Home Low Income | Existing | Secondary Heating | Natural Gas | Fireplace | E3 | PACT BC Ratio | 1.386 | 1.3908 | 1.3994 | 1.4068 | 1.405 | 1.4086 | 1.4173 | 1.4248 | 1.434 | 1.4427 | 1.4512 | 1.4593 | 1.468 | 1.4763 | 1.4832 | 1.4894 | 1.4947 | 1.4994 | 1.5028 | 1.5054 | 1.5062 | 1.5055 | 1.5036 | 1.5014 | 1.4977 | 1.4931 | 1.4875 | 1.4812 | 1.4733 | 1.4646 | 1.4542 | 1.4431 | 1.4298
F3_Residential_Manufactured Home Low Income_Existing_Secondary Heating_Natural Gas_Fireplace_E4 | F3 | Residential | Manufactured Home Low Income | Existing | Secondary Heating | Natural Gas | Fireplace | E4 | PACT BC Ratio | 0 | 0 | 0 | 0 | 0 | 0 | 0 | 0 | 0 | 0 | 0 | 0 | 0 | 0 | 0 | 0 | 0 | 0 | 0 | 0 | 0 | 0 | 0 | 0 | 0 | 0 | 0 | 0 | 0 | 0 | 0 | 0 | 0
F3_Residential_Manufactured Home Low Income_Existing_Secondary Heating_Natural Gas_Fireplace_E5 | F3 | Residential | Manufactured Home Low Income | Existing | Secondary Heating | Natural Gas | Fireplace | E5 | PACT BC Ratio | 0 | 0 | 0 | 0 | 0 | 0 | 0 | 0 | 0 | 0 | 0 | 0 | 0 | 0 | 0 | 0 | 0 | 0 | 0 | 0 | 0 | 0 | 0 | 0 | 0 | 0 | 0 | 0 | 0 | 0 | 0 | 0 | 0
F3_Residential_Manufactured Home Low Income_Existing_Secondary Heating_Natural Gas_Fireplace_E6 | F3 | Residential | Manufactured Home Low Income | Existing | Secondary Heating | Natural Gas | Fireplace | E6 | PACT BC Ratio | 0 | 0 | 0 | 0 | 0 | 0 | 0 | 0 | 0 | 0 | 0 | 0 | 0 | 0 | 0 | 0 | 0 | 0 | 0 | 0 | 0 | 0 | 0 | 0 | 0 | 0 | 0 | 0 | 0 | 0 | 0 | 0 | 0
F3_Residential_Manufactured Home Low Income_Existing_Secondary Heating_Natural Gas_Fireplace_E7 | F3 | Residential | Manufactured Home Low Income | Existing | Secondary Heating | Natural Gas | Fireplace | E7 | PACT BC Ratio | 0 | 0 | 0 | 0 | 0 | 0 | 0 | 0 | 0 | 0 | 0 | 0 | 0 | 0 | 0 | 0 | 0 | 0 | 0 | 0 | 0 | 0 | 0 | 0 | 0 | 0 | 0 | 0 | 0 | 0 | 0 | 0 | 0
F3_Residential_Manufactured Home Low Income_Existing_Secondary Heating_Natural Gas_Fireplace_E8 | F3 | Residential | Manufactured Home Low Income | Existing | Secondary Heating | Natural Gas | Fireplace | E8 | PACT BC Ratio | 0 | 0 | 0 | 0 | 0 | 0 | 0 | 0 | 0 | 0 | 0 | 0 | 0 | 0 | 0 | 0 | 0 | 0 | 0 | 0 | 0 | 0 | 0 | 0 | 0 | 0 | 0 | 0 | 0 | 0 | 0 | 0 | 0
F3_Residential_Manufactured Home Low Income_Existing_Secondary Heating_Natural Gas_Fireplace_E9 | F3 | Residential | Manufactured Home Low Income | Existing | Secondary Heating | Natural Gas | Fireplace | E9 | PACT BC Ratio | 0 | 0 | 0 | 0 | 0 | 0 | 0 | 0 | 0 | 0 | 0 | 0 | 0 | 0 | 0 | 0 | 0 | 0 | 0 | 0 | 0 | 0 | 0 | 0 | 0 | 0 | 0 | 0 | 0 | 0 | 0 | 0 | 0
F3_Residential_Manufactured Home Low Income_Existing_Secondary Heating_Natural Gas_Fireplace_E10 | F3 | Residential | Manufactured Home Low Income | Existing | Secondary Heating | Natural Gas | Fireplace | E10 | PACT BC Ratio | 0 | 0 | 0 | 0 | 0 | 0 | 0 | 0 | 0 | 0 | 0 | 0 | 0 | 0 | 0 | 0 | 0 | 0 | 0 | 0 | 0 | 0 | 0 | 0 | 0 | 0 | 0 | 0 | 0 | 0 | 0 | 0 | 0
F4_Residential_Manufactured Home Low Income_Existing_Secondary Heating_Natural Gas_Fireplace_E1 | F4 | Residential | Manufactured Home Low Income | Existing | Secondary Heating | Natural Gas | Fireplace | E1 | RVT BC Ratio | bar: 2019 to 2051
F4_Residential_Manufactured Home Low Income_Existing_Secondary Heating_Natural Gas_Fireplace_E2 | F4 | Residential | Manufactured Home Low Income | Existing | Secondary Heating | Natural Gas | Fireplace | E2 | RVT BC Ratio | 1.3682 | 1.3713 | 1.377 | 1.3818 | 1.3806 | 1.383 | 1.3887 | 1.3937 | 1.3997 | 1.4055 | 1.4111 | 1.4164 | 1.4221 | 1.4276 | 1.4322 | 1.4362 | 1.4397 | 1.4428 | 1.445 | 1.4468 | 1.4473 | 1.4468 | 1.4456 | 1.4441 | 1.4417 | 1.4387 | 1.435 | 1.4308 | 1.4256 | 1.4199 | 1.4131 | 1.4057 | 1.397
F4_Residential_Manufactured Home Low Income_Existing_Secondary Heating_Natural Gas_Fireplace_E3 | F4 | Residential | Manufactured Home Low Income | Existing | Secondary Heating | Natural Gas | Fireplace | E3 | RVT BC Ratio | 1.3624 | 1.3655 | 1.3712 | 1.376 | 1.3748 | 1.3772 | 1.3829 | 1.3878 | 1.3938 | 1.3995 | 1.4051 | 1.4103 | 1.4161 | 1.4215 | 1.426 | 1.4301 | 1.4335 | 1.4366 | 1.4388 | 1.4405 | 1.441 | 1.4406 | 1.4393 | 1.4379 | 1.4355 | 1.4325 | 1.4288 | 1.4247 | 1.4195 | 1.4138 | 1.407 | 1.3998 | 1.3911
F4_Residential_Manufactured Home Low Income_Existing_Secondary Heating_Natural Gas_Fireplace_E4 | F4 | Residential | Manufactured Home Low Income | Existing | Secondary Heating | Natural Gas | Fireplace | E4 | RVT BC Ratio | 0 | 0 | 0 | 0 | 0 | 0 | 0 | 0 | 0 | 0 | 0 | 0 | 0 | 0 | 0 | 0 | 0 | 0 | 0 | 0 | 0 | 0 | 0 | 0 | 0 | 0 | 0 | 0 | 0 | 0 | 0 | 0 | 0
F4_Residential_Manufactured Home Low Income_Existing_Secondary Heating_Natural Gas_Fireplace_E5 | F4 | Residential | Manufactured Home Low Income | Existing | Secondary Heating | Natural Gas | Fireplace | E5 | RVT BC Ratio | 0 | 0 | 0 | 0 | 0 | 0 | 0 | 0 | 0 | 0 | 0 | 0 | 0 | 0 | 0 | 0 | 0 | 0 | 0 | 0 | 0 | 0 | 0 | 0 | 0 | 0 | 0 | 0 | 0 | 0 | 0 | 0 | 0
F4_Residential_Manufactured Home Low Income_Existing_Secondary Heating_Natural Gas_Fireplace_E6 | F4 | Residential | Manufactured Home Low Income | Existing | Secondary Heating | Natural Gas | Fireplace | E6 | RVT BC Ratio | 0 | 0 | 0 | 0 | 0 | 0 | 0 | 0 | 0 | 0 | 0 | 0 | 0 | 0 | 0 | 0 | 0 | 0 | 0 | 0 | 0 | 0 | 0 | 0 | 0 | 0 | 0 | 0 | 0 | 0 | 0 | 0 | 0
F4_Residential_Manufactured Home Low Income_Existing_Secondary Heating_Natural Gas_Fireplace_E7 | F4 | Residential | Manufactured Home Low Income | Existing | Secondary Heating | Natural Gas | Fireplace | E7 | RVT BC Ratio | 0 | 0 | 0 | 0 | 0 | 0 | 0 | 0 | 0 | 0 | 0 | 0 | 0 | 0 | 0 | 0 | 0 | 0 | 0 | 0 | 0 | 0 | 0 | 0 | 0 | 0 | 0 | 0 | 0 | 0 | 0 | 0 | 0
F4_Residential_Manufactured Home Low Income_Existing_Secondary Heating_Natural Gas_Fireplace_E8 | F4 | Residential | Manufactured Home Low Income | Existing | Secondary Heating | Natural Gas | Fireplace | E8 | RVT BC Ratio | 0 | 0 | 0 | 0 | 0 | 0 | 0 | 0 | 0 | 0 | 0 | 0 | 0 | 0 | 0 | 0 | 0 | 0 | 0 | 0 | 0 | 0 | 0 | 0 | 0 | 0 | 0 | 0 | 0 | 0 | 0 | 0 | 0
F4_Residential_Manufactured Home Low Income_Existing_Secondary Heating_Natural Gas_Fireplace_E9 | F4 | Residential | Manufactured Home Low Income | Existing | Secondary Heating | Natural Gas | Fireplace | E9 | RVT BC Ratio | 0 | 0 | 0 | 0 | 0 | 0 | 0 | 0 | 0 | 0 | 0 | 0 | 0 | 0 | 0 | 0 | 0 | 0 | 0 | 0 | 0 | 0 | 0 | 0 | 0 | 0 | 0 | 0 | 0 | 0 | 0 | 0 | 0
F4_Residential_Manufactured Home Low Income_Existing_Secondary Heating_Natural Gas_Fireplace_E10 | F4 | Residential | Manufactured Home Low Income | Existing | Secondary Heating | Natural Gas | Fireplace | E10 | RVT BC Ratio | 0 | 0 | 0 | 0 | 0 | 0 | 0 | 0 | 0 | 0 | 0 | 0 | 0 | 0 | 0 | 0 | 0 | 0 | 0 | 0 | 0 | 0 | 0 | 0 | 0 | 0 | 0 | 0 | 0 | 0 | 0 | 0 | 0
F5_Residential_Manufactured Home Low Income_Existing_Secondary Heating_Natural Gas_Fireplace_E1 | F5 | Residential | Manufactured Home Low Income | Existing | Secondary Heating | Natural Gas | Fireplace | E1 | RIM BC Ratio | bar: 2019 to 2051
F5_Residential_Manufactured Home Low Income_Existing_Secondary Heating_Natural Gas_Fireplace_E2 | F5 | Residential | Manufactured Home Low Income | Existing | Secondary Heating | Natural Gas | Fireplace | E2 | RIM BC Ratio | 0.58298 | 0.58381 | 0.58532 | 0.58659 | 0.58628 | 0.58691 | 0.5884 | 0.58968 | 0.59124 | 0.59271 | 0.59413 | 0.59547 | 0.59691 | 0.59826 | 0.5994 | 0.6004 | 0.60124 | 0.602 | 0.60254 | 0.60296 | 0.60309 | 0.60298 | 0.60267 | 0.60232 | 0.60173 | 0.60099 | 0.60009 | 0.59907 | 0.59778 | 0.59635 | 0.59463 | 0.59278 | 0.59054
F5_Residential_Manufactured Home Low Income_Existing_Secondary Heating_Natural Gas_Fireplace_E3 | F5 | Residential | Manufactured Home Low Income | Existing | Secondary Heating | Natural Gas | Fireplace | E3 | RIM BC Ratio | 0.58144 | 0.58227 | 0.58378 | 0.58505 | 0.58475 | 0.58538 | 0.58687 | 0.58815 | 0.58971 | 0.59118 | 0.59261 | 0.59395 | 0.59539 | 0.59674 | 0.59788 | 0.59888 | 0.59973 | 0.60048 | 0.60102 | 0.60145 | 0.60157 | 0.60146 | 0.60116 | 0.6008 | 0.60022 | 0.59948 | 0.59857 | 0.59755 | 0.59626 | 0.59482 | 0.59311 | 0.59125 | 0.58901
F5_Residential_Manufactured Home Low Income_Existing_Secondary Heating_Natural Gas_Fireplace_E4 | F5 | Residential | Manufactured Home Low Income | Existing | Secondary Heating | Natural Gas | Fireplace | E4 | RIM BC Ratio | 0 | 0 | 0 | 0 | 0 | 0 | 0 | 0 | 0 | 0 | 0 | 0 | 0 | 0 | 0 | 0 | 0 | 0 | 0 | 0 | 0 | 0 | 0 | 0 | 0 | 0 | 0 | 0 | 0 | 0 | 0 | 0 | 0
F5_Residential_Manufactured Home Low Income_Existing_Secondary Heating_Natural Gas_Fireplace_E5 | F5 | Residential | Manufactured Home Low Income | Existing | Secondary Heating | Natural Gas | Fireplace | E5 | RIM BC Ratio | 0 | 0 | 0 | 0 | 0 | 0 | 0 | 0 | 0 | 0 | 0 | 0 | 0 | 0 | 0 | 0 | 0 | 0 | 0 | 0 | 0 | 0 | 0 | 0 | 0 | 0 | 0 | 0 | 0 | 0 | 0 | 0 | 0
F5_Residential_Manufactured Home Low Income_Existing_Secondary Heating_Natural Gas_Fireplace_E6 | F5 | Residential | Manufactured Home Low Income | Existing | Secondary Heating | Natural Gas | Fireplace | E6 | RIM BC Ratio | 0 | 0 | 0 | 0 | 0 | 0 | 0 | 0 | 0 | 0 | 0 | 0 | 0 | 0 | 0 | 0 | 0 | 0 | 0 | 0 | 0 | 0 | 0 | 0 | 0 | 0 | 0 | 0 | 0 | 0 | 0 | 0 | 0
F5_Residential_Manufactured Home Low Income_Existing_Secondary Heating_Natural Gas_Fireplace_E7 | F5 | Residential | Manufactured Home Low Income | Existing | Secondary Heating | Natural Gas | Fireplace | E7 | RIM BC Ratio | 0 | 0 | 0 | 0 | 0 | 0 | 0 | 0 | 0 | 0 | 0 | 0 | 0 | 0 | 0 | 0 | 0 | 0 | 0 | 0 | 0 | 0 | 0 | 0 | 0 | 0 | 0 | 0 | 0 | 0 | 0 | 0 | 0
F5_Residential_Manufactured Home Low Income_Existing_Secondary Heating_Natural Gas_Fireplace_E8 | F5 | Residential | Manufactured Home Low Income | Existing | Secondary Heating | Natural Gas | Fireplace | E8 | RIM BC Ratio | 0 | 0 | 0 | 0 | 0 | 0 | 0 | 0 | 0 | 0 | 0 | 0 | 0 | 0 | 0 | 0 | 0 | 0 | 0 | 0 | 0 | 0 | 0 | 0 | 0 | 0 | 0 | 0 | 0 | 0 | 0 | 0 | 0
F5_Residential_Manufactured Home Low Income_Existing_Secondary Heating_Natural Gas_Fireplace_E9 | F5 | Residential | Manufactured Home Low Income | Existing | Secondary Heating | Natural Gas | Fireplace | E9 | RIM BC Ratio | 0 | 0 | 0 | 0 | 0 | 0 | 0 | 0 | 0 | 0 | 0 | 0 | 0 | 0 | 0 | 0 | 0 | 0 | 0 | 0 | 0 | 0 | 0 | 0 | 0 | 0 | 0 | 0 | 0 | 0 | 0 | 0 | 0
F5_Residential_Manufactured Home Low Income_Existing_Secondary Heating_Natural Gas_Fireplace_E10 | F5 | Residential | Manufactured Home Low Income | Existing | Secondary Heating | Natural Gas | Fireplace | E10 | RIM BC Ratio | 0 | 0 | 0 | 0 | 0 | 0 | 0 | 0 | 0 | 0 | 0 | 0 | 0 | 0 | 0 | 0 | 0 | 0 | 0 | 0 | 0 | 0 | 0 | 0 | 0 | 0 | 0 | 0 | 0 | 0 | 0 | 0 | 0
F0_Residential_Manufactured Home Low Income_Existing_Water Heating_Natural Gas_Water Heater (<= 55 gal)_E0 | F0 | Residential | Manufactured Home Low Income | Existing | Water Heating | Natural Gas | Water Heater (<= 55 gal) | E0 | Economic Unit | UEF 0.87 (Instantaneous, ENERGY STAR 4.0) | UEF 0.87 (Instantaneous, ENERGY STAR 4.0) | UEF 0.87 (Instantaneous, ENERGY STAR 4.0) | UEF 0.87 (Instantaneous, ENERGY STAR 4.0) | UEF 0.87 (Instantaneous, ENERGY STAR 4.0) | UEF 0.87 (Instantaneous, ENERGY STAR 4.0) | UEF 0.87 (Instantaneous, ENERGY STAR 4.0) | UEF 0.87 (Instantaneous, ENERGY STAR 4.0) | UEF 0.87 (Instantaneous, ENERGY STAR 4.0) | UEF 0.87 (Instantaneous, ENERGY STAR 4.0) | UEF 0.87 (Instantaneous, ENERGY STAR 4.0) | UEF 0.87 (Instantaneous, ENERGY STAR 4.0) | UEF 0.87 (Instantaneous, ENERGY STAR 4.0) | UEF 0.87 (Instantaneous, ENERGY STAR 4.0) | UEF 0.87 (Instantaneous, ENERGY STAR 4.0) | UEF 0.87 (Instantaneous, ENERGY STAR 4.0) | UEF 0.87 (Instantaneous, ENERGY STAR 4.0) | UEF 0.87 (Instantaneous, ENERGY STAR 4.0) | UEF 0.87 (Instantaneous, ENERGY STAR 4.0) | UEF 0.87 (Instantaneous, ENERGY STAR 4.0) | UEF 0.87 (Instantaneous, ENERGY STAR 4.0) | UEF 0.95 (Instantaneous, ENERGY STAR 5.0) | UEF 0.95 (Instantaneous, ENERGY STAR 5.0) | UEF 0.95 (Instantaneous, ENERGY STAR 5.0) | UEF 0.95 (Instantaneous, ENERGY STAR 5.0) | UEF 0.95 (Instantaneous, ENERGY STAR 5.0) | UEF 0.95 (Instantaneous, ENERGY STAR 5.0) | UEF 0.95 (Instantaneous, ENERGY STAR 5.0) | UEF 0.95 (Instantaneous, ENERGY STAR 5.0) | UEF 0.95 (Instantaneous, ENERGY STAR 5.0) | UEF 0.95 (Instantaneous, ENERGY STAR 5.0) | UEF 0.95 (Instantaneous, ENERGY STAR 5.0) | UEF 0.95 (Instantaneous, ENERGY STAR 5.0)
F1_Residential_Manufactured Home Low Income_Existing_Water Heating_Natural Gas_Water Heater (<= 55 gal)_E1 | F1 | Residential | Manufactured Home Low Income | Existing | Water Heating | Natural Gas | Water Heater (<= 55 gal) | E1 | CCE | 0 | 0 | 0 | 0 | 0 | 0 | 0 | 0 | 0 | 0 | 0 | 0 | 0 | 0 | 0 | 0 | 0 | 0 | 0 | 0 | 0 | 0 | 0 | 0 | 0 | 0 | 0 | 0 | 0 | 0 | 0 | 0 | 0
F1_Residential_Manufactured Home Low Income_Existing_Water Heating_Natural Gas_Water Heater (<= 55 gal)_E2 | F1 | Residential | Manufactured Home Low Income | Existing | Water Heating | Natural Gas | Water Heater (<= 55 gal) | E2 | CCE | 1.153 | 1.1884 | 1.1643 | 1.0674 | 1.0674 | 1.0674 | 1.0674 | 1.0674 | 1.0674 | 1.0674 | 1.0674 | 1.0674 | 1.0674 | 1.0674 | 1.0674 | 1.0674 | 1.0674 | 1.0674 | 1.0674 | 1.0674 | 1.0674 | 1.0674 | 1.0674 | 1.0674 | 1.0674 | 1.0674 | 1.0674 | 1.0674 | 1.0674 | 1.0674 | 1.0674 | 1.0674 | 1.0674
F1_Residential_Manufactured Home Low Income_Existing_Water Heating_Natural Gas_Water Heater (<= 55 gal)_E3 | F1 | Residential | Manufactured Home Low Income | Existing | Water Heating | Natural Gas | Water Heater (<= 55 gal) | E3 | CCE | 6.4875 | 6.6871 | 6.5513 | 6.0058 | 6.0058 | 6.0058 | 6.0058 | 6.0058 | 6.0058 | 6.0058 | 6.0058 | 6.0058 | 6.0058 | 6.0058 | 6.0058 | 6.0058 | 6.0058 | 6.0058 | 6.0058 | 6.0058 | 6.0058 | 6.0058 | 6.0058 | 6.0058 | 6.0058 | 6.0058 | 6.0058 | 6.0058 | 6.0058 | 6.0058 | 6.0058 | 6.0058 | 6.0058
F1_Residential_Manufactured Home Low Income_Existing_Water Heating_Natural Gas_Water Heater (<= 55 gal)_E4 | F1 | Residential | Manufactured Home Low Income | Existing | Water Heating | Natural Gas | Water Heater (<= 55 gal) | E4 | CCE | 1.2015 | 1.2385 | 1.2133 | 1.1123 | 1.1123 | 1.1123 | 1.1123 | 1.1123 | 1.1123 | 1.1123 | 1.1123 | 1.1123 | 1.1123 | 1.1123 | 1.1123 | 1.1123 | 1.1123 | 1.1123 | 1.1123 | 1.1123 | 1.1123 | 1.1123 | 1.1123 | 1.1123 | 1.1123 | 1.1123 | 1.1123 | 1.1123 | 1.1123 | 1.1123 | 1.1123 | 1.1123 | 1.1123
F1_Residential_Manufactured Home Low Income_Existing_Water Heating_Natural Gas_Water Heater (<= 55 gal)_E5 | F1 | Residential | Manufactured Home Low Income | Existing | Water Heating | Natural Gas | Water Heater (<= 55 gal) | E5 | CCE | 1.5644 | 1.6126 | 1.5798 | 1.4483 | 1.4483 | 1.4483 | 1.4483 | 1.4483 | 1.4483 | 1.4483 | 1.4483 | 1.4483 | 1.4483 | 1.4483 | 1.4483 | 1.4483 | 1.4483 | 1.4483 | 1.4483 | 1.4483 | 1.4483 | 1.4483 | 1.4483 | 1.4483 | 1.4483 | 1.4483 | 1.4483 | 1.4483 | 1.4483 | 1.4483 | 1.4483 | 1.4483 | 1.4483
F1_Residential_Manufactured Home Low Income_Existing_Water Heating_Natural Gas_Water Heater (<= 55 gal)_E6 | F1 | Residential | Manufactured Home Low Income | Existing | Water Heating | Natural Gas | Water Heater (<= 55 gal) | E6 | CCE | 6.7221 | 6.9289 | 6.7882 | 6.223 | 6.223 | 6.223 | 6.223 | 6.223 | 6.223 | 6.223 | 6.223 | 6.223 | 6.223 | 6.223 | 6.223 | 6.223 | 6.223 | 6.223 | 6.223 | 6.223 | 6.223 | 6.223 | 6.223 | 6.223 | 6.223 | 6.223 | 6.223 | 6.223 | 6.223 | 6.223 | 6.223 | 6.223 | 6.223
F1_Residential_Manufactured Home Low Income_Existing_Water Heating_Natural Gas_Water Heater (<= 55 gal)_E7 | F1 | Residential | Manufactured Home Low Income | Existing | Water Heating | Natural Gas | Water Heater (<= 55 gal) | E7 | CCE | 0 | 0 | 0 | 0 | 6.2875 | 6.2875 | 6.2875 | 6.2875 | 6.2875 | 6.2875 | 6.2875 | 6.2875 | 6.2875 | 6.2875 | 6.2875 | 6.2875 | 6.2875 | 6.2875 | 6.2875 | 6.2875 | 6.2875 | 6.2875 | 6.2875 | 6.2875 | 6.2875 | 6.2875 | 6.2875 | 6.2875 | 6.2875 | 6.2875 | 6.2875 | 6.2875 | 6.2875
F1_Residential_Manufactured Home Low Income_Existing_Water Heating_Natural Gas_Water Heater (<= 55 gal)_E8 | F1 | Residential | Manufactured Home Low Income | Existing | Water Heating | Natural Gas | Water Heater (<= 55 gal) | E8 | CCE | 0 | 0 | 0 | 0 | 0 | 0 | 0 | 0 | 0 | 0 | 0 | 0 | 0 | 0 | 0 | 0 | 0 | 0 | 0 | 0 | 0 | 0 | 0 | 0 | 0 | 0 | 0 | 0 | 0 | 0 | 0 | 0 | 0
F1_Residential_Manufactured Home Low Income_Existing_Water Heating_Natural Gas_Water Heater (<= 55 gal)_E9 | F1 | Residential | Manufactured Home Low Income | Existing | Water Heating | Natural Gas | Water Heater (<= 55 gal) | E9 | CCE | 0 | 0 | 0 | 0 | 0 | 0 | 0 | 0 | 0 | 0 | 0 | 0 | 0 | 0 | 0 | 0 | 0 | 0 | 0 | 0 | 0 | 0 | 0 | 0 | 0 | 0 | 0 | 0 | 0 | 0 | 0 | 0 | 0
F1_Residential_Manufactured Home Low Income_Existing_Water Heating_Natural Gas_Water Heater (<= 55 gal)_E10 | F1 | Residential | Manufactured Home Low Income | Existing | Water Heating | Natural Gas | Water Heater (<= 55 gal) | E10 | CCE | 0 | 0 | 0 | 0 | 0 | 0 | 0 | 0 | 0 | 0 | 0 | 0 | 0 | 0 | 0 | 0 | 0 | 0 | 0 | 0 | 0 | 0 | 0 | 0 | 0 | 0 | 0 | 0 | 0 | 0 | 0 | 0 | 0
F2_Residential_Manufactured Home Low Income_Existing_Water Heating_Natural Gas_Water Heater (<= 55 gal)_E1 | F2 | Residential | Manufactured Home Low Income | Existing | Water Heating | Natural Gas | Water Heater (<= 55 gal) | E1 | TRC BC Ratio | bar: 2019 to 2051
F2_Residential_Manufactured Home Low Income_Existing_Water Heating_Natural Gas_Water Heater (<= 55 gal)_E2 | F2 | Residential | Manufactured Home Low Income | Existing | Water Heating | Natural Gas | Water Heater (<= 55 gal) | E2 | TRC BC Ratio | 1.1338 | 1.1371 | 1.1445 | 1.1508 | 1.1482 | 1.1544 | 1.1682 | 1.1797 | 1.1935 | 1.207 | 1.2205 | 1.2334 | 1.247 | 1.2612 | 1.2749 | 1.289 | 1.3032 | 1.3175 | 1.3313 | 1.3446 | 1.3562 | 1.3668 | 1.375 | 1.3821 | 1.3872 | 1.3907 | 1.393 | 1.3939 | 1.3929 | 1.3905 | 1.3857 | 1.3797 | 1.3716
F2_Residential_Manufactured Home Low Income_Existing_Water Heating_Natural Gas_Water Heater (<= 55 gal)_E3 | F2 | Residential | Manufactured Home Low Income | Existing | Water Heating | Natural Gas | Water Heater (<= 55 gal) | E3 | TRC BC Ratio | 0.20149 | 0.20208 | 0.20341 | 0.20452 | 0.20407 | 0.20516 | 0.20762 | 0.20966 | 0.21211 | 0.2145 | 0.21692 | 0.2192 | 0.22163 | 0.22414 | 0.22659 | 0.22909 | 0.2316 | 0.23415 | 0.2366 | 0.23896 | 0.24102 | 0.24291 | 0.24436 | 0.24563 | 0.24654 | 0.24716 | 0.24757 | 0.24773 | 0.24754 | 0.24713 | 0.24627 | 0.2452 | 0.24376
F2_Residential_Manufactured Home Low Income_Existing_Water Heating_Natural Gas_Water Heater (<= 55 gal)_E4 | F2 | Residential | Manufactured Home Low Income | Existing | Water Heating | Natural Gas | Water Heater (<= 55 gal) | E4 | TRC BC Ratio | 1.0431 | 1.0413 | 1.0454 | 1.0476 | 1.0365 | 1.038 | 1.0507 | 1.0595 | 1.0721 | 1.0847 | 1.0982 | 1.1114 | 1.127 | 1.1443 | 1.1626 | 1.183 | 1.2053 | 1.2288 | 1.2522 | 1.2748 | 1.2948 | 1.3126 | 1.3259 | 1.3365 | 1.3442 | 1.3494 | 1.3528 | 1.3542 | 1.3526 | 1.3491 | 1.3419 | 1.333 | 1.3208
F2_Residential_Manufactured Home Low Income_Existing_Water Heating_Natural Gas_Water Heater (<= 55 gal)_E5 | F2 | Residential | Manufactured Home Low Income | Existing | Water Heating | Natural Gas | Water Heater (<= 55 gal) | E5 | TRC BC Ratio | 0.80532 | 0.80436 | 0.80782 | 0.80985 | 0.80213 | 0.80368 | 0.81351 | 0.82047 | 0.83022 | 0.83992 | 0.85023 | 0.8603 | 0.87201 | 0.88496 | 0.89858 | 0.91359 | 0.9299 | 0.94701 | 0.96408 | 0.98054 | 0.99501 | 1.008 | 1.0177 | 1.0255 | 1.0312 | 1.035 | 1.0375 | 1.0385 | 1.0373 | 1.0348 | 1.0295 | 1.0229 | 1.014
F2_Residential_Manufactured Home Low Income_Existing_Water Heating_Natural Gas_Water Heater (<= 55 gal)_E6 | F2 | Residential | Manufactured Home Low Income | Existing | Water Heating | Natural Gas | Water Heater (<= 55 gal) | E6 | TRC BC Ratio | 0.19446 | 0.19503 | 0.19631 | 0.19738 | 0.19695 | 0.198 | 0.20037 | 0.20234 | 0.20471 | 0.20702 | 0.20935 | 0.21155 | 0.21389 | 0.21632 | 0.21868 | 0.22109 | 0.22352 | 0.22598 | 0.22834 | 0.23062 | 0.23261 | 0.23444 | 0.23584 | 0.23706 | 0.23794 | 0.23853 | 0.23893 | 0.23908 | 0.2389 | 0.2385 | 0.23767 | 0.23665 | 0.23525
F2_Residential_Manufactured Home Low Income_Existing_Water Heating_Natural Gas_Water Heater (<= 55 gal)_E7 | F2 | Residential | Manufactured Home Low Income | Existing | Water Heating | Natural Gas | Water Heater (<= 55 gal) | E7 | TRC BC Ratio | 0 | 0 | 0 | 0 | 0.19669 | 0.19775 | 0.2001 | 0.20204 | 0.20436 | 0.20664 | 0.20894 | 0.21112 | 0.21346 | 0.21592 | 0.21839 | 0.22098 | 0.22366 | 0.22637 | 0.22895 | 0.23139 | 0.2335 | 0.23536 | 0.23671 | 0.23777 | 0.2385 | 0.23899 | 0.23932 | 0.23947 | 0.23929 | 0.23889 | 0.23808 | 0.23706 | 0.23568
F2_Residential_Manufactured Home Low Income_Existing_Water Heating_Natural Gas_Water Heater (<= 55 gal)_E8 | F2 | Residential | Manufactured Home Low Income | Existing | Water Heating | Natural Gas | Water Heater (<= 55 gal) | E8 | TRC BC Ratio | 0 | 0 | 0 | 0 | 0 | 0 | 0 | 0 | 0 | 0 | 0 | 0 | 0 | 0 | 0 | 0 | 0 | 0 | 0 | 0 | 0 | 0 | 0 | 0 | 0 | 0 | 0 | 0 | 0 | 0 | 0 | 0 | 0
F2_Residential_Manufactured Home Low Income_Existing_Water Heating_Natural Gas_Water Heater (<= 55 gal)_E9 | F2 | Residential | Manufactured Home Low Income | Existing | Water Heating | Natural Gas | Water Heater (<= 55 gal) | E9 | TRC BC Ratio | 0 | 0 | 0 | 0 | 0 | 0 | 0 | 0 | 0 | 0 | 0 | 0 | 0 | 0 | 0 | 0 | 0 | 0 | 0 | 0 | 0 | 0 | 0 | 0 | 0 | 0 | 0 | 0 | 0 | 0 | 0 | 0 | 0
F2_Residential_Manufactured Home Low Income_Existing_Water Heating_Natural Gas_Water Heater (<= 55 gal)_E10 | F2 | Residential | Manufactured Home Low Income | Existing | Water Heating | Natural Gas | Water Heater (<= 55 gal) | E10 | TRC BC Ratio | 0 | 0 | 0 | 0 | 0 | 0 | 0 | 0 | 0 | 0 | 0 | 0 | 0 | 0 | 0 | 0 | 0 | 0 | 0 | 0 | 0 | 0 | 0 | 0 | 0 | 0 | 0 | 0 | 0 | 0 | 0 | 0 | 0
F3_Residential_Manufactured Home Low Income_Existing_Water Heating_Natural Gas_Water Heater (<= 55 gal)_E1 | F3 | Residential | Manufactured Home Low Income | Existing | Water Heating | Natural Gas | Water Heater (<= 55 gal) | E1 | PACT BC Ratio | bar: 2019 to 2051
F3_Residential_Manufactured Home Low Income_Existing_Water Heating_Natural Gas_Water Heater (<= 55 gal)_E2 | F3 | Residential | Manufactured Home Low Income | Existing | Water Heating | Natural Gas | Water Heater (<= 55 gal) | E2 | PACT BC Ratio | 1.1338 | 1.1371 | 1.1445 | 1.1508 | 1.1482 | 1.1544 | 1.1682 | 1.1797 | 1.1935 | 1.207 | 1.2205 | 1.2334 | 1.247 | 1.2612 | 1.2749 | 1.289 | 1.3032 | 1.3175 | 1.3313 | 1.3446 | 1.3562 | 1.3668 | 1.375 | 1.3821 | 1.3872 | 1.3907 | 1.393 | 1.3939 | 1.3929 | 1.3905 | 1.3857 | 1.3797 | 1.3716
F3_Residential_Manufactured Home Low Income_Existing_Water Heating_Natural Gas_Water Heater (<= 55 gal)_E3 | F3 | Residential | Manufactured Home Low Income | Existing | Water Heating | Natural Gas | Water Heater (<= 55 gal) | E3 | PACT BC Ratio | 0.20149 | 0.20208 | 0.20341 | 0.20452 | 0.20407 | 0.20516 | 0.20762 | 0.20966 | 0.21211 | 0.2145 | 0.21692 | 0.2192 | 0.22163 | 0.22414 | 0.22659 | 0.22909 | 0.2316 | 0.23415 | 0.2366 | 0.23896 | 0.24102 | 0.24291 | 0.24436 | 0.24563 | 0.24654 | 0.24716 | 0.24757 | 0.24773 | 0.24754 | 0.24713 | 0.24627 | 0.2452 | 0.24376
F3_Residential_Manufactured Home Low Income_Existing_Water Heating_Natural Gas_Water Heater (<= 55 gal)_E4 | F3 | Residential | Manufactured Home Low Income | Existing | Water Heating | Natural Gas | Water Heater (<= 55 gal) | E4 | PACT BC Ratio | 1.0431 | 1.0413 | 1.0454 | 1.0476 | 1.0365 | 1.038 | 1.0507 | 1.0595 | 1.0721 | 1.0847 | 1.0982 | 1.1114 | 1.127 | 1.1443 | 1.1626 | 1.183 | 1.2053 | 1.2288 | 1.2522 | 1.2748 | 1.2948 | 1.3126 | 1.3259 | 1.3365 | 1.3442 | 1.3494 | 1.3528 | 1.3542 | 1.3526 | 1.3491 | 1.3419 | 1.333 | 1.3208
F3_Residential_Manufactured Home Low Income_Existing_Water Heating_Natural Gas_Water Heater (<= 55 gal)_E5 | F3 | Residential | Manufactured Home Low Income | Existing | Water Heating | Natural Gas | Water Heater (<= 55 gal) | E5 | PACT BC Ratio | 0.80532 | 0.80436 | 0.80782 | 0.80985 | 0.80213 | 0.80368 | 0.81351 | 0.82047 | 0.83022 | 0.83992 | 0.85023 | 0.8603 | 0.87201 | 0.88496 | 0.89858 | 0.91359 | 0.9299 | 0.94701 | 0.96408 | 0.98054 | 0.99501 | 1.008 | 1.0177 | 1.0255 | 1.0312 | 1.035 | 1.0375 | 1.0385 | 1.0373 | 1.0348 | 1.0295 | 1.0229 | 1.014
F3_Residential_Manufactured Home Low Income_Existing_Water Heating_Natural Gas_Water Heater (<= 55 gal)_E6 | F3 | Residential | Manufactured Home Low Income | Existing | Water Heating | Natural Gas | Water Heater (<= 55 gal) | E6 | PACT BC Ratio | 0.19446 | 0.19503 | 0.19631 | 0.19738 | 0.19695 | 0.198 | 0.20037 | 0.20234 | 0.20471 | 0.20702 | 0.20935 | 0.21155 | 0.21389 | 0.21632 | 0.21868 | 0.22109 | 0.22352 | 0.22598 | 0.22834 | 0.23062 | 0.23261 | 0.23444 | 0.23584 | 0.23706 | 0.23794 | 0.23853 | 0.23893 | 0.23908 | 0.2389 | 0.2385 | 0.23767 | 0.23665 | 0.23525
F3_Residential_Manufactured Home Low Income_Existing_Water Heating_Natural Gas_Water Heater (<= 55 gal)_E7 | F3 | Residential | Manufactured Home Low Income | Existing | Water Heating | Natural Gas | Water Heater (<= 55 gal) | E7 | PACT BC Ratio | 0 | 0 | 0 | 0 | 0.19669 | 0.19775 | 0.2001 | 0.20204 | 0.20436 | 0.20664 | 0.20894 | 0.21112 | 0.21346 | 0.21592 | 0.21839 | 0.22098 | 0.22366 | 0.22637 | 0.22895 | 0.23139 | 0.2335 | 0.23536 | 0.23671 | 0.23777 | 0.2385 | 0.23899 | 0.23932 | 0.23947 | 0.23929 | 0.23889 | 0.23808 | 0.23706 | 0.23568
F3_Residential_Manufactured Home Low Income_Existing_Water Heating_Natural Gas_Water Heater (<= 55 gal)_E8 | F3 | Residential | Manufactured Home Low Income | Existing | Water Heating | Natural Gas | Water Heater (<= 55 gal) | E8 | PACT BC Ratio | 0 | 0 | 0 | 0 | 0 | 0 | 0 | 0 | 0 | 0 | 0 | 0 | 0 | 0 | 0 | 0 | 0 | 0 | 0 | 0 | 0 | 0 | 0 | 0 | 0 | 0 | 0 | 0 | 0 | 0 | 0 | 0 | 0
F3_Residential_Manufactured Home Low Income_Existing_Water Heating_Natural Gas_Water Heater (<= 55 gal)_E9 | F3 | Residential | Manufactured Home Low Income | Existing | Water Heating | Natural Gas | Water Heater (<= 55 gal) | E9 | PACT BC Ratio | 0 | 0 | 0 | 0 | 0 | 0 | 0 | 0 | 0 | 0 | 0 | 0 | 0 | 0 | 0 | 0 | 0 | 0 | 0 | 0 | 0 | 0 | 0 | 0 | 0 | 0 | 0 | 0 | 0 | 0 | 0 | 0 | 0
F3_Residential_Manufactured Home Low Income_Existing_Water Heating_Natural Gas_Water Heater (<= 55 gal)_E10 | F3 | Residential | Manufactured Home Low Income | Existing | Water Heating | Natural Gas | Water Heater (<= 55 gal) | E10 | PACT BC Ratio | 0 | 0 | 0 | 0 | 0 | 0 | 0 | 0 | 0 | 0 | 0 | 0 | 0 | 0 | 0 | 0 | 0 | 0 | 0 | 0 | 0 | 0 | 0 | 0 | 0 | 0 | 0 | 0 | 0 | 0 | 0 | 0 | 0
F4_Residential_Manufactured Home Low Income_Existing_Water Heating_Natural Gas_Water Heater (<= 55 gal)_E1 | F4 | Residential | Manufactured Home Low Income | Existing | Water Heating | Natural Gas | Water Heater (<= 55 gal) | E1 | RVT BC Ratio | bar: 2019 to 2051
F4_Residential_Manufactured Home Low Income_Existing_Water Heating_Natural Gas_Water Heater (<= 55 gal)_E2 | F4 | Residential | Manufactured Home Low Income | Existing | Water Heating | Natural Gas | Water Heater (<= 55 gal) | E2 | RVT BC Ratio | 2.3583 | 2.3623 | 2.3712 | 2.3787 | 2.3757 | 2.383 | 2.3996 | 2.4133 | 2.4299 | 2.446 | 2.4623 | 2.4777 | 2.494 | 2.511 | 2.5275 | 2.5443 | 2.5613 | 2.5785 | 2.595 | 2.6109 | 2.6248 | 2.6375 | 2.6473 | 2.6558 | 2.662 | 2.6661 | 2.6689 | 2.67 | 2.6687 | 2.6659 | 2.6601 | 2.653 | 2.6432
F4_Residential_Manufactured Home Low Income_Existing_Water Heating_Natural Gas_Water Heater (<= 55 gal)_E3 | F4 | Residential | Manufactured Home Low Income | Existing | Water Heating | Natural Gas | Water Heater (<= 55 gal) | E3 | RVT BC Ratio | 1.2414 | 1.2421 | 1.2437 | 1.245 | 1.2445 | 1.2458 | 1.2487 | 1.2512 | 1.2541 | 1.257 | 1.2599 | 1.2626 | 1.2655 | 1.2685 | 1.2715 | 1.2745 | 1.2775 | 1.2805 | 1.2835 | 1.2863 | 1.2888 | 1.291 | 1.2928 | 1.2943 | 1.2954 | 1.2961 | 1.2966 | 1.2968 | 1.2966 | 1.2961 | 1.295 | 1.2938 | 1.292
F4_Residential_Manufactured Home Low Income_Existing_Water Heating_Natural Gas_Water Heater (<= 55 gal)_E4 | F4 | Residential | Manufactured Home Low Income | Existing | Water Heating | Natural Gas | Water Heater (<= 55 gal) | E4 | RVT BC Ratio | 2.2497 | 2.2475 | 2.2525 | 2.2551 | 2.2418 | 2.2436 | 2.2588 | 2.2694 | 2.2845 | 2.2996 | 2.3157 | 2.3315 | 2.3502 | 2.3709 | 2.3929 | 2.4173 | 2.444 | 2.4721 | 2.5002 | 2.5274 | 2.5512 | 2.5726 | 2.5886 | 2.6013 | 2.6105 | 2.6166 | 2.6208 | 2.6224 | 2.6205 | 2.6163 | 2.6077 | 2.597 | 2.5824
F4_Residential_Manufactured Home Low Income_Existing_Water Heating_Natural Gas_Water Heater (<= 55 gal)_E5 | F4 | Residential | Manufactured Home Low Income | Existing | Water Heating | Natural Gas | Water Heater (<= 55 gal) | E5 | RVT BC Ratio | 1.9648 | 1.9637 | 1.9678 | 1.9702 | 1.961 | 1.9629 | 1.9746 | 1.983 | 1.9947 | 2.0063 | 2.0186 | 2.0307 | 2.0447 | 2.0602 | 2.0766 | 2.0945 | 2.1141 | 2.1346 | 2.155 | 2.1747 | 2.1921 | 2.2077 | 2.2193 | 2.2286 | 2.2354 | 2.2399 | 2.243 | 2.2442 | 2.2428 | 2.2397 | 2.2334 | 2.2255 | 2.2148
F4_Residential_Manufactured Home Low Income_Existing_Water Heating_Natural Gas_Water Heater (<= 55 gal)_E6 | F4 | Residential | Manufactured Home Low Income | Existing | Water Heating | Natural Gas | Water Heater (<= 55 gal) | E6 | RVT BC Ratio | 1.233 | 1.2337 | 1.2352 | 1.2365 | 1.236 | 1.2372 | 1.2401 | 1.2424 | 1.2453 | 1.248 | 1.2508 | 1.2534 | 1.2563 | 1.2592 | 1.262 | 1.2649 | 1.2678 | 1.2707 | 1.2736 | 1.2763 | 1.2787 | 1.2809 | 1.2825 | 1.284 | 1.2851 | 1.2858 | 1.2863 | 1.2864 | 1.2862 | 1.2857 | 1.2847 | 1.2835 | 1.2818
F4_Residential_Manufactured Home Low Income_Existing_Water Heating_Natural Gas_Water Heater (<= 55 gal)_E7 | F4 | Residential | Manufactured Home Low Income | Existing | Water Heating | Natural Gas | Water Heater (<= 55 gal) | E7 | RVT BC Ratio | 0 | 0 | 0 | 0 | 1.2357 | 1.2369 | 1.2397 | 1.2421 | 1.2448 | 1.2476 | 1.2503 | 1.2529 | 1.2557 | 1.2587 | 1.2616 | 1.2647 | 1.268 | 1.2712 | 1.2743 | 1.2772 | 1.2797 | 1.282 | 1.2836 | 1.2849 | 1.2857 | 1.2863 | 1.2867 | 1.2869 | 1.2867 | 1.2862 | 1.2852 | 1.284 | 1.2824
F4_Residential_Manufactured Home Low Income_Existing_Water Heating_Natural Gas_Water Heater (<= 55 gal)_E8 | F4 | Residential | Manufactured Home Low Income | Existing | Water Heating | Natural Gas | Water Heater (<= 55 gal) | E8 | RVT BC Ratio | 0 | 0 | 0 | 0 | 0 | 0 | 0 | 0 | 0 | 0 | 0 | 0 | 0 | 0 | 0 | 0 | 0 | 0 | 0 | 0 | 0 | 0 | 0 | 0 | 0 | 0 | 0 | 0 | 0 | 0 | 0 | 0 | 0
F4_Residential_Manufactured Home Low Income_Existing_Water Heating_Natural Gas_Water Heater (<= 55 gal)_E9 | F4 | Residential | Manufactured Home Low Income | Existing | Water Heating | Natural Gas | Water Heater (<= 55 gal) | E9 | RVT BC Ratio | 0 | 0 | 0 | 0 | 0 | 0 | 0 | 0 | 0 | 0 | 0 | 0 | 0 | 0 | 0 | 0 | 0 | 0 | 0 | 0 | 0 | 0 | 0 | 0 | 0 | 0 | 0 | 0 | 0 | 0 | 0 | 0 | 0
F4_Residential_Manufactured Home Low Income_Existing_Water Heating_Natural Gas_Water Heater (<= 55 gal)_E10 | F4 | Residential | Manufactured Home Low Income | Existing | Water Heating | Natural Gas | Water Heater (<= 55 gal) | E10 | RVT BC Ratio | 0 | 0 | 0 | 0 | 0 | 0 | 0 | 0 | 0 | 0 | 0 | 0 | 0 | 0 | 0 | 0 | 0 | 0 | 0 | 0 | 0 | 0 | 0 | 0 | 0 | 0 | 0 | 0 | 0 | 0 | 0 | 0 | 0
F5_Residential_Manufactured Home Low Income_Existing_Water Heating_Natural Gas_Water Heater (<= 55 gal)_E1 | F5 | Residential | Manufactured Home Low Income | Existing | Water Heating | Natural Gas | Water Heater (<= 55 gal) | E1 | RIM BC Ratio | bar: 2019 to 2051
F5_Residential_Manufactured Home Low Income_Existing_Water Heating_Natural Gas_Water Heater (<= 55 gal)_E2 | F5 | Residential | Manufactured Home Low Income | Existing | Water Heating | Natural Gas | Water Heater (<= 55 gal) | E2 | RIM BC Ratio | 0.5318 | 0.53253 | 0.53415 | 0.53551 | 0.53496 | 0.53629 | 0.53926 | 0.54169 | 0.54458 | 0.54737 | 0.55014 | 0.55274 | 0.55547 | 0.55825 | 0.56093 | 0.56364 | 0.56633 | 0.56902 | 0.57158 | 0.57401 | 0.57612 | 0.57803 | 0.57948 | 0.58074 | 0.58165 | 0.58226 | 0.58266 | 0.58282 | 0.58264 | 0.58222 | 0.58138 | 0.58032 | 0.57888
F5_Residential_Manufactured Home Low Income_Existing_Water Heating_Natural Gas_Water Heater (<= 55 gal)_E3 | F5 | Residential | Manufactured Home Low Income | Existing | Water Heating | Natural Gas | Water Heater (<= 55 gal) | E3 | RIM BC Ratio | 0.16775 | 0.16816 | 0.16907 | 0.16984 | 0.16953 | 0.17028 | 0.17197 | 0.17337 | 0.17504 | 0.17667 | 0.1783 | 0.17984 | 0.18147 | 0.18315 | 0.18478 | 0.18644 | 0.18811 | 0.18978 | 0.19139 | 0.19293 | 0.19427 | 0.1955 | 0.19644 | 0.19726 | 0.19785 | 0.19824 | 0.1985 | 0.19861 | 0.19849 | 0.19822 | 0.19767 | 0.19698 | 0.19605
F5_Residential_Manufactured Home Low Income_Existing_Water Heating_Natural Gas_Water Heater (<= 55 gal)_E4 | F5 | Residential | Manufactured Home Low Income | Existing | Water Heating | Natural Gas | Water Heater (<= 55 gal) | E4 | RIM BC Ratio | 0.51098 | 0.51053 | 0.51153 | 0.51204 | 0.50938 | 0.50974 | 0.51279 | 0.51487 | 0.51784 | 0.52076 | 0.52384 | 0.52683 | 0.5303 | 0.5341 | 0.53807 | 0.54239 | 0.54703 | 0.55181 | 0.55649 | 0.56092 | 0.56474 | 0.56811 | 0.57059 | 0.57255 | 0.57395 | 0.57489 | 0.57551 | 0.57576 | 0.57547 | 0.57484 | 0.57353 | 0.57189 | 0.56964
F5_Residential_Manufactured Home Low Income_Existing_Water Heating_Natural Gas_Water Heater (<= 55 gal)_E5 | F5 | Residential | Manufactured Home Low Income | Existing | Water Heating | Natural Gas | Water Heater (<= 55 gal) | E5 | RIM BC Ratio | 0.4464 | 0.44611 | 0.44717 | 0.44779 | 0.44542 | 0.4459 | 0.44891 | 0.45102 | 0.45395 | 0.45683 | 0.45987 | 0.4628 | 0.46616 | 0.46984 | 0.47365 | 0.47779 | 0.48221 | 0.48677 | 0.49124 | 0.49548 | 0.49915 | 0.5024 | 0.5048 | 0.50672 | 0.50809 | 0.50901 | 0.50962 | 0.50986 | 0.50958 | 0.50896 | 0.50768 | 0.50607 | 0.50388
F5_Residential_Manufactured Home Low Income_Existing_Water Heating_Natural Gas_Water Heater (<= 55 gal)_E6 | F5 | Residential | Manufactured Home Low Income | Existing | Water Heating | Natural Gas | Water Heater (<= 55 gal) | E6 | RIM BC Ratio | 0.16285 | 0.16324 | 0.16414 | 0.16489 | 0.16458 | 0.16532 | 0.16697 | 0.16833 | 0.16997 | 0.17156 | 0.17315 | 0.17466 | 0.17625 | 0.1779 | 0.17949 | 0.18111 | 0.18274 | 0.18438 | 0.18595 | 0.18746 | 0.18877 | 0.18997 | 0.19089 | 0.19169 | 0.19227 | 0.19265 | 0.19291 | 0.19301 | 0.19289 | 0.19263 | 0.19209 | 0.19142 | 0.19051
F5_Residential_Manufactured Home Low Income_Existing_Water Heating_Natural Gas_Water Heater (<= 55 gal)_E7 | F5 | Residential | Manufactured Home Low Income | Existing | Water Heating | Natural Gas | Water Heater (<= 55 gal) | E7 | RIM BC Ratio | 0 | 0 | 0 | 0 | 0.16441 | 0.16514 | 0.16678 | 0.16812 | 0.16973 | 0.1713 | 0.17288 | 0.17437 | 0.17596 | 0.17763 | 0.17929 | 0.18104 | 0.18284 | 0.18464 | 0.18635 | 0.18797 | 0.18936 | 0.19058 | 0.19146 | 0.19215 | 0.19263 | 0.19295 | 0.19317 | 0.19326 | 0.19315 | 0.19289 | 0.19236 | 0.19169 | 0.19079
F5_Residential_Manufactured Home Low Income_Existing_Water Heating_Natural Gas_Water Heater (<= 55 gal)_E8 | F5 | Residential | Manufactured Home Low Income | Existing | Water Heating | Natural Gas | Water Heater (<= 55 gal) | E8 | RIM BC Ratio | 0 | 0 | 0 | 0 | 0 | 0 | 0 | 0 | 0 | 0 | 0 | 0 | 0 | 0 | 0 | 0 | 0 | 0 | 0 | 0 | 0 | 0 | 0 | 0 | 0 | 0 | 0 | 0 | 0 | 0 | 0 | 0 | 0
F5_Residential_Manufactured Home Low Income_Existing_Water Heating_Natural Gas_Water Heater (<= 55 gal)_E9 | F5 | Residential | Manufactured Home Low Income | Existing | Water Heating | Natural Gas | Water Heater (<= 55 gal) | E9 | RIM BC Ratio | 0 | 0 | 0 | 0 | 0 | 0 | 0 | 0 | 0 | 0 | 0 | 0 | 0 | 0 | 0 | 0 | 0 | 0 | 0 | 0 | 0 | 0 | 0 | 0 | 0 | 0 | 0 | 0 | 0 | 0 | 0 | 0 | 0
F5_Residential_Manufactured Home Low Income_Existing_Water Heating_Natural Gas_Water Heater (<= 55 gal)_E10 | F5 | Residential | Manufactured Home Low Income | Existing | Water Heating | Natural Gas | Water Heater (<= 55 gal) | E10 | RIM BC Ratio | 0 | 0 | 0 | 0 | 0 | 0 | 0 | 0 | 0 | 0 | 0 | 0 | 0 | 0 | 0 | 0 | 0 | 0 | 0 | 0 | 0 | 0 | 0 | 0 | 0 | 0 | 0 | 0 | 0 | 0 | 0 | 0 | 0
F0_Residential_Manufactured Home Low Income_Existing_Water Heating_Natural Gas_Water Heater (> 55 gal)_E0 | F0 | Residential | Manufactured Home Low Income | Existing | Water Heating | Natural Gas | Water Heater (> 55 gal) | E0 | Economic Unit | UEF 0.76 (Standard) | UEF 0.76 (Standard) | UEF 0.76 (Standard) | UEF 0.76 (Standard) | UEF 0.76 (Standard) | UEF 0.76 (Standard) | UEF 0.76 (Standard) | UEF 0.76 (Standard) | UEF 0.76 (Standard) | UEF 0.76 (Standard) | UEF 0.76 (Standard) | UEF 0.76 (Standard) | UEF 0.76 (Standard) | UEF 0.76 (Standard) | UEF 0.76 (Standard) | UEF 0.76 (Standard) | UEF 0.76 (Standard) | UEF 0.76 (Standard) | UEF 0.76 (Standard) | UEF 0.76 (Standard) | UEF 0.76 (Standard) | UEF 0.76 (Standard) | UEF 0.76 (Standard) | UEF 0.76 (Standard) | UEF 0.76 (Standard) | UEF 0.76 (Standard) | UEF 0.76 (Standard) | UEF 0.76 (Standard) | UEF 0.76 (Standard) | UEF 0.76 (Standard) | UEF 0.76 (Standard) | UEF 0.76 (Standard) | UEF 0.76 (Standard)
F1_Residential_Manufactured Home Low Income_Existing_Water Heating_Natural Gas_Water Heater (> 55 gal)_E1 | F1 | Residential | Manufactured Home Low Income | Existing | Water Heating | Natural Gas | Water Heater (> 55 gal) | E1 | CCE | 0 | 0 | 0 | 0 | 0 | 0 | 0 | 0 | 0 | 0 | 0 | 0 | 0 | 0 | 0 | 0 | 0 | 0 | 0 | 0 | 0 | 0 | 0 | 0 | 0 | 0 | 0 | 0 | 0 | 0 | 0 | 0 | 0
F1_Residential_Manufactured Home Low Income_Existing_Water Heating_Natural Gas_Water Heater (> 55 gal)_E2 | F1 | Residential | Manufactured Home Low Income | Existing | Water Heating | Natural Gas | Water Heater (> 55 gal) | E2 | CCE | 4.8479 | 4.9971 | 4.8956 | 4.488 | 4.488 | 4.488 | 4.488 | 4.488 | 4.488 | 4.488 | 4.488 | 4.488 | 4.488 | 4.488 | 4.488 | 4.488 | 4.488 | 4.488 | 4.488 | 4.488 | 4.488 | 4.488 | 4.488 | 4.488 | 4.488 | 4.488 | 4.488 | 4.488 | 4.488 | 4.488 | 4.488 | 4.488 | 4.488
F1_Residential_Manufactured Home Low Income_Existing_Water Heating_Natural Gas_Water Heater (> 55 gal)_E3 | F1 | Residential | Manufactured Home Low Income | Existing | Water Heating | Natural Gas | Water Heater (> 55 gal) | E3 | CCE | 34.3187 | 35.3746 | 34.6565 | 31.7709 | 31.7709 | 31.7709 | 31.7709 | 31.7709 | 31.7709 | 31.7709 | 31.7709 | 31.7709 | 31.7709 | 31.7709 | 31.7709 | 31.7709 | 31.7709 | 31.7709 | 31.7709 | 31.7709 | 31.7709 | 31.7709 | 31.7709 | 31.7709 | 31.7709 | 31.7709 | 31.7709 | 31.7709 | 31.7709 | 31.7709 | 31.7709 | 31.7709 | 31.7709
F1_Residential_Manufactured Home Low Income_Existing_Water Heating_Natural Gas_Water Heater (> 55 gal)_E4 | F1 | Residential | Manufactured Home Low Income | Existing | Water Heating | Natural Gas | Water Heater (> 55 gal) | E4 | CCE | 3.6428 | 3.7548 | 3.6786 | 3.3723 | 3.3723 | 3.3723 | 3.3723 | 3.3723 | 3.3723 | 3.3723 | 3.3723 | 3.3723 | 3.3723 | 3.3723 | 3.3723 | 3.3723 | 3.3723 | 3.3723 | 3.3723 | 3.3723 | 3.3723 | 3.3723 | 3.3723 | 3.3723 | 3.3723 | 3.3723 | 3.3723 | 3.3723 | 3.3723 | 3.3723 | 3.3723 | 3.3723 | 3.3723
F1_Residential_Manufactured Home Low Income_Existing_Water Heating_Natural Gas_Water Heater (> 55 gal)_E5 | F1 | Residential | Manufactured Home Low Income | Existing | Water Heating | Natural Gas | Water Heater (> 55 gal) | E5 | CCE | 3.958 | 4.0798 | 3.997 | 3.6642 | 3.6642 | 3.6642 | 3.6642 | 3.6642 | 3.6642 | 3.6642 | 3.6642 | 3.6642 | 3.6642 | 3.6642 | 3.6642 | 3.6642 | 3.6642 | 3.6642 | 3.6642 | 3.6642 | 3.6642 | 3.6642 | 3.6642 | 3.6642 | 3.6642 | 3.6642 | 3.6642 | 3.6642 | 3.6642 | 3.6642 | 3.6642 | 3.6642 | 3.6642
F1_Residential_Manufactured Home Low Income_Existing_Water Heating_Natural Gas_Water Heater (> 55 gal)_E6 | F1 | Residential | Manufactured Home Low Income | Existing | Water Heating | Natural Gas | Water Heater (> 55 gal) | E6 | CCE | 12.3686 | 12.7492 | 12.4903 | 11.4503 | 11.4503 | 11.4503 | 11.4503 | 11.4503 | 11.4503 | 11.4503 | 11.4503 | 11.4503 | 11.4503 | 11.4503 | 11.4503 | 11.4503 | 11.4503 | 11.4503 | 11.4503 | 11.4503 | 11.4503 | 11.4503 | 11.4503 | 11.4503 | 11.4503 | 11.4503 | 11.4503 | 11.4503 | 11.4503 | 11.4503 | 11.4503 | 11.4503 | 11.4503
F1_Residential_Manufactured Home Low Income_Existing_Water Heating_Natural Gas_Water Heater (> 55 gal)_E7 | F1 | Residential | Manufactured Home Low Income | Existing | Water Heating | Natural Gas | Water Heater (> 55 gal) | E7 | CCE | 0 | 0 | 0 | 0 | 0 | 9.6408 | 9.6408 | 9.6408 | 9.6408 | 9.6408 | 9.6408 | 9.6408 | 9.6408 | 9.6408 | 9.6408 | 9.6408 | 9.6408 | 9.6408 | 9.6408 | 9.6408 | 9.6408 | 9.6408 | 9.6408 | 9.6408 | 9.6408 | 9.6408 | 9.6408 | 9.6408 | 9.6408 | 9.6408 | 9.6408 | 9.6408 | 9.6408
F1_Residential_Manufactured Home Low Income_Existing_Water Heating_Natural Gas_Water Heater (> 55 gal)_E8 | F1 | Residential | Manufactured Home Low Income | Existing | Water Heating | Natural Gas | Water Heater (> 55 gal) | E8 | CCE | 0 | 0 | 0 | 0 | 0 | 0 | 0 | 0 | 0 | 0 | 0 | 0 | 0 | 0 | 0 | 0 | 0 | 0 | 0 | 0 | 0 | 0 | 0 | 0 | 0 | 0 | 0 | 0 | 0 | 0 | 0 | 0 | 0
F1_Residential_Manufactured Home Low Income_Existing_Water Heating_Natural Gas_Water Heater (> 55 gal)_E9 | F1 | Residential | Manufactured Home Low Income | Existing | Water Heating | Natural Gas | Water Heater (> 55 gal) | E9 | CCE | 0 | 0 | 0 | 0 | 0 | 0 | 0 | 0 | 0 | 0 | 0 | 0 | 0 | 0 | 0 | 0 | 0 | 0 | 0 | 0 | 0 | 0 | 0 | 0 | 0 | 0 | 0 | 0 | 0 | 0 | 0 | 0 | 0
F1_Residential_Manufactured Home Low Income_Existing_Water Heating_Natural Gas_Water Heater (> 55 gal)_E10 | F1 | Residential | Manufactured Home Low Income | Existing | Water Heating | Natural Gas | Water Heater (> 55 gal) | E10 | CCE | 0 | 0 | 0 | 0 | 0 | 0 | 0 | 0 | 0 | 0 | 0 | 0 | 0 | 0 | 0 | 0 | 0 | 0 | 0 | 0 | 0 | 0 | 0 | 0 | 0 | 0 | 0 | 0 | 0 | 0 | 0 | 0 | 0
F2_Residential_Manufactured Home Low Income_Existing_Water Heating_Natural Gas_Water Heater (> 55 gal)_E1 | F2 | Residential | Manufactured Home Low Income | Existing | Water Heating | Natural Gas | Water Heater (> 55 gal) | E1 | TRC BC Ratio | bar: 2019 to 2051
F2_Residential_Manufactured Home Low Income_Existing_Water Heating_Natural Gas_Water Heater (> 55 gal)_E2 | F2 | Residential | Manufactured Home Low Income | Existing | Water Heating | Natural Gas | Water Heater (> 55 gal) | E2 | TRC BC Ratio | 0.26964 | 0.27043 | 0.2722 | 0.27369 | 0.27308 | 0.27454 | 0.27783 | 0.28056 | 0.28385 | 0.28705 | 0.29028 | 0.29333 | 0.29658 | 0.29994 | 0.30322 | 0.30657 | 0.30993 | 0.31334 | 0.31662 | 0.31978 | 0.32254 | 0.32507 | 0.32701 | 0.3287 | 0.32993 | 0.33075 | 0.3313 | 0.33151 | 0.33126 | 0.3307 | 0.32956 | 0.32813 | 0.3262
F2_Residential_Manufactured Home Low Income_Existing_Water Heating_Natural Gas_Water Heater (> 55 gal)_E3 | F2 | Residential | Manufactured Home Low Income | Existing | Water Heating | Natural Gas | Water Heater (> 55 gal) | E3 | TRC BC Ratio | 0.03809 | 0.038201 | 0.038451 | 0.038662 | 0.038576 | 0.038782 | 0.039247 | 0.039633 | 0.040097 | 0.040549 | 0.041005 | 0.041437 | 0.041896 | 0.04237 | 0.042833 | 0.043306 | 0.043781 | 0.044263 | 0.044726 | 0.045172 | 0.045562 | 0.04592 | 0.046194 | 0.046433 | 0.046606 | 0.046722 | 0.046799 | 0.04683 | 0.046794 | 0.046716 | 0.046554 | 0.046352 | 0.046079
F2_Residential_Manufactured Home Low Income_Existing_Water Heating_Natural Gas_Water Heater (> 55 gal)_E4 | F2 | Residential | Manufactured Home Low Income | Existing | Water Heating | Natural Gas | Water Heater (> 55 gal) | E4 | TRC BC Ratio | 0.30778 | 0.30308 | 0.30202 | 0.29963 | 0.28896 | 0.28588 | 0.28965 | 0.29074 | 0.2944 | 0.29829 | 0.3031 | 0.30818 | 0.31526 | 0.32403 | 0.33425 | 0.34654 | 0.36095 | 0.37652 | 0.39255 | 0.40802 | 0.42169 | 0.43376 | 0.4426 | 0.44917 | 0.45392 | 0.45711 | 0.45924 | 0.46007 | 0.45911 | 0.45694 | 0.45249 | 0.44696 | 0.43945
F2_Residential_Manufactured Home Low Income_Existing_Water Heating_Natural Gas_Water Heater (> 55 gal)_E5 | F2 | Residential | Manufactured Home Low Income | Existing | Water Heating | Natural Gas | Water Heater (> 55 gal) | E5 | TRC BC Ratio | 0.29579 | 0.29288 | 0.29275 | 0.29162 | 0.28422 | 0.28262 | 0.28623 | 0.28787 | 0.29141 | 0.29508 | 0.29938 | 0.30381 | 0.30965 | 0.31667 | 0.32463 | 0.33402 | 0.34484 | 0.35647 | 0.36836 | 0.37983 | 0.38996 | 0.39893 | 0.40553 | 0.41051 | 0.41412 | 0.41654 | 0.41816 | 0.41879 | 0.41806 | 0.41641 | 0.41304 | 0.40884 | 0.40314
F2_Residential_Manufactured Home Low Income_Existing_Water Heating_Natural Gas_Water Heater (> 55 gal)_E6 | F2 | Residential | Manufactured Home Low Income | Existing | Water Heating | Natural Gas | Water Heater (> 55 gal) | E6 | TRC BC Ratio | 0.10569 | 0.106 | 0.10669 | 0.10727 | 0.10704 | 0.10761 | 0.1089 | 0.10997 | 0.11125 | 0.11251 | 0.11377 | 0.11497 | 0.11625 | 0.11756 | 0.11885 | 0.12016 | 0.12148 | 0.12281 | 0.1241 | 0.12534 | 0.12642 | 0.12741 | 0.12817 | 0.12883 | 0.12932 | 0.12964 | 0.12985 | 0.12994 | 0.12984 | 0.12962 | 0.12917 | 0.12861 | 0.12785
F2_Residential_Manufactured Home Low Income_Existing_Water Heating_Natural Gas_Water Heater (> 55 gal)_E7 | F2 | Residential | Manufactured Home Low Income | Existing | Water Heating | Natural Gas | Water Heater (> 55 gal) | E7 | TRC BC Ratio | 0 | 0 | 0 | 0 | 0 | 0.12983 | 0.13137 | 0.13263 | 0.13413 | 0.13561 | 0.13711 | 0.13854 | 0.14007 | 0.1417 | 0.14337 | 0.14517 | 0.14706 | 0.14895 | 0.15075 | 0.15244 | 0.15388 | 0.15512 | 0.15598 | 0.15659 | 0.15701 | 0.15727 | 0.15746 | 0.15756 | 0.15744 | 0.15718 | 0.15665 | 0.15599 | 0.15509
F2_Residential_Manufactured Home Low Income_Existing_Water Heating_Natural Gas_Water Heater (> 55 gal)_E8 | F2 | Residential | Manufactured Home Low Income | Existing | Water Heating | Natural Gas | Water Heater (> 55 gal) | E8 | TRC BC Ratio | 0 | 0 | 0 | 0 | 0 | 0 | 0 | 0 | 0 | 0 | 0 | 0 | 0 | 0 | 0 | 0 | 0 | 0 | 0 | 0 | 0 | 0 | 0 | 0 | 0 | 0 | 0 | 0 | 0 | 0 | 0 | 0 | 0
F2_Residential_Manufactured Home Low Income_Existing_Water Heating_Natural Gas_Water Heater (> 55 gal)_E9 | F2 | Residential | Manufactured Home Low Income | Existing | Water Heating | Natural Gas | Water Heater (> 55 gal) | E9 | TRC BC Ratio | 0 | 0 | 0 | 0 | 0 | 0 | 0 | 0 | 0 | 0 | 0 | 0 | 0 | 0 | 0 | 0 | 0 | 0 | 0 | 0 | 0 | 0 | 0 | 0 | 0 | 0 | 0 | 0 | 0 | 0 | 0 | 0 | 0
F2_Residential_Manufactured Home Low Income_Existing_Water Heating_Natural Gas_Water Heater (> 55 gal)_E10 | F2 | Residential | Manufactured Home Low Income | Existing | Water Heating | Natural Gas | Water Heater (> 55 gal) | E10 | TRC BC Ratio | 0 | 0 | 0 | 0 | 0 | 0 | 0 | 0 | 0 | 0 | 0 | 0 | 0 | 0 | 0 | 0 | 0 | 0 | 0 | 0 | 0 | 0 | 0 | 0 | 0 | 0 | 0 | 0 | 0 | 0 | 0 | 0 | 0
F3_Residential_Manufactured Home Low Income_Existing_Water Heating_Natural Gas_Water Heater (> 55 gal)_E1 | F3 | Residential | Manufactured Home Low Income | Existing | Water Heating | Natural Gas | Water Heater (> 55 gal) | E1 | PACT BC Ratio | bar: 2019 to 2051
F3_Residential_Manufactured Home Low Income_Existing_Water Heating_Natural Gas_Water Heater (> 55 gal)_E2 | F3 | Residential | Manufactured Home Low Income | Existing | Water Heating | Natural Gas | Water Heater (> 55 gal) | E2 | PACT BC Ratio | 0.34302 | 0.34402 | 0.34628 | 0.34817 | 0.3474 | 0.34926 | 0.35344 | 0.35692 | 0.36109 | 0.36517 | 0.36927 | 0.37316 | 0.3773 | 0.38157 | 0.38573 | 0.38999 | 0.39427 | 0.39861 | 0.40279 | 0.4068 | 0.41031 | 0.41353 | 0.416 | 0.41815 | 0.41971 | 0.42076 | 0.42146 | 0.42173 | 0.42141 | 0.4207 | 0.41924 | 0.41743 | 0.41497
F3_Residential_Manufactured Home Low Income_Existing_Water Heating_Natural Gas_Water Heater (> 55 gal)_E3 | F3 | Residential | Manufactured Home Low Income | Existing | Water Heating | Natural Gas | Water Heater (> 55 gal) | E3 | PACT BC Ratio | 0.048455 | 0.048597 | 0.048915 | 0.049183 | 0.049074 | 0.049337 | 0.049928 | 0.050418 | 0.051008 | 0.051584 | 0.052164 | 0.052713 | 0.053297 | 0.053901 | 0.054489 | 0.055091 | 0.055695 | 0.056308 | 0.056898 | 0.057465 | 0.057961 | 0.058416 | 0.058765 | 0.059069 | 0.059289 | 0.059436 | 0.059535 | 0.059574 | 0.059529 | 0.059429 | 0.059223 | 0.058966 | 0.058619
F3_Residential_Manufactured Home Low Income_Existing_Water Heating_Natural Gas_Water Heater (> 55 gal)_E4 | F3 | Residential | Manufactured Home Low Income | Existing | Water Heating | Natural Gas | Water Heater (> 55 gal) | E4 | PACT BC Ratio | 0.39153 | 0.38555 | 0.38421 | 0.38117 | 0.3676 | 0.36368 | 0.36847 | 0.36986 | 0.37451 | 0.37946 | 0.38558 | 0.39205 | 0.40106 | 0.41221 | 0.42521 | 0.44085 | 0.45917 | 0.47899 | 0.49938 | 0.51906 | 0.53645 | 0.5518 | 0.56305 | 0.5714 | 0.57745 | 0.5815 | 0.58422 | 0.58527 | 0.58405 | 0.58129 | 0.57563 | 0.56859 | 0.55904
F3_Residential_Manufactured Home Low Income_Existing_Water Heating_Natural Gas_Water Heater (> 55 gal)_E5 | F3 | Residential | Manufactured Home Low Income | Existing | Water Heating | Natural Gas | Water Heater (> 55 gal) | E5 | PACT BC Ratio | 0.37629 | 0.37258 | 0.37241 | 0.37098 | 0.36157 | 0.35953 | 0.36413 | 0.36621 | 0.37071 | 0.37538 | 0.38085 | 0.38648 | 0.39392 | 0.40284 | 0.41297 | 0.42492 | 0.43868 | 0.45347 | 0.4686 | 0.4832 | 0.49608 | 0.50749 | 0.51589 | 0.52223 | 0.52682 | 0.5299 | 0.53196 | 0.53276 | 0.53183 | 0.52973 | 0.52544 | 0.5201 | 0.51284
F3_Residential_Manufactured Home Low Income_Existing_Water Heating_Natural Gas_Water Heater (> 55 gal)_E6 | F3 | Residential | Manufactured Home Low Income | Existing | Water Heating | Natural Gas | Water Heater (> 55 gal) | E6 | PACT BC Ratio | 0.13445 | 0.13484 | 0.13572 | 0.13647 | 0.13616 | 0.13689 | 0.13853 | 0.13989 | 0.14153 | 0.14313 | 0.14474 | 0.14626 | 0.14788 | 0.14956 | 0.15119 | 0.15286 | 0.15454 | 0.15624 | 0.15787 | 0.15945 | 0.16082 | 0.16208 | 0.16305 | 0.1639 | 0.16451 | 0.16492 | 0.16519 | 0.1653 | 0.16517 | 0.16489 | 0.16432 | 0.16361 | 0.16265
F3_Residential_Manufactured Home Low Income_Existing_Water Heating_Natural Gas_Water Heater (> 55 gal)_E7 | F3 | Residential | Manufactured Home Low Income | Existing | Water Heating | Natural Gas | Water Heater (> 55 gal) | E7 | PACT BC Ratio | 0 | 0 | 0 | 0 | 0 | 0.16516 | 0.16712 | 0.16872 | 0.17063 | 0.17252 | 0.17442 | 0.17624 | 0.17819 | 0.18026 | 0.18239 | 0.18467 | 0.18707 | 0.18949 | 0.19178 | 0.19392 | 0.19575 | 0.19733 | 0.19842 | 0.19921 | 0.19974 | 0.20007 | 0.20031 | 0.20044 | 0.20029 | 0.19996 | 0.19928 | 0.19844 | 0.19729
F3_Residential_Manufactured Home Low Income_Existing_Water Heating_Natural Gas_Water Heater (> 55 gal)_E8 | F3 | Residential | Manufactured Home Low Income | Existing | Water Heating | Natural Gas | Water Heater (> 55 gal) | E8 | PACT BC Ratio | 0 | 0 | 0 | 0 | 0 | 0 | 0 | 0 | 0 | 0 | 0 | 0 | 0 | 0 | 0 | 0 | 0 | 0 | 0 | 0 | 0 | 0 | 0 | 0 | 0 | 0 | 0 | 0 | 0 | 0 | 0 | 0 | 0
F3_Residential_Manufactured Home Low Income_Existing_Water Heating_Natural Gas_Water Heater (> 55 gal)_E9 | F3 | Residential | Manufactured Home Low Income | Existing | Water Heating | Natural Gas | Water Heater (> 55 gal) | E9 | PACT BC Ratio | 0 | 0 | 0 | 0 | 0 | 0 | 0 | 0 | 0 | 0 | 0 | 0 | 0 | 0 | 0 | 0 | 0 | 0 | 0 | 0 | 0 | 0 | 0 | 0 | 0 | 0 | 0 | 0 | 0 | 0 | 0 | 0 | 0
F3_Residential_Manufactured Home Low Income_Existing_Water Heating_Natural Gas_Water Heater (> 55 gal)_E10 | F3 | Residential | Manufactured Home Low Income | Existing | Water Heating | Natural Gas | Water Heater (> 55 gal) | E10 | PACT BC Ratio | 0 | 0 | 0 | 0 | 0 | 0 | 0 | 0 | 0 | 0 | 0 | 0 | 0 | 0 | 0 | 0 | 0 | 0 | 0 | 0 | 0 | 0 | 0 | 0 | 0 | 0 | 0 | 0 | 0 | 0 | 0 | 0 | 0
F4_Residential_Manufactured Home Low Income_Existing_Water Heating_Natural Gas_Water Heater (> 55 gal)_E1 | F4 | Residential | Manufactured Home Low Income | Existing | Water Heating | Natural Gas | Water Heater (> 55 gal) | E1 | RVT BC Ratio | bar: 2019 to 2051
F4_Residential_Manufactured Home Low Income_Existing_Water Heating_Natural Gas_Water Heater (> 55 gal)_E2 | F4 | Residential | Manufactured Home Low Income | Existing | Water Heating | Natural Gas | Water Heater (> 55 gal) | E2 | RVT BC Ratio | 1.0663 | 1.0673 | 1.0694 | 1.0712 | 1.0705 | 1.0722 | 1.0762 | 1.0794 | 1.0834 | 1.0872 | 1.0911 | 1.0947 | 1.0986 | 1.1026 | 1.1066 | 1.1106 | 1.1146 | 1.1187 | 1.1226 | 1.1264 | 1.1297 | 1.1327 | 1.1351 | 1.1371 | 1.1386 | 1.1396 | 1.1402 | 1.1405 | 1.1402 | 1.1395 | 1.1381 | 1.1364 | 1.1341
F4_Residential_Manufactured Home Low Income_Existing_Water Heating_Natural Gas_Water Heater (> 55 gal)_E3 | F4 | Residential | Manufactured Home Low Income | Existing | Water Heating | Natural Gas | Water Heater (> 55 gal) | E3 | RVT BC Ratio | 0.78893 | 0.78906 | 0.78936 | 0.78961 | 0.78951 | 0.78976 | 0.79032 | 0.79078 | 0.79133 | 0.79187 | 0.79242 | 0.79294 | 0.79349 | 0.79406 | 0.79461 | 0.79518 | 0.79575 | 0.79632 | 0.79688 | 0.79741 | 0.79788 | 0.79831 | 0.79864 | 0.79892 | 0.79913 | 0.79927 | 0.79936 | 0.7994 | 0.79936 | 0.79926 | 0.79907 | 0.79883 | 0.7985
F4_Residential_Manufactured Home Low Income_Existing_Water Heating_Natural Gas_Water Heater (> 55 gal)_E4 | F4 | Residential | Manufactured Home Low Income | Existing | Water Heating | Natural Gas | Water Heater (> 55 gal) | E4 | RVT BC Ratio | 1.112 | 1.1064 | 1.1051 | 1.1023 | 1.0895 | 1.0858 | 1.0903 | 1.0916 | 1.096 | 1.1007 | 1.1064 | 1.1125 | 1.121 | 1.1315 | 1.1437 | 1.1585 | 1.1757 | 1.1944 | 1.2136 | 1.2321 | 1.2485 | 1.263 | 1.2736 | 1.2814 | 1.2871 | 1.2909 | 1.2935 | 1.2945 | 1.2933 | 1.2907 | 1.2854 | 1.2788 | 1.2698
F4_Residential_Manufactured Home Low Income_Existing_Water Heating_Natural Gas_Water Heater (> 55 gal)_E5 | F4 | Residential | Manufactured Home Low Income | Existing | Water Heating | Natural Gas | Water Heater (> 55 gal) | E5 | RVT BC Ratio | 1.0977 | 1.0942 | 1.094 | 1.0927 | 1.0838 | 1.0819 | 1.0862 | 1.0882 | 1.0924 | 1.0968 | 1.102 | 1.1073 | 1.1143 | 1.1227 | 1.1322 | 1.1435 | 1.1564 | 1.1704 | 1.1846 | 1.1984 | 1.2105 | 1.2212 | 1.2291 | 1.2351 | 1.2394 | 1.2423 | 1.2443 | 1.245 | 1.2442 | 1.2422 | 1.2381 | 1.2331 | 1.2263
F4_Residential_Manufactured Home Low Income_Existing_Water Heating_Natural Gas_Water Heater (> 55 gal)_E6 | F4 | Residential | Manufactured Home Low Income | Existing | Water Heating | Natural Gas | Water Heater (> 55 gal) | E6 | RVT BC Ratio | 0.86991 | 0.87028 | 0.87112 | 0.87181 | 0.87153 | 0.87222 | 0.87376 | 0.87504 | 0.87658 | 0.87809 | 0.8796 | 0.88104 | 0.88257 | 0.88414 | 0.88568 | 0.88725 | 0.88883 | 0.89043 | 0.89197 | 0.89346 | 0.89475 | 0.89594 | 0.89685 | 0.89765 | 0.89822 | 0.89861 | 0.89887 | 0.89897 | 0.89885 | 0.89859 | 0.89805 | 0.89738 | 0.89647
F4_Residential_Manufactured Home Low Income_Existing_Water Heating_Natural Gas_Water Heater (> 55 gal)_E7 | F4 | Residential | Manufactured Home Low Income | Existing | Water Heating | Natural Gas | Water Heater (> 55 gal) | E7 | RVT BC Ratio | 0 | 0 | 0 | 0 | 0 | 0.89884 | 0.90068 | 0.90219 | 0.90399 | 0.90576 | 0.90756 | 0.90927 | 0.91111 | 0.91306 | 0.91507 | 0.91721 | 0.91948 | 0.92175 | 0.9239 | 0.92592 | 0.92765 | 0.92914 | 0.93017 | 0.93091 | 0.9314 | 0.93172 | 0.93194 | 0.93206 | 0.93192 | 0.93161 | 0.93097 | 0.93018 | 0.9291
F4_Residential_Manufactured Home Low Income_Existing_Water Heating_Natural Gas_Water Heater (> 55 gal)_E8 | F4 | Residential | Manufactured Home Low Income | Existing | Water Heating | Natural Gas | Water Heater (> 55 gal) | E8 | RVT BC Ratio | 0 | 0 | 0 | 0 | 0 | 0 | 0 | 0 | 0 | 0 | 0 | 0 | 0 | 0 | 0 | 0 | 0 | 0 | 0 | 0 | 0 | 0 | 0 | 0 | 0 | 0 | 0 | 0 | 0 | 0 | 0 | 0 | 0
F4_Residential_Manufactured Home Low Income_Existing_Water Heating_Natural Gas_Water Heater (> 55 gal)_E9 | F4 | Residential | Manufactured Home Low Income | Existing | Water Heating | Natural Gas | Water Heater (> 55 gal) | E9 | RVT BC Ratio | 0 | 0 | 0 | 0 | 0 | 0 | 0 | 0 | 0 | 0 | 0 | 0 | 0 | 0 | 0 | 0 | 0 | 0 | 0 | 0 | 0 | 0 | 0 | 0 | 0 | 0 | 0 | 0 | 0 | 0 | 0 | 0 | 0
F4_Residential_Manufactured Home Low Income_Existing_Water Heating_Natural Gas_Water Heater (> 55 gal)_E10 | F4 | Residential | Manufactured Home Low Income | Existing | Water Heating | Natural Gas | Water Heater (> 55 gal) | E10 | RVT BC Ratio | 0 | 0 | 0 | 0 | 0 | 0 | 0 | 0 | 0 | 0 | 0 | 0 | 0 | 0 | 0 | 0 | 0 | 0 | 0 | 0 | 0 | 0 | 0 | 0 | 0 | 0 | 0 | 0 | 0 | 0 | 0 | 0 | 0
F5_Residential_Manufactured Home Low Income_Existing_Water Heating_Natural Gas_Water Heater (> 55 gal)_E1 | F5 | Residential | Manufactured Home Low Income | Existing | Water Heating | Natural Gas | Water Heater (> 55 gal) | E1 | RIM BC Ratio | bar: 2019 to 2051
F5_Residential_Manufactured Home Low Income_Existing_Water Heating_Natural Gas_Water Heater (> 55 gal)_E2 | F5 | Residential | Manufactured Home Low Income | Existing | Water Heating | Natural Gas | Water Heater (> 55 gal) | E2 | RIM BC Ratio | 0.25551 | 0.25607 | 0.25732 | 0.25836 | 0.25794 | 0.25896 | 0.26125 | 0.26315 | 0.26541 | 0.2676 | 0.2698 | 0.27187 | 0.27406 | 0.27631 | 0.27849 | 0.2807 | 0.28291 | 0.28514 | 0.28727 | 0.2893 | 0.29107 | 0.29269 | 0.29392 | 0.295 | 0.29577 | 0.29629 | 0.29664 | 0.29677 | 0.29662 | 0.29626 | 0.29554 | 0.29464 | 0.29341
F5_Residential_Manufactured Home Low Income_Existing_Water Heating_Natural Gas_Water Heater (> 55 gal)_E3 | F5 | Residential | Manufactured Home Low Income | Existing | Water Heating | Natural Gas | Water Heater (> 55 gal) | E3 | RIM BC Ratio | 0.046219 | 0.046348 | 0.046638 | 0.046881 | 0.046782 | 0.047021 | 0.047557 | 0.048002 | 0.048537 | 0.049057 | 0.049582 | 0.050077 | 0.050604 | 0.051148 | 0.051678 | 0.052219 | 0.052761 | 0.053311 | 0.05384 | 0.054347 | 0.054791 | 0.055197 | 0.055508 | 0.055779 | 0.055976 | 0.056107 | 0.056195 | 0.056229 | 0.056189 | 0.0561 | 0.055917 | 0.055688 | 0.055378
F5_Residential_Manufactured Home Low Income_Existing_Water Heating_Natural Gas_Water Heater (> 55 gal)_E4 | F5 | Residential | Manufactured Home Low Income | Existing | Water Heating | Natural Gas | Water Heater (> 55 gal) | E4 | RIM BC Ratio | 0.2815 | 0.27839 | 0.27769 | 0.2761 | 0.26891 | 0.26681 | 0.26937 | 0.27012 | 0.27259 | 0.2752 | 0.27841 | 0.28176 | 0.28639 | 0.29203 | 0.29849 | 0.30611 | 0.31484 | 0.32403 | 0.33324 | 0.34189 | 0.34935 | 0.35579 | 0.36044 | 0.36384 | 0.36628 | 0.36791 | 0.36899 | 0.36941 | 0.36893 | 0.36782 | 0.36555 | 0.3627 | 0.35879
F5_Residential_Manufactured Home Low Income_Existing_Water Heating_Natural Gas_Water Heater (> 55 gal)_E5 | F5 | Residential | Manufactured Home Low Income | Existing | Water Heating | Natural Gas | Water Heater (> 55 gal) | E5 | RIM BC Ratio | 0.27353 | 0.27157 | 0.27148 | 0.27071 | 0.26567 | 0.26457 | 0.26705 | 0.26816 | 0.27057 | 0.27305 | 0.27593 | 0.27888 | 0.28273 | 0.28729 | 0.29241 | 0.29835 | 0.30507 | 0.31215 | 0.31924 | 0.32595 | 0.33176 | 0.33683 | 0.34051 | 0.34326 | 0.34524 | 0.34656 | 0.34744 | 0.34778 | 0.34738 | 0.34648 | 0.34464 | 0.34234 | 0.33918
F5_Residential_Manufactured Home Low Income_Existing_Water Heating_Natural Gas_Water Heater (> 55 gal)_E6 | F5 | Residential | Manufactured Home Low Income | Existing | Water Heating | Natural Gas | Water Heater (> 55 gal) | E6 | RIM BC Ratio | 0.11854 | 0.11884 | 0.11953 | 0.1201 | 0.11987 | 0.12043 | 0.1217 | 0.12275 | 0.12401 | 0.12523 | 0.12646 | 0.12762 | 0.12886 | 0.13013 | 0.13136 | 0.13262 | 0.13388 | 0.13515 | 0.13638 | 0.13755 | 0.13857 | 0.13951 | 0.14023 | 0.14085 | 0.1413 | 0.1416 | 0.1418 | 0.14188 | 0.14179 | 0.14159 | 0.14116 | 0.14064 | 0.13993
F5_Residential_Manufactured Home Low Income_Existing_Water Heating_Natural Gas_Water Heater (> 55 gal)_E7 | F5 | Residential | Manufactured Home Low Income | Existing | Water Heating | Natural Gas | Water Heater (> 55 gal) | E7 | RIM BC Ratio | 0 | 0 | 0 | 0 | 0 | 0.14178 | 0.14322 | 0.1444 | 0.1458 | 0.14717 | 0.14855 | 0.14987 | 0.15128 | 0.15277 | 0.1543 | 0.15592 | 0.15763 | 0.15934 | 0.16096 | 0.16247 | 0.16375 | 0.16485 | 0.16562 | 0.16616 | 0.16653 | 0.16676 | 0.16693 | 0.16702 | 0.16691 | 0.16668 | 0.16621 | 0.16562 | 0.16483
F5_Residential_Manufactured Home Low Income_Existing_Water Heating_Natural Gas_Water Heater (> 55 gal)_E8 | F5 | Residential | Manufactured Home Low Income | Existing | Water Heating | Natural Gas | Water Heater (> 55 gal) | E8 | RIM BC Ratio | 0 | 0 | 0 | 0 | 0 | 0 | 0 | 0 | 0 | 0 | 0 | 0 | 0 | 0 | 0 | 0 | 0 | 0 | 0 | 0 | 0 | 0 | 0 | 0 | 0 | 0 | 0 | 0 | 0 | 0 | 0 | 0 | 0
F5_Residential_Manufactured Home Low Income_Existing_Water Heating_Natural Gas_Water Heater (> 55 gal)_E9 | F5 | Residential | Manufactured Home Low Income | Existing | Water Heating | Natural Gas | Water Heater (> 55 gal) | E9 | RIM BC Ratio | 0 | 0 | 0 | 0 | 0 | 0 | 0 | 0 | 0 | 0 | 0 | 0 | 0 | 0 | 0 | 0 | 0 | 0 | 0 | 0 | 0 | 0 | 0 | 0 | 0 | 0 | 0 | 0 | 0 | 0 | 0 | 0 | 0
F5_Residential_Manufactured Home Low Income_Existing_Water Heating_Natural Gas_Water Heater (> 55 gal)_E10 | F5 | Residential | Manufactured Home Low Income | Existing | Water Heating | Natural Gas | Water Heater (> 55 gal) | E10 | RIM BC Ratio | 0 | 0 | 0 | 0 | 0 | 0 | 0 | 0 | 0 | 0 | 0 | 0 | 0 | 0 | 0 | 0 | 0 | 0 | 0 | 0 | 0 | 0 | 0 | 0 | 0 | 0 | 0 | 0 | 0 | 0 | 0 | 0 | 0
F0_Residential_Manufactured Home Low Income_Existing_Appliances_Natural Gas_Clothes Dryer_E0 | F0 | Residential | Manufactured Home Low Income | Existing | Appliances | Natural Gas | Clothes Dryer | E0 | Economic Unit | Standard | Standard | Standard | Standard | Standard | Standard | Standard | Standard | Standard | Standard | Standard | Standard | Standard | Standard | Standard | Standard | Standard | Standard | Standard | Standard | Standard | Standard | Standard | Standard | Standard | Standard | Standard | Standard | Standard | Standard | Standard | Standard | Standard
F1_Residential_Manufactured Home Low Income_Existing_Appliances_Natural Gas_Clothes Dryer_E1 | F1 | Residential | Manufactured Home Low Income | Existing | Appliances | Natural Gas | Clothes Dryer | E1 | CCE | 0 | 0 | 0 | 0 | 0 | 0 | 0 | 0 | 0 | 0 | 0 | 0 | 0 | 0 | 0 | 0 | 0 | 0 | 0 | 0 | 0 | 0 | 0 | 0 | 0 | 0 | 0 | 0 | 0 | 0 | 0 | 0 | 0
F1_Residential_Manufactured Home Low Income_Existing_Appliances_Natural Gas_Clothes Dryer_E2 | F1 | Residential | Manufactured Home Low Income | Existing | Appliances | Natural Gas | Clothes Dryer | E2 | CCE | 7.6564 | 7.8919 | 7.7317 | 7.0879 | 7.0879 | 7.0879 | 7.0879 | 7.0879 | 7.0879 | 7.0879 | 7.0879 | 7.0879 | 7.0879 | 7.0879 | 7.0879 | 7.0879 | 7.0879 | 7.0879 | 7.0879 | 7.0879 | 7.0879 | 7.0879 | 7.0879 | 7.0879 | 7.0879 | 7.0879 | 7.0879 | 7.0879 | 7.0879 | 7.0879 | 7.0879 | 7.0879 | 7.0879
F1_Residential_Manufactured Home Low Income_Existing_Appliances_Natural Gas_Clothes Dryer_E3 | F1 | Residential | Manufactured Home Low Income | Existing | Appliances | Natural Gas | Clothes Dryer | E3 | CCE | 0 | 0 | 0 | 0 | 0 | 0 | 0 | 0 | 0 | 0 | 0 | 0 | 0 | 0 | 0 | 0 | 0 | 0 | 0 | 0 | 0 | 0 | 0 | 0 | 0 | 0 | 0 | 0 | 0 | 0 | 0 | 0 | 0
F1_Residential_Manufactured Home Low Income_Existing_Appliances_Natural Gas_Clothes Dryer_E4 | F1 | Residential | Manufactured Home Low Income | Existing | Appliances | Natural Gas | Clothes Dryer | E4 | CCE | 0 | 0 | 0 | 0 | 0 | 0 | 0 | 0 | 0 | 0 | 0 | 0 | 0 | 0 | 0 | 0 | 0 | 0 | 0 | 0 | 0 | 0 | 0 | 0 | 0 | 0 | 0 | 0 | 0 | 0 | 0 | 0 | 0
F1_Residential_Manufactured Home Low Income_Existing_Appliances_Natural Gas_Clothes Dryer_E5 | F1 | Residential | Manufactured Home Low Income | Existing | Appliances | Natural Gas | Clothes Dryer | E5 | CCE | 0 | 0 | 0 | 0 | 0 | 0 | 0 | 0 | 0 | 0 | 0 | 0 | 0 | 0 | 0 | 0 | 0 | 0 | 0 | 0 | 0 | 0 | 0 | 0 | 0 | 0 | 0 | 0 | 0 | 0 | 0 | 0 | 0
F1_Residential_Manufactured Home Low Income_Existing_Appliances_Natural Gas_Clothes Dryer_E6 | F1 | Residential | Manufactured Home Low Income | Existing | Appliances | Natural Gas | Clothes Dryer | E6 | CCE | 0 | 0 | 0 | 0 | 0 | 0 | 0 | 0 | 0 | 0 | 0 | 0 | 0 | 0 | 0 | 0 | 0 | 0 | 0 | 0 | 0 | 0 | 0 | 0 | 0 | 0 | 0 | 0 | 0 | 0 | 0 | 0 | 0
F1_Residential_Manufactured Home Low Income_Existing_Appliances_Natural Gas_Clothes Dryer_E7 | F1 | Residential | Manufactured Home Low Income | Existing | Appliances | Natural Gas | Clothes Dryer | E7 | CCE | 0 | 0 | 0 | 0 | 0 | 0 | 0 | 0 | 0 | 0 | 0 | 0 | 0 | 0 | 0 | 0 | 0 | 0 | 0 | 0 | 0 | 0 | 0 | 0 | 0 | 0 | 0 | 0 | 0 | 0 | 0 | 0 | 0
F1_Residential_Manufactured Home Low Income_Existing_Appliances_Natural Gas_Clothes Dryer_E8 | F1 | Residential | Manufactured Home Low Income | Existing | Appliances | Natural Gas | Clothes Dryer | E8 | CCE | 0 | 0 | 0 | 0 | 0 | 0 | 0 | 0 | 0 | 0 | 0 | 0 | 0 | 0 | 0 | 0 | 0 | 0 | 0 | 0 | 0 | 0 | 0 | 0 | 0 | 0 | 0 | 0 | 0 | 0 | 0 | 0 | 0
F1_Residential_Manufactured Home Low Income_Existing_Appliances_Natural Gas_Clothes Dryer_E9 | F1 | Residential | Manufactured Home Low Income | Existing | Appliances | Natural Gas | Clothes Dryer | E9 | CCE | 0 | 0 | 0 | 0 | 0 | 0 | 0 | 0 | 0 | 0 | 0 | 0 | 0 | 0 | 0 | 0 | 0 | 0 | 0 | 0 | 0 | 0 | 0 | 0 | 0 | 0 | 0 | 0 | 0 | 0 | 0 | 0 | 0
F1_Residential_Manufactured Home Low Income_Existing_Appliances_Natural Gas_Clothes Dryer_E10 | F1 | Residential | Manufactured Home Low Income | Existing | Appliances | Natural Gas | Clothes Dryer | E10 | CCE | 0 | 0 | 0 | 0 | 0 | 0 | 0 | 0 | 0 | 0 | 0 | 0 | 0 | 0 | 0 | 0 | 0 | 0 | 0 | 0 | 0 | 0 | 0 | 0 | 0 | 0 | 0 | 0 | 0 | 0 | 0 | 0 | 0
F2_Residential_Manufactured Home Low Income_Existing_Appliances_Natural Gas_Clothes Dryer_E1 | F2 | Residential | Manufactured Home Low Income | Existing | Appliances | Natural Gas | Clothes Dryer | E1 | TRC BC Ratio | bar: 2019 to 2051
F2_Residential_Manufactured Home Low Income_Existing_Appliances_Natural Gas_Clothes Dryer_E2 | F2 | Residential | Manufactured Home Low Income | Existing | Appliances | Natural Gas | Clothes Dryer | E2 | TRC BC Ratio | 0.21646 | 0.21714 | 0.21864 | 0.21987 | 0.21927 | 0.22015 | 0.22225 | 0.22398 | 0.22606 | 0.22807 | 0.23011 | 0.23203 | 0.23406 | 0.23619 | 0.23822 | 0.24032 | 0.24243 | 0.24469 | 0.24688 | 0.24899 | 0.25084 | 0.25255 | 0.25385 | 0.255 | 0.25566 | 0.25604 | 0.25624 | 0.2562 | 0.25585 | 0.25527 | 0.25429 | 0.25312 | 0.25161
F2_Residential_Manufactured Home Low Income_Existing_Appliances_Natural Gas_Clothes Dryer_E3 | F2 | Residential | Manufactured Home Low Income | Existing | Appliances | Natural Gas | Clothes Dryer | E3 | TRC BC Ratio | 0 | 0 | 0 | 0 | 0 | 0 | 0 | 0 | 0 | 0 | 0 | 0 | 0 | 0 | 0 | 0 | 0 | 0 | 0 | 0 | 0 | 0 | 0 | 0 | 0 | 0 | 0 | 0 | 0 | 0 | 0 | 0 | 0
F2_Residential_Manufactured Home Low Income_Existing_Appliances_Natural Gas_Clothes Dryer_E4 | F2 | Residential | Manufactured Home Low Income | Existing | Appliances | Natural Gas | Clothes Dryer | E4 | TRC BC Ratio | 0 | 0 | 0 | 0 | 0 | 0 | 0 | 0 | 0 | 0 | 0 | 0 | 0 | 0 | 0 | 0 | 0 | 0 | 0 | 0 | 0 | 0 | 0 | 0 | 0 | 0 | 0 | 0 | 0 | 0 | 0 | 0 | 0
F2_Residential_Manufactured Home Low Income_Existing_Appliances_Natural Gas_Clothes Dryer_E5 | F2 | Residential | Manufactured Home Low Income | Existing | Appliances | Natural Gas | Clothes Dryer | E5 | TRC BC Ratio | 0 | 0 | 0 | 0 | 0 | 0 | 0 | 0 | 0 | 0 | 0 | 0 | 0 | 0 | 0 | 0 | 0 | 0 | 0 | 0 | 0 | 0 | 0 | 0 | 0 | 0 | 0 | 0 | 0 | 0 | 0 | 0 | 0
F2_Residential_Manufactured Home Low Income_Existing_Appliances_Natural Gas_Clothes Dryer_E6 | F2 | Residential | Manufactured Home Low Income | Existing | Appliances | Natural Gas | Clothes Dryer | E6 | TRC BC Ratio | 0 | 0 | 0 | 0 | 0 | 0 | 0 | 0 | 0 | 0 | 0 | 0 | 0 | 0 | 0 | 0 | 0 | 0 | 0 | 0 | 0 | 0 | 0 | 0 | 0 | 0 | 0 | 0 | 0 | 0 | 0 | 0 | 0
F2_Residential_Manufactured Home Low Income_Existing_Appliances_Natural Gas_Clothes Dryer_E7 | F2 | Residential | Manufactured Home Low Income | Existing | Appliances | Natural Gas | Clothes Dryer | E7 | TRC BC Ratio | 0 | 0 | 0 | 0 | 0 | 0 | 0 | 0 | 0 | 0 | 0 | 0 | 0 | 0 | 0 | 0 | 0 | 0 | 0 | 0 | 0 | 0 | 0 | 0 | 0 | 0 | 0 | 0 | 0 | 0 | 0 | 0 | 0
F2_Residential_Manufactured Home Low Income_Existing_Appliances_Natural Gas_Clothes Dryer_E8 | F2 | Residential | Manufactured Home Low Income | Existing | Appliances | Natural Gas | Clothes Dryer | E8 | TRC BC Ratio | 0 | 0 | 0 | 0 | 0 | 0 | 0 | 0 | 0 | 0 | 0 | 0 | 0 | 0 | 0 | 0 | 0 | 0 | 0 | 0 | 0 | 0 | 0 | 0 | 0 | 0 | 0 | 0 | 0 | 0 | 0 | 0 | 0
F2_Residential_Manufactured Home Low Income_Existing_Appliances_Natural Gas_Clothes Dryer_E9 | F2 | Residential | Manufactured Home Low Income | Existing | Appliances | Natural Gas | Clothes Dryer | E9 | TRC BC Ratio | 0 | 0 | 0 | 0 | 0 | 0 | 0 | 0 | 0 | 0 | 0 | 0 | 0 | 0 | 0 | 0 | 0 | 0 | 0 | 0 | 0 | 0 | 0 | 0 | 0 | 0 | 0 | 0 | 0 | 0 | 0 | 0 | 0
F2_Residential_Manufactured Home Low Income_Existing_Appliances_Natural Gas_Clothes Dryer_E10 | F2 | Residential | Manufactured Home Low Income | Existing | Appliances | Natural Gas | Clothes Dryer | E10 | TRC BC Ratio | 0 | 0 | 0 | 0 | 0 | 0 | 0 | 0 | 0 | 0 | 0 | 0 | 0 | 0 | 0 | 0 | 0 | 0 | 0 | 0 | 0 | 0 | 0 | 0 | 0 | 0 | 0 | 0 | 0 | 0 | 0 | 0 | 0
F3_Residential_Manufactured Home Low Income_Existing_Appliances_Natural Gas_Clothes Dryer_E1 | F3 | Residential | Manufactured Home Low Income | Existing | Appliances | Natural Gas | Clothes Dryer | E1 | PACT BC Ratio | bar: 2019 to 2051
F3_Residential_Manufactured Home Low Income_Existing_Appliances_Natural Gas_Clothes Dryer_E2 | F3 | Residential | Manufactured Home Low Income | Existing | Appliances | Natural Gas | Clothes Dryer | E2 | PACT BC Ratio | 0.28862 | 0.28952 | 0.29152 | 0.29316 | 0.29236 | 0.29353 | 0.29633 | 0.29864 | 0.30141 | 0.3041 | 0.30681 | 0.30937 | 0.31208 | 0.31491 | 0.31762 | 0.32042 | 0.32324 | 0.32626 | 0.32918 | 0.33199 | 0.33445 | 0.33674 | 0.33846 | 0.33999 | 0.34088 | 0.34139 | 0.34165 | 0.3416 | 0.34113 | 0.34037 | 0.33906 | 0.3375 | 0.33548
F3_Residential_Manufactured Home Low Income_Existing_Appliances_Natural Gas_Clothes Dryer_E3 | F3 | Residential | Manufactured Home Low Income | Existing | Appliances | Natural Gas | Clothes Dryer | E3 | PACT BC Ratio | 0 | 0 | 0 | 0 | 0 | 0 | 0 | 0 | 0 | 0 | 0 | 0 | 0 | 0 | 0 | 0 | 0 | 0 | 0 | 0 | 0 | 0 | 0 | 0 | 0 | 0 | 0 | 0 | 0 | 0 | 0 | 0 | 0
F3_Residential_Manufactured Home Low Income_Existing_Appliances_Natural Gas_Clothes Dryer_E4 | F3 | Residential | Manufactured Home Low Income | Existing | Appliances | Natural Gas | Clothes Dryer | E4 | PACT BC Ratio | 0 | 0 | 0 | 0 | 0 | 0 | 0 | 0 | 0 | 0 | 0 | 0 | 0 | 0 | 0 | 0 | 0 | 0 | 0 | 0 | 0 | 0 | 0 | 0 | 0 | 0 | 0 | 0 | 0 | 0 | 0 | 0 | 0
F3_Residential_Manufactured Home Low Income_Existing_Appliances_Natural Gas_Clothes Dryer_E5 | F3 | Residential | Manufactured Home Low Income | Existing | Appliances | Natural Gas | Clothes Dryer | E5 | PACT BC Ratio | 0 | 0 | 0 | 0 | 0 | 0 | 0 | 0 | 0 | 0 | 0 | 0 | 0 | 0 | 0 | 0 | 0 | 0 | 0 | 0 | 0 | 0 | 0 | 0 | 0 | 0 | 0 | 0 | 0 | 0 | 0 | 0 | 0
F3_Residential_Manufactured Home Low Income_Existing_Appliances_Natural Gas_Clothes Dryer_E6 | F3 | Residential | Manufactured Home Low Income | Existing | Appliances | Natural Gas | Clothes Dryer | E6 | PACT BC Ratio | 0 | 0 | 0 | 0 | 0 | 0 | 0 | 0 | 0 | 0 | 0 | 0 | 0 | 0 | 0 | 0 | 0 | 0 | 0 | 0 | 0 | 0 | 0 | 0 | 0 | 0 | 0 | 0 | 0 | 0 | 0 | 0 | 0
F3_Residential_Manufactured Home Low Income_Existing_Appliances_Natural Gas_Clothes Dryer_E7 | F3 | Residential | Manufactured Home Low Income | Existing | Appliances | Natural Gas | Clothes Dryer | E7 | PACT BC Ratio | 0 | 0 | 0 | 0 | 0 | 0 | 0 | 0 | 0 | 0 | 0 | 0 | 0 | 0 | 0 | 0 | 0 | 0 | 0 | 0 | 0 | 0 | 0 | 0 | 0 | 0 | 0 | 0 | 0 | 0 | 0 | 0 | 0
F3_Residential_Manufactured Home Low Income_Existing_Appliances_Natural Gas_Clothes Dryer_E8 | F3 | Residential | Manufactured Home Low Income | Existing | Appliances | Natural Gas | Clothes Dryer | E8 | PACT BC Ratio | 0 | 0 | 0 | 0 | 0 | 0 | 0 | 0 | 0 | 0 | 0 | 0 | 0 | 0 | 0 | 0 | 0 | 0 | 0 | 0 | 0 | 0 | 0 | 0 | 0 | 0 | 0 | 0 | 0 | 0 | 0 | 0 | 0
F3_Residential_Manufactured Home Low Income_Existing_Appliances_Natural Gas_Clothes Dryer_E9 | F3 | Residential | Manufactured Home Low Income | Existing | Appliances | Natural Gas | Clothes Dryer | E9 | PACT BC Ratio | 0 | 0 | 0 | 0 | 0 | 0 | 0 | 0 | 0 | 0 | 0 | 0 | 0 | 0 | 0 | 0 | 0 | 0 | 0 | 0 | 0 | 0 | 0 | 0 | 0 | 0 | 0 | 0 | 0 | 0 | 0 | 0 | 0
F3_Residential_Manufactured Home Low Income_Existing_Appliances_Natural Gas_Clothes Dryer_E10 | F3 | Residential | Manufactured Home Low Income | Existing | Appliances | Natural Gas | Clothes Dryer | E10 | PACT BC Ratio | 0 | 0 | 0 | 0 | 0 | 0 | 0 | 0 | 0 | 0 | 0 | 0 | 0 | 0 | 0 | 0 | 0 | 0 | 0 | 0 | 0 | 0 | 0 | 0 | 0 | 0 | 0 | 0 | 0 | 0 | 0 | 0 | 0
F4_Residential_Manufactured Home Low Income_Existing_Appliances_Natural Gas_Clothes Dryer_E1 | F4 | Residential | Manufactured Home Low Income | Existing | Appliances | Natural Gas | Clothes Dryer | E1 | RVT BC Ratio | bar: 2019 to 2051
F4_Residential_Manufactured Home Low Income_Existing_Appliances_Natural Gas_Clothes Dryer_E2 | F4 | Residential | Manufactured Home Low Income | Existing | Appliances | Natural Gas | Clothes Dryer | E2 | RVT BC Ratio | 0.88548 | 0.88577 | 0.88682 | 0.88766 | 0.88695 | 0.888 | 0.89051 | 0.89259 | 0.89508 | 0.89749 | 0.89993 | 0.90223 | 0.90467 | 0.90721 | 0.90965 | 0.91216 | 0.91469 | 0.9174 | 0.92006 | 0.92266 | 0.92497 | 0.92716 | 0.9289 | 0.9305 | 0.93157 | 0.93231 | 0.93284 | 0.93309 | 0.93298 | 0.93262 | 0.93178 | 0.93072 | 0.92927
F4_Residential_Manufactured Home Low Income_Existing_Appliances_Natural Gas_Clothes Dryer_E3 | F4 | Residential | Manufactured Home Low Income | Existing | Appliances | Natural Gas | Clothes Dryer | E3 | RVT BC Ratio | 0 | 0 | 0 | 0 | 0 | 0 | 0 | 0 | 0 | 0 | 0 | 0 | 0 | 0 | 0 | 0 | 0 | 0 | 0 | 0 | 0 | 0 | 0 | 0 | 0 | 0 | 0 | 0 | 0 | 0 | 0 | 0 | 0
F4_Residential_Manufactured Home Low Income_Existing_Appliances_Natural Gas_Clothes Dryer_E4 | F4 | Residential | Manufactured Home Low Income | Existing | Appliances | Natural Gas | Clothes Dryer | E4 | RVT BC Ratio | 0 | 0 | 0 | 0 | 0 | 0 | 0 | 0 | 0 | 0 | 0 | 0 | 0 | 0 | 0 | 0 | 0 | 0 | 0 | 0 | 0 | 0 | 0 | 0 | 0 | 0 | 0 | 0 | 0 | 0 | 0 | 0 | 0
F4_Residential_Manufactured Home Low Income_Existing_Appliances_Natural Gas_Clothes Dryer_E5 | F4 | Residential | Manufactured Home Low Income | Existing | Appliances | Natural Gas | Clothes Dryer | E5 | RVT BC Ratio | 0 | 0 | 0 | 0 | 0 | 0 | 0 | 0 | 0 | 0 | 0 | 0 | 0 | 0 | 0 | 0 | 0 | 0 | 0 | 0 | 0 | 0 | 0 | 0 | 0 | 0 | 0 | 0 | 0 | 0 | 0 | 0 | 0
F4_Residential_Manufactured Home Low Income_Existing_Appliances_Natural Gas_Clothes Dryer_E6 | F4 | Residential | Manufactured Home Low Income | Existing | Appliances | Natural Gas | Clothes Dryer | E6 | RVT BC Ratio | 0 | 0 | 0 | 0 | 0 | 0 | 0 | 0 | 0 | 0 | 0 | 0 | 0 | 0 | 0 | 0 | 0 | 0 | 0 | 0 | 0 | 0 | 0 | 0 | 0 | 0 | 0 | 0 | 0 | 0 | 0 | 0 | 0
F4_Residential_Manufactured Home Low Income_Existing_Appliances_Natural Gas_Clothes Dryer_E7 | F4 | Residential | Manufactured Home Low Income | Existing | Appliances | Natural Gas | Clothes Dryer | E7 | RVT BC Ratio | 0 | 0 | 0 | 0 | 0 | 0 | 0 | 0 | 0 | 0 | 0 | 0 | 0 | 0 | 0 | 0 | 0 | 0 | 0 | 0 | 0 | 0 | 0 | 0 | 0 | 0 | 0 | 0 | 0 | 0 | 0 | 0 | 0
F4_Residential_Manufactured Home Low Income_Existing_Appliances_Natural Gas_Clothes Dryer_E8 | F4 | Residential | Manufactured Home Low Income | Existing | Appliances | Natural Gas | Clothes Dryer | E8 | RVT BC Ratio | 0 | 0 | 0 | 0 | 0 | 0 | 0 | 0 | 0 | 0 | 0 | 0 | 0 | 0 | 0 | 0 | 0 | 0 | 0 | 0 | 0 | 0 | 0 | 0 | 0 | 0 | 0 | 0 | 0 | 0 | 0 | 0 | 0
F4_Residential_Manufactured Home Low Income_Existing_Appliances_Natural Gas_Clothes Dryer_E9 | F4 | Residential | Manufactured Home Low Income | Existing | Appliances | Natural Gas | Clothes Dryer | E9 | RVT BC Ratio | 0 | 0 | 0 | 0 | 0 | 0 | 0 | 0 | 0 | 0 | 0 | 0 | 0 | 0 | 0 | 0 | 0 | 0 | 0 | 0 | 0 | 0 | 0 | 0 | 0 | 0 | 0 | 0 | 0 | 0 | 0 | 0 | 0
F4_Residential_Manufactured Home Low Income_Existing_Appliances_Natural Gas_Clothes Dryer_E10 | F4 | Residential | Manufactured Home Low Income | Existing | Appliances | Natural Gas | Clothes Dryer | E10 | RVT BC Ratio | 0 | 0 | 0 | 0 | 0 | 0 | 0 | 0 | 0 | 0 | 0 | 0 | 0 | 0 | 0 | 0 | 0 | 0 | 0 | 0 | 0 | 0 | 0 | 0 | 0 | 0 | 0 | 0 | 0 | 0 | 0 | 0 | 0
F5_Residential_Manufactured Home Low Income_Existing_Appliances_Natural Gas_Clothes Dryer_E1 | F5 | Residential | Manufactured Home Low Income | Existing | Appliances | Natural Gas | Clothes Dryer | E1 | RIM BC Ratio | bar: 2019 to 2051
F5_Residential_Manufactured Home Low Income_Existing_Appliances_Natural Gas_Clothes Dryer_E2 | F5 | Residential | Manufactured Home Low Income | Existing | Appliances | Natural Gas | Clothes Dryer | E2 | RIM BC Ratio | 0.2393 | 0.23998 | 0.24141 | 0.24258 | 0.24208 | 0.24281 | 0.24456 | 0.246 | 0.24772 | 0.24938 | 0.25104 | 0.25261 | 0.25426 | 0.25598 | 0.25761 | 0.2593 | 0.26098 | 0.26278 | 0.2645 | 0.26615 | 0.26757 | 0.26887 | 0.26984 | 0.27067 | 0.27112 | 0.27135 | 0.27143 | 0.27133 | 0.27098 | 0.27046 | 0.26962 | 0.26863 | 0.26737
F5_Residential_Manufactured Home Low Income_Existing_Appliances_Natural Gas_Clothes Dryer_E3 | F5 | Residential | Manufactured Home Low Income | Existing | Appliances | Natural Gas | Clothes Dryer | E3 | RIM BC Ratio | 0 | 0 | 0 | 0 | 0 | 0 | 0 | 0 | 0 | 0 | 0 | 0 | 0 | 0 | 0 | 0 | 0 | 0 | 0 | 0 | 0 | 0 | 0 | 0 | 0 | 0 | 0 | 0 | 0 | 0 | 0 | 0 | 0
F5_Residential_Manufactured Home Low Income_Existing_Appliances_Natural Gas_Clothes Dryer_E4 | F5 | Residential | Manufactured Home Low Income | Existing | Appliances | Natural Gas | Clothes Dryer | E4 | RIM BC Ratio | 0 | 0 | 0 | 0 | 0 | 0 | 0 | 0 | 0 | 0 | 0 | 0 | 0 | 0 | 0 | 0 | 0 | 0 | 0 | 0 | 0 | 0 | 0 | 0 | 0 | 0 | 0 | 0 | 0 | 0 | 0 | 0 | 0
F5_Residential_Manufactured Home Low Income_Existing_Appliances_Natural Gas_Clothes Dryer_E5 | F5 | Residential | Manufactured Home Low Income | Existing | Appliances | Natural Gas | Clothes Dryer | E5 | RIM BC Ratio | 0 | 0 | 0 | 0 | 0 | 0 | 0 | 0 | 0 | 0 | 0 | 0 | 0 | 0 | 0 | 0 | 0 | 0 | 0 | 0 | 0 | 0 | 0 | 0 | 0 | 0 | 0 | 0 | 0 | 0 | 0 | 0 | 0
F5_Residential_Manufactured Home Low Income_Existing_Appliances_Natural Gas_Clothes Dryer_E6 | F5 | Residential | Manufactured Home Low Income | Existing | Appliances | Natural Gas | Clothes Dryer | E6 | RIM BC Ratio | 0 | 0 | 0 | 0 | 0 | 0 | 0 | 0 | 0 | 0 | 0 | 0 | 0 | 0 | 0 | 0 | 0 | 0 | 0 | 0 | 0 | 0 | 0 | 0 | 0 | 0 | 0 | 0 | 0 | 0 | 0 | 0 | 0
F5_Residential_Manufactured Home Low Income_Existing_Appliances_Natural Gas_Clothes Dryer_E7 | F5 | Residential | Manufactured Home Low Income | Existing | Appliances | Natural Gas | Clothes Dryer | E7 | RIM BC Ratio | 0 | 0 | 0 | 0 | 0 | 0 | 0 | 0 | 0 | 0 | 0 | 0 | 0 | 0 | 0 | 0 | 0 | 0 | 0 | 0 | 0 | 0 | 0 | 0 | 0 | 0 | 0 | 0 | 0 | 0 | 0 | 0 | 0
F5_Residential_Manufactured Home Low Income_Existing_Appliances_Natural Gas_Clothes Dryer_E8 | F5 | Residential | Manufactured Home Low Income | Existing | Appliances | Natural Gas | Clothes Dryer | E8 | RIM BC Ratio | 0 | 0 | 0 | 0 | 0 | 0 | 0 | 0 | 0 | 0 | 0 | 0 | 0 | 0 | 0 | 0 | 0 | 0 | 0 | 0 | 0 | 0 | 0 | 0 | 0 | 0 | 0 | 0 | 0 | 0 | 0 | 0 | 0
F5_Residential_Manufactured Home Low Income_Existing_Appliances_Natural Gas_Clothes Dryer_E9 | F5 | Residential | Manufactured Home Low Income | Existing | Appliances | Natural Gas | Clothes Dryer | E9 | RIM BC Ratio | 0 | 0 | 0 | 0 | 0 | 0 | 0 | 0 | 0 | 0 | 0 | 0 | 0 | 0 | 0 | 0 | 0 | 0 | 0 | 0 | 0 | 0 | 0 | 0 | 0 | 0 | 0 | 0 | 0 | 0 | 0 | 0 | 0
F5_Residential_Manufactured Home Low Income_Existing_Appliances_Natural Gas_Clothes Dryer_E10 | F5 | Residential | Manufactured Home Low Income | Existing | Appliances | Natural Gas | Clothes Dryer | E10 | RIM BC Ratio | 0 | 0 | 0 | 0 | 0 | 0 | 0 | 0 | 0 | 0 | 0 | 0 | 0 | 0 | 0 | 0 | 0 | 0 | 0 | 0 | 0 | 0 | 0 | 0 | 0 | 0 | 0 | 0 | 0 | 0 | 0 | 0 | 0
F0_Residential_Manufactured Home Low Income_Existing_Appliances_Natural Gas_Stove/Oven_E0 | F0 | Residential | Manufactured Home Low Income | Existing | Appliances | Natural Gas | Stove/Oven | E0 | Economic Unit | High Efficiency (730 + 1660 IAEC) | High Efficiency (730 + 1660 IAEC) | High Efficiency (730 + 1660 IAEC) | High Efficiency (730 + 1660 IAEC) | High Efficiency (730 + 1660 IAEC) | High Efficiency (730 + 1660 IAEC) | High Efficiency (730 + 1660 IAEC) | High Efficiency (730 + 1660 IAEC) | High Efficiency (730 + 1660 IAEC) | High Efficiency (730 + 1660 IAEC) | High Efficiency (730 + 1660 IAEC) | High Efficiency (730 + 1660 IAEC) | High Efficiency (730 + 1660 IAEC) | High Efficiency (730 + 1660 IAEC) | High Efficiency (730 + 1660 IAEC) | High Efficiency (730 + 1660 IAEC) | High Efficiency (730 + 1660 IAEC) | High Efficiency (730 + 1660 IAEC) | High Efficiency (730 + 1660 IAEC) | High Efficiency (730 + 1660 IAEC) | High Efficiency (730 + 1660 IAEC) | High Efficiency (730 + 1660 IAEC) | High Efficiency (730 + 1660 IAEC) | High Efficiency (730 + 1660 IAEC) | High Efficiency (730 + 1660 IAEC) | High Efficiency (730 + 1660 IAEC) | High Efficiency (730 + 1660 IAEC) | High Efficiency (730 + 1660 IAEC) | High Efficiency (730 + 1660 IAEC) | High Efficiency (730 + 1660 IAEC) | High Efficiency (730 + 1660 IAEC) | High Efficiency (730 + 1660 IAEC) | High Efficiency (730 + 1660 IAEC)
F1_Residential_Manufactured Home Low Income_Existing_Appliances_Natural Gas_Stove/Oven_E1 | F1 | Residential | Manufactured Home Low Income | Existing | Appliances | Natural Gas | Stove/Oven | E1 | CCE | 0 | 0 | 0 | 0 | 0 | 0 | 0 | 0 | 0 | 0 | 0 | 0 | 0 | 0 | 0 | 0 | 0 | 0 | 0 | 0 | 0 | 0 | 0 | 0 | 0 | 0 | 0 | 0 | 0 | 0 | 0 | 0 | 0
F1_Residential_Manufactured Home Low Income_Existing_Appliances_Natural Gas_Stove/Oven_E2 | F1 | Residential | Manufactured Home Low Income | Existing | Appliances | Natural Gas | Stove/Oven | E2 | CCE | 1.8336 | 1.8901 | 1.8517 | 1.6975 | 1.6975 | 1.6975 | 1.6975 | 1.6975 | 1.6975 | 1.6975 | 1.6975 | 1.6975 | 1.6975 | 1.6975 | 1.6975 | 1.6975 | 1.6975 | 1.6975 | 1.6975 | 1.6975 | 1.6975 | 1.6975 | 1.6975 | 1.6975 | 1.6975 | 1.6975 | 1.6975 | 1.6975 | 1.6975 | 1.6975 | 1.6975 | 1.6975 | 1.6975
F1_Residential_Manufactured Home Low Income_Existing_Appliances_Natural Gas_Stove/Oven_E3 | F1 | Residential | Manufactured Home Low Income | Existing | Appliances | Natural Gas | Stove/Oven | E3 | CCE | 0 | 0 | 0 | 0 | 0 | 0 | 0 | 0 | 0 | 0 | 0 | 0 | 0 | 0 | 0 | 0 | 0 | 0 | 0 | 0 | 0 | 0 | 0 | 0 | 0 | 0 | 0 | 0 | 0 | 0 | 0 | 0 | 0
F1_Residential_Manufactured Home Low Income_Existing_Appliances_Natural Gas_Stove/Oven_E4 | F1 | Residential | Manufactured Home Low Income | Existing | Appliances | Natural Gas | Stove/Oven | E4 | CCE | 0 | 0 | 0 | 0 | 0 | 0 | 0 | 0 | 0 | 0 | 0 | 0 | 0 | 0 | 0 | 0 | 0 | 0 | 0 | 0 | 0 | 0 | 0 | 0 | 0 | 0 | 0 | 0 | 0 | 0 | 0 | 0 | 0
F1_Residential_Manufactured Home Low Income_Existing_Appliances_Natural Gas_Stove/Oven_E5 | F1 | Residential | Manufactured Home Low Income | Existing | Appliances | Natural Gas | Stove/Oven | E5 | CCE | 0 | 0 | 0 | 0 | 0 | 0 | 0 | 0 | 0 | 0 | 0 | 0 | 0 | 0 | 0 | 0 | 0 | 0 | 0 | 0 | 0 | 0 | 0 | 0 | 0 | 0 | 0 | 0 | 0 | 0 | 0 | 0 | 0
F1_Residential_Manufactured Home Low Income_Existing_Appliances_Natural Gas_Stove/Oven_E6 | F1 | Residential | Manufactured Home Low Income | Existing | Appliances | Natural Gas | Stove/Oven | E6 | CCE | 0 | 0 | 0 | 0 | 0 | 0 | 0 | 0 | 0 | 0 | 0 | 0 | 0 | 0 | 0 | 0 | 0 | 0 | 0 | 0 | 0 | 0 | 0 | 0 | 0 | 0 | 0 | 0 | 0 | 0 | 0 | 0 | 0
F1_Residential_Manufactured Home Low Income_Existing_Appliances_Natural Gas_Stove/Oven_E7 | F1 | Residential | Manufactured Home Low Income | Existing | Appliances | Natural Gas | Stove/Oven | E7 | CCE | 0 | 0 | 0 | 0 | 0 | 0 | 0 | 0 | 0 | 0 | 0 | 0 | 0 | 0 | 0 | 0 | 0 | 0 | 0 | 0 | 0 | 0 | 0 | 0 | 0 | 0 | 0 | 0 | 0 | 0 | 0 | 0 | 0
F1_Residential_Manufactured Home Low Income_Existing_Appliances_Natural Gas_Stove/Oven_E8 | F1 | Residential | Manufactured Home Low Income | Existing | Appliances | Natural Gas | Stove/Oven | E8 | CCE | 0 | 0 | 0 | 0 | 0 | 0 | 0 | 0 | 0 | 0 | 0 | 0 | 0 | 0 | 0 | 0 | 0 | 0 | 0 | 0 | 0 | 0 | 0 | 0 | 0 | 0 | 0 | 0 | 0 | 0 | 0 | 0 | 0
F1_Residential_Manufactured Home Low Income_Existing_Appliances_Natural Gas_Stove/Oven_E9 | F1 | Residential | Manufactured Home Low Income | Existing | Appliances | Natural Gas | Stove/Oven | E9 | CCE | 0 | 0 | 0 | 0 | 0 | 0 | 0 | 0 | 0 | 0 | 0 | 0 | 0 | 0 | 0 | 0 | 0 | 0 | 0 | 0 | 0 | 0 | 0 | 0 | 0 | 0 | 0 | 0 | 0 | 0 | 0 | 0 | 0
F1_Residential_Manufactured Home Low Income_Existing_Appliances_Natural Gas_Stove/Oven_E10 | F1 | Residential | Manufactured Home Low Income | Existing | Appliances | Natural Gas | Stove/Oven | E10 | CCE | 0 | 0 | 0 | 0 | 0 | 0 | 0 | 0 | 0 | 0 | 0 | 0 | 0 | 0 | 0 | 0 | 0 | 0 | 0 | 0 | 0 | 0 | 0 | 0 | 0 | 0 | 0 | 0 | 0 | 0 | 0 | 0 | 0
F2_Residential_Manufactured Home Low Income_Existing_Appliances_Natural Gas_Stove/Oven_E1 | F2 | Residential | Manufactured Home Low Income | Existing | Appliances | Natural Gas | Stove/Oven | E1 | TRC BC Ratio | bar: 2019 to 2051
F2_Residential_Manufactured Home Low Income_Existing_Appliances_Natural Gas_Stove/Oven_E2 | F2 | Residential | Manufactured Home Low Income | Existing | Appliances | Natural Gas | Stove/Oven | E2 | TRC BC Ratio | 0.90385 | 0.90666 | 0.91293 | 0.91806 | 0.91557 | 0.91923 | 0.92799 | 0.93522 | 0.94391 | 0.95232 | 0.96081 | 0.96884 | 0.97733 | 0.9862 | 0.99468 | 1.0034 | 1.0123 | 1.0217 | 1.0309 | 1.0397 | 1.0474 | 1.0545 | 1.0599 | 1.0647 | 1.0675 | 1.0691 | 1.0699 | 1.0698 | 1.0683 | 1.0659 | 1.0618 | 1.0569 | 1.0506
F2_Residential_Manufactured Home Low Income_Existing_Appliances_Natural Gas_Stove/Oven_E3 | F2 | Residential | Manufactured Home Low Income | Existing | Appliances | Natural Gas | Stove/Oven | E3 | TRC BC Ratio | 0 | 0 | 0 | 0 | 0 | 0 | 0 | 0 | 0 | 0 | 0 | 0 | 0 | 0 | 0 | 0 | 0 | 0 | 0 | 0 | 0 | 0 | 0 | 0 | 0 | 0 | 0 | 0 | 0 | 0 | 0 | 0 | 0
F2_Residential_Manufactured Home Low Income_Existing_Appliances_Natural Gas_Stove/Oven_E4 | F2 | Residential | Manufactured Home Low Income | Existing | Appliances | Natural Gas | Stove/Oven | E4 | TRC BC Ratio | 0 | 0 | 0 | 0 | 0 | 0 | 0 | 0 | 0 | 0 | 0 | 0 | 0 | 0 | 0 | 0 | 0 | 0 | 0 | 0 | 0 | 0 | 0 | 0 | 0 | 0 | 0 | 0 | 0 | 0 | 0 | 0 | 0
F2_Residential_Manufactured Home Low Income_Existing_Appliances_Natural Gas_Stove/Oven_E5 | F2 | Residential | Manufactured Home Low Income | Existing | Appliances | Natural Gas | Stove/Oven | E5 | TRC BC Ratio | 0 | 0 | 0 | 0 | 0 | 0 | 0 | 0 | 0 | 0 | 0 | 0 | 0 | 0 | 0 | 0 | 0 | 0 | 0 | 0 | 0 | 0 | 0 | 0 | 0 | 0 | 0 | 0 | 0 | 0 | 0 | 0 | 0
F2_Residential_Manufactured Home Low Income_Existing_Appliances_Natural Gas_Stove/Oven_E6 | F2 | Residential | Manufactured Home Low Income | Existing | Appliances | Natural Gas | Stove/Oven | E6 | TRC BC Ratio | 0 | 0 | 0 | 0 | 0 | 0 | 0 | 0 | 0 | 0 | 0 | 0 | 0 | 0 | 0 | 0 | 0 | 0 | 0 | 0 | 0 | 0 | 0 | 0 | 0 | 0 | 0 | 0 | 0 | 0 | 0 | 0 | 0
F2_Residential_Manufactured Home Low Income_Existing_Appliances_Natural Gas_Stove/Oven_E7 | F2 | Residential | Manufactured Home Low Income | Existing | Appliances | Natural Gas | Stove/Oven | E7 | TRC BC Ratio | 0 | 0 | 0 | 0 | 0 | 0 | 0 | 0 | 0 | 0 | 0 | 0 | 0 | 0 | 0 | 0 | 0 | 0 | 0 | 0 | 0 | 0 | 0 | 0 | 0 | 0 | 0 | 0 | 0 | 0 | 0 | 0 | 0
F2_Residential_Manufactured Home Low Income_Existing_Appliances_Natural Gas_Stove/Oven_E8 | F2 | Residential | Manufactured Home Low Income | Existing | Appliances | Natural Gas | Stove/Oven | E8 | TRC BC Ratio | 0 | 0 | 0 | 0 | 0 | 0 | 0 | 0 | 0 | 0 | 0 | 0 | 0 | 0 | 0 | 0 | 0 | 0 | 0 | 0 | 0 | 0 | 0 | 0 | 0 | 0 | 0 | 0 | 0 | 0 | 0 | 0 | 0
F2_Residential_Manufactured Home Low Income_Existing_Appliances_Natural Gas_Stove/Oven_E9 | F2 | Residential | Manufactured Home Low Income | Existing | Appliances | Natural Gas | Stove/Oven | E9 | TRC BC Ratio | 0 | 0 | 0 | 0 | 0 | 0 | 0 | 0 | 0 | 0 | 0 | 0 | 0 | 0 | 0 | 0 | 0 | 0 | 0 | 0 | 0 | 0 | 0 | 0 | 0 | 0 | 0 | 0 | 0 | 0 | 0 | 0 | 0
F2_Residential_Manufactured Home Low Income_Existing_Appliances_Natural Gas_Stove/Oven_E10 | F2 | Residential | Manufactured Home Low Income | Existing | Appliances | Natural Gas | Stove/Oven | E10 | TRC BC Ratio | 0 | 0 | 0 | 0 | 0 | 0 | 0 | 0 | 0 | 0 | 0 | 0 | 0 | 0 | 0 | 0 | 0 | 0 | 0 | 0 | 0 | 0 | 0 | 0 | 0 | 0 | 0 | 0 | 0 | 0 | 0 | 0 | 0
F3_Residential_Manufactured Home Low Income_Existing_Appliances_Natural Gas_Stove/Oven_E1 | F3 | Residential | Manufactured Home Low Income | Existing | Appliances | Natural Gas | Stove/Oven | E1 | PACT BC Ratio | bar: 2019 to 2051
F3_Residential_Manufactured Home Low Income_Existing_Appliances_Natural Gas_Stove/Oven_E2 | F3 | Residential | Manufactured Home Low Income | Existing | Appliances | Natural Gas | Stove/Oven | E2 | PACT BC Ratio | 1.2051 | 1.2089 | 1.2172 | 1.2241 | 1.2208 | 1.2256 | 1.2373 | 1.247 | 1.2585 | 1.2698 | 1.2811 | 1.2918 | 1.3031 | 1.3149 | 1.3262 | 1.3379 | 1.3497 | 1.3623 | 1.3745 | 1.3862 | 1.3965 | 1.406 | 1.4133 | 1.4196 | 1.4234 | 1.4255 | 1.4266 | 1.4264 | 1.4244 | 1.4212 | 1.4157 | 1.4092 | 1.4008
F3_Residential_Manufactured Home Low Income_Existing_Appliances_Natural Gas_Stove/Oven_E3 | F3 | Residential | Manufactured Home Low Income | Existing | Appliances | Natural Gas | Stove/Oven | E3 | PACT BC Ratio | 0 | 0 | 0 | 0 | 0 | 0 | 0 | 0 | 0 | 0 | 0 | 0 | 0 | 0 | 0 | 0 | 0 | 0 | 0 | 0 | 0 | 0 | 0 | 0 | 0 | 0 | 0 | 0 | 0 | 0 | 0 | 0 | 0
F3_Residential_Manufactured Home Low Income_Existing_Appliances_Natural Gas_Stove/Oven_E4 | F3 | Residential | Manufactured Home Low Income | Existing | Appliances | Natural Gas | Stove/Oven | E4 | PACT BC Ratio | 0 | 0 | 0 | 0 | 0 | 0 | 0 | 0 | 0 | 0 | 0 | 0 | 0 | 0 | 0 | 0 | 0 | 0 | 0 | 0 | 0 | 0 | 0 | 0 | 0 | 0 | 0 | 0 | 0 | 0 | 0 | 0 | 0
F3_Residential_Manufactured Home Low Income_Existing_Appliances_Natural Gas_Stove/Oven_E5 | F3 | Residential | Manufactured Home Low Income | Existing | Appliances | Natural Gas | Stove/Oven | E5 | PACT BC Ratio | 0 | 0 | 0 | 0 | 0 | 0 | 0 | 0 | 0 | 0 | 0 | 0 | 0 | 0 | 0 | 0 | 0 | 0 | 0 | 0 | 0 | 0 | 0 | 0 | 0 | 0 | 0 | 0 | 0 | 0 | 0 | 0 | 0
F3_Residential_Manufactured Home Low Income_Existing_Appliances_Natural Gas_Stove/Oven_E6 | F3 | Residential | Manufactured Home Low Income | Existing | Appliances | Natural Gas | Stove/Oven | E6 | PACT BC Ratio | 0 | 0 | 0 | 0 | 0 | 0 | 0 | 0 | 0 | 0 | 0 | 0 | 0 | 0 | 0 | 0 | 0 | 0 | 0 | 0 | 0 | 0 | 0 | 0 | 0 | 0 | 0 | 0 | 0 | 0 | 0 | 0 | 0
F3_Residential_Manufactured Home Low Income_Existing_Appliances_Natural Gas_Stove/Oven_E7 | F3 | Residential | Manufactured Home Low Income | Existing | Appliances | Natural Gas | Stove/Oven | E7 | PACT BC Ratio | 0 | 0 | 0 | 0 | 0 | 0 | 0 | 0 | 0 | 0 | 0 | 0 | 0 | 0 | 0 | 0 | 0 | 0 | 0 | 0 | 0 | 0 | 0 | 0 | 0 | 0 | 0 | 0 | 0 | 0 | 0 | 0 | 0
F3_Residential_Manufactured Home Low Income_Existing_Appliances_Natural Gas_Stove/Oven_E8 | F3 | Residential | Manufactured Home Low Income | Existing | Appliances | Natural Gas | Stove/Oven | E8 | PACT BC Ratio | 0 | 0 | 0 | 0 | 0 | 0 | 0 | 0 | 0 | 0 | 0 | 0 | 0 | 0 | 0 | 0 | 0 | 0 | 0 | 0 | 0 | 0 | 0 | 0 | 0 | 0 | 0 | 0 | 0 | 0 | 0 | 0 | 0
F3_Residential_Manufactured Home Low Income_Existing_Appliances_Natural Gas_Stove/Oven_E9 | F3 | Residential | Manufactured Home Low Income | Existing | Appliances | Natural Gas | Stove/Oven | E9 | PACT BC Ratio | 0 | 0 | 0 | 0 | 0 | 0 | 0 | 0 | 0 | 0 | 0 | 0 | 0 | 0 | 0 | 0 | 0 | 0 | 0 | 0 | 0 | 0 | 0 | 0 | 0 | 0 | 0 | 0 | 0 | 0 | 0 | 0 | 0
F3_Residential_Manufactured Home Low Income_Existing_Appliances_Natural Gas_Stove/Oven_E10 | F3 | Residential | Manufactured Home Low Income | Existing | Appliances | Natural Gas | Stove/Oven | E10 | PACT BC Ratio | 0 | 0 | 0 | 0 | 0 | 0 | 0 | 0 | 0 | 0 | 0 | 0 | 0 | 0 | 0 | 0 | 0 | 0 | 0 | 0 | 0 | 0 | 0 | 0 | 0 | 0 | 0 | 0 | 0 | 0 | 0 | 0 | 0
F4_Residential_Manufactured Home Low Income_Existing_Appliances_Natural Gas_Stove/Oven_E1 | F4 | Residential | Manufactured Home Low Income | Existing | Appliances | Natural Gas | Stove/Oven | E1 | RVT BC Ratio | bar: 2019 to 2051
F4_Residential_Manufactured Home Low Income_Existing_Appliances_Natural Gas_Stove/Oven_E2 | F4 | Residential | Manufactured Home Low Income | Existing | Appliances | Natural Gas | Stove/Oven | E2 | RVT BC Ratio | 1.4745 | 1.4757 | 1.4801 | 1.4836 | 1.4806 | 1.485 | 1.4955 | 1.5041 | 1.5146 | 1.5246 | 1.5348 | 1.5444 | 1.5546 | 1.5652 | 1.5754 | 1.5859 | 1.5964 | 1.6078 | 1.6189 | 1.6297 | 1.6394 | 1.6485 | 1.6558 | 1.6625 | 1.6669 | 1.67 | 1.6722 | 1.6733 | 1.6728 | 1.6713 | 1.6678 | 1.6634 | 1.6573
F4_Residential_Manufactured Home Low Income_Existing_Appliances_Natural Gas_Stove/Oven_E3 | F4 | Residential | Manufactured Home Low Income | Existing | Appliances | Natural Gas | Stove/Oven | E3 | RVT BC Ratio | 0 | 0 | 0 | 0 | 0 | 0 | 0 | 0 | 0 | 0 | 0 | 0 | 0 | 0 | 0 | 0 | 0 | 0 | 0 | 0 | 0 | 0 | 0 | 0 | 0 | 0 | 0 | 0 | 0 | 0 | 0 | 0 | 0
F4_Residential_Manufactured Home Low Income_Existing_Appliances_Natural Gas_Stove/Oven_E4 | F4 | Residential | Manufactured Home Low Income | Existing | Appliances | Natural Gas | Stove/Oven | E4 | RVT BC Ratio | 0 | 0 | 0 | 0 | 0 | 0 | 0 | 0 | 0 | 0 | 0 | 0 | 0 | 0 | 0 | 0 | 0 | 0 | 0 | 0 | 0 | 0 | 0 | 0 | 0 | 0 | 0 | 0 | 0 | 0 | 0 | 0 | 0
F4_Residential_Manufactured Home Low Income_Existing_Appliances_Natural Gas_Stove/Oven_E5 | F4 | Residential | Manufactured Home Low Income | Existing | Appliances | Natural Gas | Stove/Oven | E5 | RVT BC Ratio | 0 | 0 | 0 | 0 | 0 | 0 | 0 | 0 | 0 | 0 | 0 | 0 | 0 | 0 | 0 | 0 | 0 | 0 | 0 | 0 | 0 | 0 | 0 | 0 | 0 | 0 | 0 | 0 | 0 | 0 | 0 | 0 | 0
F4_Residential_Manufactured Home Low Income_Existing_Appliances_Natural Gas_Stove/Oven_E6 | F4 | Residential | Manufactured Home Low Income | Existing | Appliances | Natural Gas | Stove/Oven | E6 | RVT BC Ratio | 0 | 0 | 0 | 0 | 0 | 0 | 0 | 0 | 0 | 0 | 0 | 0 | 0 | 0 | 0 | 0 | 0 | 0 | 0 | 0 | 0 | 0 | 0 | 0 | 0 | 0 | 0 | 0 | 0 | 0 | 0 | 0 | 0
F4_Residential_Manufactured Home Low Income_Existing_Appliances_Natural Gas_Stove/Oven_E7 | F4 | Residential | Manufactured Home Low Income | Existing | Appliances | Natural Gas | Stove/Oven | E7 | RVT BC Ratio | 0 | 0 | 0 | 0 | 0 | 0 | 0 | 0 | 0 | 0 | 0 | 0 | 0 | 0 | 0 | 0 | 0 | 0 | 0 | 0 | 0 | 0 | 0 | 0 | 0 | 0 | 0 | 0 | 0 | 0 | 0 | 0 | 0
F4_Residential_Manufactured Home Low Income_Existing_Appliances_Natural Gas_Stove/Oven_E8 | F4 | Residential | Manufactured Home Low Income | Existing | Appliances | Natural Gas | Stove/Oven | E8 | RVT BC Ratio | 0 | 0 | 0 | 0 | 0 | 0 | 0 | 0 | 0 | 0 | 0 | 0 | 0 | 0 | 0 | 0 | 0 | 0 | 0 | 0 | 0 | 0 | 0 | 0 | 0 | 0 | 0 | 0 | 0 | 0 | 0 | 0 | 0
F4_Residential_Manufactured Home Low Income_Existing_Appliances_Natural Gas_Stove/Oven_E9 | F4 | Residential | Manufactured Home Low Income | Existing | Appliances | Natural Gas | Stove/Oven | E9 | RVT BC Ratio | 0 | 0 | 0 | 0 | 0 | 0 | 0 | 0 | 0 | 0 | 0 | 0 | 0 | 0 | 0 | 0 | 0 | 0 | 0 | 0 | 0 | 0 | 0 | 0 | 0 | 0 | 0 | 0 | 0 | 0 | 0 | 0 | 0
F4_Residential_Manufactured Home Low Income_Existing_Appliances_Natural Gas_Stove/Oven_E10 | F4 | Residential | Manufactured Home Low Income | Existing | Appliances | Natural Gas | Stove/Oven | E10 | RVT BC Ratio | 0 | 0 | 0 | 0 | 0 | 0 | 0 | 0 | 0 | 0 | 0 | 0 | 0 | 0 | 0 | 0 | 0 | 0 | 0 | 0 | 0 | 0 | 0 | 0 | 0 | 0 | 0 | 0 | 0 | 0 | 0 | 0 | 0
F5_Residential_Manufactured Home Low Income_Existing_Appliances_Natural Gas_Stove/Oven_E1 | F5 | Residential | Manufactured Home Low Income | Existing | Appliances | Natural Gas | Stove/Oven | E1 | RIM BC Ratio | bar: 2019 to 2051
F5_Residential_Manufactured Home Low Income_Existing_Appliances_Natural Gas_Stove/Oven_E2 | F5 | Residential | Manufactured Home Low Income | Existing | Appliances | Natural Gas | Stove/Oven | E2 | RIM BC Ratio | 0.64773 | 0.64928 | 0.65207 | 0.65436 | 0.65375 | 0.65465 | 0.6568 | 0.65855 | 0.66063 | 0.66263 | 0.66461 | 0.66647 | 0.66841 | 0.67042 | 0.67232 | 0.67425 | 0.67618 | 0.67822 | 0.68012 | 0.68187 | 0.68331 | 0.68457 | 0.6854 | 0.68602 | 0.68617 | 0.68605 | 0.68577 | 0.68528 | 0.6845 | 0.68352 | 0.68218 | 0.68064 | 0.67879
F5_Residential_Manufactured Home Low Income_Existing_Appliances_Natural Gas_Stove/Oven_E3 | F5 | Residential | Manufactured Home Low Income | Existing | Appliances | Natural Gas | Stove/Oven | E3 | RIM BC Ratio | 0 | 0 | 0 | 0 | 0 | 0 | 0 | 0 | 0 | 0 | 0 | 0 | 0 | 0 | 0 | 0 | 0 | 0 | 0 | 0 | 0 | 0 | 0 | 0 | 0 | 0 | 0 | 0 | 0 | 0 | 0 | 0 | 0
F5_Residential_Manufactured Home Low Income_Existing_Appliances_Natural Gas_Stove/Oven_E4 | F5 | Residential | Manufactured Home Low Income | Existing | Appliances | Natural Gas | Stove/Oven | E4 | RIM BC Ratio | 0 | 0 | 0 | 0 | 0 | 0 | 0 | 0 | 0 | 0 | 0 | 0 | 0 | 0 | 0 | 0 | 0 | 0 | 0 | 0 | 0 | 0 | 0 | 0 | 0 | 0 | 0 | 0 | 0 | 0 | 0 | 0 | 0
F5_Residential_Manufactured Home Low Income_Existing_Appliances_Natural Gas_Stove/Oven_E5 | F5 | Residential | Manufactured Home Low Income | Existing | Appliances | Natural Gas | Stove/Oven | E5 | RIM BC Ratio | 0 | 0 | 0 | 0 | 0 | 0 | 0 | 0 | 0 | 0 | 0 | 0 | 0 | 0 | 0 | 0 | 0 | 0 | 0 | 0 | 0 | 0 | 0 | 0 | 0 | 0 | 0 | 0 | 0 | 0 | 0 | 0 | 0
F5_Residential_Manufactured Home Low Income_Existing_Appliances_Natural Gas_Stove/Oven_E6 | F5 | Residential | Manufactured Home Low Income | Existing | Appliances | Natural Gas | Stove/Oven | E6 | RIM BC Ratio | 0 | 0 | 0 | 0 | 0 | 0 | 0 | 0 | 0 | 0 | 0 | 0 | 0 | 0 | 0 | 0 | 0 | 0 | 0 | 0 | 0 | 0 | 0 | 0 | 0 | 0 | 0 | 0 | 0 | 0 | 0 | 0 | 0
F5_Residential_Manufactured Home Low Income_Existing_Appliances_Natural Gas_Stove/Oven_E7 | F5 | Residential | Manufactured Home Low Income | Existing | Appliances | Natural Gas | Stove/Oven | E7 | RIM BC Ratio | 0 | 0 | 0 | 0 | 0 | 0 | 0 | 0 | 0 | 0 | 0 | 0 | 0 | 0 | 0 | 0 | 0 | 0 | 0 | 0 | 0 | 0 | 0 | 0 | 0 | 0 | 0 | 0 | 0 | 0 | 0 | 0 | 0
F5_Residential_Manufactured Home Low Income_Existing_Appliances_Natural Gas_Stove/Oven_E8 | F5 | Residential | Manufactured Home Low Income | Existing | Appliances | Natural Gas | Stove/Oven | E8 | RIM BC Ratio | 0 | 0 | 0 | 0 | 0 | 0 | 0 | 0 | 0 | 0 | 0 | 0 | 0 | 0 | 0 | 0 | 0 | 0 | 0 | 0 | 0 | 0 | 0 | 0 | 0 | 0 | 0 | 0 | 0 | 0 | 0 | 0 | 0
F5_Residential_Manufactured Home Low Income_Existing_Appliances_Natural Gas_Stove/Oven_E9 | F5 | Residential | Manufactured Home Low Income | Existing | Appliances | Natural Gas | Stove/Oven | E9 | RIM BC Ratio | 0 | 0 | 0 | 0 | 0 | 0 | 0 | 0 | 0 | 0 | 0 | 0 | 0 | 0 | 0 | 0 | 0 | 0 | 0 | 0 | 0 | 0 | 0 | 0 | 0 | 0 | 0 | 0 | 0 | 0 | 0 | 0 | 0
F5_Residential_Manufactured Home Low Income_Existing_Appliances_Natural Gas_Stove/Oven_E10 | F5 | Residential | Manufactured Home Low Income | Existing | Appliances | Natural Gas | Stove/Oven | E10 | RIM BC Ratio | 0 | 0 | 0 | 0 | 0 | 0 | 0 | 0 | 0 | 0 | 0 | 0 | 0 | 0 | 0 | 0 | 0 | 0 | 0 | 0 | 0 | 0 | 0 | 0 | 0 | 0 | 0 | 0 | 0 | 0 | 0 | 0 | 0
F0_Residential_Manufactured Home Low Income_Existing_Miscellaneous_Natural Gas_Pool Heater_E0 | F0 | Residential | Manufactured Home Low Income | Existing | Miscellaneous | Natural Gas | Pool Heater | E0 | Economic Unit | Standard (EF 0.82) | Standard (EF 0.82) | Standard (EF 0.82) | Standard (EF 0.82) | Standard (EF 0.82) | Standard (EF 0.82) | Standard (EF 0.82) | Standard (EF 0.82) | Standard (EF 0.82) | Standard (EF 0.82) | Standard (EF 0.82) | Standard (EF 0.82) | Standard (EF 0.82) | Standard (EF 0.82) | Standard (EF 0.82) | Standard (EF 0.82) | Standard (EF 0.82) | Standard (EF 0.82) | Standard (EF 0.82) | Standard (EF 0.82) | Standard (EF 0.82) | Standard (EF 0.82) | Standard (EF 0.82) | Standard (EF 0.82) | Standard (EF 0.82) | Standard (EF 0.82) | Standard (EF 0.82) | Standard (EF 0.82) | Standard (EF 0.82) | Standard (EF 0.82) | Standard (EF 0.82) | Standard (EF 0.82) | Standard (EF 0.82)
F1_Residential_Manufactured Home Low Income_Existing_Miscellaneous_Natural Gas_Pool Heater_E1 | F1 | Residential | Manufactured Home Low Income | Existing | Miscellaneous | Natural Gas | Pool Heater | E1 | CCE | 0 | 0 | 0 | 0 | 0 | 0 | 0 | 0 | 0 | 0 | 0 | 0 | 0 | 0 | 0 | 0 | 0 | 0 | 0 | 0 | 0 | 0 | 0 | 0 | 0 | 0 | 0 | 0 | 0 | 0 | 0 | 0 | 0
F1_Residential_Manufactured Home Low Income_Existing_Miscellaneous_Natural Gas_Pool Heater_E2 | F1 | Residential | Manufactured Home Low Income | Existing | Miscellaneous | Natural Gas | Pool Heater | E2 | CCE | 18.5985 | 19.1708 | 18.7816 | 17.2178 | 17.2178 | 17.2178 | 17.2178 | 17.2178 | 17.2178 | 17.2178 | 17.2178 | 17.2178 | 17.2178 | 17.2178 | 17.2178 | 17.2178 | 17.2178 | 17.2178 | 17.2178 | 17.2178 | 17.2178 | 17.2178 | 17.2178 | 17.2178 | 17.2178 | 17.2178 | 17.2178 | 17.2178 | 17.2178 | 17.2178 | 17.2178 | 17.2178 | 17.2178
F1_Residential_Manufactured Home Low Income_Existing_Miscellaneous_Natural Gas_Pool Heater_E3 | F1 | Residential | Manufactured Home Low Income | Existing | Miscellaneous | Natural Gas | Pool Heater | E3 | CCE | 21.8128 | 22.484 | 22.0275 | 20.1934 | 20.1934 | 20.1934 | 20.1934 | 20.1934 | 20.1934 | 20.1934 | 20.1934 | 20.1934 | 20.1934 | 20.1934 | 20.1934 | 20.1934 | 20.1934 | 20.1934 | 20.1934 | 20.1934 | 20.1934 | 20.1934 | 20.1934 | 20.1934 | 20.1934 | 20.1934 | 20.1934 | 20.1934 | 20.1934 | 20.1934 | 20.1934 | 20.1934 | 20.1934
F1_Residential_Manufactured Home Low Income_Existing_Miscellaneous_Natural Gas_Pool Heater_E4 | F1 | Residential | Manufactured Home Low Income | Existing | Miscellaneous | Natural Gas | Pool Heater | E4 | CCE | 20.9691 | 21.6143 | 21.1755 | 19.4123 | 19.4123 | 19.4123 | 19.4123 | 19.4123 | 19.4123 | 19.4123 | 19.4123 | 19.4123 | 19.4123 | 19.4123 | 19.4123 | 19.4123 | 19.4123 | 19.4123 | 19.4123 | 19.4123 | 19.4123 | 19.4123 | 19.4123 | 19.4123 | 19.4123 | 19.4123 | 19.4123 | 19.4123 | 19.4123 | 19.4123 | 19.4123 | 19.4123 | 19.4123
F1_Residential_Manufactured Home Low Income_Existing_Miscellaneous_Natural Gas_Pool Heater_E5 | F1 | Residential | Manufactured Home Low Income | Existing | Miscellaneous | Natural Gas | Pool Heater | E5 | CCE | 0 | 0 | 0 | 0 | 0 | 0 | 0 | 0 | 0 | 0 | 0 | 0 | 0 | 0 | 0 | 0 | 0 | 0 | 0 | 0 | 0 | 0 | 0 | 0 | 0 | 0 | 0 | 0 | 0 | 0 | 0 | 0 | 0
F1_Residential_Manufactured Home Low Income_Existing_Miscellaneous_Natural Gas_Pool Heater_E6 | F1 | Residential | Manufactured Home Low Income | Existing | Miscellaneous | Natural Gas | Pool Heater | E6 | CCE | 0 | 0 | 0 | 0 | 0 | 0 | 0 | 0 | 0 | 0 | 0 | 0 | 0 | 0 | 0 | 0 | 0 | 0 | 0 | 0 | 0 | 0 | 0 | 0 | 0 | 0 | 0 | 0 | 0 | 0 | 0 | 0 | 0
F1_Residential_Manufactured Home Low Income_Existing_Miscellaneous_Natural Gas_Pool Heater_E7 | F1 | Residential | Manufactured Home Low Income | Existing | Miscellaneous | Natural Gas | Pool Heater | E7 | CCE | 0 | 0 | 0 | 0 | 0 | 0 | 0 | 0 | 0 | 0 | 0 | 0 | 0 | 0 | 0 | 0 | 0 | 0 | 0 | 0 | 0 | 0 | 0 | 0 | 0 | 0 | 0 | 0 | 0 | 0 | 0 | 0 | 0
F1_Residential_Manufactured Home Low Income_Existing_Miscellaneous_Natural Gas_Pool Heater_E8 | F1 | Residential | Manufactured Home Low Income | Existing | Miscellaneous | Natural Gas | Pool Heater | E8 | CCE | 0 | 0 | 0 | 0 | 0 | 0 | 0 | 0 | 0 | 0 | 0 | 0 | 0 | 0 | 0 | 0 | 0 | 0 | 0 | 0 | 0 | 0 | 0 | 0 | 0 | 0 | 0 | 0 | 0 | 0 | 0 | 0 | 0
F1_Residential_Manufactured Home Low Income_Existing_Miscellaneous_Natural Gas_Pool Heater_E9 | F1 | Residential | Manufactured Home Low Income | Existing | Miscellaneous | Natural Gas | Pool Heater | E9 | CCE | 0 | 0 | 0 | 0 | 0 | 0 | 0 | 0 | 0 | 0 | 0 | 0 | 0 | 0 | 0 | 0 | 0 | 0 | 0 | 0 | 0 | 0 | 0 | 0 | 0 | 0 | 0 | 0 | 0 | 0 | 0 | 0 | 0
F1_Residential_Manufactured Home Low Income_Existing_Miscellaneous_Natural Gas_Pool Heater_E10 | F1 | Residential | Manufactured Home Low Income | Existing | Miscellaneous | Natural Gas | Pool Heater | E10 | CCE | 0 | 0 | 0 | 0 | 0 | 0 | 0 | 0 | 0 | 0 | 0 | 0 | 0 | 0 | 0 | 0 | 0 | 0 | 0 | 0 | 0 | 0 | 0 | 0 | 0 | 0 | 0 | 0 | 0 | 0 | 0 | 0 | 0
F2_Residential_Manufactured Home Low Income_Existing_Miscellaneous_Natural Gas_Pool Heater_E1 | F2 | Residential | Manufactured Home Low Income | Existing | Miscellaneous | Natural Gas | Pool Heater | E1 | TRC BC Ratio | bar: 2019 to 2051
F2_Residential_Manufactured Home Low Income_Existing_Miscellaneous_Natural Gas_Pool Heater_E2 | F2 | Residential | Manufactured Home Low Income | Existing | Miscellaneous | Natural Gas | Pool Heater | E2 | TRC BC Ratio | 0 | 0 | 0 | 0 | 0 | 0 | 0 | 0 | 0 | 0 | 0 | 0 | 0 | 0 | 0 | 0 | 0 | 0 | 0 | 0 | 0 | 0 | 0 | 0 | 0 | 0 | 0 | 0 | 0 | 0 | 0 | 0 | 0
F2_Residential_Manufactured Home Low Income_Existing_Miscellaneous_Natural Gas_Pool Heater_E3 | F2 | Residential | Manufactured Home Low Income | Existing | Miscellaneous | Natural Gas | Pool Heater | E3 | TRC BC Ratio | 0 | 0 | 0 | 0 | 0 | 0 | 0 | 0 | 0 | 0 | 0 | 0 | 0 | 0 | 0 | 0 | 0 | 0 | 0 | 0 | 0 | 0 | 0 | 0 | 0 | 0 | 0 | 0 | 0 | 0 | 0 | 0 | 0
F2_Residential_Manufactured Home Low Income_Existing_Miscellaneous_Natural Gas_Pool Heater_E4 | F2 | Residential | Manufactured Home Low Income | Existing | Miscellaneous | Natural Gas | Pool Heater | E4 | TRC BC Ratio | 0 | 0 | 0 | 0 | 0 | 0 | 0 | 0 | 0 | 0 | 0 | 0 | 0 | 0 | 0 | 0 | 0 | 0 | 0 | 0 | 0 | 0 | 0 | 0 | 0 | 0 | 0 | 0 | 0 | 0 | 0 | 0 | 0
F2_Residential_Manufactured Home Low Income_Existing_Miscellaneous_Natural Gas_Pool Heater_E5 | F2 | Residential | Manufactured Home Low Income | Existing | Miscellaneous | Natural Gas | Pool Heater | E5 | TRC BC Ratio | 0 | 0 | 0 | 0 | 0 | 0 | 0 | 0 | 0 | 0 | 0 | 0 | 0 | 0 | 0 | 0 | 0 | 0 | 0 | 0 | 0 | 0 | 0 | 0 | 0 | 0 | 0 | 0 | 0 | 0 | 0 | 0 | 0
F2_Residential_Manufactured Home Low Income_Existing_Miscellaneous_Natural Gas_Pool Heater_E6 | F2 | Residential | Manufactured Home Low Income | Existing | Miscellaneous | Natural Gas | Pool Heater | E6 | TRC BC Ratio | 0 | 0 | 0 | 0 | 0 | 0 | 0 | 0 | 0 | 0 | 0 | 0 | 0 | 0 | 0 | 0 | 0 | 0 | 0 | 0 | 0 | 0 | 0 | 0 | 0 | 0 | 0 | 0 | 0 | 0 | 0 | 0 | 0
F2_Residential_Manufactured Home Low Income_Existing_Miscellaneous_Natural Gas_Pool Heater_E7 | F2 | Residential | Manufactured Home Low Income | Existing | Miscellaneous | Natural Gas | Pool Heater | E7 | TRC BC Ratio | 0 | 0 | 0 | 0 | 0 | 0 | 0 | 0 | 0 | 0 | 0 | 0 | 0 | 0 | 0 | 0 | 0 | 0 | 0 | 0 | 0 | 0 | 0 | 0 | 0 | 0 | 0 | 0 | 0 | 0 | 0 | 0 | 0
F2_Residential_Manufactured Home Low Income_Existing_Miscellaneous_Natural Gas_Pool Heater_E8 | F2 | Residential | Manufactured Home Low Income | Existing | Miscellaneous | Natural Gas | Pool Heater | E8 | TRC BC Ratio | 0 | 0 | 0 | 0 | 0 | 0 | 0 | 0 | 0 | 0 | 0 | 0 | 0 | 0 | 0 | 0 | 0 | 0 | 0 | 0 | 0 | 0 | 0 | 0 | 0 | 0 | 0 | 0 | 0 | 0 | 0 | 0 | 0
F2_Residential_Manufactured Home Low Income_Existing_Miscellaneous_Natural Gas_Pool Heater_E9 | F2 | Residential | Manufactured Home Low Income | Existing | Miscellaneous | Natural Gas | Pool Heater | E9 | TRC BC Ratio | 0 | 0 | 0 | 0 | 0 | 0 | 0 | 0 | 0 | 0 | 0 | 0 | 0 | 0 | 0 | 0 | 0 | 0 | 0 | 0 | 0 | 0 | 0 | 0 | 0 | 0 | 0 | 0 | 0 | 0 | 0 | 0 | 0
F2_Residential_Manufactured Home Low Income_Existing_Miscellaneous_Natural Gas_Pool Heater_E10 | F2 | Residential | Manufactured Home Low Income | Existing | Miscellaneous | Natural Gas | Pool Heater | E10 | TRC BC Ratio | 0 | 0 | 0 | 0 | 0 | 0 | 0 | 0 | 0 | 0 | 0 | 0 | 0 | 0 | 0 | 0 | 0 | 0 | 0 | 0 | 0 | 0 | 0 | 0 | 0 | 0 | 0 | 0 | 0 | 0 | 0 | 0 | 0
F3_Residential_Manufactured Home Low Income_Existing_Miscellaneous_Natural Gas_Pool Heater_E1 | F3 | Residential | Manufactured Home Low Income | Existing | Miscellaneous | Natural Gas | Pool Heater | E1 | PACT BC Ratio | bar: 2019 to 2051
F3_Residential_Manufactured Home Low Income_Existing_Miscellaneous_Natural Gas_Pool Heater_E2 | F3 | Residential | Manufactured Home Low Income | Existing | Miscellaneous | Natural Gas | Pool Heater | E2 | PACT BC Ratio | 0 | 0 | 0 | 0 | 0 | 0 | 0 | 0 | 0 | 0 | 0 | 0 | 0 | 0 | 0 | 0 | 0 | 0 | 0 | 0 | 0 | 0 | 0 | 0 | 0 | 0 | 0 | 0 | 0 | 0 | 0 | 0 | 0
F3_Residential_Manufactured Home Low Income_Existing_Miscellaneous_Natural Gas_Pool Heater_E3 | F3 | Residential | Manufactured Home Low Income | Existing | Miscellaneous | Natural Gas | Pool Heater | E3 | PACT BC Ratio | 0 | 0 | 0 | 0 | 0 | 0 | 0 | 0 | 0 | 0 | 0 | 0 | 0 | 0 | 0 | 0 | 0 | 0 | 0 | 0 | 0 | 0 | 0 | 0 | 0 | 0 | 0 | 0 | 0 | 0 | 0 | 0 | 0
F3_Residential_Manufactured Home Low Income_Existing_Miscellaneous_Natural Gas_Pool Heater_E4 | F3 | Residential | Manufactured Home Low Income | Existing | Miscellaneous | Natural Gas | Pool Heater | E4 | PACT BC Ratio | 0 | 0 | 0 | 0 | 0 | 0 | 0 | 0 | 0 | 0 | 0 | 0 | 0 | 0 | 0 | 0 | 0 | 0 | 0 | 0 | 0 | 0 | 0 | 0 | 0 | 0 | 0 | 0 | 0 | 0 | 0 | 0 | 0
F3_Residential_Manufactured Home Low Income_Existing_Miscellaneous_Natural Gas_Pool Heater_E5 | F3 | Residential | Manufactured Home Low Income | Existing | Miscellaneous | Natural Gas | Pool Heater | E5 | PACT BC Ratio | 0 | 0 | 0 | 0 | 0 | 0 | 0 | 0 | 0 | 0 | 0 | 0 | 0 | 0 | 0 | 0 | 0 | 0 | 0 | 0 | 0 | 0 | 0 | 0 | 0 | 0 | 0 | 0 | 0 | 0 | 0 | 0 | 0
F3_Residential_Manufactured Home Low Income_Existing_Miscellaneous_Natural Gas_Pool Heater_E6 | F3 | Residential | Manufactured Home Low Income | Existing | Miscellaneous | Natural Gas | Pool Heater | E6 | PACT BC Ratio | 0 | 0 | 0 | 0 | 0 | 0 | 0 | 0 | 0 | 0 | 0 | 0 | 0 | 0 | 0 | 0 | 0 | 0 | 0 | 0 | 0 | 0 | 0 | 0 | 0 | 0 | 0 | 0 | 0 | 0 | 0 | 0 | 0
F3_Residential_Manufactured Home Low Income_Existing_Miscellaneous_Natural Gas_Pool Heater_E7 | F3 | Residential | Manufactured Home Low Income | Existing | Miscellaneous | Natural Gas | Pool Heater | E7 | PACT BC Ratio | 0 | 0 | 0 | 0 | 0 | 0 | 0 | 0 | 0 | 0 | 0 | 0 | 0 | 0 | 0 | 0 | 0 | 0 | 0 | 0 | 0 | 0 | 0 | 0 | 0 | 0 | 0 | 0 | 0 | 0 | 0 | 0 | 0
F3_Residential_Manufactured Home Low Income_Existing_Miscellaneous_Natural Gas_Pool Heater_E8 | F3 | Residential | Manufactured Home Low Income | Existing | Miscellaneous | Natural Gas | Pool Heater | E8 | PACT BC Ratio | 0 | 0 | 0 | 0 | 0 | 0 | 0 | 0 | 0 | 0 | 0 | 0 | 0 | 0 | 0 | 0 | 0 | 0 | 0 | 0 | 0 | 0 | 0 | 0 | 0 | 0 | 0 | 0 | 0 | 0 | 0 | 0 | 0
F3_Residential_Manufactured Home Low Income_Existing_Miscellaneous_Natural Gas_Pool Heater_E9 | F3 | Residential | Manufactured Home Low Income | Existing | Miscellaneous | Natural Gas | Pool Heater | E9 | PACT BC Ratio | 0 | 0 | 0 | 0 | 0 | 0 | 0 | 0 | 0 | 0 | 0 | 0 | 0 | 0 | 0 | 0 | 0 | 0 | 0 | 0 | 0 | 0 | 0 | 0 | 0 | 0 | 0 | 0 | 0 | 0 | 0 | 0 | 0
F3_Residential_Manufactured Home Low Income_Existing_Miscellaneous_Natural Gas_Pool Heater_E10 | F3 | Residential | Manufactured Home Low Income | Existing | Miscellaneous | Natural Gas | Pool Heater | E10 | PACT BC Ratio | 0 | 0 | 0 | 0 | 0 | 0 | 0 | 0 | 0 | 0 | 0 | 0 | 0 | 0 | 0 | 0 | 0 | 0 | 0 | 0 | 0 | 0 | 0 | 0 | 0 | 0 | 0 | 0 | 0 | 0 | 0 | 0 | 0
F4_Residential_Manufactured Home Low Income_Existing_Miscellaneous_Natural Gas_Pool Heater_E1 | F4 | Residential | Manufactured Home Low Income | Existing | Miscellaneous | Natural Gas | Pool Heater | E1 | RVT BC Ratio | bar: 2019 to 2051
F4_Residential_Manufactured Home Low Income_Existing_Miscellaneous_Natural Gas_Pool Heater_E2 | F4 | Residential | Manufactured Home Low Income | Existing | Miscellaneous | Natural Gas | Pool Heater | E2 | RVT BC Ratio | 0.7 | 0.7 | 0.7 | 0.7 | 0.7 | 0.7 | 0.7 | 0.7 | 0.7 | 0.7 | 0.7 | 0.7 | 0.7 | 0.7 | 0.7 | 0.7 | 0.7 | 0.7 | 0.7 | 0.7 | 0.7 | 0.7 | 0.7 | 0.7 | 0.7 | 0.7 | 0.7 | 0.7 | 0.7 | 0.7 | 0.7 | 0.7 | 0.7
F4_Residential_Manufactured Home Low Income_Existing_Miscellaneous_Natural Gas_Pool Heater_E3 | F4 | Residential | Manufactured Home Low Income | Existing | Miscellaneous | Natural Gas | Pool Heater | E3 | RVT BC Ratio | 0.7 | 0.7 | 0.7 | 0.7 | 0.7 | 0.7 | 0.7 | 0.7 | 0.7 | 0.7 | 0.7 | 0.7 | 0.7 | 0.7 | 0.7 | 0.7 | 0.7 | 0.7 | 0.7 | 0.7 | 0.7 | 0.7 | 0.7 | 0.7 | 0.7 | 0.7 | 0.7 | 0.7 | 0.7 | 0.7 | 0.7 | 0.7 | 0.7
F4_Residential_Manufactured Home Low Income_Existing_Miscellaneous_Natural Gas_Pool Heater_E4 | F4 | Residential | Manufactured Home Low Income | Existing | Miscellaneous | Natural Gas | Pool Heater | E4 | RVT BC Ratio | 0.7 | 0.7 | 0.7 | 0.7 | 0.7 | 0.7 | 0.7 | 0.7 | 0.7 | 0.7 | 0.7 | 0.7 | 0.7 | 0.7 | 0.7 | 0.7 | 0.7 | 0.7 | 0.7 | 0.7 | 0.7 | 0.7 | 0.7 | 0.7 | 0.7 | 0.7 | 0.7 | 0.7 | 0.7 | 0.7 | 0.7 | 0.7 | 0.7
F4_Residential_Manufactured Home Low Income_Existing_Miscellaneous_Natural Gas_Pool Heater_E5 | F4 | Residential | Manufactured Home Low Income | Existing | Miscellaneous | Natural Gas | Pool Heater | E5 | RVT BC Ratio | 0 | 0 | 0 | 0 | 0 | 0 | 0 | 0 | 0 | 0 | 0 | 0 | 0 | 0 | 0 | 0 | 0 | 0 | 0 | 0 | 0 | 0 | 0 | 0 | 0 | 0 | 0 | 0 | 0 | 0 | 0 | 0 | 0
F4_Residential_Manufactured Home Low Income_Existing_Miscellaneous_Natural Gas_Pool Heater_E6 | F4 | Residential | Manufactured Home Low Income | Existing | Miscellaneous | Natural Gas | Pool Heater | E6 | RVT BC Ratio | 0 | 0 | 0 | 0 | 0 | 0 | 0 | 0 | 0 | 0 | 0 | 0 | 0 | 0 | 0 | 0 | 0 | 0 | 0 | 0 | 0 | 0 | 0 | 0 | 0 | 0 | 0 | 0 | 0 | 0 | 0 | 0 | 0
F4_Residential_Manufactured Home Low Income_Existing_Miscellaneous_Natural Gas_Pool Heater_E7 | F4 | Residential | Manufactured Home Low Income | Existing | Miscellaneous | Natural Gas | Pool Heater | E7 | RVT BC Ratio | 0 | 0 | 0 | 0 | 0 | 0 | 0 | 0 | 0 | 0 | 0 | 0 | 0 | 0 | 0 | 0 | 0 | 0 | 0 | 0 | 0 | 0 | 0 | 0 | 0 | 0 | 0 | 0 | 0 | 0 | 0 | 0 | 0
F4_Residential_Manufactured Home Low Income_Existing_Miscellaneous_Natural Gas_Pool Heater_E8 | F4 | Residential | Manufactured Home Low Income | Existing | Miscellaneous | Natural Gas | Pool Heater | E8 | RVT BC Ratio | 0 | 0 | 0 | 0 | 0 | 0 | 0 | 0 | 0 | 0 | 0 | 0 | 0 | 0 | 0 | 0 | 0 | 0 | 0 | 0 | 0 | 0 | 0 | 0 | 0 | 0 | 0 | 0 | 0 | 0 | 0 | 0 | 0
F4_Residential_Manufactured Home Low Income_Existing_Miscellaneous_Natural Gas_Pool Heater_E9 | F4 | Residential | Manufactured Home Low Income | Existing | Miscellaneous | Natural Gas | Pool Heater | E9 | RVT BC Ratio | 0 | 0 | 0 | 0 | 0 | 0 | 0 | 0 | 0 | 0 | 0 | 0 | 0 | 0 | 0 | 0 | 0 | 0 | 0 | 0 | 0 | 0 | 0 | 0 | 0 | 0 | 0 | 0 | 0 | 0 | 0 | 0 | 0
F4_Residential_Manufactured Home Low Income_Existing_Miscellaneous_Natural Gas_Pool Heater_E10 | F4 | Residential | Manufactured Home Low Income | Existing | Miscellaneous | Natural Gas | Pool Heater | E10 | RVT BC Ratio | 0 | 0 | 0 | 0 | 0 | 0 | 0 | 0 | 0 | 0 | 0 | 0 | 0 | 0 | 0 | 0 | 0 | 0 | 0 | 0 | 0 | 0 | 0 | 0 | 0 | 0 | 0 | 0 | 0 | 0 | 0 | 0 | 0
F5_Residential_Manufactured Home Low Income_Existing_Miscellaneous_Natural Gas_Pool Heater_E1 | F5 | Residential | Manufactured Home Low Income | Existing | Miscellaneous | Natural Gas | Pool Heater | E1 | RIM BC Ratio | bar: 2019 to 2051
F5_Residential_Manufactured Home Low Income_Existing_Miscellaneous_Natural Gas_Pool Heater_E2 | F5 | Residential | Manufactured Home Low Income | Existing | Miscellaneous | Natural Gas | Pool Heater | E2 | RIM BC Ratio | 0 | 0 | 0 | 0 | 0 | 0 | 0 | 0 | 0 | 0 | 0 | 0 | 0 | 0 | 0 | 0 | 0 | 0 | 0 | 0 | 0 | 0 | 0 | 0 | 0 | 0 | 0 | 0 | 0 | 0 | 0 | 0 | 0
F5_Residential_Manufactured Home Low Income_Existing_Miscellaneous_Natural Gas_Pool Heater_E3 | F5 | Residential | Manufactured Home Low Income | Existing | Miscellaneous | Natural Gas | Pool Heater | E3 | RIM BC Ratio | 0 | 0 | 0 | 0 | 0 | 0 | 0 | 0 | 0 | 0 | 0 | 0 | 0 | 0 | 0 | 0 | 0 | 0 | 0 | 0 | 0 | 0 | 0 | 0 | 0 | 0 | 0 | 0 | 0 | 0 | 0 | 0 | 0
F5_Residential_Manufactured Home Low Income_Existing_Miscellaneous_Natural Gas_Pool Heater_E4 | F5 | Residential | Manufactured Home Low Income | Existing | Miscellaneous | Natural Gas | Pool Heater | E4 | RIM BC Ratio | 0 | 0 | 0 | 0 | 0 | 0 | 0 | 0 | 0 | 0 | 0 | 0 | 0 | 0 | 0 | 0 | 0 | 0 | 0 | 0 | 0 | 0 | 0 | 0 | 0 | 0 | 0 | 0 | 0 | 0 | 0 | 0 | 0
F5_Residential_Manufactured Home Low Income_Existing_Miscellaneous_Natural Gas_Pool Heater_E5 | F5 | Residential | Manufactured Home Low Income | Existing | Miscellaneous | Natural Gas | Pool Heater | E5 | RIM BC Ratio | 0 | 0 | 0 | 0 | 0 | 0 | 0 | 0 | 0 | 0 | 0 | 0 | 0 | 0 | 0 | 0 | 0 | 0 | 0 | 0 | 0 | 0 | 0 | 0 | 0 | 0 | 0 | 0 | 0 | 0 | 0 | 0 | 0
F5_Residential_Manufactured Home Low Income_Existing_Miscellaneous_Natural Gas_Pool Heater_E6 | F5 | Residential | Manufactured Home Low Income | Existing | Miscellaneous | Natural Gas | Pool Heater | E6 | RIM BC Ratio | 0 | 0 | 0 | 0 | 0 | 0 | 0 | 0 | 0 | 0 | 0 | 0 | 0 | 0 | 0 | 0 | 0 | 0 | 0 | 0 | 0 | 0 | 0 | 0 | 0 | 0 | 0 | 0 | 0 | 0 | 0 | 0 | 0
F5_Residential_Manufactured Home Low Income_Existing_Miscellaneous_Natural Gas_Pool Heater_E7 | F5 | Residential | Manufactured Home Low Income | Existing | Miscellaneous | Natural Gas | Pool Heater | E7 | RIM BC Ratio | 0 | 0 | 0 | 0 | 0 | 0 | 0 | 0 | 0 | 0 | 0 | 0 | 0 | 0 | 0 | 0 | 0 | 0 | 0 | 0 | 0 | 0 | 0 | 0 | 0 | 0 | 0 | 0 | 0 | 0 | 0 | 0 | 0
F5_Residential_Manufactured Home Low Income_Existing_Miscellaneous_Natural Gas_Pool Heater_E8 | F5 | Residential | Manufactured Home Low Income | Existing | Miscellaneous | Natural Gas | Pool Heater | E8 | RIM BC Ratio | 0 | 0 | 0 | 0 | 0 | 0 | 0 | 0 | 0 | 0 | 0 | 0 | 0 | 0 | 0 | 0 | 0 | 0 | 0 | 0 | 0 | 0 | 0 | 0 | 0 | 0 | 0 | 0 | 0 | 0 | 0 | 0 | 0
F5_Residential_Manufactured Home Low Income_Existing_Miscellaneous_Natural Gas_Pool Heater_E9 | F5 | Residential | Manufactured Home Low Income | Existing | Miscellaneous | Natural Gas | Pool Heater | E9 | RIM BC Ratio | 0 | 0 | 0 | 0 | 0 | 0 | 0 | 0 | 0 | 0 | 0 | 0 | 0 | 0 | 0 | 0 | 0 | 0 | 0 | 0 | 0 | 0 | 0 | 0 | 0 | 0 | 0 | 0 | 0 | 0 | 0 | 0 | 0
F5_Residential_Manufactured Home Low Income_Existing_Miscellaneous_Natural Gas_Pool Heater_E10 | F5 | Residential | Manufactured Home Low Income | Existing | Miscellaneous | Natural Gas | Pool Heater | E10 | RIM BC Ratio | 0 | 0 | 0 | 0 | 0 | 0 | 0 | 0 | 0 | 0 | 0 | 0 | 0 | 0 | 0 | 0 | 0 | 0 | 0 | 0 | 0 | 0 | 0 | 0 | 0 | 0 | 0 | 0 | 0 | 0 | 0 | 0 | 0
F0_Residential_Manufactured Home Low Income_Existing_Miscellaneous_Natural Gas_Miscellaneous_E0 | F0 | Residential | Manufactured Home Low Income | Existing | Miscellaneous | Natural Gas | Miscellaneous | E0 | Economic Unit | Default | Default | Default | Default | Default | Default | Default | Default | Default | Default | Default | Default | Default | Default | Default | Default | Default | Default | Default | Default | Default | Default | Default | Default | Default | Default | Default | Default | Default | Default | Default | Default | Default
F1_Residential_Manufactured Home Low Income_Existing_Miscellaneous_Natural Gas_Miscellaneous_E1 | F1 | Residential | Manufactured Home Low Income | Existing | Miscellaneous | Natural Gas | Miscellaneous | E1 | CCE | 0 | 0 | 0 | 0 | 0 | 0 | 0 | 0 | 0 | 0 | 0 | 0 | 0 | 0 | 0 | 0 | 0 | 0 | 0 | 0 | 0 | 0 | 0 | 0 | 0 | 0 | 0 | 0 | 0 | 0 | 0 | 0 | 0
F1_Residential_Manufactured Home Low Income_Existing_Miscellaneous_Natural Gas_Miscellaneous_E2 | F1 | Residential | Manufactured Home Low Income | Existing | Miscellaneous | Natural Gas | Miscellaneous | E2 | CCE | 0 | 0 | 0 | 0 | 0 | 0 | 0 | 0 | 0 | 0 | 0 | 0 | 0 | 0 | 0 | 0 | 0 | 0 | 0 | 0 | 0 | 0 | 0 | 0 | 0 | 0 | 0 | 0 | 0 | 0 | 0 | 0 | 0
F1_Residential_Manufactured Home Low Income_Existing_Miscellaneous_Natural Gas_Miscellaneous_E3 | F1 | Residential | Manufactured Home Low Income | Existing | Miscellaneous | Natural Gas | Miscellaneous | E3 | CCE | 0 | 0 | 0 | 0 | 0 | 0 | 0 | 0 | 0 | 0 | 0 | 0 | 0 | 0 | 0 | 0 | 0 | 0 | 0 | 0 | 0 | 0 | 0 | 0 | 0 | 0 | 0 | 0 | 0 | 0 | 0 | 0 | 0
F1_Residential_Manufactured Home Low Income_Existing_Miscellaneous_Natural Gas_Miscellaneous_E4 | F1 | Residential | Manufactured Home Low Income | Existing | Miscellaneous | Natural Gas | Miscellaneous | E4 | CCE | 0 | 0 | 0 | 0 | 0 | 0 | 0 | 0 | 0 | 0 | 0 | 0 | 0 | 0 | 0 | 0 | 0 | 0 | 0 | 0 | 0 | 0 | 0 | 0 | 0 | 0 | 0 | 0 | 0 | 0 | 0 | 0 | 0
F1_Residential_Manufactured Home Low Income_Existing_Miscellaneous_Natural Gas_Miscellaneous_E5 | F1 | Residential | Manufactured Home Low Income | Existing | Miscellaneous | Natural Gas | Miscellaneous | E5 | CCE | 0 | 0 | 0 | 0 | 0 | 0 | 0 | 0 | 0 | 0 | 0 | 0 | 0 | 0 | 0 | 0 | 0 | 0 | 0 | 0 | 0 | 0 | 0 | 0 | 0 | 0 | 0 | 0 | 0 | 0 | 0 | 0 | 0
F1_Residential_Manufactured Home Low Income_Existing_Miscellaneous_Natural Gas_Miscellaneous_E6 | F1 | Residential | Manufactured Home Low Income | Existing | Miscellaneous | Natural Gas | Miscellaneous | E6 | CCE | 0 | 0 | 0 | 0 | 0 | 0 | 0 | 0 | 0 | 0 | 0 | 0 | 0 | 0 | 0 | 0 | 0 | 0 | 0 | 0 | 0 | 0 | 0 | 0 | 0 | 0 | 0 | 0 | 0 | 0 | 0 | 0 | 0
F1_Residential_Manufactured Home Low Income_Existing_Miscellaneous_Natural Gas_Miscellaneous_E7 | F1 | Residential | Manufactured Home Low Income | Existing | Miscellaneous | Natural Gas | Miscellaneous | E7 | CCE | 0 | 0 | 0 | 0 | 0 | 0 | 0 | 0 | 0 | 0 | 0 | 0 | 0 | 0 | 0 | 0 | 0 | 0 | 0 | 0 | 0 | 0 | 0 | 0 | 0 | 0 | 0 | 0 | 0 | 0 | 0 | 0 | 0
F1_Residential_Manufactured Home Low Income_Existing_Miscellaneous_Natural Gas_Miscellaneous_E8 | F1 | Residential | Manufactured Home Low Income | Existing | Miscellaneous | Natural Gas | Miscellaneous | E8 | CCE | 0 | 0 | 0 | 0 | 0 | 0 | 0 | 0 | 0 | 0 | 0 | 0 | 0 | 0 | 0 | 0 | 0 | 0 | 0 | 0 | 0 | 0 | 0 | 0 | 0 | 0 | 0 | 0 | 0 | 0 | 0 | 0 | 0
F1_Residential_Manufactured Home Low Income_Existing_Miscellaneous_Natural Gas_Miscellaneous_E9 | F1 | Residential | Manufactured Home Low Income | Existing | Miscellaneous | Natural Gas | Miscellaneous | E9 | CCE | 0 | 0 | 0 | 0 | 0 | 0 | 0 | 0 | 0 | 0 | 0 | 0 | 0 | 0 | 0 | 0 | 0 | 0 | 0 | 0 | 0 | 0 | 0 | 0 | 0 | 0 | 0 | 0 | 0 | 0 | 0 | 0 | 0
F1_Residential_Manufactured Home Low Income_Existing_Miscellaneous_Natural Gas_Miscellaneous_E10 | F1 | Residential | Manufactured Home Low Income | Existing | Miscellaneous | Natural Gas | Miscellaneous | E10 | CCE | 0 | 0 | 0 | 0 | 0 | 0 | 0 | 0 | 0 | 0 | 0 | 0 | 0 | 0 | 0 | 0 | 0 | 0 | 0 | 0 | 0 | 0 | 0 | 0 | 0 | 0 | 0 | 0 | 0 | 0 | 0 | 0 | 0
F2_Residential_Manufactured Home Low Income_Existing_Miscellaneous_Natural Gas_Miscellaneous_E1 | F2 | Residential | Manufactured Home Low Income | Existing | Miscellaneous | Natural Gas | Miscellaneous | E1 | TRC BC Ratio | bar: 2019 to 2051
F2_Residential_Manufactured Home Low Income_Existing_Miscellaneous_Natural Gas_Miscellaneous_E2 | F2 | Residential | Manufactured Home Low Income | Existing | Miscellaneous | Natural Gas | Miscellaneous | E2 | TRC BC Ratio | 0 | 0 | 0 | 0 | 0 | 0 | 0 | 0 | 0 | 0 | 0 | 0 | 0 | 0 | 0 | 0 | 0 | 0 | 0 | 0 | 0 | 0 | 0 | 0 | 0 | 0 | 0 | 0 | 0 | 0 | 0 | 0 | 0
F2_Residential_Manufactured Home Low Income_Existing_Miscellaneous_Natural Gas_Miscellaneous_E3 | F2 | Residential | Manufactured Home Low Income | Existing | Miscellaneous | Natural Gas | Miscellaneous | E3 | TRC BC Ratio | 0 | 0 | 0 | 0 | 0 | 0 | 0 | 0 | 0 | 0 | 0 | 0 | 0 | 0 | 0 | 0 | 0 | 0 | 0 | 0 | 0 | 0 | 0 | 0 | 0 | 0 | 0 | 0 | 0 | 0 | 0 | 0 | 0
F2_Residential_Manufactured Home Low Income_Existing_Miscellaneous_Natural Gas_Miscellaneous_E4 | F2 | Residential | Manufactured Home Low Income | Existing | Miscellaneous | Natural Gas | Miscellaneous | E4 | TRC BC Ratio | 0 | 0 | 0 | 0 | 0 | 0 | 0 | 0 | 0 | 0 | 0 | 0 | 0 | 0 | 0 | 0 | 0 | 0 | 0 | 0 | 0 | 0 | 0 | 0 | 0 | 0 | 0 | 0 | 0 | 0 | 0 | 0 | 0
F2_Residential_Manufactured Home Low Income_Existing_Miscellaneous_Natural Gas_Miscellaneous_E5 | F2 | Residential | Manufactured Home Low Income | Existing | Miscellaneous | Natural Gas | Miscellaneous | E5 | TRC BC Ratio | 0 | 0 | 0 | 0 | 0 | 0 | 0 | 0 | 0 | 0 | 0 | 0 | 0 | 0 | 0 | 0 | 0 | 0 | 0 | 0 | 0 | 0 | 0 | 0 | 0 | 0 | 0 | 0 | 0 | 0 | 0 | 0 | 0
F2_Residential_Manufactured Home Low Income_Existing_Miscellaneous_Natural Gas_Miscellaneous_E6 | F2 | Residential | Manufactured Home Low Income | Existing | Miscellaneous | Natural Gas | Miscellaneous | E6 | TRC BC Ratio | 0 | 0 | 0 | 0 | 0 | 0 | 0 | 0 | 0 | 0 | 0 | 0 | 0 | 0 | 0 | 0 | 0 | 0 | 0 | 0 | 0 | 0 | 0 | 0 | 0 | 0 | 0 | 0 | 0 | 0 | 0 | 0 | 0
F2_Residential_Manufactured Home Low Income_Existing_Miscellaneous_Natural Gas_Miscellaneous_E7 | F2 | Residential | Manufactured Home Low Income | Existing | Miscellaneous | Natural Gas | Miscellaneous | E7 | TRC BC Ratio | 0 | 0 | 0 | 0 | 0 | 0 | 0 | 0 | 0 | 0 | 0 | 0 | 0 | 0 | 0 | 0 | 0 | 0 | 0 | 0 | 0 | 0 | 0 | 0 | 0 | 0 | 0 | 0 | 0 | 0 | 0 | 0 | 0
F2_Residential_Manufactured Home Low Income_Existing_Miscellaneous_Natural Gas_Miscellaneous_E8 | F2 | Residential | Manufactured Home Low Income | Existing | Miscellaneous | Natural Gas | Miscellaneous | E8 | TRC BC Ratio | 0 | 0 | 0 | 0 | 0 | 0 | 0 | 0 | 0 | 0 | 0 | 0 | 0 | 0 | 0 | 0 | 0 | 0 | 0 | 0 | 0 | 0 | 0 | 0 | 0 | 0 | 0 | 0 | 0 | 0 | 0 | 0 | 0
F2_Residential_Manufactured Home Low Income_Existing_Miscellaneous_Natural Gas_Miscellaneous_E9 | F2 | Residential | Manufactured Home Low Income | Existing | Miscellaneous | Natural Gas | Miscellaneous | E9 | TRC BC Ratio | 0 | 0 | 0 | 0 | 0 | 0 | 0 | 0 | 0 | 0 | 0 | 0 | 0 | 0 | 0 | 0 | 0 | 0 | 0 | 0 | 0 | 0 | 0 | 0 | 0 | 0 | 0 | 0 | 0 | 0 | 0 | 0 | 0
F2_Residential_Manufactured Home Low Income_Existing_Miscellaneous_Natural Gas_Miscellaneous_E10 | F2 | Residential | Manufactured Home Low Income | Existing | Miscellaneous | Natural Gas | Miscellaneous | E10 | TRC BC Ratio | 0 | 0 | 0 | 0 | 0 | 0 | 0 | 0 | 0 | 0 | 0 | 0 | 0 | 0 | 0 | 0 | 0 | 0 | 0 | 0 | 0 | 0 | 0 | 0 | 0 | 0 | 0 | 0 | 0 | 0 | 0 | 0 | 0
F3_Residential_Manufactured Home Low Income_Existing_Miscellaneous_Natural Gas_Miscellaneous_E1 | F3 | Residential | Manufactured Home Low Income | Existing | Miscellaneous | Natural Gas | Miscellaneous | E1 | PACT BC Ratio | bar: 2019 to 2051
F3_Residential_Manufactured Home Low Income_Existing_Miscellaneous_Natural Gas_Miscellaneous_E2 | F3 | Residential | Manufactured Home Low Income | Existing | Miscellaneous | Natural Gas | Miscellaneous | E2 | PACT BC Ratio | 0 | 0 | 0 | 0 | 0 | 0 | 0 | 0 | 0 | 0 | 0 | 0 | 0 | 0 | 0 | 0 | 0 | 0 | 0 | 0 | 0 | 0 | 0 | 0 | 0 | 0 | 0 | 0 | 0 | 0 | 0 | 0 | 0
F3_Residential_Manufactured Home Low Income_Existing_Miscellaneous_Natural Gas_Miscellaneous_E3 | F3 | Residential | Manufactured Home Low Income | Existing | Miscellaneous | Natural Gas | Miscellaneous | E3 | PACT BC Ratio | 0 | 0 | 0 | 0 | 0 | 0 | 0 | 0 | 0 | 0 | 0 | 0 | 0 | 0 | 0 | 0 | 0 | 0 | 0 | 0 | 0 | 0 | 0 | 0 | 0 | 0 | 0 | 0 | 0 | 0 | 0 | 0 | 0
F3_Residential_Manufactured Home Low Income_Existing_Miscellaneous_Natural Gas_Miscellaneous_E4 | F3 | Residential | Manufactured Home Low Income | Existing | Miscellaneous | Natural Gas | Miscellaneous | E4 | PACT BC Ratio | 0 | 0 | 0 | 0 | 0 | 0 | 0 | 0 | 0 | 0 | 0 | 0 | 0 | 0 | 0 | 0 | 0 | 0 | 0 | 0 | 0 | 0 | 0 | 0 | 0 | 0 | 0 | 0 | 0 | 0 | 0 | 0 | 0
F3_Residential_Manufactured Home Low Income_Existing_Miscellaneous_Natural Gas_Miscellaneous_E5 | F3 | Residential | Manufactured Home Low Income | Existing | Miscellaneous | Natural Gas | Miscellaneous | E5 | PACT BC Ratio | 0 | 0 | 0 | 0 | 0 | 0 | 0 | 0 | 0 | 0 | 0 | 0 | 0 | 0 | 0 | 0 | 0 | 0 | 0 | 0 | 0 | 0 | 0 | 0 | 0 | 0 | 0 | 0 | 0 | 0 | 0 | 0 | 0
F3_Residential_Manufactured Home Low Income_Existing_Miscellaneous_Natural Gas_Miscellaneous_E6 | F3 | Residential | Manufactured Home Low Income | Existing | Miscellaneous | Natural Gas | Miscellaneous | E6 | PACT BC Ratio | 0 | 0 | 0 | 0 | 0 | 0 | 0 | 0 | 0 | 0 | 0 | 0 | 0 | 0 | 0 | 0 | 0 | 0 | 0 | 0 | 0 | 0 | 0 | 0 | 0 | 0 | 0 | 0 | 0 | 0 | 0 | 0 | 0
F3_Residential_Manufactured Home Low Income_Existing_Miscellaneous_Natural Gas_Miscellaneous_E7 | F3 | Residential | Manufactured Home Low Income | Existing | Miscellaneous | Natural Gas | Miscellaneous | E7 | PACT BC Ratio | 0 | 0 | 0 | 0 | 0 | 0 | 0 | 0 | 0 | 0 | 0 | 0 | 0 | 0 | 0 | 0 | 0 | 0 | 0 | 0 | 0 | 0 | 0 | 0 | 0 | 0 | 0 | 0 | 0 | 0 | 0 | 0 | 0
F3_Residential_Manufactured Home Low Income_Existing_Miscellaneous_Natural Gas_Miscellaneous_E8 | F3 | Residential | Manufactured Home Low Income | Existing | Miscellaneous | Natural Gas | Miscellaneous | E8 | PACT BC Ratio | 0 | 0 | 0 | 0 | 0 | 0 | 0 | 0 | 0 | 0 | 0 | 0 | 0 | 0 | 0 | 0 | 0 | 0 | 0 | 0 | 0 | 0 | 0 | 0 | 0 | 0 | 0 | 0 | 0 | 0 | 0 | 0 | 0
F3_Residential_Manufactured Home Low Income_Existing_Miscellaneous_Natural Gas_Miscellaneous_E9 | F3 | Residential | Manufactured Home Low Income | Existing | Miscellaneous | Natural Gas | Miscellaneous | E9 | PACT BC Ratio | 0 | 0 | 0 | 0 | 0 | 0 | 0 | 0 | 0 | 0 | 0 | 0 | 0 | 0 | 0 | 0 | 0 | 0 | 0 | 0 | 0 | 0 | 0 | 0 | 0 | 0 | 0 | 0 | 0 | 0 | 0 | 0 | 0
F3_Residential_Manufactured Home Low Income_Existing_Miscellaneous_Natural Gas_Miscellaneous_E10 | F3 | Residential | Manufactured Home Low Income | Existing | Miscellaneous | Natural Gas | Miscellaneous | E10 | PACT BC Ratio | 0 | 0 | 0 | 0 | 0 | 0 | 0 | 0 | 0 | 0 | 0 | 0 | 0 | 0 | 0 | 0 | 0 | 0 | 0 | 0 | 0 | 0 | 0 | 0 | 0 | 0 | 0 | 0 | 0 | 0 | 0 | 0 | 0
F4_Residential_Manufactured Home Low Income_Existing_Miscellaneous_Natural Gas_Miscellaneous_E1 | F4 | Residential | Manufactured Home Low Income | Existing | Miscellaneous | Natural Gas | Miscellaneous | E1 | RVT BC Ratio | bar: 2019 to 2051
F4_Residential_Manufactured Home Low Income_Existing_Miscellaneous_Natural Gas_Miscellaneous_E2 | F4 | Residential | Manufactured Home Low Income | Existing | Miscellaneous | Natural Gas | Miscellaneous | E2 | RVT BC Ratio | 0 | 0 | 0 | 0 | 0 | 0 | 0 | 0 | 0 | 0 | 0 | 0 | 0 | 0 | 0 | 0 | 0 | 0 | 0 | 0 | 0 | 0 | 0 | 0 | 0 | 0 | 0 | 0 | 0 | 0 | 0 | 0 | 0
F4_Residential_Manufactured Home Low Income_Existing_Miscellaneous_Natural Gas_Miscellaneous_E3 | F4 | Residential | Manufactured Home Low Income | Existing | Miscellaneous | Natural Gas | Miscellaneous | E3 | RVT BC Ratio | 0 | 0 | 0 | 0 | 0 | 0 | 0 | 0 | 0 | 0 | 0 | 0 | 0 | 0 | 0 | 0 | 0 | 0 | 0 | 0 | 0 | 0 | 0 | 0 | 0 | 0 | 0 | 0 | 0 | 0 | 0 | 0 | 0
F4_Residential_Manufactured Home Low Income_Existing_Miscellaneous_Natural Gas_Miscellaneous_E4 | F4 | Residential | Manufactured Home Low Income | Existing | Miscellaneous | Natural Gas | Miscellaneous | E4 | RVT BC Ratio | 0 | 0 | 0 | 0 | 0 | 0 | 0 | 0 | 0 | 0 | 0 | 0 | 0 | 0 | 0 | 0 | 0 | 0 | 0 | 0 | 0 | 0 | 0 | 0 | 0 | 0 | 0 | 0 | 0 | 0 | 0 | 0 | 0
F4_Residential_Manufactured Home Low Income_Existing_Miscellaneous_Natural Gas_Miscellaneous_E5 | F4 | Residential | Manufactured Home Low Income | Existing | Miscellaneous | Natural Gas | Miscellaneous | E5 | RVT BC Ratio | 0 | 0 | 0 | 0 | 0 | 0 | 0 | 0 | 0 | 0 | 0 | 0 | 0 | 0 | 0 | 0 | 0 | 0 | 0 | 0 | 0 | 0 | 0 | 0 | 0 | 0 | 0 | 0 | 0 | 0 | 0 | 0 | 0
F4_Residential_Manufactured Home Low Income_Existing_Miscellaneous_Natural Gas_Miscellaneous_E6 | F4 | Residential | Manufactured Home Low Income | Existing | Miscellaneous | Natural Gas | Miscellaneous | E6 | RVT BC Ratio | 0 | 0 | 0 | 0 | 0 | 0 | 0 | 0 | 0 | 0 | 0 | 0 | 0 | 0 | 0 | 0 | 0 | 0 | 0 | 0 | 0 | 0 | 0 | 0 | 0 | 0 | 0 | 0 | 0 | 0 | 0 | 0 | 0
F4_Residential_Manufactured Home Low Income_Existing_Miscellaneous_Natural Gas_Miscellaneous_E7 | F4 | Residential | Manufactured Home Low Income | Existing | Miscellaneous | Natural Gas | Miscellaneous | E7 | RVT BC Ratio | 0 | 0 | 0 | 0 | 0 | 0 | 0 | 0 | 0 | 0 | 0 | 0 | 0 | 0 | 0 | 0 | 0 | 0 | 0 | 0 | 0 | 0 | 0 | 0 | 0 | 0 | 0 | 0 | 0 | 0 | 0 | 0 | 0
F4_Residential_Manufactured Home Low Income_Existing_Miscellaneous_Natural Gas_Miscellaneous_E8 | F4 | Residential | Manufactured Home Low Income | Existing | Miscellaneous | Natural Gas | Miscellaneous | E8 | RVT BC Ratio | 0 | 0 | 0 | 0 | 0 | 0 | 0 | 0 | 0 | 0 | 0 | 0 | 0 | 0 | 0 | 0 | 0 | 0 | 0 | 0 | 0 | 0 | 0 | 0 | 0 | 0 | 0 | 0 | 0 | 0 | 0 | 0 | 0
F4_Residential_Manufactured Home Low Income_Existing_Miscellaneous_Natural Gas_Miscellaneous_E9 | F4 | Residential | Manufactured Home Low Income | Existing | Miscellaneous | Natural Gas | Miscellaneous | E9 | RVT BC Ratio | 0 | 0 | 0 | 0 | 0 | 0 | 0 | 0 | 0 | 0 | 0 | 0 | 0 | 0 | 0 | 0 | 0 | 0 | 0 | 0 | 0 | 0 | 0 | 0 | 0 | 0 | 0 | 0 | 0 | 0 | 0 | 0 | 0
F4_Residential_Manufactured Home Low Income_Existing_Miscellaneous_Natural Gas_Miscellaneous_E10 | F4 | Residential | Manufactured Home Low Income | Existing | Miscellaneous | Natural Gas | Miscellaneous | E10 | RVT BC Ratio | 0 | 0 | 0 | 0 | 0 | 0 | 0 | 0 | 0 | 0 | 0 | 0 | 0 | 0 | 0 | 0 | 0 | 0 | 0 | 0 | 0 | 0 | 0 | 0 | 0 | 0 | 0 | 0 | 0 | 0 | 0 | 0 | 0
F5_Residential_Manufactured Home Low Income_Existing_Miscellaneous_Natural Gas_Miscellaneous_E1 | F5 | Residential | Manufactured Home Low Income | Existing | Miscellaneous | Natural Gas | Miscellaneous | E1 | RIM BC Ratio | bar: 2019 to 2051
F5_Residential_Manufactured Home Low Income_Existing_Miscellaneous_Natural Gas_Miscellaneous_E2 | F5 | Residential | Manufactured Home Low Income | Existing | Miscellaneous | Natural Gas | Miscellaneous | E2 | RIM BC Ratio | 0 | 0 | 0 | 0 | 0 | 0 | 0 | 0 | 0 | 0 | 0 | 0 | 0 | 0 | 0 | 0 | 0 | 0 | 0 | 0 | 0 | 0 | 0 | 0 | 0 | 0 | 0 | 0 | 0 | 0 | 0 | 0 | 0
F5_Residential_Manufactured Home Low Income_Existing_Miscellaneous_Natural Gas_Miscellaneous_E3 | F5 | Residential | Manufactured Home Low Income | Existing | Miscellaneous | Natural Gas | Miscellaneous | E3 | RIM BC Ratio | 0 | 0 | 0 | 0 | 0 | 0 | 0 | 0 | 0 | 0 | 0 | 0 | 0 | 0 | 0 | 0 | 0 | 0 | 0 | 0 | 0 | 0 | 0 | 0 | 0 | 0 | 0 | 0 | 0 | 0 | 0 | 0 | 0
F5_Residential_Manufactured Home Low Income_Existing_Miscellaneous_Natural Gas_Miscellaneous_E4 | F5 | Residential | Manufactured Home Low Income | Existing | Miscellaneous | Natural Gas | Miscellaneous | E4 | RIM BC Ratio | 0 | 0 | 0 | 0 | 0 | 0 | 0 | 0 | 0 | 0 | 0 | 0 | 0 | 0 | 0 | 0 | 0 | 0 | 0 | 0 | 0 | 0 | 0 | 0 | 0 | 0 | 0 | 0 | 0 | 0 | 0 | 0 | 0
F5_Residential_Manufactured Home Low Income_Existing_Miscellaneous_Natural Gas_Miscellaneous_E5 | F5 | Residential | Manufactured Home Low Income | Existing | Miscellaneous | Natural Gas | Miscellaneous | E5 | RIM BC Ratio | 0 | 0 | 0 | 0 | 0 | 0 | 0 | 0 | 0 | 0 | 0 | 0 | 0 | 0 | 0 | 0 | 0 | 0 | 0 | 0 | 0 | 0 | 0 | 0 | 0 | 0 | 0 | 0 | 0 | 0 | 0 | 0 | 0
F5_Residential_Manufactured Home Low Income_Existing_Miscellaneous_Natural Gas_Miscellaneous_E6 | F5 | Residential | Manufactured Home Low Income | Existing | Miscellaneous | Natural Gas | Miscellaneous | E6 | RIM BC Ratio | 0 | 0 | 0 | 0 | 0 | 0 | 0 | 0 | 0 | 0 | 0 | 0 | 0 | 0 | 0 | 0 | 0 | 0 | 0 | 0 | 0 | 0 | 0 | 0 | 0 | 0 | 0 | 0 | 0 | 0 | 0 | 0 | 0
F5_Residential_Manufactured Home Low Income_Existing_Miscellaneous_Natural Gas_Miscellaneous_E7 | F5 | Residential | Manufactured Home Low Income | Existing | Miscellaneous | Natural Gas | Miscellaneous | E7 | RIM BC Ratio | 0 | 0 | 0 | 0 | 0 | 0 | 0 | 0 | 0 | 0 | 0 | 0 | 0 | 0 | 0 | 0 | 0 | 0 | 0 | 0 | 0 | 0 | 0 | 0 | 0 | 0 | 0 | 0 | 0 | 0 | 0 | 0 | 0
F5_Residential_Manufactured Home Low Income_Existing_Miscellaneous_Natural Gas_Miscellaneous_E8 | F5 | Residential | Manufactured Home Low Income | Existing | Miscellaneous | Natural Gas | Miscellaneous | E8 | RIM BC Ratio | 0 | 0 | 0 | 0 | 0 | 0 | 0 | 0 | 0 | 0 | 0 | 0 | 0 | 0 | 0 | 0 | 0 | 0 | 0 | 0 | 0 | 0 | 0 | 0 | 0 | 0 | 0 | 0 | 0 | 0 | 0 | 0 | 0
F5_Residential_Manufactured Home Low Income_Existing_Miscellaneous_Natural Gas_Miscellaneous_E9 | F5 | Residential | Manufactured Home Low Income | Existing | Miscellaneous | Natural Gas | Miscellaneous | E9 | RIM BC Ratio | 0 | 0 | 0 | 0 | 0 | 0 | 0 | 0 | 0 | 0 | 0 | 0 | 0 | 0 | 0 | 0 | 0 | 0 | 0 | 0 | 0 | 0 | 0 | 0 | 0 | 0 | 0 | 0 | 0 | 0 | 0 | 0 | 0
F5_Residential_Manufactured Home Low Income_Existing_Miscellaneous_Natural Gas_Miscellaneous_E10 | F5 | Residential | Manufactured Home Low Income | Existing | Miscellaneous | Natural Gas | Miscellaneous | E10 | RIM BC Ratio | 0 | 0 | 0 | 0 | 0 | 0 | 0 | 0 | 0 | 0 | 0 | 0 | 0 | 0 | 0 | 0 | 0 | 0 | 0 | 0 | 0 | 0 | 0 | 0 | 0 | 0 | 0 | 0 | 0 | 0 | 0 | 0 | 0
F0_Residential_Manufactured Home Low Income_New_Space Heating_Natural Gas_Furnace_E0 | F0 | Residential | Manufactured Home Low Income | New | Space Heating | Natural Gas | Furnace | E0 | Economic Unit | ASHP with AFUE 95% backup | ASHP with AFUE 95% backup | ASHP with AFUE 95% backup | ASHP with AFUE 95% backup | ASHP with AFUE 95% backup | ASHP with AFUE 95% backup | ASHP with AFUE 95% backup | ASHP with AFUE 95% backup | ASHP with AFUE 95% backup | ASHP with AFUE 95% backup | ASHP with AFUE 95% backup | ASHP with AFUE 95% backup | ASHP with AFUE 95% backup | ASHP with AFUE 95% backup | AFUE 97% (CEE Tier 3) | AFUE 97% (CEE Tier 3) | AFUE 97% (CEE Tier 3) | AFUE 97% (CEE Tier 3) | AFUE 97% (CEE Tier 3) | AFUE 97% (CEE Tier 3) | AFUE 97% (CEE Tier 3) | AFUE 97% (CEE Tier 3) | AFUE 97% (CEE Tier 3) | AFUE 97% (CEE Tier 3) | AFUE 97% (CEE Tier 3) | AFUE 97% (CEE Tier 3) | AFUE 97% (CEE Tier 3) | AFUE 97% (CEE Tier 3) | AFUE 97% (CEE Tier 3) | AFUE 97% (CEE Tier 3) | AFUE 97% (CEE Tier 3) | AFUE 97% (CEE Tier 3) | AFUE 97% (CEE Tier 3)
F1_Residential_Manufactured Home Low Income_New_Space Heating_Natural Gas_Furnace_E1 | F1 | Residential | Manufactured Home Low Income | New | Space Heating | Natural Gas | Furnace | E1 | CCE | 0 | 0 | 0 | 0 | 0 | 0 | 0 | 0 | 0 | 0 | 0 | 0 | 0 | 0 | 0 | 0 | 0 | 0 | 0 | 0 | 0 | 0 | 0 | 0 | 0 | 0 | 0 | 0 | 0 | 0 | 0 | 0 | 0
F1_Residential_Manufactured Home Low Income_New_Space Heating_Natural Gas_Furnace_E2 | F1 | Residential | Manufactured Home Low Income | New | Space Heating | Natural Gas | Furnace | E2 | CCE | 1.1157 | 1.15 | 1.1327 | 1.0439 | 1.0495 | 1.0552 | 1.061 | 1.0668 | 1.0726 | 1.0785 | 1.0845 | 1.0906 | 1.0967 | 1.1029 | 1.1092 | 1.1155 | 1.1219 | 1.1284 | 1.135 | 1.1416 | 1.1483 | 1.1551 | 1.162 | 1.169 | 1.176 | 1.1831 | 1.1903 | 1.1976 | 1.205 | 1.2125 | 1.2201 | 1.2278 | 1.2278
F1_Residential_Manufactured Home Low Income_New_Space Heating_Natural Gas_Furnace_E3 | F1 | Residential | Manufactured Home Low Income | New | Space Heating | Natural Gas | Furnace | E3 | CCE | 1.1886 | 1.2251 | 1.2066 | 1.1121 | 1.1181 | 1.1241 | 1.1302 | 1.1364 | 1.1427 | 1.149 | 1.1554 | 1.1618 | 1.1683 | 1.1749 | 1.1816 | 1.1884 | 1.1952 | 1.2021 | 1.2091 | 1.2162 | 1.2233 | 1.2306 | 1.2379 | 1.2453 | 1.2528 | 1.2604 | 1.2681 | 1.2758 | 1.2837 | 1.2917 | 1.2998 | 1.3079 | 1.3079
F1_Residential_Manufactured Home Low Income_New_Space Heating_Natural Gas_Furnace_E4 | F1 | Residential | Manufactured Home Low Income | New | Space Heating | Natural Gas | Furnace | E4 | CCE | 9.1288 | 9.4097 | 9.2678 | 8.5416 | 8.5875 | 8.6339 | 8.6809 | 8.7283 | 8.7763 | 8.8248 | 8.8739 | 8.9235 | 8.9736 | 9.0243 | 9.0756 | 9.1275 | 9.1799 | 9.2329 | 9.2867 | 9.341 | 9.396 | 9.4514 | 9.5077 | 9.5646 | 9.6223 | 9.6804 | 9.7395 | 9.7992 | 9.8597 | 9.9208 | 9.9829 | 10.0456 | 10.0456
F1_Residential_Manufactured Home Low Income_New_Space Heating_Natural Gas_Furnace_E5 | F1 | Residential | Manufactured Home Low Income | New | Space Heating | Natural Gas | Furnace | E5 | CCE | 2.192 | 2.2595 | 2.2254 | 2.051 | 2.0621 | 2.0732 | 2.0845 | 2.0959 | 2.1074 | 2.119 | 2.1308 | 2.1427 | 2.1548 | 2.1669 | 2.1793 | 2.1917 | 2.2043 | 2.217 | 2.2299 | 2.243 | 2.2562 | 2.2695 | 2.283 | 2.2967 | 2.3105 | 2.3245 | 2.3387 | 2.353 | 2.3675 | 2.3822 | 2.3971 | 2.4122 | 2.4122
F1_Residential_Manufactured Home Low Income_New_Space Heating_Natural Gas_Furnace_E6 | F1 | Residential | Manufactured Home Low Income | New | Space Heating | Natural Gas | Furnace | E6 | CCE | 2.0553 | 2.1186 | 2.0866 | 1.9231 | 1.9334 | 1.9439 | 1.9545 | 1.9651 | 1.9759 | 1.9869 | 1.9979 | 2.0091 | 2.0204 | 2.0318 | 2.0433 | 2.055 | 2.0668 | 2.0788 | 2.0909 | 2.1031 | 2.1155 | 2.1279 | 2.1406 | 2.1534 | 2.1664 | 2.1795 | 2.1928 | 2.2062 | 2.2199 | 2.2336 | 2.2476 | 2.2617 | 2.2617
F1_Residential_Manufactured Home Low Income_New_Space Heating_Natural Gas_Furnace_E7 | F1 | Residential | Manufactured Home Low Income | New | Space Heating | Natural Gas | Furnace | E7 | CCE | 0 | 0 | 0 | 0 | 0 | 0 | 0 | 0 | 0 | 0 | 0 | 0 | 0 | 0 | 0 | 0 | 0 | 0 | 0 | 0 | 0 | 0 | 0 | 0 | 0 | 0 | 0 | 0 | 0 | 0 | 0 | 0 | 0
F1_Residential_Manufactured Home Low Income_New_Space Heating_Natural Gas_Furnace_E8 | F1 | Residential | Manufactured Home Low Income | New | Space Heating | Natural Gas | Furnace | E8 | CCE | 0 | 0 | 0 | 0 | 0 | 0 | 0 | 0 | 0 | 0 | 0 | 0 | 0 | 0 | 0 | 0 | 0 | 0 | 0 | 0 | 0 | 0 | 0 | 0 | 0 | 0 | 0 | 0 | 0 | 0 | 0 | 0 | 0
F1_Residential_Manufactured Home Low Income_New_Space Heating_Natural Gas_Furnace_E9 | F1 | Residential | Manufactured Home Low Income | New | Space Heating | Natural Gas | Furnace | E9 | CCE | 0 | 0 | 0 | 0 | 0 | 0 | 0 | 0 | 0 | 0 | 0 | 0 | 0 | 0 | 0 | 0 | 0 | 0 | 0 | 0 | 0 | 0 | 0 | 0 | 0 | 0 | 0 | 0 | 0 | 0 | 0 | 0 | 0
F1_Residential_Manufactured Home Low Income_New_Space Heating_Natural Gas_Furnace_E10 | F1 | Residential | Manufactured Home Low Income | New | Space Heating | Natural Gas | Furnace | E10 | CCE | 0 | 0 | 0 | 0 | 0 | 0 | 0 | 0 | 0 | 0 | 0 | 0 | 0 | 0 | 0 | 0 | 0 | 0 | 0 | 0 | 0 | 0 | 0 | 0 | 0 | 0 | 0 | 0 | 0 | 0 | 0 | 0 | 0
F2_Residential_Manufactured Home Low Income_New_Space Heating_Natural Gas_Furnace_E1 | F2 | Residential | Manufactured Home Low Income | New | Space Heating | Natural Gas | Furnace | E1 | TRC BC Ratio | bar: 2019 to 2051
F2_Residential_Manufactured Home Low Income_New_Space Heating_Natural Gas_Furnace_E2 | F2 | Residential | Manufactured Home Low Income | New | Space Heating | Natural Gas | Furnace | E2 | TRC BC Ratio | 1.8223 | 1.8238 | 1.8291 | 1.8329 | 1.8268 | 1.8253 | 1.8277 | 1.8285 | 1.8301 | 1.8307 | 1.8304 | 1.829 | 1.8273 | 1.825 | 1.8215 | 1.8172 | 1.812 | 1.8063 | 1.8001 | 1.7941 | 1.7875 | 1.7807 | 1.7731 | 1.7655 | 1.757 | 1.748 | 1.7384 | 1.7286 | 1.7178 | 1.7066 | 1.6945 | 1.6821 | 1.6684
F2_Residential_Manufactured Home Low Income_New_Space Heating_Natural Gas_Furnace_E3 | F2 | Residential | Manufactured Home Low Income | New | Space Heating | Natural Gas | Furnace | E3 | TRC BC Ratio | 1.7106 | 1.712 | 1.717 | 1.7205 | 1.7148 | 1.7135 | 1.7156 | 1.7164 | 1.7179 | 1.7185 | 1.7182 | 1.7169 | 1.7153 | 1.7132 | 1.7099 | 1.7058 | 1.701 | 1.6956 | 1.6898 | 1.6842 | 1.6779 | 1.6715 | 1.6644 | 1.6572 | 1.6493 | 1.6408 | 1.6319 | 1.6226 | 1.6125 | 1.602 | 1.5907 | 1.579 | 1.5661
F2_Residential_Manufactured Home Low Income_New_Space Heating_Natural Gas_Furnace_E4 | F2 | Residential | Manufactured Home Low Income | New | Space Heating | Natural Gas | Furnace | E4 | TRC BC Ratio | 0.22215 | 0.22235 | 0.22274 | 0.22309 | 0.22299 | 0.22316 | 0.22338 | 0.22337 | 0.22323 | 0.22287 | 0.22224 | 0.22135 | 0.2202 | 0.21877 | 0.21699 | 0.21523 | 0.21348 | 0.21177 | 0.21034 | 0.20927 | 0.20853 | 0.20819 | 0.20782 | 0.20745 | 0.20704 | 0.2066 | 0.20613 | 0.20565 | 0.20513 | 0.20458 | 0.20399 | 0.20339 | 0.20271
F2_Residential_Manufactured Home Low Income_New_Space Heating_Natural Gas_Furnace_E5 | F2 | Residential | Manufactured Home Low Income | New | Space Heating | Natural Gas | Furnace | E5 | TRC BC Ratio | 0.92655 | 0.92739 | 0.92986 | 0.93172 | 0.92935 | 0.92902 | 0.93001 | 0.93 | 0.92998 | 0.92914 | 0.92745 | 0.92532 | 0.92311 | 0.9207 | 0.9178 | 0.91462 | 0.91112 | 0.90747 | 0.90418 | 0.9016 | 0.89873 | 0.89579 | 0.89252 | 0.88924 | 0.88558 | 0.88169 | 0.87758 | 0.87335 | 0.86869 | 0.86388 | 0.85866 | 0.85332 | 0.84739
F2_Residential_Manufactured Home Low Income_New_Space Heating_Natural Gas_Furnace_E6 | F2 | Residential | Manufactured Home Low Income | New | Space Heating | Natural Gas | Furnace | E6 | TRC BC Ratio | 0.98848 | 0.98936 | 0.99206 | 0.99406 | 0.99131 | 0.99084 | 0.99195 | 0.99207 | 0.99231 | 0.99176 | 0.99043 | 0.98859 | 0.98665 | 0.98445 | 0.9817 | 0.97861 | 0.97514 | 0.97147 | 0.96801 | 0.96512 | 0.9619 | 0.9586 | 0.95494 | 0.95125 | 0.94715 | 0.94278 | 0.93818 | 0.93343 | 0.9282 | 0.92281 | 0.91695 | 0.91096 | 0.90431
F2_Residential_Manufactured Home Low Income_New_Space Heating_Natural Gas_Furnace_E7 | F2 | Residential | Manufactured Home Low Income | New | Space Heating | Natural Gas | Furnace | E7 | TRC BC Ratio | 0 | 0 | 0 | 0 | 0 | 0 | 0 | 0 | 0 | 0 | 0 | 0 | 0 | 0 | 0 | 0 | 0 | 0 | 0 | 0 | 0 | 0 | 0 | 0 | 0 | 0 | 0 | 0 | 0 | 0 | 0 | 0 | 0
F2_Residential_Manufactured Home Low Income_New_Space Heating_Natural Gas_Furnace_E8 | F2 | Residential | Manufactured Home Low Income | New | Space Heating | Natural Gas | Furnace | E8 | TRC BC Ratio | 0 | 0 | 0 | 0 | 0 | 0 | 0 | 0 | 0 | 0 | 0 | 0 | 0 | 0 | 0 | 0 | 0 | 0 | 0 | 0 | 0 | 0 | 0 | 0 | 0 | 0 | 0 | 0 | 0 | 0 | 0 | 0 | 0
F2_Residential_Manufactured Home Low Income_New_Space Heating_Natural Gas_Furnace_E9 | F2 | Residential | Manufactured Home Low Income | New | Space Heating | Natural Gas | Furnace | E9 | TRC BC Ratio | 0 | 0 | 0 | 0 | 0 | 0 | 0 | 0 | 0 | 0 | 0 | 0 | 0 | 0 | 0 | 0 | 0 | 0 | 0 | 0 | 0 | 0 | 0 | 0 | 0 | 0 | 0 | 0 | 0 | 0 | 0 | 0 | 0
F2_Residential_Manufactured Home Low Income_New_Space Heating_Natural Gas_Furnace_E10 | F2 | Residential | Manufactured Home Low Income | New | Space Heating | Natural Gas | Furnace | E10 | TRC BC Ratio | 0 | 0 | 0 | 0 | 0 | 0 | 0 | 0 | 0 | 0 | 0 | 0 | 0 | 0 | 0 | 0 | 0 | 0 | 0 | 0 | 0 | 0 | 0 | 0 | 0 | 0 | 0 | 0 | 0 | 0 | 0 | 0 | 0
F3_Residential_Manufactured Home Low Income_New_Space Heating_Natural Gas_Furnace_E1 | F3 | Residential | Manufactured Home Low Income | New | Space Heating | Natural Gas | Furnace | E1 | PACT BC Ratio | bar: 2019 to 2051
F3_Residential_Manufactured Home Low Income_New_Space Heating_Natural Gas_Furnace_E2 | F3 | Residential | Manufactured Home Low Income | New | Space Heating | Natural Gas | Furnace | E2 | PACT BC Ratio | 1.8561 | 1.8576 | 1.863 | 1.8668 | 1.8607 | 1.8592 | 1.8615 | 1.8624 | 1.864 | 1.8646 | 1.8643 | 1.8629 | 1.8612 | 1.8589 | 1.8553 | 1.8509 | 1.8456 | 1.8398 | 1.8335 | 1.8274 | 1.8206 | 1.8137 | 1.806 | 1.7982 | 1.7895 | 1.7804 | 1.7707 | 1.7606 | 1.7496 | 1.7383 | 1.7259 | 1.7133 | 1.6993
F3_Residential_Manufactured Home Low Income_New_Space Heating_Natural Gas_Furnace_E3 | F3 | Residential | Manufactured Home Low Income | New | Space Heating | Natural Gas | Furnace | E3 | PACT BC Ratio | 1.7423 | 1.7438 | 1.7488 | 1.7524 | 1.7466 | 1.7452 | 1.7474 | 1.7482 | 1.7498 | 1.7503 | 1.75 | 1.7487 | 1.7471 | 1.7449 | 1.7416 | 1.7375 | 1.7325 | 1.727 | 1.7211 | 1.7154 | 1.709 | 1.7025 | 1.6953 | 1.688 | 1.6798 | 1.6712 | 1.6621 | 1.6527 | 1.6424 | 1.6317 | 1.6201 | 1.6083 | 1.5952
F3_Residential_Manufactured Home Low Income_New_Space Heating_Natural Gas_Furnace_E4 | F3 | Residential | Manufactured Home Low Income | New | Space Heating | Natural Gas | Furnace | E4 | PACT BC Ratio | 0.22627 | 0.22647 | 0.22687 | 0.22723 | 0.22712 | 0.2273 | 0.22752 | 0.22751 | 0.22737 | 0.227 | 0.22636 | 0.22546 | 0.22428 | 0.22282 | 0.22101 | 0.21922 | 0.21744 | 0.2157 | 0.21424 | 0.21315 | 0.21239 | 0.21205 | 0.21168 | 0.2113 | 0.21088 | 0.21043 | 0.20995 | 0.20947 | 0.20893 | 0.20837 | 0.20777 | 0.20716 | 0.20647
F3_Residential_Manufactured Home Low Income_New_Space Heating_Natural Gas_Furnace_E5 | F3 | Residential | Manufactured Home Low Income | New | Space Heating | Natural Gas | Furnace | E5 | PACT BC Ratio | 0.94373 | 0.94458 | 0.9471 | 0.94899 | 0.94658 | 0.94625 | 0.94725 | 0.94724 | 0.94722 | 0.94637 | 0.94465 | 0.94248 | 0.94023 | 0.93776 | 0.93481 | 0.93157 | 0.92801 | 0.92429 | 0.92094 | 0.91831 | 0.9154 | 0.9124 | 0.90907 | 0.90573 | 0.902 | 0.89803 | 0.89385 | 0.88954 | 0.88479 | 0.8799 | 0.87458 | 0.86914 | 0.8631
F3_Residential_Manufactured Home Low Income_New_Space Heating_Natural Gas_Furnace_E6 | F3 | Residential | Manufactured Home Low Income | New | Space Heating | Natural Gas | Furnace | E6 | PACT BC Ratio | 1.0068 | 1.0077 | 1.0105 | 1.0125 | 1.0097 | 1.0092 | 1.0103 | 1.0105 | 1.0107 | 1.0101 | 1.0088 | 1.0069 | 1.0049 | 1.0027 | 0.9999 | 0.99676 | 0.99322 | 0.98948 | 0.98595 | 0.98301 | 0.97974 | 0.97637 | 0.97264 | 0.96889 | 0.9647 | 0.96026 | 0.95557 | 0.95073 | 0.94541 | 0.93991 | 0.93395 | 0.92784 | 0.92107
F3_Residential_Manufactured Home Low Income_New_Space Heating_Natural Gas_Furnace_E7 | F3 | Residential | Manufactured Home Low Income | New | Space Heating | Natural Gas | Furnace | E7 | PACT BC Ratio | 0 | 0 | 0 | 0 | 0 | 0 | 0 | 0 | 0 | 0 | 0 | 0 | 0 | 0 | 0 | 0 | 0 | 0 | 0 | 0 | 0 | 0 | 0 | 0 | 0 | 0 | 0 | 0 | 0 | 0 | 0 | 0 | 0
F3_Residential_Manufactured Home Low Income_New_Space Heating_Natural Gas_Furnace_E8 | F3 | Residential | Manufactured Home Low Income | New | Space Heating | Natural Gas | Furnace | E8 | PACT BC Ratio | 0 | 0 | 0 | 0 | 0 | 0 | 0 | 0 | 0 | 0 | 0 | 0 | 0 | 0 | 0 | 0 | 0 | 0 | 0 | 0 | 0 | 0 | 0 | 0 | 0 | 0 | 0 | 0 | 0 | 0 | 0 | 0 | 0
F3_Residential_Manufactured Home Low Income_New_Space Heating_Natural Gas_Furnace_E9 | F3 | Residential | Manufactured Home Low Income | New | Space Heating | Natural Gas | Furnace | E9 | PACT BC Ratio | 0 | 0 | 0 | 0 | 0 | 0 | 0 | 0 | 0 | 0 | 0 | 0 | 0 | 0 | 0 | 0 | 0 | 0 | 0 | 0 | 0 | 0 | 0 | 0 | 0 | 0 | 0 | 0 | 0 | 0 | 0 | 0 | 0
F3_Residential_Manufactured Home Low Income_New_Space Heating_Natural Gas_Furnace_E10 | F3 | Residential | Manufactured Home Low Income | New | Space Heating | Natural Gas | Furnace | E10 | PACT BC Ratio | 0 | 0 | 0 | 0 | 0 | 0 | 0 | 0 | 0 | 0 | 0 | 0 | 0 | 0 | 0 | 0 | 0 | 0 | 0 | 0 | 0 | 0 | 0 | 0 | 0 | 0 | 0 | 0 | 0 | 0 | 0 | 0 | 0
F4_Residential_Manufactured Home Low Income_New_Space Heating_Natural Gas_Furnace_E1 | F4 | Residential | Manufactured Home Low Income | New | Space Heating | Natural Gas | Furnace | E1 | RVT BC Ratio | bar: 2019 to 2051
F4_Residential_Manufactured Home Low Income_New_Space Heating_Natural Gas_Furnace_E2 | F4 | Residential | Manufactured Home Low Income | New | Space Heating | Natural Gas | Furnace | E2 | RVT BC Ratio | 3.1614 | 3.1632 | 3.1695 | 3.1741 | 3.1668 | 3.165 | 3.1678 | 3.1688 | 3.1707 | 3.1714 | 3.1711 | 3.1694 | 3.1674 | 3.1647 | 3.1605 | 3.1553 | 3.1491 | 3.1422 | 3.1348 | 3.1277 | 3.1197 | 3.1115 | 3.1024 | 3.0933 | 3.0831 | 3.0723 | 3.0609 | 3.0491 | 3.0362 | 3.0228 | 3.0083 | 2.9935 | 2.9725
F4_Residential_Manufactured Home Low Income_New_Space Heating_Natural Gas_Furnace_E3 | F4 | Residential | Manufactured Home Low Income | New | Space Heating | Natural Gas | Furnace | E3 | RVT BC Ratio | 3.0275 | 3.0293 | 3.0352 | 3.0394 | 3.0326 | 3.031 | 3.0336 | 3.0345 | 3.0363 | 3.037 | 3.0367 | 3.0351 | 3.0332 | 3.0306 | 3.0267 | 3.0219 | 3.016 | 3.0096 | 3.0026 | 2.9959 | 2.9884 | 2.9807 | 2.9722 | 2.9637 | 2.9541 | 2.944 | 2.9332 | 2.9222 | 2.91 | 2.8975 | 2.8839 | 2.8699 | 2.8502
F4_Residential_Manufactured Home Low Income_New_Space Heating_Natural Gas_Furnace_E4 | F4 | Residential | Manufactured Home Low Income | New | Space Heating | Natural Gas | Furnace | E4 | RVT BC Ratio | 1.2443 | 1.2446 | 1.245 | 1.2454 | 1.2453 | 1.2455 | 1.2458 | 1.2458 | 1.2456 | 1.2452 | 1.2444 | 1.2434 | 1.242 | 1.2403 | 1.2381 | 1.236 | 1.2339 | 1.2319 | 1.2302 | 1.2289 | 1.228 | 1.2276 | 1.2271 | 1.2267 | 1.2262 | 1.2257 | 1.2251 | 1.2245 | 1.2239 | 1.2233 | 1.2226 | 1.2218 | 1.2194
F4_Residential_Manufactured Home Low Income_New_Space Heating_Natural Gas_Furnace_E5 | F4 | Residential | Manufactured Home Low Income | New | Space Heating | Natural Gas | Furnace | E5 | RVT BC Ratio | 2.0882 | 2.0892 | 2.0922 | 2.0944 | 2.0916 | 2.0912 | 2.0924 | 2.0924 | 2.0923 | 2.0913 | 2.0893 | 2.0868 | 2.0841 | 2.0812 | 2.0777 | 2.0739 | 2.0697 | 2.0654 | 2.0614 | 2.0583 | 2.0549 | 2.0514 | 2.0475 | 2.0435 | 2.0391 | 2.0345 | 2.0296 | 2.0245 | 2.0189 | 2.0131 | 2.0069 | 2.0005 | 1.9885
F4_Residential_Manufactured Home Low Income_New_Space Heating_Natural Gas_Furnace_E6 | F4 | Residential | Manufactured Home Low Income | New | Space Heating | Natural Gas | Furnace | E6 | RVT BC Ratio | 2.1624 | 2.1635 | 2.1667 | 2.1691 | 2.1658 | 2.1652 | 2.1666 | 2.1667 | 2.167 | 2.1664 | 2.1648 | 2.1626 | 2.1602 | 2.1576 | 2.1543 | 2.1506 | 2.1464 | 2.142 | 2.1379 | 2.1344 | 2.1306 | 2.1266 | 2.1222 | 2.1178 | 2.1129 | 2.1077 | 2.1022 | 2.0965 | 2.0902 | 2.0837 | 2.0767 | 2.0695 | 2.0571
F4_Residential_Manufactured Home Low Income_New_Space Heating_Natural Gas_Furnace_E7 | F4 | Residential | Manufactured Home Low Income | New | Space Heating | Natural Gas | Furnace | E7 | RVT BC Ratio | 0 | 0 | 0 | 0 | 0 | 0 | 0 | 0 | 0 | 0 | 0 | 0 | 0 | 0 | 0 | 0 | 0 | 0 | 0 | 0 | 0 | 0 | 0 | 0 | 0 | 0 | 0 | 0 | 0 | 0 | 0 | 0 | 0
F4_Residential_Manufactured Home Low Income_New_Space Heating_Natural Gas_Furnace_E8 | F4 | Residential | Manufactured Home Low Income | New | Space Heating | Natural Gas | Furnace | E8 | RVT BC Ratio | 0 | 0 | 0 | 0 | 0 | 0 | 0 | 0 | 0 | 0 | 0 | 0 | 0 | 0 | 0 | 0 | 0 | 0 | 0 | 0 | 0 | 0 | 0 | 0 | 0 | 0 | 0 | 0 | 0 | 0 | 0 | 0 | 0
F4_Residential_Manufactured Home Low Income_New_Space Heating_Natural Gas_Furnace_E9 | F4 | Residential | Manufactured Home Low Income | New | Space Heating | Natural Gas | Furnace | E9 | RVT BC Ratio | 0 | 0 | 0 | 0 | 0 | 0 | 0 | 0 | 0 | 0 | 0 | 0 | 0 | 0 | 0 | 0 | 0 | 0 | 0 | 0 | 0 | 0 | 0 | 0 | 0 | 0 | 0 | 0 | 0 | 0 | 0 | 0 | 0
F4_Residential_Manufactured Home Low Income_New_Space Heating_Natural Gas_Furnace_E10 | F4 | Residential | Manufactured Home Low Income | New | Space Heating | Natural Gas | Furnace | E10 | RVT BC Ratio | 0 | 0 | 0 | 0 | 0 | 0 | 0 | 0 | 0 | 0 | 0 | 0 | 0 | 0 | 0 | 0 | 0 | 0 | 0 | 0 | 0 | 0 | 0 | 0 | 0 | 0 | 0 | 0 | 0 | 0 | 0 | 0 | 0
F5_Residential_Manufactured Home Low Income_New_Space Heating_Natural Gas_Furnace_E1 | F5 | Residential | Manufactured Home Low Income | New | Space Heating | Natural Gas | Furnace | E1 | RIM BC Ratio | bar: 2019 to 2051
F5_Residential_Manufactured Home Low Income_New_Space Heating_Natural Gas_Furnace_E2 | F5 | Residential | Manufactured Home Low Income | New | Space Heating | Natural Gas | Furnace | E2 | RIM BC Ratio | 0.65055 | 0.65074 | 0.6514 | 0.65187 | 0.65111 | 0.65093 | 0.65122 | 0.65132 | 0.65152 | 0.6516 | 0.65156 | 0.65139 | 0.65118 | 0.65089 | 0.65045 | 0.64992 | 0.64926 | 0.64854 | 0.64775 | 0.64699 | 0.64614 | 0.64526 | 0.64428 | 0.64329 | 0.64218 | 0.641 | 0.63973 | 0.63842 | 0.63697 | 0.63546 | 0.6338 | 0.63209 | 0.63107
F5_Residential_Manufactured Home Low Income_New_Space Heating_Natural Gas_Furnace_E3 | F5 | Residential | Manufactured Home Low Income | New | Space Heating | Natural Gas | Furnace | E3 | RIM BC Ratio | 0.63599 | 0.63619 | 0.63686 | 0.63734 | 0.63657 | 0.63638 | 0.63668 | 0.63678 | 0.63698 | 0.63706 | 0.63702 | 0.63685 | 0.63663 | 0.63634 | 0.6359 | 0.63535 | 0.63468 | 0.63394 | 0.63315 | 0.63237 | 0.63151 | 0.63061 | 0.62962 | 0.62861 | 0.62748 | 0.62627 | 0.62499 | 0.62366 | 0.62218 | 0.62064 | 0.61896 | 0.61722 | 0.61613
F5_Residential_Manufactured Home Low Income_New_Space Heating_Natural Gas_Furnace_E4 | F5 | Residential | Manufactured Home Low Income | New | Space Heating | Natural Gas | Furnace | E4 | RIM BC Ratio | 0.18457 | 0.18471 | 0.18497 | 0.18521 | 0.18514 | 0.18526 | 0.1854 | 0.1854 | 0.18531 | 0.18506 | 0.18464 | 0.18403 | 0.18325 | 0.18227 | 0.18106 | 0.17985 | 0.17865 | 0.17748 | 0.17649 | 0.17575 | 0.17524 | 0.175 | 0.17475 | 0.17449 | 0.1742 | 0.17389 | 0.17357 | 0.17324 | 0.17287 | 0.17249 | 0.17208 | 0.17165 | 0.17138
F5_Residential_Manufactured Home Low Income_New_Space Heating_Natural Gas_Furnace_E5 | F5 | Residential | Manufactured Home Low Income | New | Space Heating | Natural Gas | Furnace | E5 | RIM BC Ratio | 0.48591 | 0.48613 | 0.4868 | 0.4873 | 0.48666 | 0.48657 | 0.48684 | 0.48683 | 0.48683 | 0.4866 | 0.48615 | 0.48557 | 0.48498 | 0.48432 | 0.48353 | 0.48266 | 0.4817 | 0.4807 | 0.47979 | 0.47908 | 0.47828 | 0.47746 | 0.47655 | 0.47563 | 0.4746 | 0.4735 | 0.47233 | 0.47113 | 0.46979 | 0.46841 | 0.4669 | 0.46534 | 0.46465
F5_Residential_Manufactured Home Low Income_New_Space Heating_Natural Gas_Furnace_E6 | F5 | Residential | Manufactured Home Low Income | New | Space Heating | Natural Gas | Furnace | E6 | RIM BC Ratio | 0.5021 | 0.50232 | 0.50301 | 0.50351 | 0.50282 | 0.5027 | 0.50298 | 0.50301 | 0.50307 | 0.50293 | 0.50259 | 0.50213 | 0.50164 | 0.50108 | 0.50038 | 0.49959 | 0.4987 | 0.49775 | 0.49686 | 0.49611 | 0.49528 | 0.49442 | 0.49346 | 0.49249 | 0.49141 | 0.49025 | 0.48902 | 0.48775 | 0.48635 | 0.48489 | 0.4833 | 0.48166 | 0.48077
F5_Residential_Manufactured Home Low Income_New_Space Heating_Natural Gas_Furnace_E7 | F5 | Residential | Manufactured Home Low Income | New | Space Heating | Natural Gas | Furnace | E7 | RIM BC Ratio | 0 | 0 | 0 | 0 | 0 | 0 | 0 | 0 | 0 | 0 | 0 | 0 | 0 | 0 | 0 | 0 | 0 | 0 | 0 | 0 | 0 | 0 | 0 | 0 | 0 | 0 | 0 | 0 | 0 | 0 | 0 | 0 | 0
F5_Residential_Manufactured Home Low Income_New_Space Heating_Natural Gas_Furnace_E8 | F5 | Residential | Manufactured Home Low Income | New | Space Heating | Natural Gas | Furnace | E8 | RIM BC Ratio | 0 | 0 | 0 | 0 | 0 | 0 | 0 | 0 | 0 | 0 | 0 | 0 | 0 | 0 | 0 | 0 | 0 | 0 | 0 | 0 | 0 | 0 | 0 | 0 | 0 | 0 | 0 | 0 | 0 | 0 | 0 | 0 | 0
F5_Residential_Manufactured Home Low Income_New_Space Heating_Natural Gas_Furnace_E9 | F5 | Residential | Manufactured Home Low Income | New | Space Heating | Natural Gas | Furnace | E9 | RIM BC Ratio | 0 | 0 | 0 | 0 | 0 | 0 | 0 | 0 | 0 | 0 | 0 | 0 | 0 | 0 | 0 | 0 | 0 | 0 | 0 | 0 | 0 | 0 | 0 | 0 | 0 | 0 | 0 | 0 | 0 | 0 | 0 | 0 | 0
F5_Residential_Manufactured Home Low Income_New_Space Heating_Natural Gas_Furnace_E10 | F5 | Residential | Manufactured Home Low Income | New | Space Heating | Natural Gas | Furnace | E10 | RIM BC Ratio | 0 | 0 | 0 | 0 | 0 | 0 | 0 | 0 | 0 | 0 | 0 | 0 | 0 | 0 | 0 | 0 | 0 | 0 | 0 | 0 | 0 | 0 | 0 | 0 | 0 | 0 | 0 | 0 | 0 | 0 | 0 | 0 | 0
F0_Residential_Manufactured Home Low Income_New_Space Heating_Natural Gas_Boiler_E0 | F0 | Residential | Manufactured Home Low Income | New | Space Heating | Natural Gas | Boiler | E0 | Economic Unit | AFUE 80% | AFUE 80% | AFUE 82% | AFUE 82% | AFUE 82% | AFUE 82% | AFUE 82% | AFUE 82% | AFUE 82% | AFUE 82% | AFUE 82% | AFUE 82% | AFUE 82% | AFUE 82% | AFUE 82% | AFUE 82% | AFUE 82% | AFUE 82% | AFUE 82% | AFUE 82% | AFUE 82% | AFUE 82% | AFUE 82% | AFUE 82% | AFUE 82% | AFUE 82% | AFUE 82% | AFUE 82% | AFUE 82% | AFUE 82% | AFUE 82% | AFUE 82% | AFUE 82%
F1_Residential_Manufactured Home Low Income_New_Space Heating_Natural Gas_Boiler_E1 | F1 | Residential | Manufactured Home Low Income | New | Space Heating | Natural Gas | Boiler | E1 | CCE | 0 | 0 | 0 | 0 | 0 | 0 | 0 | 0 | 0 | 0 | 0 | 0 | 0 | 0 | 0 | 0 | 0 | 0 | 0 | 0 | 0 | 0 | 0 | 0 | 0 | 0 | 0 | 0 | 0 | 0 | 0 | 0 | 0
F1_Residential_Manufactured Home Low Income_New_Space Heating_Natural Gas_Boiler_E2 | F1 | Residential | Manufactured Home Low Income | New | Space Heating | Natural Gas | Boiler | E2 | CCE | 8.3703 | 8.6278 | 0 | 0 | 0 | 0 | 0 | 0 | 0 | 0 | 0 | 0 | 0 | 0 | 0 | 0 | 0 | 0 | 0 | 0 | 0 | 0 | 0 | 0 | 0 | 0 | 0 | 0 | 0 | 0 | 0 | 0 | 0
F1_Residential_Manufactured Home Low Income_New_Space Heating_Natural Gas_Boiler_E3 | F1 | Residential | Manufactured Home Low Income | New | Space Heating | Natural Gas | Boiler | E3 | CCE | 8.8775 | 9.1506 | 9.8493 | 9.0776 | 9.1264 | 9.1757 | 9.2256 | 9.276 | 9.327 | 9.3785 | 9.4307 | 9.4834 | 9.5367 | 9.5905 | 9.6451 | 9.7002 | 9.756 | 9.8123 | 9.8694 | 9.9271 | 9.9855 | 10.0445 | 10.1043 | 10.1648 | 10.226 | 10.2878 | 10.3507 | 10.4141 | 10.4784 | 10.5433 | 10.6093 | 10.676 | 10.676
F1_Residential_Manufactured Home Low Income_New_Space Heating_Natural Gas_Boiler_E4 | F1 | Residential | Manufactured Home Low Income | New | Space Heating | Natural Gas | Boiler | E4 | CCE | 3.8621 | 3.9809 | 2.5372 | 2.3384 | 2.351 | 2.3637 | 2.3765 | 2.3895 | 2.4027 | 2.4159 | 2.4294 | 2.443 | 2.4567 | 2.4705 | 2.4846 | 2.4988 | 2.5132 | 2.5277 | 2.5424 | 2.5573 | 2.5723 | 2.5875 | 2.6029 | 2.6185 | 2.6343 | 2.6502 | 2.6664 | 2.6827 | 2.6993 | 2.716 | 2.733 | 2.7502 | 2.7502
F1_Residential_Manufactured Home Low Income_New_Space Heating_Natural Gas_Boiler_E5 | F1 | Residential | Manufactured Home Low Income | New | Space Heating | Natural Gas | Boiler | E5 | CCE | 3.2053 | 3.3039 | 2.4125 | 2.2235 | 2.2354 | 2.2475 | 2.2597 | 2.2721 | 2.2846 | 2.2972 | 2.31 | 2.3229 | 2.3359 | 2.3491 | 2.3625 | 2.376 | 2.3896 | 2.4034 | 2.4174 | 2.4316 | 2.4459 | 2.4603 | 2.475 | 2.4898 | 2.5048 | 2.5199 | 2.5353 | 2.5508 | 2.5666 | 2.5825 | 2.5986 | 2.615 | 2.615
F1_Residential_Manufactured Home Low Income_New_Space Heating_Natural Gas_Boiler_E6 | F1 | Residential | Manufactured Home Low Income | New | Space Heating | Natural Gas | Boiler | E6 | CCE | 15.644 | 16.1253 | 16.4039 | 15.1185 | 15.1998 | 15.2819 | 15.365 | 15.449 | 15.5339 | 15.6197 | 15.7066 | 15.7944 | 15.8831 | 15.9728 | 16.0637 | 16.1555 | 16.2483 | 16.3421 | 16.4373 | 16.5334 | 16.6307 | 16.7288 | 16.8285 | 16.9293 | 17.0312 | 17.1342 | 17.2388 | 17.3445 | 17.4515 | 17.5597 | 17.6695 | 17.7806 | 17.7806
F1_Residential_Manufactured Home Low Income_New_Space Heating_Natural Gas_Boiler_E7 | F1 | Residential | Manufactured Home Low Income | New | Space Heating | Natural Gas | Boiler | E7 | CCE | 4.427 | 4.5632 | 4.2979 | 3.9611 | 3.9824 | 4.0039 | 4.0257 | 4.0477 | 4.07 | 4.0924 | 4.1152 | 4.1382 | 4.1614 | 4.1849 | 4.2087 | 4.2328 | 4.2571 | 4.2817 | 4.3066 | 4.3318 | 4.3573 | 4.383 | 4.4091 | 4.4355 | 4.4623 | 4.4892 | 4.5166 | 4.5443 | 4.5724 | 4.6007 | 4.6295 | 4.6586 | 4.6586
F1_Residential_Manufactured Home Low Income_New_Space Heating_Natural Gas_Boiler_E8 | F1 | Residential | Manufactured Home Low Income | New | Space Heating | Natural Gas | Boiler | E8 | CCE | 4.0447 | 4.1691 | 3.9255 | 3.6179 | 3.6373 | 3.657 | 3.6769 | 3.697 | 3.7173 | 3.7378 | 3.7586 | 3.7796 | 3.8009 | 3.8223 | 3.8441 | 3.866 | 3.8883 | 3.9107 | 3.9335 | 3.9565 | 3.9798 | 4.0032 | 4.0271 | 4.0512 | 4.0756 | 4.1002 | 4.1253 | 4.1506 | 4.1762 | 4.2021 | 4.2284 | 4.2549 | 4.2549
F1_Residential_Manufactured Home Low Income_New_Space Heating_Natural Gas_Boiler_E9 | F1 | Residential | Manufactured Home Low Income | New | Space Heating | Natural Gas | Boiler | E9 | CCE | 0 | 0 | 0 | 0 | 0 | 0 | 0 | 0 | 0 | 0 | 0 | 0 | 0 | 0 | 0 | 0 | 0 | 0 | 0 | 0 | 0 | 0 | 0 | 0 | 0 | 0 | 0 | 0 | 0 | 0 | 0 | 0 | 0
F1_Residential_Manufactured Home Low Income_New_Space Heating_Natural Gas_Boiler_E10 | F1 | Residential | Manufactured Home Low Income | New | Space Heating | Natural Gas | Boiler | E10 | CCE | 0 | 0 | 0 | 0 | 0 | 0 | 0 | 0 | 0 | 0 | 0 | 0 | 0 | 0 | 0 | 0 | 0 | 0 | 0 | 0 | 0 | 0 | 0 | 0 | 0 | 0 | 0 | 0 | 0 | 0 | 0 | 0 | 0
F2_Residential_Manufactured Home Low Income_New_Space Heating_Natural Gas_Boiler_E1 | F2 | Residential | Manufactured Home Low Income | New | Space Heating | Natural Gas | Boiler | E1 | TRC BC Ratio | 1 | 1 | 0 | 0 | 0 | 0 | 0 | 0 | 0 | 0 | 0 | 0 | 0 | 0 | 0 | 0 | 0 | 0 | 0 | 0 | 0 | 0 | 0 | 0 | 0 | 0 | 0 | 0 | 0 | 0 | 0 | 0 | 0
F2_Residential_Manufactured Home Low Income_New_Space Heating_Natural Gas_Boiler_E2 | F2 | Residential | Manufactured Home Low Income | New | Space Heating | Natural Gas | Boiler | E2 | TRC BC Ratio | 0.24365 | 0.24387 | 1 | 1 | 1 | 1 | 1 | 1 | 1 | 1 | 1 | 1 | 1 | 1 | 1 | 1 | 1 | 1 | 1 | 1 | 1 | 1 | 1 | 1 | 1 | 1 | 1 | 1 | 1 | 1 | 1 | 1 | 1
F2_Residential_Manufactured Home Low Income_New_Space Heating_Natural Gas_Boiler_E3 | F2 | Residential | Manufactured Home Low Income | New | Space Heating | Natural Gas | Boiler | E3 | TRC BC Ratio | 0.22973 | 0.22994 | 0.211 | 0.21138 | 0.21069 | 0.21042 | 0.21054 | 0.21048 | 0.21049 | 0.21038 | 0.21017 | 0.20982 | 0.20943 | 0.20895 | 0.2084 | 0.20782 | 0.20721 | 0.20661 | 0.20597 | 0.20535 | 0.20466 | 0.20395 | 0.20316 | 0.20237 | 0.20148 | 0.20054 | 0.19955 | 0.19853 | 0.1974 | 0.19624 | 0.19498 | 0.19369 | 0.19226
F2_Residential_Manufactured Home Low Income_New_Space Heating_Natural Gas_Boiler_E4 | F2 | Residential | Manufactured Home Low Income | New | Space Heating | Natural Gas | Boiler | E4 | TRC BC Ratio | 0.52805 | 0.52854 | 0.81907 | 0.82057 | 0.81789 | 0.81686 | 0.81729 | 0.81707 | 0.81712 | 0.8167 | 0.81587 | 0.81452 | 0.81298 | 0.81114 | 0.80899 | 0.80675 | 0.80438 | 0.80206 | 0.79957 | 0.79715 | 0.79447 | 0.79171 | 0.78865 | 0.78557 | 0.78214 | 0.7785 | 0.77465 | 0.77068 | 0.76631 | 0.7618 | 0.75691 | 0.75189 | 0.74633
F2_Residential_Manufactured Home Low Income_New_Space Heating_Natural Gas_Boiler_E5 | F2 | Residential | Manufactured Home Low Income | New | Space Heating | Natural Gas | Boiler | E5 | TRC BC Ratio | 0.63626 | 0.63685 | 0.86142 | 0.86299 | 0.86017 | 0.85909 | 0.85954 | 0.85931 | 0.85936 | 0.85892 | 0.85804 | 0.85663 | 0.85501 | 0.85307 | 0.85082 | 0.84846 | 0.84596 | 0.84352 | 0.84091 | 0.83836 | 0.83554 | 0.83264 | 0.82942 | 0.82618 | 0.82257 | 0.81874 | 0.81469 | 0.81052 | 0.80593 | 0.80119 | 0.79604 | 0.79076 | 0.78491
F2_Residential_Manufactured Home Low Income_New_Space Heating_Natural Gas_Boiler_E6 | F2 | Residential | Manufactured Home Low Income | New | Space Heating | Natural Gas | Boiler | E6 | TRC BC Ratio | 0.13085 | 0.131 | 0.12704 | 0.12714 | 0.12714 | 0.12706 | 0.12688 | 0.12659 | 0.12616 | 0.12559 | 0.12485 | 0.12395 | 0.12286 | 0.12158 | 0.12022 | 0.11899 | 0.11792 | 0.11702 | 0.1163 | 0.1158 | 0.11553 | 0.11551 | 0.11549 | 0.11547 | 0.11545 | 0.11543 | 0.1154 | 0.11538 | 0.11535 | 0.11532 | 0.11529 | 0.11525 | 0.11521
F2_Residential_Manufactured Home Low Income_New_Space Heating_Natural Gas_Boiler_E7 | F2 | Residential | Manufactured Home Low Income | New | Space Heating | Natural Gas | Boiler | E7 | TRC BC Ratio | 0.46185 | 0.46234 | 0.48473 | 0.48545 | 0.48429 | 0.48363 | 0.48334 | 0.48256 | 0.48164 | 0.48027 | 0.47841 | 0.47631 | 0.4741 | 0.47172 | 0.46942 | 0.46731 | 0.4654 | 0.4638 | 0.46244 | 0.46145 | 0.46036 | 0.45923 | 0.45798 | 0.45673 | 0.45533 | 0.45384 | 0.45227 | 0.45065 | 0.44887 | 0.44703 | 0.44503 | 0.44298 | 0.4407
F2_Residential_Manufactured Home Low Income_New_Space Heating_Natural Gas_Boiler_E8 | F2 | Residential | Manufactured Home Low Income | New | Space Heating | Natural Gas | Boiler | E8 | TRC BC Ratio | 0.50513 | 0.50566 | 0.53033 | 0.53117 | 0.52977 | 0.52906 | 0.52892 | 0.52827 | 0.52757 | 0.52643 | 0.52484 | 0.52296 | 0.52096 | 0.51876 | 0.51658 | 0.51452 | 0.5126 | 0.51092 | 0.50939 | 0.50817 | 0.50682 | 0.50542 | 0.50387 | 0.50232 | 0.50058 | 0.49874 | 0.4968 | 0.49479 | 0.49259 | 0.49031 | 0.48783 | 0.48529 | 0.48247
F2_Residential_Manufactured Home Low Income_New_Space Heating_Natural Gas_Boiler_E9 | F2 | Residential | Manufactured Home Low Income | New | Space Heating | Natural Gas | Boiler | E9 | TRC BC Ratio | 0 | 0 | 0 | 0 | 0 | 0 | 0 | 0 | 0 | 0 | 0 | 0 | 0 | 0 | 0 | 0 | 0 | 0 | 0 | 0 | 0 | 0 | 0 | 0 | 0 | 0 | 0 | 0 | 0 | 0 | 0 | 0 | 0
F2_Residential_Manufactured Home Low Income_New_Space Heating_Natural Gas_Boiler_E10 | F2 | Residential | Manufactured Home Low Income | New | Space Heating | Natural Gas | Boiler | E10 | TRC BC Ratio | 0 | 0 | 0 | 0 | 0 | 0 | 0 | 0 | 0 | 0 | 0 | 0 | 0 | 0 | 0 | 0 | 0 | 0 | 0 | 0 | 0 | 0 | 0 | 0 | 0 | 0 | 0 | 0 | 0 | 0 | 0 | 0 | 0
F3_Residential_Manufactured Home Low Income_New_Space Heating_Natural Gas_Boiler_E1 | F3 | Residential | Manufactured Home Low Income | New | Space Heating | Natural Gas | Boiler | E1 | PACT BC Ratio | 1 | 1 | 0 | 0 | 0 | 0 | 0 | 0 | 0 | 0 | 0 | 0 | 0 | 0 | 0 | 0 | 0 | 0 | 0 | 0 | 0 | 0 | 0 | 0 | 0 | 0 | 0 | 0 | 0 | 0 | 0 | 0 | 0
F3_Residential_Manufactured Home Low Income_New_Space Heating_Natural Gas_Boiler_E2 | F3 | Residential | Manufactured Home Low Income | New | Space Heating | Natural Gas | Boiler | E2 | PACT BC Ratio | 0.24365 | 0.24387 | 1 | 1 | 1 | 1 | 1 | 1 | 1 | 1 | 1 | 1 | 1 | 1 | 1 | 1 | 1 | 1 | 1 | 1 | 1 | 1 | 1 | 1 | 1 | 1 | 1 | 1 | 1 | 1 | 1 | 1 | 1
F3_Residential_Manufactured Home Low Income_New_Space Heating_Natural Gas_Boiler_E3 | F3 | Residential | Manufactured Home Low Income | New | Space Heating | Natural Gas | Boiler | E3 | PACT BC Ratio | 0.22973 | 0.22994 | 0.211 | 0.21138 | 0.21069 | 0.21042 | 0.21054 | 0.21048 | 0.21049 | 0.21038 | 0.21017 | 0.20982 | 0.20943 | 0.20895 | 0.2084 | 0.20782 | 0.20721 | 0.20661 | 0.20597 | 0.20535 | 0.20466 | 0.20395 | 0.20316 | 0.20237 | 0.20148 | 0.20054 | 0.19955 | 0.19853 | 0.1974 | 0.19624 | 0.19498 | 0.19369 | 0.19226
F3_Residential_Manufactured Home Low Income_New_Space Heating_Natural Gas_Boiler_E4 | F3 | Residential | Manufactured Home Low Income | New | Space Heating | Natural Gas | Boiler | E4 | PACT BC Ratio | 0.52805 | 0.52854 | 0.81907 | 0.82057 | 0.81789 | 0.81686 | 0.81729 | 0.81707 | 0.81712 | 0.8167 | 0.81587 | 0.81452 | 0.81298 | 0.81114 | 0.80899 | 0.80675 | 0.80438 | 0.80206 | 0.79957 | 0.79715 | 0.79447 | 0.79171 | 0.78865 | 0.78557 | 0.78214 | 0.7785 | 0.77465 | 0.77068 | 0.76631 | 0.7618 | 0.75691 | 0.75189 | 0.74633
F3_Residential_Manufactured Home Low Income_New_Space Heating_Natural Gas_Boiler_E5 | F3 | Residential | Manufactured Home Low Income | New | Space Heating | Natural Gas | Boiler | E5 | PACT BC Ratio | 0.63626 | 0.63685 | 0.86142 | 0.86299 | 0.86017 | 0.85909 | 0.85954 | 0.85931 | 0.85936 | 0.85892 | 0.85804 | 0.85663 | 0.85501 | 0.85307 | 0.85082 | 0.84846 | 0.84596 | 0.84352 | 0.84091 | 0.83836 | 0.83554 | 0.83264 | 0.82942 | 0.82618 | 0.82257 | 0.81874 | 0.81469 | 0.81052 | 0.80593 | 0.80119 | 0.79604 | 0.79076 | 0.78491
F3_Residential_Manufactured Home Low Income_New_Space Heating_Natural Gas_Boiler_E6 | F3 | Residential | Manufactured Home Low Income | New | Space Heating | Natural Gas | Boiler | E6 | PACT BC Ratio | 0.13085 | 0.131 | 0.12704 | 0.12714 | 0.12714 | 0.12706 | 0.12688 | 0.12659 | 0.12616 | 0.12559 | 0.12485 | 0.12395 | 0.12286 | 0.12158 | 0.12022 | 0.11899 | 0.11792 | 0.11702 | 0.1163 | 0.1158 | 0.11553 | 0.11551 | 0.11549 | 0.11547 | 0.11545 | 0.11543 | 0.1154 | 0.11538 | 0.11535 | 0.11532 | 0.11529 | 0.11525 | 0.11521
F3_Residential_Manufactured Home Low Income_New_Space Heating_Natural Gas_Boiler_E7 | F3 | Residential | Manufactured Home Low Income | New | Space Heating | Natural Gas | Boiler | E7 | PACT BC Ratio | 0.46185 | 0.46234 | 0.48473 | 0.48545 | 0.48429 | 0.48363 | 0.48334 | 0.48256 | 0.48164 | 0.48027 | 0.47841 | 0.47631 | 0.4741 | 0.47172 | 0.46942 | 0.46731 | 0.4654 | 0.4638 | 0.46244 | 0.46145 | 0.46036 | 0.45923 | 0.45798 | 0.45673 | 0.45533 | 0.45384 | 0.45227 | 0.45065 | 0.44887 | 0.44703 | 0.44503 | 0.44298 | 0.4407
F3_Residential_Manufactured Home Low Income_New_Space Heating_Natural Gas_Boiler_E8 | F3 | Residential | Manufactured Home Low Income | New | Space Heating | Natural Gas | Boiler | E8 | PACT BC Ratio | 0.50513 | 0.50566 | 0.53033 | 0.53117 | 0.52977 | 0.52906 | 0.52892 | 0.52827 | 0.52757 | 0.52643 | 0.52484 | 0.52296 | 0.52096 | 0.51876 | 0.51658 | 0.51452 | 0.5126 | 0.51092 | 0.50939 | 0.50817 | 0.50682 | 0.50542 | 0.50387 | 0.50232 | 0.50058 | 0.49874 | 0.4968 | 0.49479 | 0.49259 | 0.49031 | 0.48783 | 0.48529 | 0.48247
F3_Residential_Manufactured Home Low Income_New_Space Heating_Natural Gas_Boiler_E9 | F3 | Residential | Manufactured Home Low Income | New | Space Heating | Natural Gas | Boiler | E9 | PACT BC Ratio | 0 | 0 | 0 | 0 | 0 | 0 | 0 | 0 | 0 | 0 | 0 | 0 | 0 | 0 | 0 | 0 | 0 | 0 | 0 | 0 | 0 | 0 | 0 | 0 | 0 | 0 | 0 | 0 | 0 | 0 | 0 | 0 | 0
F3_Residential_Manufactured Home Low Income_New_Space Heating_Natural Gas_Boiler_E10 | F3 | Residential | Manufactured Home Low Income | New | Space Heating | Natural Gas | Boiler | E10 | PACT BC Ratio | 0 | 0 | 0 | 0 | 0 | 0 | 0 | 0 | 0 | 0 | 0 | 0 | 0 | 0 | 0 | 0 | 0 | 0 | 0 | 0 | 0 | 0 | 0 | 0 | 0 | 0 | 0 | 0 | 0 | 0 | 0 | 0 | 0
F4_Residential_Manufactured Home Low Income_New_Space Heating_Natural Gas_Boiler_E1 | F4 | Residential | Manufactured Home Low Income | New | Space Heating | Natural Gas | Boiler | E1 | RVT BC Ratio | 1 | 1 | 0 | 0 | 0 | 0 | 0 | 0 | 0 | 0 | 0 | 0 | 0 | 0 | 0 | 0 | 0 | 0 | 0 | 0 | 0 | 0 | 0 | 0 | 0 | 0 | 0 | 0 | 0 | 0 | 0 | 0 | 0
F4_Residential_Manufactured Home Low Income_New_Space Heating_Natural Gas_Boiler_E2 | F4 | Residential | Manufactured Home Low Income | New | Space Heating | Natural Gas | Boiler | E2 | RVT BC Ratio | 1.2919 | 1.2922 | 1 | 1 | 1 | 1 | 1 | 1 | 1 | 1 | 1 | 1 | 1 | 1 | 1 | 1 | 1 | 1 | 1 | 1 | 1 | 1 | 1 | 1 | 1 | 1 | 1 | 1 | 1 | 1 | 1 | 1 | 1
F4_Residential_Manufactured Home Low Income_New_Space Heating_Natural Gas_Boiler_E3 | F4 | Residential | Manufactured Home Low Income | New | Space Heating | Natural Gas | Boiler | E3 | RVT BC Ratio | 1.2752 | 1.2755 | 1.2528 | 1.2532 | 1.2524 | 1.2521 | 1.2522 | 1.2522 | 1.2522 | 1.2521 | 1.2518 | 1.2514 | 1.2509 | 1.2503 | 1.2497 | 1.249 | 1.2483 | 1.2475 | 1.2468 | 1.246 | 1.2452 | 1.2443 | 1.2434 | 1.2424 | 1.2414 | 1.2403 | 1.2391 | 1.2379 | 1.2365 | 1.2346 | 1.2322 | 1.2291 | 1.2254
F4_Residential_Manufactured Home Low Income_New_Space Heating_Natural Gas_Boiler_E4 | F4 | Residential | Manufactured Home Low Income | New | Space Heating | Natural Gas | Boiler | E4 | RVT BC Ratio | 1.6326 | 1.6332 | 1.9813 | 1.9831 | 1.9799 | 1.9786 | 1.9792 | 1.9789 | 1.979 | 1.9785 | 1.9775 | 1.9758 | 1.974 | 1.9718 | 1.9692 | 1.9665 | 1.9637 | 1.9609 | 1.9579 | 1.955 | 1.9518 | 1.9485 | 1.9449 | 1.9412 | 1.9371 | 1.9327 | 1.9281 | 1.9233 | 1.9181 | 1.9109 | 1.9013 | 1.8895 | 1.8749
F4_Residential_Manufactured Home Low Income_New_Space Heating_Natural Gas_Boiler_E5 | F4 | Residential | Manufactured Home Low Income | New | Space Heating | Natural Gas | Boiler | E5 | RVT BC Ratio | 1.7623 | 1.763 | 2.032 | 2.0339 | 2.0305 | 2.0292 | 2.0298 | 2.0295 | 2.0296 | 2.029 | 2.028 | 2.0263 | 2.0244 | 2.022 | 2.0193 | 2.0165 | 2.0135 | 2.0106 | 2.0075 | 2.0044 | 2.001 | 1.9976 | 1.9937 | 1.9898 | 1.9855 | 1.9809 | 1.9761 | 1.9711 | 1.9656 | 1.958 | 1.9479 | 1.9355 | 1.9202
F4_Residential_Manufactured Home Low Income_New_Space Heating_Natural Gas_Boiler_E6 | F4 | Residential | Manufactured Home Low Income | New | Space Heating | Natural Gas | Boiler | E6 | RVT BC Ratio | 1.1568 | 1.1569 | 1.1522 | 1.1523 | 1.1523 | 1.1522 | 1.152 | 1.1517 | 1.1511 | 1.1505 | 1.1496 | 1.1485 | 1.1472 | 1.1457 | 1.144 | 1.1426 | 1.1413 | 1.1402 | 1.1393 | 1.1387 | 1.1384 | 1.1384 | 1.1384 | 1.1383 | 1.1383 | 1.1383 | 1.1383 | 1.1382 | 1.1382 | 1.1373 | 1.1354 | 1.1325 | 1.1285
F4_Residential_Manufactured Home Low Income_New_Space Heating_Natural Gas_Boiler_E7 | F4 | Residential | Manufactured Home Low Income | New | Space Heating | Natural Gas | Boiler | E7 | RVT BC Ratio | 1.5533 | 1.5539 | 1.5807 | 1.5816 | 1.5802 | 1.5794 | 1.5791 | 1.5781 | 1.577 | 1.5754 | 1.5732 | 1.5707 | 1.568 | 1.5651 | 1.5624 | 1.5599 | 1.5576 | 1.5557 | 1.554 | 1.5529 | 1.5515 | 1.5502 | 1.5487 | 1.5472 | 1.5455 | 1.5437 | 1.5419 | 1.5399 | 1.5378 | 1.5332 | 1.5259 | 1.5159 | 1.5028
F4_Residential_Manufactured Home Low Income_New_Space Heating_Natural Gas_Boiler_E8 | F4 | Residential | Manufactured Home Low Income | New | Space Heating | Natural Gas | Boiler | E8 | RVT BC Ratio | 1.6052 | 1.6058 | 1.6354 | 1.6364 | 1.6347 | 1.6338 | 1.6337 | 1.6329 | 1.6321 | 1.6307 | 1.6288 | 1.6265 | 1.6241 | 1.6215 | 1.6189 | 1.6164 | 1.6141 | 1.6121 | 1.6103 | 1.6088 | 1.6072 | 1.6055 | 1.6037 | 1.6018 | 1.5997 | 1.5975 | 1.5952 | 1.5928 | 1.5902 | 1.5853 | 1.5778 | 1.5678 | 1.5549
F4_Residential_Manufactured Home Low Income_New_Space Heating_Natural Gas_Boiler_E9 | F4 | Residential | Manufactured Home Low Income | New | Space Heating | Natural Gas | Boiler | E9 | RVT BC Ratio | 0 | 0 | 0 | 0 | 0 | 0 | 0 | 0 | 0 | 0 | 0 | 0 | 0 | 0 | 0 | 0 | 0 | 0 | 0 | 0 | 0 | 0 | 0 | 0 | 0 | 0 | 0 | 0 | 0 | 0 | 0 | 0 | 0
F4_Residential_Manufactured Home Low Income_New_Space Heating_Natural Gas_Boiler_E10 | F4 | Residential | Manufactured Home Low Income | New | Space Heating | Natural Gas | Boiler | E10 | RVT BC Ratio | 0 | 0 | 0 | 0 | 0 | 0 | 0 | 0 | 0 | 0 | 0 | 0 | 0 | 0 | 0 | 0 | 0 | 0 | 0 | 0 | 0 | 0 | 0 | 0 | 0 | 0 | 0 | 0 | 0 | 0 | 0 | 0 | 0
F5_Residential_Manufactured Home Low Income_New_Space Heating_Natural Gas_Boiler_E1 | F5 | Residential | Manufactured Home Low Income | New | Space Heating | Natural Gas | Boiler | E1 | RIM BC Ratio | 1 | 1 | 0 | 0 | 0 | 0 | 0 | 0 | 0 | 0 | 0 | 0 | 0 | 0 | 0 | 0 | 0 | 0 | 0 | 0 | 0 | 0 | 0 | 0 | 0 | 0 | 0 | 0 | 0 | 0 | 0 | 0 | 0
F5_Residential_Manufactured Home Low Income_New_Space Heating_Natural Gas_Boiler_E2 | F5 | Residential | Manufactured Home Low Income | New | Space Heating | Natural Gas | Boiler | E2 | RIM BC Ratio | 0.19597 | 0.19612 | 1 | 1 | 1 | 1 | 1 | 1 | 1 | 1 | 1 | 1 | 1 | 1 | 1 | 1 | 1 | 1 | 1 | 1 | 1 | 1 | 1 | 1 | 1 | 1 | 1 | 1 | 1 | 1 | 1 | 1 | 1
F5_Residential_Manufactured Home Low Income_New_Space Heating_Natural Gas_Boiler_E3 | F5 | Residential | Manufactured Home Low Income | New | Space Heating | Natural Gas | Boiler | E3 | RIM BC Ratio | 0.18687 | 0.18701 | 0.17428 | 0.17454 | 0.17407 | 0.17389 | 0.17397 | 0.17393 | 0.17394 | 0.17387 | 0.17372 | 0.17348 | 0.17321 | 0.17288 | 0.17251 | 0.17211 | 0.17169 | 0.17128 | 0.17084 | 0.17041 | 0.16994 | 0.16944 | 0.1689 | 0.16835 | 0.16774 | 0.16709 | 0.1664 | 0.16569 | 0.1649 | 0.16415 | 0.16337 | 0.16263 | 0.16186
F5_Residential_Manufactured Home Low Income_New_Space Heating_Natural Gas_Boiler_E4 | F5 | Residential | Manufactured Home Low Income | New | Space Heating | Natural Gas | Boiler | E4 | RIM BC Ratio | 0.34576 | 0.34597 | 0.4506 | 0.45105 | 0.45024 | 0.44992 | 0.45006 | 0.44999 | 0.45001 | 0.44988 | 0.44962 | 0.44922 | 0.44875 | 0.44818 | 0.44753 | 0.44684 | 0.44611 | 0.4454 | 0.44463 | 0.44388 | 0.44305 | 0.44219 | 0.44123 | 0.44027 | 0.43919 | 0.43804 | 0.43682 | 0.43555 | 0.43415 | 0.43307 | 0.43225 | 0.4318 | 0.43163
F5_Residential_Manufactured Home Low Income_New_Space Heating_Natural Gas_Boiler_E5 | F5 | Residential | Manufactured Home Low Income | New | Space Heating | Natural Gas | Boiler | E5 | RIM BC Ratio | 0.38909 | 0.38931 | 0.46312 | 0.46357 | 0.46276 | 0.46245 | 0.46258 | 0.46251 | 0.46253 | 0.4624 | 0.46214 | 0.46173 | 0.46126 | 0.4607 | 0.46004 | 0.45935 | 0.45862 | 0.4579 | 0.45713 | 0.45637 | 0.45554 | 0.45467 | 0.45371 | 0.45274 | 0.45165 | 0.4505 | 0.44927 | 0.448 | 0.44659 | 0.44552 | 0.44473 | 0.44435 | 0.44426
F5_Residential_Manufactured Home Low Income_New_Space Heating_Natural Gas_Boiler_E6 | F5 | Residential | Manufactured Home Low Income | New | Space Heating | Natural Gas | Boiler | E6 | RIM BC Ratio | 0.11573 | 0.11585 | 0.11274 | 0.11282 | 0.11282 | 0.11276 | 0.11262 | 0.11238 | 0.11204 | 0.11159 | 0.11101 | 0.1103 | 0.10944 | 0.10842 | 0.10733 | 0.10636 | 0.1055 | 0.10477 | 0.1042 | 0.1038 | 0.10358 | 0.10357 | 0.10355 | 0.10353 | 0.10352 | 0.1035 | 0.10348 | 0.10346 | 0.10344 | 0.10348 | 0.1036 | 0.10379 | 0.10407
F5_Residential_Manufactured Home Low Income_New_Space Heating_Natural Gas_Boiler_E7 | F5 | Residential | Manufactured Home Low Income | New | Space Heating | Natural Gas | Boiler | E7 | RIM BC Ratio | 0.31609 | 0.31633 | 0.32665 | 0.32697 | 0.32645 | 0.32615 | 0.32602 | 0.32566 | 0.32524 | 0.32462 | 0.32377 | 0.32281 | 0.32179 | 0.32069 | 0.31962 | 0.31864 | 0.31776 | 0.31701 | 0.31637 | 0.31591 | 0.3154 | 0.31487 | 0.31428 | 0.31369 | 0.31303 | 0.31232 | 0.31158 | 0.31081 | 0.30996 | 0.3095 | 0.30942 | 0.30979 | 0.31057
F5_Residential_Manufactured Home Low Income_New_Space Heating_Natural Gas_Boiler_E8 | F5 | Residential | Manufactured Home Low Income | New | Space Heating | Natural Gas | Boiler | E8 | RIM BC Ratio | 0.33579 | 0.33602 | 0.34674 | 0.3471 | 0.3465 | 0.3462 | 0.34614 | 0.34586 | 0.34556 | 0.34507 | 0.34438 | 0.34357 | 0.34271 | 0.34176 | 0.34081 | 0.33991 | 0.33907 | 0.33834 | 0.33767 | 0.33713 | 0.33653 | 0.33592 | 0.33523 | 0.33454 | 0.33377 | 0.33295 | 0.33209 | 0.33119 | 0.3302 | 0.32957 | 0.32928 | 0.32941 | 0.32991
F5_Residential_Manufactured Home Low Income_New_Space Heating_Natural Gas_Boiler_E9 | F5 | Residential | Manufactured Home Low Income | New | Space Heating | Natural Gas | Boiler | E9 | RIM BC Ratio | 0 | 0 | 0 | 0 | 0 | 0 | 0 | 0 | 0 | 0 | 0 | 0 | 0 | 0 | 0 | 0 | 0 | 0 | 0 | 0 | 0 | 0 | 0 | 0 | 0 | 0 | 0 | 0 | 0 | 0 | 0 | 0 | 0
F5_Residential_Manufactured Home Low Income_New_Space Heating_Natural Gas_Boiler_E10 | F5 | Residential | Manufactured Home Low Income | New | Space Heating | Natural Gas | Boiler | E10 | RIM BC Ratio | 0 | 0 | 0 | 0 | 0 | 0 | 0 | 0 | 0 | 0 | 0 | 0 | 0 | 0 | 0 | 0 | 0 | 0 | 0 | 0 | 0 | 0 | 0 | 0 | 0 | 0 | 0 | 0 | 0 | 0 | 0 | 0 | 0
F0_Residential_Manufactured Home Low Income_New_Secondary Heating_Natural Gas_Fireplace_E0 | F0 | Residential | Manufactured Home Low Income | New | Secondary Heating | Natural Gas | Fireplace | E0 | Economic Unit | Tier 2 (>75% FE) | Tier 2 (>75% FE) | Tier 2 (>75% FE) | Tier 2 (>75% FE) | Tier 2 (>75% FE) | Tier 2 (>75% FE) | Tier 2 (>75% FE) | Tier 2 (>75% FE) | Tier 2 (>75% FE) | Tier 2 (>75% FE) | Tier 2 (>75% FE) | Tier 2 (>75% FE) | Tier 2 (>75% FE) | Tier 2 (>75% FE) | Tier 2 (>75% FE) | Tier 2 (>75% FE) | Tier 2 (>75% FE) | Tier 2 (>75% FE) | Tier 2 (>75% FE) | Tier 2 (>75% FE) | Tier 2 (>75% FE) | Tier 2 (>75% FE) | Tier 2 (>75% FE) | Tier 2 (>75% FE) | Tier 2 (>75% FE) | Tier 2 (>75% FE) | Tier 2 (>75% FE) | Tier 2 (>75% FE) | Tier 2 (>75% FE) | Tier 2 (>75% FE) | Tier 2 (>75% FE) | Tier 2 (>75% FE) | Tier 2 (>75% FE)
F1_Residential_Manufactured Home Low Income_New_Secondary Heating_Natural Gas_Fireplace_E1 | F1 | Residential | Manufactured Home Low Income | New | Secondary Heating | Natural Gas | Fireplace | E1 | CCE | 0 | 0 | 0 | 0 | 0 | 0 | 0 | 0 | 0 | 0 | 0 | 0 | 0 | 0 | 0 | 0 | 0 | 0 | 0 | 0 | 0 | 0 | 0 | 0 | 0 | 0 | 0 | 0 | 0 | 0 | 0 | 0 | 0
F1_Residential_Manufactured Home Low Income_New_Secondary Heating_Natural Gas_Fireplace_E2 | F1 | Residential | Manufactured Home Low Income | New | Secondary Heating | Natural Gas | Fireplace | E2 | CCE | 2.1315 | 2.197 | 2.1582 | 1.9838 | 1.9891 | 1.9944 | 1.9999 | 2.0053 | 2.0108 | 2.0164 | 2.022 | 2.0276 | 2.0333 | 2.039 | 2.0448 | 2.0507 | 2.0565 | 2.0625 | 2.0685 | 2.0745 | 2.0806 | 2.0867 | 2.0929 | 2.0992 | 2.1055 | 2.1119 | 2.1183 | 2.1248 | 2.1313 | 2.1379 | 2.1446 | 2.1513 | 2.1513
F1_Residential_Manufactured Home Low Income_New_Secondary Heating_Natural Gas_Fireplace_E3 | F1 | Residential | Manufactured Home Low Income | New | Secondary Heating | Natural Gas | Fireplace | E3 | CCE | 2.1449 | 2.2109 | 2.1718 | 1.9963 | 2.0017 | 2.0071 | 2.0125 | 2.018 | 2.0235 | 2.0291 | 2.0348 | 2.0404 | 2.0462 | 2.0519 | 2.0578 | 2.0636 | 2.0696 | 2.0755 | 2.0816 | 2.0876 | 2.0938 | 2.0999 | 2.1062 | 2.1125 | 2.1188 | 2.1252 | 2.1317 | 2.1382 | 2.1448 | 2.1514 | 2.1582 | 2.1649 | 2.1649
F1_Residential_Manufactured Home Low Income_New_Secondary Heating_Natural Gas_Fireplace_E4 | F1 | Residential | Manufactured Home Low Income | New | Secondary Heating | Natural Gas | Fireplace | E4 | CCE | 0 | 0 | 0 | 0 | 0 | 0 | 0 | 0 | 0 | 0 | 0 | 0 | 0 | 0 | 0 | 0 | 0 | 0 | 0 | 0 | 0 | 0 | 0 | 0 | 0 | 0 | 0 | 0 | 0 | 0 | 0 | 0 | 0
F1_Residential_Manufactured Home Low Income_New_Secondary Heating_Natural Gas_Fireplace_E5 | F1 | Residential | Manufactured Home Low Income | New | Secondary Heating | Natural Gas | Fireplace | E5 | CCE | 0 | 0 | 0 | 0 | 0 | 0 | 0 | 0 | 0 | 0 | 0 | 0 | 0 | 0 | 0 | 0 | 0 | 0 | 0 | 0 | 0 | 0 | 0 | 0 | 0 | 0 | 0 | 0 | 0 | 0 | 0 | 0 | 0
F1_Residential_Manufactured Home Low Income_New_Secondary Heating_Natural Gas_Fireplace_E6 | F1 | Residential | Manufactured Home Low Income | New | Secondary Heating | Natural Gas | Fireplace | E6 | CCE | 0 | 0 | 0 | 0 | 0 | 0 | 0 | 0 | 0 | 0 | 0 | 0 | 0 | 0 | 0 | 0 | 0 | 0 | 0 | 0 | 0 | 0 | 0 | 0 | 0 | 0 | 0 | 0 | 0 | 0 | 0 | 0 | 0
F1_Residential_Manufactured Home Low Income_New_Secondary Heating_Natural Gas_Fireplace_E7 | F1 | Residential | Manufactured Home Low Income | New | Secondary Heating | Natural Gas | Fireplace | E7 | CCE | 0 | 0 | 0 | 0 | 0 | 0 | 0 | 0 | 0 | 0 | 0 | 0 | 0 | 0 | 0 | 0 | 0 | 0 | 0 | 0 | 0 | 0 | 0 | 0 | 0 | 0 | 0 | 0 | 0 | 0 | 0 | 0 | 0
F1_Residential_Manufactured Home Low Income_New_Secondary Heating_Natural Gas_Fireplace_E8 | F1 | Residential | Manufactured Home Low Income | New | Secondary Heating | Natural Gas | Fireplace | E8 | CCE | 0 | 0 | 0 | 0 | 0 | 0 | 0 | 0 | 0 | 0 | 0 | 0 | 0 | 0 | 0 | 0 | 0 | 0 | 0 | 0 | 0 | 0 | 0 | 0 | 0 | 0 | 0 | 0 | 0 | 0 | 0 | 0 | 0
F1_Residential_Manufactured Home Low Income_New_Secondary Heating_Natural Gas_Fireplace_E9 | F1 | Residential | Manufactured Home Low Income | New | Secondary Heating | Natural Gas | Fireplace | E9 | CCE | 0 | 0 | 0 | 0 | 0 | 0 | 0 | 0 | 0 | 0 | 0 | 0 | 0 | 0 | 0 | 0 | 0 | 0 | 0 | 0 | 0 | 0 | 0 | 0 | 0 | 0 | 0 | 0 | 0 | 0 | 0 | 0 | 0
F1_Residential_Manufactured Home Low Income_New_Secondary Heating_Natural Gas_Fireplace_E10 | F1 | Residential | Manufactured Home Low Income | New | Secondary Heating | Natural Gas | Fireplace | E10 | CCE | 0 | 0 | 0 | 0 | 0 | 0 | 0 | 0 | 0 | 0 | 0 | 0 | 0 | 0 | 0 | 0 | 0 | 0 | 0 | 0 | 0 | 0 | 0 | 0 | 0 | 0 | 0 | 0 | 0 | 0 | 0 | 0 | 0
F2_Residential_Manufactured Home Low Income_New_Secondary Heating_Natural Gas_Fireplace_E1 | F2 | Residential | Manufactured Home Low Income | New | Secondary Heating | Natural Gas | Fireplace | E1 | TRC BC Ratio | bar: 2019 to 2051
F2_Residential_Manufactured Home Low Income_New_Secondary Heating_Natural Gas_Fireplace_E2 | F2 | Residential | Manufactured Home Low Income | New | Secondary Heating | Natural Gas | Fireplace | E2 | TRC BC Ratio | 0.76183 | 0.76444 | 0.76919 | 0.77322 | 0.77224 | 0.77424 | 0.77902 | 0.78313 | 0.78819 | 0.79298 | 0.79766 | 0.80209 | 0.80688 | 0.81142 | 0.81526 | 0.81866 | 0.82154 | 0.82412 | 0.82598 | 0.82744 | 0.82788 | 0.82749 | 0.82645 | 0.82522 | 0.82322 | 0.82069 | 0.81762 | 0.81416 | 0.80981 | 0.80501 | 0.79932 | 0.7932 | 0.7859
F2_Residential_Manufactured Home Low Income_New_Secondary Heating_Natural Gas_Fireplace_E3 | F2 | Residential | Manufactured Home Low Income | New | Secondary Heating | Natural Gas | Fireplace | E3 | TRC BC Ratio | 0.75705 | 0.75963 | 0.76436 | 0.76836 | 0.76739 | 0.76938 | 0.77412 | 0.77821 | 0.78323 | 0.788 | 0.79264 | 0.79705 | 0.80181 | 0.80632 | 0.81013 | 0.81351 | 0.81638 | 0.81894 | 0.82079 | 0.82224 | 0.82267 | 0.82229 | 0.82126 | 0.82004 | 0.81805 | 0.81553 | 0.81248 | 0.80904 | 0.80472 | 0.79995 | 0.7943 | 0.78822 | 0.78096
F2_Residential_Manufactured Home Low Income_New_Secondary Heating_Natural Gas_Fireplace_E4 | F2 | Residential | Manufactured Home Low Income | New | Secondary Heating | Natural Gas | Fireplace | E4 | TRC BC Ratio | 0 | 0 | 0 | 0 | 0 | 0 | 0 | 0 | 0 | 0 | 0 | 0 | 0 | 0 | 0 | 0 | 0 | 0 | 0 | 0 | 0 | 0 | 0 | 0 | 0 | 0 | 0 | 0 | 0 | 0 | 0 | 0 | 0
F2_Residential_Manufactured Home Low Income_New_Secondary Heating_Natural Gas_Fireplace_E5 | F2 | Residential | Manufactured Home Low Income | New | Secondary Heating | Natural Gas | Fireplace | E5 | TRC BC Ratio | 0 | 0 | 0 | 0 | 0 | 0 | 0 | 0 | 0 | 0 | 0 | 0 | 0 | 0 | 0 | 0 | 0 | 0 | 0 | 0 | 0 | 0 | 0 | 0 | 0 | 0 | 0 | 0 | 0 | 0 | 0 | 0 | 0
F2_Residential_Manufactured Home Low Income_New_Secondary Heating_Natural Gas_Fireplace_E6 | F2 | Residential | Manufactured Home Low Income | New | Secondary Heating | Natural Gas | Fireplace | E6 | TRC BC Ratio | 0 | 0 | 0 | 0 | 0 | 0 | 0 | 0 | 0 | 0 | 0 | 0 | 0 | 0 | 0 | 0 | 0 | 0 | 0 | 0 | 0 | 0 | 0 | 0 | 0 | 0 | 0 | 0 | 0 | 0 | 0 | 0 | 0
F2_Residential_Manufactured Home Low Income_New_Secondary Heating_Natural Gas_Fireplace_E7 | F2 | Residential | Manufactured Home Low Income | New | Secondary Heating | Natural Gas | Fireplace | E7 | TRC BC Ratio | 0 | 0 | 0 | 0 | 0 | 0 | 0 | 0 | 0 | 0 | 0 | 0 | 0 | 0 | 0 | 0 | 0 | 0 | 0 | 0 | 0 | 0 | 0 | 0 | 0 | 0 | 0 | 0 | 0 | 0 | 0 | 0 | 0
F2_Residential_Manufactured Home Low Income_New_Secondary Heating_Natural Gas_Fireplace_E8 | F2 | Residential | Manufactured Home Low Income | New | Secondary Heating | Natural Gas | Fireplace | E8 | TRC BC Ratio | 0 | 0 | 0 | 0 | 0 | 0 | 0 | 0 | 0 | 0 | 0 | 0 | 0 | 0 | 0 | 0 | 0 | 0 | 0 | 0 | 0 | 0 | 0 | 0 | 0 | 0 | 0 | 0 | 0 | 0 | 0 | 0 | 0
F2_Residential_Manufactured Home Low Income_New_Secondary Heating_Natural Gas_Fireplace_E9 | F2 | Residential | Manufactured Home Low Income | New | Secondary Heating | Natural Gas | Fireplace | E9 | TRC BC Ratio | 0 | 0 | 0 | 0 | 0 | 0 | 0 | 0 | 0 | 0 | 0 | 0 | 0 | 0 | 0 | 0 | 0 | 0 | 0 | 0 | 0 | 0 | 0 | 0 | 0 | 0 | 0 | 0 | 0 | 0 | 0 | 0 | 0
F2_Residential_Manufactured Home Low Income_New_Secondary Heating_Natural Gas_Fireplace_E10 | F2 | Residential | Manufactured Home Low Income | New | Secondary Heating | Natural Gas | Fireplace | E10 | TRC BC Ratio | 0 | 0 | 0 | 0 | 0 | 0 | 0 | 0 | 0 | 0 | 0 | 0 | 0 | 0 | 0 | 0 | 0 | 0 | 0 | 0 | 0 | 0 | 0 | 0 | 0 | 0 | 0 | 0 | 0 | 0 | 0 | 0 | 0
F3_Residential_Manufactured Home Low Income_New_Secondary Heating_Natural Gas_Fireplace_E1 | F3 | Residential | Manufactured Home Low Income | New | Secondary Heating | Natural Gas | Fireplace | E1 | PACT BC Ratio | bar: 2019 to 2051
F3_Residential_Manufactured Home Low Income_New_Secondary Heating_Natural Gas_Fireplace_E2 | F3 | Residential | Manufactured Home Low Income | New | Secondary Heating | Natural Gas | Fireplace | E2 | PACT BC Ratio | 1.3948 | 1.3996 | 1.4083 | 1.4157 | 1.4139 | 1.4175 | 1.4263 | 1.4338 | 1.4431 | 1.4518 | 1.4604 | 1.4685 | 1.4773 | 1.4856 | 1.4926 | 1.4989 | 1.5041 | 1.5089 | 1.5123 | 1.5149 | 1.5157 | 1.515 | 1.5131 | 1.5109 | 1.5072 | 1.5026 | 1.497 | 1.4906 | 1.4826 | 1.4739 | 1.4634 | 1.4522 | 1.4389
F3_Residential_Manufactured Home Low Income_New_Secondary Heating_Natural Gas_Fireplace_E3 | F3 | Residential | Manufactured Home Low Income | New | Secondary Heating | Natural Gas | Fireplace | E3 | PACT BC Ratio | 1.386 | 1.3908 | 1.3994 | 1.4068 | 1.405 | 1.4086 | 1.4173 | 1.4248 | 1.434 | 1.4427 | 1.4512 | 1.4593 | 1.468 | 1.4763 | 1.4832 | 1.4894 | 1.4947 | 1.4994 | 1.5028 | 1.5054 | 1.5062 | 1.5055 | 1.5036 | 1.5014 | 1.4977 | 1.4931 | 1.4875 | 1.4812 | 1.4733 | 1.4646 | 1.4542 | 1.4431 | 1.4298
F3_Residential_Manufactured Home Low Income_New_Secondary Heating_Natural Gas_Fireplace_E4 | F3 | Residential | Manufactured Home Low Income | New | Secondary Heating | Natural Gas | Fireplace | E4 | PACT BC Ratio | 0 | 0 | 0 | 0 | 0 | 0 | 0 | 0 | 0 | 0 | 0 | 0 | 0 | 0 | 0 | 0 | 0 | 0 | 0 | 0 | 0 | 0 | 0 | 0 | 0 | 0 | 0 | 0 | 0 | 0 | 0 | 0 | 0
F3_Residential_Manufactured Home Low Income_New_Secondary Heating_Natural Gas_Fireplace_E5 | F3 | Residential | Manufactured Home Low Income | New | Secondary Heating | Natural Gas | Fireplace | E5 | PACT BC Ratio | 0 | 0 | 0 | 0 | 0 | 0 | 0 | 0 | 0 | 0 | 0 | 0 | 0 | 0 | 0 | 0 | 0 | 0 | 0 | 0 | 0 | 0 | 0 | 0 | 0 | 0 | 0 | 0 | 0 | 0 | 0 | 0 | 0
F3_Residential_Manufactured Home Low Income_New_Secondary Heating_Natural Gas_Fireplace_E6 | F3 | Residential | Manufactured Home Low Income | New | Secondary Heating | Natural Gas | Fireplace | E6 | PACT BC Ratio | 0 | 0 | 0 | 0 | 0 | 0 | 0 | 0 | 0 | 0 | 0 | 0 | 0 | 0 | 0 | 0 | 0 | 0 | 0 | 0 | 0 | 0 | 0 | 0 | 0 | 0 | 0 | 0 | 0 | 0 | 0 | 0 | 0
F3_Residential_Manufactured Home Low Income_New_Secondary Heating_Natural Gas_Fireplace_E7 | F3 | Residential | Manufactured Home Low Income | New | Secondary Heating | Natural Gas | Fireplace | E7 | PACT BC Ratio | 0 | 0 | 0 | 0 | 0 | 0 | 0 | 0 | 0 | 0 | 0 | 0 | 0 | 0 | 0 | 0 | 0 | 0 | 0 | 0 | 0 | 0 | 0 | 0 | 0 | 0 | 0 | 0 | 0 | 0 | 0 | 0 | 0
F3_Residential_Manufactured Home Low Income_New_Secondary Heating_Natural Gas_Fireplace_E8 | F3 | Residential | Manufactured Home Low Income | New | Secondary Heating | Natural Gas | Fireplace | E8 | PACT BC Ratio | 0 | 0 | 0 | 0 | 0 | 0 | 0 | 0 | 0 | 0 | 0 | 0 | 0 | 0 | 0 | 0 | 0 | 0 | 0 | 0 | 0 | 0 | 0 | 0 | 0 | 0 | 0 | 0 | 0 | 0 | 0 | 0 | 0
F3_Residential_Manufactured Home Low Income_New_Secondary Heating_Natural Gas_Fireplace_E9 | F3 | Residential | Manufactured Home Low Income | New | Secondary Heating | Natural Gas | Fireplace | E9 | PACT BC Ratio | 0 | 0 | 0 | 0 | 0 | 0 | 0 | 0 | 0 | 0 | 0 | 0 | 0 | 0 | 0 | 0 | 0 | 0 | 0 | 0 | 0 | 0 | 0 | 0 | 0 | 0 | 0 | 0 | 0 | 0 | 0 | 0 | 0
F3_Residential_Manufactured Home Low Income_New_Secondary Heating_Natural Gas_Fireplace_E10 | F3 | Residential | Manufactured Home Low Income | New | Secondary Heating | Natural Gas | Fireplace | E10 | PACT BC Ratio | 0 | 0 | 0 | 0 | 0 | 0 | 0 | 0 | 0 | 0 | 0 | 0 | 0 | 0 | 0 | 0 | 0 | 0 | 0 | 0 | 0 | 0 | 0 | 0 | 0 | 0 | 0 | 0 | 0 | 0 | 0 | 0 | 0
F4_Residential_Manufactured Home Low Income_New_Secondary Heating_Natural Gas_Fireplace_E1 | F4 | Residential | Manufactured Home Low Income | New | Secondary Heating | Natural Gas | Fireplace | E1 | RVT BC Ratio | bar: 2019 to 2051
F4_Residential_Manufactured Home Low Income_New_Secondary Heating_Natural Gas_Fireplace_E2 | F4 | Residential | Manufactured Home Low Income | New | Secondary Heating | Natural Gas | Fireplace | E2 | RVT BC Ratio | 1.3682 | 1.3713 | 1.377 | 1.3818 | 1.3806 | 1.383 | 1.3887 | 1.3937 | 1.3997 | 1.4055 | 1.4111 | 1.4164 | 1.4221 | 1.4276 | 1.4322 | 1.4362 | 1.4397 | 1.4428 | 1.445 | 1.4468 | 1.4473 | 1.4468 | 1.4456 | 1.4441 | 1.4417 | 1.4387 | 1.435 | 1.4308 | 1.4256 | 1.4199 | 1.4131 | 1.4057 | 1.397
F4_Residential_Manufactured Home Low Income_New_Secondary Heating_Natural Gas_Fireplace_E3 | F4 | Residential | Manufactured Home Low Income | New | Secondary Heating | Natural Gas | Fireplace | E3 | RVT BC Ratio | 1.3624 | 1.3655 | 1.3712 | 1.376 | 1.3748 | 1.3772 | 1.3829 | 1.3878 | 1.3938 | 1.3995 | 1.4051 | 1.4103 | 1.4161 | 1.4215 | 1.426 | 1.4301 | 1.4335 | 1.4366 | 1.4388 | 1.4405 | 1.441 | 1.4406 | 1.4393 | 1.4379 | 1.4355 | 1.4325 | 1.4288 | 1.4247 | 1.4195 | 1.4138 | 1.407 | 1.3998 | 1.3911
F4_Residential_Manufactured Home Low Income_New_Secondary Heating_Natural Gas_Fireplace_E4 | F4 | Residential | Manufactured Home Low Income | New | Secondary Heating | Natural Gas | Fireplace | E4 | RVT BC Ratio | 0 | 0 | 0 | 0 | 0 | 0 | 0 | 0 | 0 | 0 | 0 | 0 | 0 | 0 | 0 | 0 | 0 | 0 | 0 | 0 | 0 | 0 | 0 | 0 | 0 | 0 | 0 | 0 | 0 | 0 | 0 | 0 | 0
F4_Residential_Manufactured Home Low Income_New_Secondary Heating_Natural Gas_Fireplace_E5 | F4 | Residential | Manufactured Home Low Income | New | Secondary Heating | Natural Gas | Fireplace | E5 | RVT BC Ratio | 0 | 0 | 0 | 0 | 0 | 0 | 0 | 0 | 0 | 0 | 0 | 0 | 0 | 0 | 0 | 0 | 0 | 0 | 0 | 0 | 0 | 0 | 0 | 0 | 0 | 0 | 0 | 0 | 0 | 0 | 0 | 0 | 0
F4_Residential_Manufactured Home Low Income_New_Secondary Heating_Natural Gas_Fireplace_E6 | F4 | Residential | Manufactured Home Low Income | New | Secondary Heating | Natural Gas | Fireplace | E6 | RVT BC Ratio | 0 | 0 | 0 | 0 | 0 | 0 | 0 | 0 | 0 | 0 | 0 | 0 | 0 | 0 | 0 | 0 | 0 | 0 | 0 | 0 | 0 | 0 | 0 | 0 | 0 | 0 | 0 | 0 | 0 | 0 | 0 | 0 | 0
F4_Residential_Manufactured Home Low Income_New_Secondary Heating_Natural Gas_Fireplace_E7 | F4 | Residential | Manufactured Home Low Income | New | Secondary Heating | Natural Gas | Fireplace | E7 | RVT BC Ratio | 0 | 0 | 0 | 0 | 0 | 0 | 0 | 0 | 0 | 0 | 0 | 0 | 0 | 0 | 0 | 0 | 0 | 0 | 0 | 0 | 0 | 0 | 0 | 0 | 0 | 0 | 0 | 0 | 0 | 0 | 0 | 0 | 0
F4_Residential_Manufactured Home Low Income_New_Secondary Heating_Natural Gas_Fireplace_E8 | F4 | Residential | Manufactured Home Low Income | New | Secondary Heating | Natural Gas | Fireplace | E8 | RVT BC Ratio | 0 | 0 | 0 | 0 | 0 | 0 | 0 | 0 | 0 | 0 | 0 | 0 | 0 | 0 | 0 | 0 | 0 | 0 | 0 | 0 | 0 | 0 | 0 | 0 | 0 | 0 | 0 | 0 | 0 | 0 | 0 | 0 | 0
F4_Residential_Manufactured Home Low Income_New_Secondary Heating_Natural Gas_Fireplace_E9 | F4 | Residential | Manufactured Home Low Income | New | Secondary Heating | Natural Gas | Fireplace | E9 | RVT BC Ratio | 0 | 0 | 0 | 0 | 0 | 0 | 0 | 0 | 0 | 0 | 0 | 0 | 0 | 0 | 0 | 0 | 0 | 0 | 0 | 0 | 0 | 0 | 0 | 0 | 0 | 0 | 0 | 0 | 0 | 0 | 0 | 0 | 0
F4_Residential_Manufactured Home Low Income_New_Secondary Heating_Natural Gas_Fireplace_E10 | F4 | Residential | Manufactured Home Low Income | New | Secondary Heating | Natural Gas | Fireplace | E10 | RVT BC Ratio | 0 | 0 | 0 | 0 | 0 | 0 | 0 | 0 | 0 | 0 | 0 | 0 | 0 | 0 | 0 | 0 | 0 | 0 | 0 | 0 | 0 | 0 | 0 | 0 | 0 | 0 | 0 | 0 | 0 | 0 | 0 | 0 | 0
F5_Residential_Manufactured Home Low Income_New_Secondary Heating_Natural Gas_Fireplace_E1 | F5 | Residential | Manufactured Home Low Income | New | Secondary Heating | Natural Gas | Fireplace | E1 | RIM BC Ratio | bar: 2019 to 2051
F5_Residential_Manufactured Home Low Income_New_Secondary Heating_Natural Gas_Fireplace_E2 | F5 | Residential | Manufactured Home Low Income | New | Secondary Heating | Natural Gas | Fireplace | E2 | RIM BC Ratio | 0.58298 | 0.58381 | 0.58532 | 0.58659 | 0.58628 | 0.58691 | 0.5884 | 0.58968 | 0.59124 | 0.59271 | 0.59413 | 0.59547 | 0.59691 | 0.59826 | 0.5994 | 0.6004 | 0.60124 | 0.602 | 0.60254 | 0.60296 | 0.60309 | 0.60298 | 0.60267 | 0.60232 | 0.60173 | 0.60099 | 0.60009 | 0.59907 | 0.59778 | 0.59635 | 0.59463 | 0.59278 | 0.59054
F5_Residential_Manufactured Home Low Income_New_Secondary Heating_Natural Gas_Fireplace_E3 | F5 | Residential | Manufactured Home Low Income | New | Secondary Heating | Natural Gas | Fireplace | E3 | RIM BC Ratio | 0.58144 | 0.58227 | 0.58378 | 0.58505 | 0.58475 | 0.58538 | 0.58687 | 0.58815 | 0.58971 | 0.59118 | 0.59261 | 0.59395 | 0.59539 | 0.59674 | 0.59788 | 0.59888 | 0.59973 | 0.60048 | 0.60102 | 0.60145 | 0.60157 | 0.60146 | 0.60116 | 0.6008 | 0.60022 | 0.59948 | 0.59857 | 0.59755 | 0.59626 | 0.59482 | 0.59311 | 0.59125 | 0.58901
F5_Residential_Manufactured Home Low Income_New_Secondary Heating_Natural Gas_Fireplace_E4 | F5 | Residential | Manufactured Home Low Income | New | Secondary Heating | Natural Gas | Fireplace | E4 | RIM BC Ratio | 0 | 0 | 0 | 0 | 0 | 0 | 0 | 0 | 0 | 0 | 0 | 0 | 0 | 0 | 0 | 0 | 0 | 0 | 0 | 0 | 0 | 0 | 0 | 0 | 0 | 0 | 0 | 0 | 0 | 0 | 0 | 0 | 0
F5_Residential_Manufactured Home Low Income_New_Secondary Heating_Natural Gas_Fireplace_E5 | F5 | Residential | Manufactured Home Low Income | New | Secondary Heating | Natural Gas | Fireplace | E5 | RIM BC Ratio | 0 | 0 | 0 | 0 | 0 | 0 | 0 | 0 | 0 | 0 | 0 | 0 | 0 | 0 | 0 | 0 | 0 | 0 | 0 | 0 | 0 | 0 | 0 | 0 | 0 | 0 | 0 | 0 | 0 | 0 | 0 | 0 | 0
F5_Residential_Manufactured Home Low Income_New_Secondary Heating_Natural Gas_Fireplace_E6 | F5 | Residential | Manufactured Home Low Income | New | Secondary Heating | Natural Gas | Fireplace | E6 | RIM BC Ratio | 0 | 0 | 0 | 0 | 0 | 0 | 0 | 0 | 0 | 0 | 0 | 0 | 0 | 0 | 0 | 0 | 0 | 0 | 0 | 0 | 0 | 0 | 0 | 0 | 0 | 0 | 0 | 0 | 0 | 0 | 0 | 0 | 0
F5_Residential_Manufactured Home Low Income_New_Secondary Heating_Natural Gas_Fireplace_E7 | F5 | Residential | Manufactured Home Low Income | New | Secondary Heating | Natural Gas | Fireplace | E7 | RIM BC Ratio | 0 | 0 | 0 | 0 | 0 | 0 | 0 | 0 | 0 | 0 | 0 | 0 | 0 | 0 | 0 | 0 | 0 | 0 | 0 | 0 | 0 | 0 | 0 | 0 | 0 | 0 | 0 | 0 | 0 | 0 | 0 | 0 | 0
F5_Residential_Manufactured Home Low Income_New_Secondary Heating_Natural Gas_Fireplace_E8 | F5 | Residential | Manufactured Home Low Income | New | Secondary Heating | Natural Gas | Fireplace | E8 | RIM BC Ratio | 0 | 0 | 0 | 0 | 0 | 0 | 0 | 0 | 0 | 0 | 0 | 0 | 0 | 0 | 0 | 0 | 0 | 0 | 0 | 0 | 0 | 0 | 0 | 0 | 0 | 0 | 0 | 0 | 0 | 0 | 0 | 0 | 0
F5_Residential_Manufactured Home Low Income_New_Secondary Heating_Natural Gas_Fireplace_E9 | F5 | Residential | Manufactured Home Low Income | New | Secondary Heating | Natural Gas | Fireplace | E9 | RIM BC Ratio | 0 | 0 | 0 | 0 | 0 | 0 | 0 | 0 | 0 | 0 | 0 | 0 | 0 | 0 | 0 | 0 | 0 | 0 | 0 | 0 | 0 | 0 | 0 | 0 | 0 | 0 | 0 | 0 | 0 | 0 | 0 | 0 | 0
F5_Residential_Manufactured Home Low Income_New_Secondary Heating_Natural Gas_Fireplace_E10 | F5 | Residential | Manufactured Home Low Income | New | Secondary Heating | Natural Gas | Fireplace | E10 | RIM BC Ratio | 0 | 0 | 0 | 0 | 0 | 0 | 0 | 0 | 0 | 0 | 0 | 0 | 0 | 0 | 0 | 0 | 0 | 0 | 0 | 0 | 0 | 0 | 0 | 0 | 0 | 0 | 0 | 0 | 0 | 0 | 0 | 0 | 0
F0_Residential_Manufactured Home Low Income_New_Water Heating_Natural Gas_Water Heater (<= 55 gal)_E0 | F0 | Residential | Manufactured Home Low Income | New | Water Heating | Natural Gas | Water Heater (<= 55 gal) | E0 | Economic Unit | UEF 0.87 (Instantaneous, ENERGY STAR 4.0) | UEF 0.87 (Instantaneous, ENERGY STAR 4.0) | UEF 0.87 (Instantaneous, ENERGY STAR 4.0) | UEF 0.87 (Instantaneous, ENERGY STAR 4.0) | UEF 0.87 (Instantaneous, ENERGY STAR 4.0) | UEF 0.87 (Instantaneous, ENERGY STAR 4.0) | UEF 0.87 (Instantaneous, ENERGY STAR 4.0) | UEF 0.87 (Instantaneous, ENERGY STAR 4.0) | UEF 0.87 (Instantaneous, ENERGY STAR 4.0) | UEF 0.87 (Instantaneous, ENERGY STAR 4.0) | UEF 0.87 (Instantaneous, ENERGY STAR 4.0) | UEF 0.87 (Instantaneous, ENERGY STAR 4.0) | UEF 0.87 (Instantaneous, ENERGY STAR 4.0) | UEF 0.87 (Instantaneous, ENERGY STAR 4.0) | UEF 0.87 (Instantaneous, ENERGY STAR 4.0) | UEF 0.87 (Instantaneous, ENERGY STAR 4.0) | UEF 0.87 (Instantaneous, ENERGY STAR 4.0) | UEF 0.87 (Instantaneous, ENERGY STAR 4.0) | UEF 0.87 (Instantaneous, ENERGY STAR 4.0) | UEF 0.87 (Instantaneous, ENERGY STAR 4.0) | UEF 0.87 (Instantaneous, ENERGY STAR 4.0) | UEF 0.95 (Instantaneous, ENERGY STAR 5.0) | UEF 0.95 (Instantaneous, ENERGY STAR 5.0) | UEF 0.95 (Instantaneous, ENERGY STAR 5.0) | UEF 0.95 (Instantaneous, ENERGY STAR 5.0) | UEF 0.95 (Instantaneous, ENERGY STAR 5.0) | UEF 0.95 (Instantaneous, ENERGY STAR 5.0) | UEF 0.95 (Instantaneous, ENERGY STAR 5.0) | UEF 0.95 (Instantaneous, ENERGY STAR 5.0) | UEF 0.95 (Instantaneous, ENERGY STAR 5.0) | UEF 0.95 (Instantaneous, ENERGY STAR 5.0) | UEF 0.95 (Instantaneous, ENERGY STAR 5.0) | UEF 0.95 (Instantaneous, ENERGY STAR 5.0)
F1_Residential_Manufactured Home Low Income_New_Water Heating_Natural Gas_Water Heater (<= 55 gal)_E1 | F1 | Residential | Manufactured Home Low Income | New | Water Heating | Natural Gas | Water Heater (<= 55 gal) | E1 | CCE | 0 | 0 | 0 | 0 | 0 | 0 | 0 | 0 | 0 | 0 | 0 | 0 | 0 | 0 | 0 | 0 | 0 | 0 | 0 | 0 | 0 | 0 | 0 | 0 | 0 | 0 | 0 | 0 | 0 | 0 | 0 | 0 | 0
F1_Residential_Manufactured Home Low Income_New_Water Heating_Natural Gas_Water Heater (<= 55 gal)_E2 | F1 | Residential | Manufactured Home Low Income | New | Water Heating | Natural Gas | Water Heater (<= 55 gal) | E2 | CCE | 1.153 | 1.1884 | 1.1643 | 1.0674 | 1.0674 | 1.0674 | 1.0674 | 1.0674 | 1.0674 | 1.0674 | 1.0674 | 1.0674 | 1.0674 | 1.0674 | 1.0674 | 1.0674 | 1.0674 | 1.0674 | 1.0674 | 1.0674 | 1.0674 | 1.0674 | 1.0674 | 1.0674 | 1.0674 | 1.0674 | 1.0674 | 1.0674 | 1.0674 | 1.0674 | 1.0674 | 1.0674 | 1.0674
F1_Residential_Manufactured Home Low Income_New_Water Heating_Natural Gas_Water Heater (<= 55 gal)_E3 | F1 | Residential | Manufactured Home Low Income | New | Water Heating | Natural Gas | Water Heater (<= 55 gal) | E3 | CCE | 6.4875 | 6.6871 | 6.5513 | 6.0058 | 6.0058 | 6.0058 | 6.0058 | 6.0058 | 6.0058 | 6.0058 | 6.0058 | 6.0058 | 6.0058 | 6.0058 | 6.0058 | 6.0058 | 6.0058 | 6.0058 | 6.0058 | 6.0058 | 6.0058 | 6.0058 | 6.0058 | 6.0058 | 6.0058 | 6.0058 | 6.0058 | 6.0058 | 6.0058 | 6.0058 | 6.0058 | 6.0058 | 6.0058
F1_Residential_Manufactured Home Low Income_New_Water Heating_Natural Gas_Water Heater (<= 55 gal)_E4 | F1 | Residential | Manufactured Home Low Income | New | Water Heating | Natural Gas | Water Heater (<= 55 gal) | E4 | CCE | 1.2015 | 1.2385 | 1.2133 | 1.1123 | 1.1123 | 1.1123 | 1.1123 | 1.1123 | 1.1123 | 1.1123 | 1.1123 | 1.1123 | 1.1123 | 1.1123 | 1.1123 | 1.1123 | 1.1123 | 1.1123 | 1.1123 | 1.1123 | 1.1123 | 1.1123 | 1.1123 | 1.1123 | 1.1123 | 1.1123 | 1.1123 | 1.1123 | 1.1123 | 1.1123 | 1.1123 | 1.1123 | 1.1123
F1_Residential_Manufactured Home Low Income_New_Water Heating_Natural Gas_Water Heater (<= 55 gal)_E5 | F1 | Residential | Manufactured Home Low Income | New | Water Heating | Natural Gas | Water Heater (<= 55 gal) | E5 | CCE | 1.5644 | 1.6126 | 1.5798 | 1.4483 | 1.4483 | 1.4483 | 1.4483 | 1.4483 | 1.4483 | 1.4483 | 1.4483 | 1.4483 | 1.4483 | 1.4483 | 1.4483 | 1.4483 | 1.4483 | 1.4483 | 1.4483 | 1.4483 | 1.4483 | 1.4483 | 1.4483 | 1.4483 | 1.4483 | 1.4483 | 1.4483 | 1.4483 | 1.4483 | 1.4483 | 1.4483 | 1.4483 | 1.4483
F1_Residential_Manufactured Home Low Income_New_Water Heating_Natural Gas_Water Heater (<= 55 gal)_E6 | F1 | Residential | Manufactured Home Low Income | New | Water Heating | Natural Gas | Water Heater (<= 55 gal) | E6 | CCE | 6.7221 | 6.9289 | 6.7882 | 6.223 | 6.223 | 6.223 | 6.223 | 6.223 | 6.223 | 6.223 | 6.223 | 6.223 | 6.223 | 6.223 | 6.223 | 6.223 | 6.223 | 6.223 | 6.223 | 6.223 | 6.223 | 6.223 | 6.223 | 6.223 | 6.223 | 6.223 | 6.223 | 6.223 | 6.223 | 6.223 | 6.223 | 6.223 | 6.223
F1_Residential_Manufactured Home Low Income_New_Water Heating_Natural Gas_Water Heater (<= 55 gal)_E7 | F1 | Residential | Manufactured Home Low Income | New | Water Heating | Natural Gas | Water Heater (<= 55 gal) | E7 | CCE | 0 | 0 | 0 | 0 | 6.2875 | 6.2875 | 6.2875 | 6.2875 | 6.2875 | 6.2875 | 6.2875 | 6.2875 | 6.2875 | 6.2875 | 6.2875 | 6.2875 | 6.2875 | 6.2875 | 6.2875 | 6.2875 | 6.2875 | 6.2875 | 6.2875 | 6.2875 | 6.2875 | 6.2875 | 6.2875 | 6.2875 | 6.2875 | 6.2875 | 6.2875 | 6.2875 | 6.2875
F1_Residential_Manufactured Home Low Income_New_Water Heating_Natural Gas_Water Heater (<= 55 gal)_E8 | F1 | Residential | Manufactured Home Low Income | New | Water Heating | Natural Gas | Water Heater (<= 55 gal) | E8 | CCE | 0 | 0 | 0 | 0 | 0 | 0 | 0 | 0 | 0 | 0 | 0 | 0 | 0 | 0 | 0 | 0 | 0 | 0 | 0 | 0 | 0 | 0 | 0 | 0 | 0 | 0 | 0 | 0 | 0 | 0 | 0 | 0 | 0
F1_Residential_Manufactured Home Low Income_New_Water Heating_Natural Gas_Water Heater (<= 55 gal)_E9 | F1 | Residential | Manufactured Home Low Income | New | Water Heating | Natural Gas | Water Heater (<= 55 gal) | E9 | CCE | 0 | 0 | 0 | 0 | 0 | 0 | 0 | 0 | 0 | 0 | 0 | 0 | 0 | 0 | 0 | 0 | 0 | 0 | 0 | 0 | 0 | 0 | 0 | 0 | 0 | 0 | 0 | 0 | 0 | 0 | 0 | 0 | 0
F1_Residential_Manufactured Home Low Income_New_Water Heating_Natural Gas_Water Heater (<= 55 gal)_E10 | F1 | Residential | Manufactured Home Low Income | New | Water Heating | Natural Gas | Water Heater (<= 55 gal) | E10 | CCE | 0 | 0 | 0 | 0 | 0 | 0 | 0 | 0 | 0 | 0 | 0 | 0 | 0 | 0 | 0 | 0 | 0 | 0 | 0 | 0 | 0 | 0 | 0 | 0 | 0 | 0 | 0 | 0 | 0 | 0 | 0 | 0 | 0
F2_Residential_Manufactured Home Low Income_New_Water Heating_Natural Gas_Water Heater (<= 55 gal)_E1 | F2 | Residential | Manufactured Home Low Income | New | Water Heating | Natural Gas | Water Heater (<= 55 gal) | E1 | TRC BC Ratio | bar: 2019 to 2051
F2_Residential_Manufactured Home Low Income_New_Water Heating_Natural Gas_Water Heater (<= 55 gal)_E2 | F2 | Residential | Manufactured Home Low Income | New | Water Heating | Natural Gas | Water Heater (<= 55 gal) | E2 | TRC BC Ratio | 1.1338 | 1.1371 | 1.1445 | 1.1508 | 1.1482 | 1.1544 | 1.1682 | 1.1797 | 1.1935 | 1.207 | 1.2205 | 1.2334 | 1.247 | 1.2612 | 1.2749 | 1.289 | 1.3032 | 1.3175 | 1.3313 | 1.3446 | 1.3562 | 1.3668 | 1.375 | 1.3821 | 1.3872 | 1.3907 | 1.393 | 1.3939 | 1.3929 | 1.3905 | 1.3857 | 1.3797 | 1.3716
F2_Residential_Manufactured Home Low Income_New_Water Heating_Natural Gas_Water Heater (<= 55 gal)_E3 | F2 | Residential | Manufactured Home Low Income | New | Water Heating | Natural Gas | Water Heater (<= 55 gal) | E3 | TRC BC Ratio | 0.20149 | 0.20208 | 0.20341 | 0.20452 | 0.20407 | 0.20516 | 0.20762 | 0.20966 | 0.21211 | 0.2145 | 0.21692 | 0.2192 | 0.22163 | 0.22414 | 0.22659 | 0.22909 | 0.2316 | 0.23415 | 0.2366 | 0.23896 | 0.24102 | 0.24291 | 0.24436 | 0.24563 | 0.24654 | 0.24716 | 0.24757 | 0.24773 | 0.24754 | 0.24713 | 0.24627 | 0.2452 | 0.24376
F2_Residential_Manufactured Home Low Income_New_Water Heating_Natural Gas_Water Heater (<= 55 gal)_E4 | F2 | Residential | Manufactured Home Low Income | New | Water Heating | Natural Gas | Water Heater (<= 55 gal) | E4 | TRC BC Ratio | 1.0431 | 1.0413 | 1.0454 | 1.0476 | 1.0365 | 1.038 | 1.0507 | 1.0595 | 1.0721 | 1.0847 | 1.0982 | 1.1114 | 1.127 | 1.1443 | 1.1626 | 1.183 | 1.2053 | 1.2288 | 1.2522 | 1.2748 | 1.2948 | 1.3126 | 1.3259 | 1.3365 | 1.3442 | 1.3494 | 1.3528 | 1.3542 | 1.3526 | 1.3491 | 1.3419 | 1.333 | 1.3208
F2_Residential_Manufactured Home Low Income_New_Water Heating_Natural Gas_Water Heater (<= 55 gal)_E5 | F2 | Residential | Manufactured Home Low Income | New | Water Heating | Natural Gas | Water Heater (<= 55 gal) | E5 | TRC BC Ratio | 0.80532 | 0.80436 | 0.80782 | 0.80985 | 0.80213 | 0.80368 | 0.81351 | 0.82047 | 0.83022 | 0.83992 | 0.85023 | 0.8603 | 0.87201 | 0.88496 | 0.89858 | 0.91359 | 0.9299 | 0.94701 | 0.96408 | 0.98054 | 0.99501 | 1.008 | 1.0177 | 1.0255 | 1.0312 | 1.035 | 1.0375 | 1.0385 | 1.0373 | 1.0348 | 1.0295 | 1.0229 | 1.014
F2_Residential_Manufactured Home Low Income_New_Water Heating_Natural Gas_Water Heater (<= 55 gal)_E6 | F2 | Residential | Manufactured Home Low Income | New | Water Heating | Natural Gas | Water Heater (<= 55 gal) | E6 | TRC BC Ratio | 0.19446 | 0.19503 | 0.19631 | 0.19738 | 0.19695 | 0.198 | 0.20037 | 0.20234 | 0.20471 | 0.20702 | 0.20935 | 0.21155 | 0.21389 | 0.21632 | 0.21868 | 0.22109 | 0.22352 | 0.22598 | 0.22834 | 0.23062 | 0.23261 | 0.23444 | 0.23584 | 0.23706 | 0.23794 | 0.23853 | 0.23893 | 0.23908 | 0.2389 | 0.2385 | 0.23767 | 0.23665 | 0.23525
F2_Residential_Manufactured Home Low Income_New_Water Heating_Natural Gas_Water Heater (<= 55 gal)_E7 | F2 | Residential | Manufactured Home Low Income | New | Water Heating | Natural Gas | Water Heater (<= 55 gal) | E7 | TRC BC Ratio | 0 | 0 | 0 | 0 | 0.19669 | 0.19775 | 0.2001 | 0.20204 | 0.20436 | 0.20664 | 0.20894 | 0.21112 | 0.21346 | 0.21592 | 0.21839 | 0.22098 | 0.22366 | 0.22637 | 0.22895 | 0.23139 | 0.2335 | 0.23536 | 0.23671 | 0.23777 | 0.2385 | 0.23899 | 0.23932 | 0.23947 | 0.23929 | 0.23889 | 0.23808 | 0.23706 | 0.23568
F2_Residential_Manufactured Home Low Income_New_Water Heating_Natural Gas_Water Heater (<= 55 gal)_E8 | F2 | Residential | Manufactured Home Low Income | New | Water Heating | Natural Gas | Water Heater (<= 55 gal) | E8 | TRC BC Ratio | 0 | 0 | 0 | 0 | 0 | 0 | 0 | 0 | 0 | 0 | 0 | 0 | 0 | 0 | 0 | 0 | 0 | 0 | 0 | 0 | 0 | 0 | 0 | 0 | 0 | 0 | 0 | 0 | 0 | 0 | 0 | 0 | 0
F2_Residential_Manufactured Home Low Income_New_Water Heating_Natural Gas_Water Heater (<= 55 gal)_E9 | F2 | Residential | Manufactured Home Low Income | New | Water Heating | Natural Gas | Water Heater (<= 55 gal) | E9 | TRC BC Ratio | 0 | 0 | 0 | 0 | 0 | 0 | 0 | 0 | 0 | 0 | 0 | 0 | 0 | 0 | 0 | 0 | 0 | 0 | 0 | 0 | 0 | 0 | 0 | 0 | 0 | 0 | 0 | 0 | 0 | 0 | 0 | 0 | 0
F2_Residential_Manufactured Home Low Income_New_Water Heating_Natural Gas_Water Heater (<= 55 gal)_E10 | F2 | Residential | Manufactured Home Low Income | New | Water Heating | Natural Gas | Water Heater (<= 55 gal) | E10 | TRC BC Ratio | 0 | 0 | 0 | 0 | 0 | 0 | 0 | 0 | 0 | 0 | 0 | 0 | 0 | 0 | 0 | 0 | 0 | 0 | 0 | 0 | 0 | 0 | 0 | 0 | 0 | 0 | 0 | 0 | 0 | 0 | 0 | 0 | 0
F3_Residential_Manufactured Home Low Income_New_Water Heating_Natural Gas_Water Heater (<= 55 gal)_E1 | F3 | Residential | Manufactured Home Low Income | New | Water Heating | Natural Gas | Water Heater (<= 55 gal) | E1 | PACT BC Ratio | bar: 2019 to 2051
F3_Residential_Manufactured Home Low Income_New_Water Heating_Natural Gas_Water Heater (<= 55 gal)_E2 | F3 | Residential | Manufactured Home Low Income | New | Water Heating | Natural Gas | Water Heater (<= 55 gal) | E2 | PACT BC Ratio | 1.1338 | 1.1371 | 1.1445 | 1.1508 | 1.1482 | 1.1544 | 1.1682 | 1.1797 | 1.1935 | 1.207 | 1.2205 | 1.2334 | 1.247 | 1.2612 | 1.2749 | 1.289 | 1.3032 | 1.3175 | 1.3313 | 1.3446 | 1.3562 | 1.3668 | 1.375 | 1.3821 | 1.3872 | 1.3907 | 1.393 | 1.3939 | 1.3929 | 1.3905 | 1.3857 | 1.3797 | 1.3716
F3_Residential_Manufactured Home Low Income_New_Water Heating_Natural Gas_Water Heater (<= 55 gal)_E3 | F3 | Residential | Manufactured Home Low Income | New | Water Heating | Natural Gas | Water Heater (<= 55 gal) | E3 | PACT BC Ratio | 0.20149 | 0.20208 | 0.20341 | 0.20452 | 0.20407 | 0.20516 | 0.20762 | 0.20966 | 0.21211 | 0.2145 | 0.21692 | 0.2192 | 0.22163 | 0.22414 | 0.22659 | 0.22909 | 0.2316 | 0.23415 | 0.2366 | 0.23896 | 0.24102 | 0.24291 | 0.24436 | 0.24563 | 0.24654 | 0.24716 | 0.24757 | 0.24773 | 0.24754 | 0.24713 | 0.24627 | 0.2452 | 0.24376
F3_Residential_Manufactured Home Low Income_New_Water Heating_Natural Gas_Water Heater (<= 55 gal)_E4 | F3 | Residential | Manufactured Home Low Income | New | Water Heating | Natural Gas | Water Heater (<= 55 gal) | E4 | PACT BC Ratio | 1.0431 | 1.0413 | 1.0454 | 1.0476 | 1.0365 | 1.038 | 1.0507 | 1.0595 | 1.0721 | 1.0847 | 1.0982 | 1.1114 | 1.127 | 1.1443 | 1.1626 | 1.183 | 1.2053 | 1.2288 | 1.2522 | 1.2748 | 1.2948 | 1.3126 | 1.3259 | 1.3365 | 1.3442 | 1.3494 | 1.3528 | 1.3542 | 1.3526 | 1.3491 | 1.3419 | 1.333 | 1.3208
F3_Residential_Manufactured Home Low Income_New_Water Heating_Natural Gas_Water Heater (<= 55 gal)_E5 | F3 | Residential | Manufactured Home Low Income | New | Water Heating | Natural Gas | Water Heater (<= 55 gal) | E5 | PACT BC Ratio | 0.80532 | 0.80436 | 0.80782 | 0.80985 | 0.80213 | 0.80368 | 0.81351 | 0.82047 | 0.83022 | 0.83992 | 0.85023 | 0.8603 | 0.87201 | 0.88496 | 0.89858 | 0.91359 | 0.9299 | 0.94701 | 0.96408 | 0.98054 | 0.99501 | 1.008 | 1.0177 | 1.0255 | 1.0312 | 1.035 | 1.0375 | 1.0385 | 1.0373 | 1.0348 | 1.0295 | 1.0229 | 1.014
F3_Residential_Manufactured Home Low Income_New_Water Heating_Natural Gas_Water Heater (<= 55 gal)_E6 | F3 | Residential | Manufactured Home Low Income | New | Water Heating | Natural Gas | Water Heater (<= 55 gal) | E6 | PACT BC Ratio | 0.19446 | 0.19503 | 0.19631 | 0.19738 | 0.19695 | 0.198 | 0.20037 | 0.20234 | 0.20471 | 0.20702 | 0.20935 | 0.21155 | 0.21389 | 0.21632 | 0.21868 | 0.22109 | 0.22352 | 0.22598 | 0.22834 | 0.23062 | 0.23261 | 0.23444 | 0.23584 | 0.23706 | 0.23794 | 0.23853 | 0.23893 | 0.23908 | 0.2389 | 0.2385 | 0.23767 | 0.23665 | 0.23525
F3_Residential_Manufactured Home Low Income_New_Water Heating_Natural Gas_Water Heater (<= 55 gal)_E7 | F3 | Residential | Manufactured Home Low Income | New | Water Heating | Natural Gas | Water Heater (<= 55 gal) | E7 | PACT BC Ratio | 0 | 0 | 0 | 0 | 0.19669 | 0.19775 | 0.2001 | 0.20204 | 0.20436 | 0.20664 | 0.20894 | 0.21112 | 0.21346 | 0.21592 | 0.21839 | 0.22098 | 0.22366 | 0.22637 | 0.22895 | 0.23139 | 0.2335 | 0.23536 | 0.23671 | 0.23777 | 0.2385 | 0.23899 | 0.23932 | 0.23947 | 0.23929 | 0.23889 | 0.23808 | 0.23706 | 0.23568
F3_Residential_Manufactured Home Low Income_New_Water Heating_Natural Gas_Water Heater (<= 55 gal)_E8 | F3 | Residential | Manufactured Home Low Income | New | Water Heating | Natural Gas | Water Heater (<= 55 gal) | E8 | PACT BC Ratio | 0 | 0 | 0 | 0 | 0 | 0 | 0 | 0 | 0 | 0 | 0 | 0 | 0 | 0 | 0 | 0 | 0 | 0 | 0 | 0 | 0 | 0 | 0 | 0 | 0 | 0 | 0 | 0 | 0 | 0 | 0 | 0 | 0
F3_Residential_Manufactured Home Low Income_New_Water Heating_Natural Gas_Water Heater (<= 55 gal)_E9 | F3 | Residential | Manufactured Home Low Income | New | Water Heating | Natural Gas | Water Heater (<= 55 gal) | E9 | PACT BC Ratio | 0 | 0 | 0 | 0 | 0 | 0 | 0 | 0 | 0 | 0 | 0 | 0 | 0 | 0 | 0 | 0 | 0 | 0 | 0 | 0 | 0 | 0 | 0 | 0 | 0 | 0 | 0 | 0 | 0 | 0 | 0 | 0 | 0
F3_Residential_Manufactured Home Low Income_New_Water Heating_Natural Gas_Water Heater (<= 55 gal)_E10 | F3 | Residential | Manufactured Home Low Income | New | Water Heating | Natural Gas | Water Heater (<= 55 gal) | E10 | PACT BC Ratio | 0 | 0 | 0 | 0 | 0 | 0 | 0 | 0 | 0 | 0 | 0 | 0 | 0 | 0 | 0 | 0 | 0 | 0 | 0 | 0 | 0 | 0 | 0 | 0 | 0 | 0 | 0 | 0 | 0 | 0 | 0 | 0 | 0
F4_Residential_Manufactured Home Low Income_New_Water Heating_Natural Gas_Water Heater (<= 55 gal)_E1 | F4 | Residential | Manufactured Home Low Income | New | Water Heating | Natural Gas | Water Heater (<= 55 gal) | E1 | RVT BC Ratio | bar: 2019 to 2051
F4_Residential_Manufactured Home Low Income_New_Water Heating_Natural Gas_Water Heater (<= 55 gal)_E2 | F4 | Residential | Manufactured Home Low Income | New | Water Heating | Natural Gas | Water Heater (<= 55 gal) | E2 | RVT BC Ratio | 2.3583 | 2.3623 | 2.3712 | 2.3787 | 2.3757 | 2.383 | 2.3996 | 2.4133 | 2.4299 | 2.446 | 2.4623 | 2.4777 | 2.494 | 2.511 | 2.5275 | 2.5443 | 2.5613 | 2.5785 | 2.595 | 2.6109 | 2.6248 | 2.6375 | 2.6473 | 2.6558 | 2.662 | 2.6661 | 2.6689 | 2.67 | 2.6687 | 2.6659 | 2.6601 | 2.653 | 2.6432
F4_Residential_Manufactured Home Low Income_New_Water Heating_Natural Gas_Water Heater (<= 55 gal)_E3 | F4 | Residential | Manufactured Home Low Income | New | Water Heating | Natural Gas | Water Heater (<= 55 gal) | E3 | RVT BC Ratio | 1.2414 | 1.2421 | 1.2437 | 1.245 | 1.2445 | 1.2458 | 1.2487 | 1.2512 | 1.2541 | 1.257 | 1.2599 | 1.2626 | 1.2655 | 1.2685 | 1.2715 | 1.2745 | 1.2775 | 1.2805 | 1.2835 | 1.2863 | 1.2888 | 1.291 | 1.2928 | 1.2943 | 1.2954 | 1.2961 | 1.2966 | 1.2968 | 1.2966 | 1.2961 | 1.295 | 1.2938 | 1.292
F4_Residential_Manufactured Home Low Income_New_Water Heating_Natural Gas_Water Heater (<= 55 gal)_E4 | F4 | Residential | Manufactured Home Low Income | New | Water Heating | Natural Gas | Water Heater (<= 55 gal) | E4 | RVT BC Ratio | 2.2497 | 2.2475 | 2.2525 | 2.2551 | 2.2418 | 2.2436 | 2.2588 | 2.2694 | 2.2845 | 2.2996 | 2.3157 | 2.3315 | 2.3502 | 2.3709 | 2.3929 | 2.4173 | 2.444 | 2.4721 | 2.5002 | 2.5274 | 2.5512 | 2.5726 | 2.5886 | 2.6013 | 2.6105 | 2.6166 | 2.6208 | 2.6224 | 2.6205 | 2.6163 | 2.6077 | 2.597 | 2.5824
F4_Residential_Manufactured Home Low Income_New_Water Heating_Natural Gas_Water Heater (<= 55 gal)_E5 | F4 | Residential | Manufactured Home Low Income | New | Water Heating | Natural Gas | Water Heater (<= 55 gal) | E5 | RVT BC Ratio | 1.9648 | 1.9637 | 1.9678 | 1.9702 | 1.961 | 1.9629 | 1.9746 | 1.983 | 1.9947 | 2.0063 | 2.0186 | 2.0307 | 2.0447 | 2.0602 | 2.0766 | 2.0945 | 2.1141 | 2.1346 | 2.155 | 2.1747 | 2.1921 | 2.2077 | 2.2193 | 2.2286 | 2.2354 | 2.2399 | 2.243 | 2.2442 | 2.2428 | 2.2397 | 2.2334 | 2.2255 | 2.2148
F4_Residential_Manufactured Home Low Income_New_Water Heating_Natural Gas_Water Heater (<= 55 gal)_E6 | F4 | Residential | Manufactured Home Low Income | New | Water Heating | Natural Gas | Water Heater (<= 55 gal) | E6 | RVT BC Ratio | 1.233 | 1.2337 | 1.2352 | 1.2365 | 1.236 | 1.2372 | 1.2401 | 1.2424 | 1.2453 | 1.248 | 1.2508 | 1.2534 | 1.2563 | 1.2592 | 1.262 | 1.2649 | 1.2678 | 1.2707 | 1.2736 | 1.2763 | 1.2787 | 1.2809 | 1.2825 | 1.284 | 1.2851 | 1.2858 | 1.2863 | 1.2864 | 1.2862 | 1.2857 | 1.2847 | 1.2835 | 1.2818
F4_Residential_Manufactured Home Low Income_New_Water Heating_Natural Gas_Water Heater (<= 55 gal)_E7 | F4 | Residential | Manufactured Home Low Income | New | Water Heating | Natural Gas | Water Heater (<= 55 gal) | E7 | RVT BC Ratio | 0 | 0 | 0 | 0 | 1.2357 | 1.2369 | 1.2397 | 1.2421 | 1.2448 | 1.2476 | 1.2503 | 1.2529 | 1.2557 | 1.2587 | 1.2616 | 1.2647 | 1.268 | 1.2712 | 1.2743 | 1.2772 | 1.2797 | 1.282 | 1.2836 | 1.2849 | 1.2857 | 1.2863 | 1.2867 | 1.2869 | 1.2867 | 1.2862 | 1.2852 | 1.284 | 1.2824
F4_Residential_Manufactured Home Low Income_New_Water Heating_Natural Gas_Water Heater (<= 55 gal)_E8 | F4 | Residential | Manufactured Home Low Income | New | Water Heating | Natural Gas | Water Heater (<= 55 gal) | E8 | RVT BC Ratio | 0 | 0 | 0 | 0 | 0 | 0 | 0 | 0 | 0 | 0 | 0 | 0 | 0 | 0 | 0 | 0 | 0 | 0 | 0 | 0 | 0 | 0 | 0 | 0 | 0 | 0 | 0 | 0 | 0 | 0 | 0 | 0 | 0
F4_Residential_Manufactured Home Low Income_New_Water Heating_Natural Gas_Water Heater (<= 55 gal)_E9 | F4 | Residential | Manufactured Home Low Income | New | Water Heating | Natural Gas | Water Heater (<= 55 gal) | E9 | RVT BC Ratio | 0 | 0 | 0 | 0 | 0 | 0 | 0 | 0 | 0 | 0 | 0 | 0 | 0 | 0 | 0 | 0 | 0 | 0 | 0 | 0 | 0 | 0 | 0 | 0 | 0 | 0 | 0 | 0 | 0 | 0 | 0 | 0 | 0
F4_Residential_Manufactured Home Low Income_New_Water Heating_Natural Gas_Water Heater (<= 55 gal)_E10 | F4 | Residential | Manufactured Home Low Income | New | Water Heating | Natural Gas | Water Heater (<= 55 gal) | E10 | RVT BC Ratio | 0 | 0 | 0 | 0 | 0 | 0 | 0 | 0 | 0 | 0 | 0 | 0 | 0 | 0 | 0 | 0 | 0 | 0 | 0 | 0 | 0 | 0 | 0 | 0 | 0 | 0 | 0 | 0 | 0 | 0 | 0 | 0 | 0
F5_Residential_Manufactured Home Low Income_New_Water Heating_Natural Gas_Water Heater (<= 55 gal)_E1 | F5 | Residential | Manufactured Home Low Income | New | Water Heating | Natural Gas | Water Heater (<= 55 gal) | E1 | RIM BC Ratio | bar: 2019 to 2051
F5_Residential_Manufactured Home Low Income_New_Water Heating_Natural Gas_Water Heater (<= 55 gal)_E2 | F5 | Residential | Manufactured Home Low Income | New | Water Heating | Natural Gas | Water Heater (<= 55 gal) | E2 | RIM BC Ratio | 0.5318 | 0.53253 | 0.53415 | 0.53551 | 0.53496 | 0.53629 | 0.53926 | 0.54169 | 0.54458 | 0.54737 | 0.55014 | 0.55274 | 0.55547 | 0.55825 | 0.56093 | 0.56364 | 0.56633 | 0.56902 | 0.57158 | 0.57401 | 0.57612 | 0.57803 | 0.57948 | 0.58074 | 0.58165 | 0.58226 | 0.58266 | 0.58282 | 0.58264 | 0.58222 | 0.58138 | 0.58032 | 0.57888
F5_Residential_Manufactured Home Low Income_New_Water Heating_Natural Gas_Water Heater (<= 55 gal)_E3 | F5 | Residential | Manufactured Home Low Income | New | Water Heating | Natural Gas | Water Heater (<= 55 gal) | E3 | RIM BC Ratio | 0.16775 | 0.16816 | 0.16907 | 0.16984 | 0.16953 | 0.17028 | 0.17197 | 0.17337 | 0.17504 | 0.17667 | 0.1783 | 0.17984 | 0.18147 | 0.18315 | 0.18478 | 0.18644 | 0.18811 | 0.18978 | 0.19139 | 0.19293 | 0.19427 | 0.1955 | 0.19644 | 0.19726 | 0.19785 | 0.19824 | 0.1985 | 0.19861 | 0.19849 | 0.19822 | 0.19767 | 0.19698 | 0.19605
F5_Residential_Manufactured Home Low Income_New_Water Heating_Natural Gas_Water Heater (<= 55 gal)_E4 | F5 | Residential | Manufactured Home Low Income | New | Water Heating | Natural Gas | Water Heater (<= 55 gal) | E4 | RIM BC Ratio | 0.51098 | 0.51053 | 0.51153 | 0.51204 | 0.50938 | 0.50974 | 0.51279 | 0.51487 | 0.51784 | 0.52076 | 0.52384 | 0.52683 | 0.5303 | 0.5341 | 0.53807 | 0.54239 | 0.54703 | 0.55181 | 0.55649 | 0.56092 | 0.56474 | 0.56811 | 0.57059 | 0.57255 | 0.57395 | 0.57489 | 0.57551 | 0.57576 | 0.57547 | 0.57484 | 0.57353 | 0.57189 | 0.56964
F5_Residential_Manufactured Home Low Income_New_Water Heating_Natural Gas_Water Heater (<= 55 gal)_E5 | F5 | Residential | Manufactured Home Low Income | New | Water Heating | Natural Gas | Water Heater (<= 55 gal) | E5 | RIM BC Ratio | 0.4464 | 0.44611 | 0.44717 | 0.44779 | 0.44542 | 0.4459 | 0.44891 | 0.45102 | 0.45395 | 0.45683 | 0.45987 | 0.4628 | 0.46616 | 0.46984 | 0.47365 | 0.47779 | 0.48221 | 0.48677 | 0.49124 | 0.49548 | 0.49915 | 0.5024 | 0.5048 | 0.50672 | 0.50809 | 0.50901 | 0.50962 | 0.50986 | 0.50958 | 0.50896 | 0.50768 | 0.50607 | 0.50388
F5_Residential_Manufactured Home Low Income_New_Water Heating_Natural Gas_Water Heater (<= 55 gal)_E6 | F5 | Residential | Manufactured Home Low Income | New | Water Heating | Natural Gas | Water Heater (<= 55 gal) | E6 | RIM BC Ratio | 0.16285 | 0.16324 | 0.16414 | 0.16489 | 0.16458 | 0.16532 | 0.16697 | 0.16833 | 0.16997 | 0.17156 | 0.17315 | 0.17466 | 0.17625 | 0.1779 | 0.17949 | 0.18111 | 0.18274 | 0.18438 | 0.18595 | 0.18746 | 0.18877 | 0.18997 | 0.19089 | 0.19169 | 0.19227 | 0.19265 | 0.19291 | 0.19301 | 0.19289 | 0.19263 | 0.19209 | 0.19142 | 0.19051
F5_Residential_Manufactured Home Low Income_New_Water Heating_Natural Gas_Water Heater (<= 55 gal)_E7 | F5 | Residential | Manufactured Home Low Income | New | Water Heating | Natural Gas | Water Heater (<= 55 gal) | E7 | RIM BC Ratio | 0 | 0 | 0 | 0 | 0.16441 | 0.16514 | 0.16678 | 0.16812 | 0.16973 | 0.1713 | 0.17288 | 0.17437 | 0.17596 | 0.17763 | 0.17929 | 0.18104 | 0.18284 | 0.18464 | 0.18635 | 0.18797 | 0.18936 | 0.19058 | 0.19146 | 0.19215 | 0.19263 | 0.19295 | 0.19317 | 0.19326 | 0.19315 | 0.19289 | 0.19236 | 0.19169 | 0.19079
F5_Residential_Manufactured Home Low Income_New_Water Heating_Natural Gas_Water Heater (<= 55 gal)_E8 | F5 | Residential | Manufactured Home Low Income | New | Water Heating | Natural Gas | Water Heater (<= 55 gal) | E8 | RIM BC Ratio | 0 | 0 | 0 | 0 | 0 | 0 | 0 | 0 | 0 | 0 | 0 | 0 | 0 | 0 | 0 | 0 | 0 | 0 | 0 | 0 | 0 | 0 | 0 | 0 | 0 | 0 | 0 | 0 | 0 | 0 | 0 | 0 | 0
F5_Residential_Manufactured Home Low Income_New_Water Heating_Natural Gas_Water Heater (<= 55 gal)_E9 | F5 | Residential | Manufactured Home Low Income | New | Water Heating | Natural Gas | Water Heater (<= 55 gal) | E9 | RIM BC Ratio | 0 | 0 | 0 | 0 | 0 | 0 | 0 | 0 | 0 | 0 | 0 | 0 | 0 | 0 | 0 | 0 | 0 | 0 | 0 | 0 | 0 | 0 | 0 | 0 | 0 | 0 | 0 | 0 | 0 | 0 | 0 | 0 | 0
F5_Residential_Manufactured Home Low Income_New_Water Heating_Natural Gas_Water Heater (<= 55 gal)_E10 | F5 | Residential | Manufactured Home Low Income | New | Water Heating | Natural Gas | Water Heater (<= 55 gal) | E10 | RIM BC Ratio | 0 | 0 | 0 | 0 | 0 | 0 | 0 | 0 | 0 | 0 | 0 | 0 | 0 | 0 | 0 | 0 | 0 | 0 | 0 | 0 | 0 | 0 | 0 | 0 | 0 | 0 | 0 | 0 | 0 | 0 | 0 | 0 | 0
F0_Residential_Manufactured Home Low Income_New_Water Heating_Natural Gas_Water Heater (> 55 gal)_E0 | F0 | Residential | Manufactured Home Low Income | New | Water Heating | Natural Gas | Water Heater (> 55 gal) | E0 | Economic Unit | UEF 0.76 (Standard) | UEF 0.76 (Standard) | UEF 0.76 (Standard) | UEF 0.76 (Standard) | UEF 0.76 (Standard) | UEF 0.76 (Standard) | UEF 0.76 (Standard) | UEF 0.76 (Standard) | UEF 0.76 (Standard) | UEF 0.76 (Standard) | UEF 0.76 (Standard) | UEF 0.76 (Standard) | UEF 0.76 (Standard) | UEF 0.76 (Standard) | UEF 0.76 (Standard) | UEF 0.76 (Standard) | UEF 0.76 (Standard) | UEF 0.76 (Standard) | UEF 0.76 (Standard) | UEF 0.76 (Standard) | UEF 0.76 (Standard) | UEF 0.76 (Standard) | UEF 0.76 (Standard) | UEF 0.76 (Standard) | UEF 0.76 (Standard) | UEF 0.76 (Standard) | UEF 0.76 (Standard) | UEF 0.76 (Standard) | UEF 0.76 (Standard) | UEF 0.76 (Standard) | UEF 0.76 (Standard) | UEF 0.76 (Standard) | UEF 0.76 (Standard)
F1_Residential_Manufactured Home Low Income_New_Water Heating_Natural Gas_Water Heater (> 55 gal)_E1 | F1 | Residential | Manufactured Home Low Income | New | Water Heating | Natural Gas | Water Heater (> 55 gal) | E1 | CCE | 0 | 0 | 0 | 0 | 0 | 0 | 0 | 0 | 0 | 0 | 0 | 0 | 0 | 0 | 0 | 0 | 0 | 0 | 0 | 0 | 0 | 0 | 0 | 0 | 0 | 0 | 0 | 0 | 0 | 0 | 0 | 0 | 0
F1_Residential_Manufactured Home Low Income_New_Water Heating_Natural Gas_Water Heater (> 55 gal)_E2 | F1 | Residential | Manufactured Home Low Income | New | Water Heating | Natural Gas | Water Heater (> 55 gal) | E2 | CCE | 4.8479 | 4.9971 | 4.8956 | 4.488 | 4.488 | 4.488 | 4.488 | 4.488 | 4.488 | 4.488 | 4.488 | 4.488 | 4.488 | 4.488 | 4.488 | 4.488 | 4.488 | 4.488 | 4.488 | 4.488 | 4.488 | 4.488 | 4.488 | 4.488 | 4.488 | 4.488 | 4.488 | 4.488 | 4.488 | 4.488 | 4.488 | 4.488 | 4.488
F1_Residential_Manufactured Home Low Income_New_Water Heating_Natural Gas_Water Heater (> 55 gal)_E3 | F1 | Residential | Manufactured Home Low Income | New | Water Heating | Natural Gas | Water Heater (> 55 gal) | E3 | CCE | 34.3187 | 35.3746 | 34.6565 | 31.7709 | 31.7709 | 31.7709 | 31.7709 | 31.7709 | 31.7709 | 31.7709 | 31.7709 | 31.7709 | 31.7709 | 31.7709 | 31.7709 | 31.7709 | 31.7709 | 31.7709 | 31.7709 | 31.7709 | 31.7709 | 31.7709 | 31.7709 | 31.7709 | 31.7709 | 31.7709 | 31.7709 | 31.7709 | 31.7709 | 31.7709 | 31.7709 | 31.7709 | 31.7709
F1_Residential_Manufactured Home Low Income_New_Water Heating_Natural Gas_Water Heater (> 55 gal)_E4 | F1 | Residential | Manufactured Home Low Income | New | Water Heating | Natural Gas | Water Heater (> 55 gal) | E4 | CCE | 3.6428 | 3.7548 | 3.6786 | 3.3723 | 3.3723 | 3.3723 | 3.3723 | 3.3723 | 3.3723 | 3.3723 | 3.3723 | 3.3723 | 3.3723 | 3.3723 | 3.3723 | 3.3723 | 3.3723 | 3.3723 | 3.3723 | 3.3723 | 3.3723 | 3.3723 | 3.3723 | 3.3723 | 3.3723 | 3.3723 | 3.3723 | 3.3723 | 3.3723 | 3.3723 | 3.3723 | 3.3723 | 3.3723
F1_Residential_Manufactured Home Low Income_New_Water Heating_Natural Gas_Water Heater (> 55 gal)_E5 | F1 | Residential | Manufactured Home Low Income | New | Water Heating | Natural Gas | Water Heater (> 55 gal) | E5 | CCE | 3.958 | 4.0798 | 3.997 | 3.6642 | 3.6642 | 3.6642 | 3.6642 | 3.6642 | 3.6642 | 3.6642 | 3.6642 | 3.6642 | 3.6642 | 3.6642 | 3.6642 | 3.6642 | 3.6642 | 3.6642 | 3.6642 | 3.6642 | 3.6642 | 3.6642 | 3.6642 | 3.6642 | 3.6642 | 3.6642 | 3.6642 | 3.6642 | 3.6642 | 3.6642 | 3.6642 | 3.6642 | 3.6642
F1_Residential_Manufactured Home Low Income_New_Water Heating_Natural Gas_Water Heater (> 55 gal)_E6 | F1 | Residential | Manufactured Home Low Income | New | Water Heating | Natural Gas | Water Heater (> 55 gal) | E6 | CCE | 12.3686 | 12.7492 | 12.4903 | 11.4503 | 11.4503 | 11.4503 | 11.4503 | 11.4503 | 11.4503 | 11.4503 | 11.4503 | 11.4503 | 11.4503 | 11.4503 | 11.4503 | 11.4503 | 11.4503 | 11.4503 | 11.4503 | 11.4503 | 11.4503 | 11.4503 | 11.4503 | 11.4503 | 11.4503 | 11.4503 | 11.4503 | 11.4503 | 11.4503 | 11.4503 | 11.4503 | 11.4503 | 11.4503
F1_Residential_Manufactured Home Low Income_New_Water Heating_Natural Gas_Water Heater (> 55 gal)_E7 | F1 | Residential | Manufactured Home Low Income | New | Water Heating | Natural Gas | Water Heater (> 55 gal) | E7 | CCE | 0 | 0 | 0 | 0 | 0 | 9.6408 | 9.6408 | 9.6408 | 9.6408 | 9.6408 | 9.6408 | 9.6408 | 9.6408 | 9.6408 | 9.6408 | 9.6408 | 9.6408 | 9.6408 | 9.6408 | 9.6408 | 9.6408 | 9.6408 | 9.6408 | 9.6408 | 9.6408 | 9.6408 | 9.6408 | 9.6408 | 9.6408 | 9.6408 | 9.6408 | 9.6408 | 9.6408
F1_Residential_Manufactured Home Low Income_New_Water Heating_Natural Gas_Water Heater (> 55 gal)_E8 | F1 | Residential | Manufactured Home Low Income | New | Water Heating | Natural Gas | Water Heater (> 55 gal) | E8 | CCE | 0 | 0 | 0 | 0 | 0 | 0 | 0 | 0 | 0 | 0 | 0 | 0 | 0 | 0 | 0 | 0 | 0 | 0 | 0 | 0 | 0 | 0 | 0 | 0 | 0 | 0 | 0 | 0 | 0 | 0 | 0 | 0 | 0
F1_Residential_Manufactured Home Low Income_New_Water Heating_Natural Gas_Water Heater (> 55 gal)_E9 | F1 | Residential | Manufactured Home Low Income | New | Water Heating | Natural Gas | Water Heater (> 55 gal) | E9 | CCE | 0 | 0 | 0 | 0 | 0 | 0 | 0 | 0 | 0 | 0 | 0 | 0 | 0 | 0 | 0 | 0 | 0 | 0 | 0 | 0 | 0 | 0 | 0 | 0 | 0 | 0 | 0 | 0 | 0 | 0 | 0 | 0 | 0
F1_Residential_Manufactured Home Low Income_New_Water Heating_Natural Gas_Water Heater (> 55 gal)_E10 | F1 | Residential | Manufactured Home Low Income | New | Water Heating | Natural Gas | Water Heater (> 55 gal) | E10 | CCE | 0 | 0 | 0 | 0 | 0 | 0 | 0 | 0 | 0 | 0 | 0 | 0 | 0 | 0 | 0 | 0 | 0 | 0 | 0 | 0 | 0 | 0 | 0 | 0 | 0 | 0 | 0 | 0 | 0 | 0 | 0 | 0 | 0
F2_Residential_Manufactured Home Low Income_New_Water Heating_Natural Gas_Water Heater (> 55 gal)_E1 | F2 | Residential | Manufactured Home Low Income | New | Water Heating | Natural Gas | Water Heater (> 55 gal) | E1 | TRC BC Ratio | bar: 2019 to 2051
F2_Residential_Manufactured Home Low Income_New_Water Heating_Natural Gas_Water Heater (> 55 gal)_E2 | F2 | Residential | Manufactured Home Low Income | New | Water Heating | Natural Gas | Water Heater (> 55 gal) | E2 | TRC BC Ratio | 0.26964 | 0.27043 | 0.2722 | 0.27369 | 0.27308 | 0.27454 | 0.27783 | 0.28056 | 0.28385 | 0.28705 | 0.29028 | 0.29333 | 0.29658 | 0.29994 | 0.30322 | 0.30657 | 0.30993 | 0.31334 | 0.31662 | 0.31978 | 0.32254 | 0.32507 | 0.32701 | 0.3287 | 0.32993 | 0.33075 | 0.3313 | 0.33151 | 0.33126 | 0.3307 | 0.32956 | 0.32813 | 0.3262
F2_Residential_Manufactured Home Low Income_New_Water Heating_Natural Gas_Water Heater (> 55 gal)_E3 | F2 | Residential | Manufactured Home Low Income | New | Water Heating | Natural Gas | Water Heater (> 55 gal) | E3 | TRC BC Ratio | 0.03809 | 0.038201 | 0.038451 | 0.038662 | 0.038576 | 0.038782 | 0.039247 | 0.039633 | 0.040097 | 0.040549 | 0.041005 | 0.041437 | 0.041896 | 0.04237 | 0.042833 | 0.043306 | 0.043781 | 0.044263 | 0.044726 | 0.045172 | 0.045562 | 0.04592 | 0.046194 | 0.046433 | 0.046606 | 0.046722 | 0.046799 | 0.04683 | 0.046794 | 0.046716 | 0.046554 | 0.046352 | 0.046079
F2_Residential_Manufactured Home Low Income_New_Water Heating_Natural Gas_Water Heater (> 55 gal)_E4 | F2 | Residential | Manufactured Home Low Income | New | Water Heating | Natural Gas | Water Heater (> 55 gal) | E4 | TRC BC Ratio | 0.30778 | 0.30308 | 0.30202 | 0.29963 | 0.28896 | 0.28588 | 0.28965 | 0.29074 | 0.2944 | 0.29829 | 0.3031 | 0.30818 | 0.31526 | 0.32403 | 0.33425 | 0.34654 | 0.36095 | 0.37652 | 0.39255 | 0.40802 | 0.42169 | 0.43376 | 0.4426 | 0.44917 | 0.45392 | 0.45711 | 0.45924 | 0.46007 | 0.45911 | 0.45694 | 0.45249 | 0.44696 | 0.43945
F2_Residential_Manufactured Home Low Income_New_Water Heating_Natural Gas_Water Heater (> 55 gal)_E5 | F2 | Residential | Manufactured Home Low Income | New | Water Heating | Natural Gas | Water Heater (> 55 gal) | E5 | TRC BC Ratio | 0.29579 | 0.29288 | 0.29275 | 0.29162 | 0.28422 | 0.28262 | 0.28623 | 0.28787 | 0.29141 | 0.29508 | 0.29938 | 0.30381 | 0.30965 | 0.31667 | 0.32463 | 0.33402 | 0.34484 | 0.35647 | 0.36836 | 0.37983 | 0.38996 | 0.39893 | 0.40553 | 0.41051 | 0.41412 | 0.41654 | 0.41816 | 0.41879 | 0.41806 | 0.41641 | 0.41304 | 0.40884 | 0.40314
F2_Residential_Manufactured Home Low Income_New_Water Heating_Natural Gas_Water Heater (> 55 gal)_E6 | F2 | Residential | Manufactured Home Low Income | New | Water Heating | Natural Gas | Water Heater (> 55 gal) | E6 | TRC BC Ratio | 0.10569 | 0.106 | 0.10669 | 0.10727 | 0.10704 | 0.10761 | 0.1089 | 0.10997 | 0.11125 | 0.11251 | 0.11377 | 0.11497 | 0.11625 | 0.11756 | 0.11885 | 0.12016 | 0.12148 | 0.12281 | 0.1241 | 0.12534 | 0.12642 | 0.12741 | 0.12817 | 0.12883 | 0.12932 | 0.12964 | 0.12985 | 0.12994 | 0.12984 | 0.12962 | 0.12917 | 0.12861 | 0.12785
F2_Residential_Manufactured Home Low Income_New_Water Heating_Natural Gas_Water Heater (> 55 gal)_E7 | F2 | Residential | Manufactured Home Low Income | New | Water Heating | Natural Gas | Water Heater (> 55 gal) | E7 | TRC BC Ratio | 0 | 0 | 0 | 0 | 0 | 0.12983 | 0.13137 | 0.13263 | 0.13413 | 0.13561 | 0.13711 | 0.13854 | 0.14007 | 0.1417 | 0.14337 | 0.14517 | 0.14706 | 0.14895 | 0.15075 | 0.15244 | 0.15388 | 0.15512 | 0.15598 | 0.15659 | 0.15701 | 0.15727 | 0.15746 | 0.15756 | 0.15744 | 0.15718 | 0.15665 | 0.15599 | 0.15509
F2_Residential_Manufactured Home Low Income_New_Water Heating_Natural Gas_Water Heater (> 55 gal)_E8 | F2 | Residential | Manufactured Home Low Income | New | Water Heating | Natural Gas | Water Heater (> 55 gal) | E8 | TRC BC Ratio | 0 | 0 | 0 | 0 | 0 | 0 | 0 | 0 | 0 | 0 | 0 | 0 | 0 | 0 | 0 | 0 | 0 | 0 | 0 | 0 | 0 | 0 | 0 | 0 | 0 | 0 | 0 | 0 | 0 | 0 | 0 | 0 | 0
F2_Residential_Manufactured Home Low Income_New_Water Heating_Natural Gas_Water Heater (> 55 gal)_E9 | F2 | Residential | Manufactured Home Low Income | New | Water Heating | Natural Gas | Water Heater (> 55 gal) | E9 | TRC BC Ratio | 0 | 0 | 0 | 0 | 0 | 0 | 0 | 0 | 0 | 0 | 0 | 0 | 0 | 0 | 0 | 0 | 0 | 0 | 0 | 0 | 0 | 0 | 0 | 0 | 0 | 0 | 0 | 0 | 0 | 0 | 0 | 0 | 0
F2_Residential_Manufactured Home Low Income_New_Water Heating_Natural Gas_Water Heater (> 55 gal)_E10 | F2 | Residential | Manufactured Home Low Income | New | Water Heating | Natural Gas | Water Heater (> 55 gal) | E10 | TRC BC Ratio | 0 | 0 | 0 | 0 | 0 | 0 | 0 | 0 | 0 | 0 | 0 | 0 | 0 | 0 | 0 | 0 | 0 | 0 | 0 | 0 | 0 | 0 | 0 | 0 | 0 | 0 | 0 | 0 | 0 | 0 | 0 | 0 | 0
F3_Residential_Manufactured Home Low Income_New_Water Heating_Natural Gas_Water Heater (> 55 gal)_E1 | F3 | Residential | Manufactured Home Low Income | New | Water Heating | Natural Gas | Water Heater (> 55 gal) | E1 | PACT BC Ratio | bar: 2019 to 2051
F3_Residential_Manufactured Home Low Income_New_Water Heating_Natural Gas_Water Heater (> 55 gal)_E2 | F3 | Residential | Manufactured Home Low Income | New | Water Heating | Natural Gas | Water Heater (> 55 gal) | E2 | PACT BC Ratio | 0.34302 | 0.34402 | 0.34628 | 0.34817 | 0.3474 | 0.34926 | 0.35344 | 0.35692 | 0.36109 | 0.36517 | 0.36927 | 0.37316 | 0.3773 | 0.38157 | 0.38573 | 0.38999 | 0.39427 | 0.39861 | 0.40279 | 0.4068 | 0.41031 | 0.41353 | 0.416 | 0.41815 | 0.41971 | 0.42076 | 0.42146 | 0.42173 | 0.42141 | 0.4207 | 0.41924 | 0.41743 | 0.41497
F3_Residential_Manufactured Home Low Income_New_Water Heating_Natural Gas_Water Heater (> 55 gal)_E3 | F3 | Residential | Manufactured Home Low Income | New | Water Heating | Natural Gas | Water Heater (> 55 gal) | E3 | PACT BC Ratio | 0.048455 | 0.048597 | 0.048915 | 0.049183 | 0.049074 | 0.049337 | 0.049928 | 0.050418 | 0.051008 | 0.051584 | 0.052164 | 0.052713 | 0.053297 | 0.053901 | 0.054489 | 0.055091 | 0.055695 | 0.056308 | 0.056898 | 0.057465 | 0.057961 | 0.058416 | 0.058765 | 0.059069 | 0.059289 | 0.059436 | 0.059535 | 0.059574 | 0.059529 | 0.059429 | 0.059223 | 0.058966 | 0.058619
F3_Residential_Manufactured Home Low Income_New_Water Heating_Natural Gas_Water Heater (> 55 gal)_E4 | F3 | Residential | Manufactured Home Low Income | New | Water Heating | Natural Gas | Water Heater (> 55 gal) | E4 | PACT BC Ratio | 0.39153 | 0.38555 | 0.38421 | 0.38117 | 0.3676 | 0.36368 | 0.36847 | 0.36986 | 0.37451 | 0.37946 | 0.38558 | 0.39205 | 0.40106 | 0.41221 | 0.42521 | 0.44085 | 0.45917 | 0.47899 | 0.49938 | 0.51906 | 0.53645 | 0.5518 | 0.56305 | 0.5714 | 0.57745 | 0.5815 | 0.58422 | 0.58527 | 0.58405 | 0.58129 | 0.57563 | 0.56859 | 0.55904
F3_Residential_Manufactured Home Low Income_New_Water Heating_Natural Gas_Water Heater (> 55 gal)_E5 | F3 | Residential | Manufactured Home Low Income | New | Water Heating | Natural Gas | Water Heater (> 55 gal) | E5 | PACT BC Ratio | 0.37629 | 0.37258 | 0.37241 | 0.37098 | 0.36157 | 0.35953 | 0.36413 | 0.36621 | 0.37071 | 0.37538 | 0.38085 | 0.38648 | 0.39392 | 0.40284 | 0.41297 | 0.42492 | 0.43868 | 0.45347 | 0.4686 | 0.4832 | 0.49608 | 0.50749 | 0.51589 | 0.52223 | 0.52682 | 0.5299 | 0.53196 | 0.53276 | 0.53183 | 0.52973 | 0.52544 | 0.5201 | 0.51284
F3_Residential_Manufactured Home Low Income_New_Water Heating_Natural Gas_Water Heater (> 55 gal)_E6 | F3 | Residential | Manufactured Home Low Income | New | Water Heating | Natural Gas | Water Heater (> 55 gal) | E6 | PACT BC Ratio | 0.13445 | 0.13484 | 0.13572 | 0.13647 | 0.13616 | 0.13689 | 0.13853 | 0.13989 | 0.14153 | 0.14313 | 0.14474 | 0.14626 | 0.14788 | 0.14956 | 0.15119 | 0.15286 | 0.15454 | 0.15624 | 0.15787 | 0.15945 | 0.16082 | 0.16208 | 0.16305 | 0.1639 | 0.16451 | 0.16492 | 0.16519 | 0.1653 | 0.16517 | 0.16489 | 0.16432 | 0.16361 | 0.16265
F3_Residential_Manufactured Home Low Income_New_Water Heating_Natural Gas_Water Heater (> 55 gal)_E7 | F3 | Residential | Manufactured Home Low Income | New | Water Heating | Natural Gas | Water Heater (> 55 gal) | E7 | PACT BC Ratio | 0 | 0 | 0 | 0 | 0 | 0.16516 | 0.16712 | 0.16872 | 0.17063 | 0.17252 | 0.17442 | 0.17624 | 0.17819 | 0.18026 | 0.18239 | 0.18467 | 0.18707 | 0.18949 | 0.19178 | 0.19392 | 0.19575 | 0.19733 | 0.19842 | 0.19921 | 0.19974 | 0.20007 | 0.20031 | 0.20044 | 0.20029 | 0.19996 | 0.19928 | 0.19844 | 0.19729
F3_Residential_Manufactured Home Low Income_New_Water Heating_Natural Gas_Water Heater (> 55 gal)_E8 | F3 | Residential | Manufactured Home Low Income | New | Water Heating | Natural Gas | Water Heater (> 55 gal) | E8 | PACT BC Ratio | 0 | 0 | 0 | 0 | 0 | 0 | 0 | 0 | 0 | 0 | 0 | 0 | 0 | 0 | 0 | 0 | 0 | 0 | 0 | 0 | 0 | 0 | 0 | 0 | 0 | 0 | 0 | 0 | 0 | 0 | 0 | 0 | 0
F3_Residential_Manufactured Home Low Income_New_Water Heating_Natural Gas_Water Heater (> 55 gal)_E9 | F3 | Residential | Manufactured Home Low Income | New | Water Heating | Natural Gas | Water Heater (> 55 gal) | E9 | PACT BC Ratio | 0 | 0 | 0 | 0 | 0 | 0 | 0 | 0 | 0 | 0 | 0 | 0 | 0 | 0 | 0 | 0 | 0 | 0 | 0 | 0 | 0 | 0 | 0 | 0 | 0 | 0 | 0 | 0 | 0 | 0 | 0 | 0 | 0
F3_Residential_Manufactured Home Low Income_New_Water Heating_Natural Gas_Water Heater (> 55 gal)_E10 | F3 | Residential | Manufactured Home Low Income | New | Water Heating | Natural Gas | Water Heater (> 55 gal) | E10 | PACT BC Ratio | 0 | 0 | 0 | 0 | 0 | 0 | 0 | 0 | 0 | 0 | 0 | 0 | 0 | 0 | 0 | 0 | 0 | 0 | 0 | 0 | 0 | 0 | 0 | 0 | 0 | 0 | 0 | 0 | 0 | 0 | 0 | 0 | 0
F4_Residential_Manufactured Home Low Income_New_Water Heating_Natural Gas_Water Heater (> 55 gal)_E1 | F4 | Residential | Manufactured Home Low Income | New | Water Heating | Natural Gas | Water Heater (> 55 gal) | E1 | RVT BC Ratio | bar: 2019 to 2051
F4_Residential_Manufactured Home Low Income_New_Water Heating_Natural Gas_Water Heater (> 55 gal)_E2 | F4 | Residential | Manufactured Home Low Income | New | Water Heating | Natural Gas | Water Heater (> 55 gal) | E2 | RVT BC Ratio | 1.0663 | 1.0673 | 1.0694 | 1.0712 | 1.0705 | 1.0722 | 1.0762 | 1.0794 | 1.0834 | 1.0872 | 1.0911 | 1.0947 | 1.0986 | 1.1026 | 1.1066 | 1.1106 | 1.1146 | 1.1187 | 1.1226 | 1.1264 | 1.1297 | 1.1327 | 1.1351 | 1.1371 | 1.1386 | 1.1396 | 1.1402 | 1.1405 | 1.1402 | 1.1395 | 1.1381 | 1.1364 | 1.1341
F4_Residential_Manufactured Home Low Income_New_Water Heating_Natural Gas_Water Heater (> 55 gal)_E3 | F4 | Residential | Manufactured Home Low Income | New | Water Heating | Natural Gas | Water Heater (> 55 gal) | E3 | RVT BC Ratio | 0.78893 | 0.78906 | 0.78936 | 0.78961 | 0.78951 | 0.78976 | 0.79032 | 0.79078 | 0.79133 | 0.79187 | 0.79242 | 0.79294 | 0.79349 | 0.79406 | 0.79461 | 0.79518 | 0.79575 | 0.79632 | 0.79688 | 0.79741 | 0.79788 | 0.79831 | 0.79864 | 0.79892 | 0.79913 | 0.79927 | 0.79936 | 0.7994 | 0.79936 | 0.79926 | 0.79907 | 0.79883 | 0.7985
F4_Residential_Manufactured Home Low Income_New_Water Heating_Natural Gas_Water Heater (> 55 gal)_E4 | F4 | Residential | Manufactured Home Low Income | New | Water Heating | Natural Gas | Water Heater (> 55 gal) | E4 | RVT BC Ratio | 1.112 | 1.1064 | 1.1051 | 1.1023 | 1.0895 | 1.0858 | 1.0903 | 1.0916 | 1.096 | 1.1007 | 1.1064 | 1.1125 | 1.121 | 1.1315 | 1.1437 | 1.1585 | 1.1757 | 1.1944 | 1.2136 | 1.2321 | 1.2485 | 1.263 | 1.2736 | 1.2814 | 1.2871 | 1.2909 | 1.2935 | 1.2945 | 1.2933 | 1.2907 | 1.2854 | 1.2788 | 1.2698
F4_Residential_Manufactured Home Low Income_New_Water Heating_Natural Gas_Water Heater (> 55 gal)_E5 | F4 | Residential | Manufactured Home Low Income | New | Water Heating | Natural Gas | Water Heater (> 55 gal) | E5 | RVT BC Ratio | 1.0977 | 1.0942 | 1.094 | 1.0927 | 1.0838 | 1.0819 | 1.0862 | 1.0882 | 1.0924 | 1.0968 | 1.102 | 1.1073 | 1.1143 | 1.1227 | 1.1322 | 1.1435 | 1.1564 | 1.1704 | 1.1846 | 1.1984 | 1.2105 | 1.2212 | 1.2291 | 1.2351 | 1.2394 | 1.2423 | 1.2443 | 1.245 | 1.2442 | 1.2422 | 1.2381 | 1.2331 | 1.2263
F4_Residential_Manufactured Home Low Income_New_Water Heating_Natural Gas_Water Heater (> 55 gal)_E6 | F4 | Residential | Manufactured Home Low Income | New | Water Heating | Natural Gas | Water Heater (> 55 gal) | E6 | RVT BC Ratio | 0.86991 | 0.87028 | 0.87112 | 0.87181 | 0.87153 | 0.87222 | 0.87376 | 0.87504 | 0.87658 | 0.87809 | 0.8796 | 0.88104 | 0.88257 | 0.88414 | 0.88568 | 0.88725 | 0.88883 | 0.89043 | 0.89197 | 0.89346 | 0.89475 | 0.89594 | 0.89685 | 0.89765 | 0.89822 | 0.89861 | 0.89887 | 0.89897 | 0.89885 | 0.89859 | 0.89805 | 0.89738 | 0.89647
F4_Residential_Manufactured Home Low Income_New_Water Heating_Natural Gas_Water Heater (> 55 gal)_E7 | F4 | Residential | Manufactured Home Low Income | New | Water Heating | Natural Gas | Water Heater (> 55 gal) | E7 | RVT BC Ratio | 0 | 0 | 0 | 0 | 0 | 0.89884 | 0.90068 | 0.90219 | 0.90399 | 0.90576 | 0.90756 | 0.90927 | 0.91111 | 0.91306 | 0.91507 | 0.91721 | 0.91948 | 0.92175 | 0.9239 | 0.92592 | 0.92765 | 0.92914 | 0.93017 | 0.93091 | 0.9314 | 0.93172 | 0.93194 | 0.93206 | 0.93192 | 0.93161 | 0.93097 | 0.93018 | 0.9291
F4_Residential_Manufactured Home Low Income_New_Water Heating_Natural Gas_Water Heater (> 55 gal)_E8 | F4 | Residential | Manufactured Home Low Income | New | Water Heating | Natural Gas | Water Heater (> 55 gal) | E8 | RVT BC Ratio | 0 | 0 | 0 | 0 | 0 | 0 | 0 | 0 | 0 | 0 | 0 | 0 | 0 | 0 | 0 | 0 | 0 | 0 | 0 | 0 | 0 | 0 | 0 | 0 | 0 | 0 | 0 | 0 | 0 | 0 | 0 | 0 | 0
F4_Residential_Manufactured Home Low Income_New_Water Heating_Natural Gas_Water Heater (> 55 gal)_E9 | F4 | Residential | Manufactured Home Low Income | New | Water Heating | Natural Gas | Water Heater (> 55 gal) | E9 | RVT BC Ratio | 0 | 0 | 0 | 0 | 0 | 0 | 0 | 0 | 0 | 0 | 0 | 0 | 0 | 0 | 0 | 0 | 0 | 0 | 0 | 0 | 0 | 0 | 0 | 0 | 0 | 0 | 0 | 0 | 0 | 0 | 0 | 0 | 0
F4_Residential_Manufactured Home Low Income_New_Water Heating_Natural Gas_Water Heater (> 55 gal)_E10 | F4 | Residential | Manufactured Home Low Income | New | Water Heating | Natural Gas | Water Heater (> 55 gal) | E10 | RVT BC Ratio | 0 | 0 | 0 | 0 | 0 | 0 | 0 | 0 | 0 | 0 | 0 | 0 | 0 | 0 | 0 | 0 | 0 | 0 | 0 | 0 | 0 | 0 | 0 | 0 | 0 | 0 | 0 | 0 | 0 | 0 | 0 | 0 | 0
F5_Residential_Manufactured Home Low Income_New_Water Heating_Natural Gas_Water Heater (> 55 gal)_E1 | F5 | Residential | Manufactured Home Low Income | New | Water Heating | Natural Gas | Water Heater (> 55 gal) | E1 | RIM BC Ratio | bar: 2019 to 2051
F5_Residential_Manufactured Home Low Income_New_Water Heating_Natural Gas_Water Heater (> 55 gal)_E2 | F5 | Residential | Manufactured Home Low Income | New | Water Heating | Natural Gas | Water Heater (> 55 gal) | E2 | RIM BC Ratio | 0.25551 | 0.25607 | 0.25732 | 0.25836 | 0.25794 | 0.25896 | 0.26125 | 0.26315 | 0.26541 | 0.2676 | 0.2698 | 0.27187 | 0.27406 | 0.27631 | 0.27849 | 0.2807 | 0.28291 | 0.28514 | 0.28727 | 0.2893 | 0.29107 | 0.29269 | 0.29392 | 0.295 | 0.29577 | 0.29629 | 0.29664 | 0.29677 | 0.29662 | 0.29626 | 0.29554 | 0.29464 | 0.29341
F5_Residential_Manufactured Home Low Income_New_Water Heating_Natural Gas_Water Heater (> 55 gal)_E3 | F5 | Residential | Manufactured Home Low Income | New | Water Heating | Natural Gas | Water Heater (> 55 gal) | E3 | RIM BC Ratio | 0.046219 | 0.046348 | 0.046638 | 0.046881 | 0.046782 | 0.047021 | 0.047557 | 0.048002 | 0.048537 | 0.049057 | 0.049582 | 0.050077 | 0.050604 | 0.051148 | 0.051678 | 0.052219 | 0.052761 | 0.053311 | 0.05384 | 0.054347 | 0.054791 | 0.055197 | 0.055508 | 0.055779 | 0.055976 | 0.056107 | 0.056195 | 0.056229 | 0.056189 | 0.0561 | 0.055917 | 0.055688 | 0.055378
F5_Residential_Manufactured Home Low Income_New_Water Heating_Natural Gas_Water Heater (> 55 gal)_E4 | F5 | Residential | Manufactured Home Low Income | New | Water Heating | Natural Gas | Water Heater (> 55 gal) | E4 | RIM BC Ratio | 0.2815 | 0.27839 | 0.27769 | 0.2761 | 0.26891 | 0.26681 | 0.26937 | 0.27012 | 0.27259 | 0.2752 | 0.27841 | 0.28176 | 0.28639 | 0.29203 | 0.29849 | 0.30611 | 0.31484 | 0.32403 | 0.33324 | 0.34189 | 0.34935 | 0.35579 | 0.36044 | 0.36384 | 0.36628 | 0.36791 | 0.36899 | 0.36941 | 0.36893 | 0.36782 | 0.36555 | 0.3627 | 0.35879
F5_Residential_Manufactured Home Low Income_New_Water Heating_Natural Gas_Water Heater (> 55 gal)_E5 | F5 | Residential | Manufactured Home Low Income | New | Water Heating | Natural Gas | Water Heater (> 55 gal) | E5 | RIM BC Ratio | 0.27353 | 0.27157 | 0.27148 | 0.27071 | 0.26567 | 0.26457 | 0.26705 | 0.26816 | 0.27057 | 0.27305 | 0.27593 | 0.27888 | 0.28273 | 0.28729 | 0.29241 | 0.29835 | 0.30507 | 0.31215 | 0.31924 | 0.32595 | 0.33176 | 0.33683 | 0.34051 | 0.34326 | 0.34524 | 0.34656 | 0.34744 | 0.34778 | 0.34738 | 0.34648 | 0.34464 | 0.34234 | 0.33918
F5_Residential_Manufactured Home Low Income_New_Water Heating_Natural Gas_Water Heater (> 55 gal)_E6 | F5 | Residential | Manufactured Home Low Income | New | Water Heating | Natural Gas | Water Heater (> 55 gal) | E6 | RIM BC Ratio | 0.11854 | 0.11884 | 0.11953 | 0.1201 | 0.11987 | 0.12043 | 0.1217 | 0.12275 | 0.12401 | 0.12523 | 0.12646 | 0.12762 | 0.12886 | 0.13013 | 0.13136 | 0.13262 | 0.13388 | 0.13515 | 0.13638 | 0.13755 | 0.13857 | 0.13951 | 0.14023 | 0.14085 | 0.1413 | 0.1416 | 0.1418 | 0.14188 | 0.14179 | 0.14159 | 0.14116 | 0.14064 | 0.13993
F5_Residential_Manufactured Home Low Income_New_Water Heating_Natural Gas_Water Heater (> 55 gal)_E7 | F5 | Residential | Manufactured Home Low Income | New | Water Heating | Natural Gas | Water Heater (> 55 gal) | E7 | RIM BC Ratio | 0 | 0 | 0 | 0 | 0 | 0.14178 | 0.14322 | 0.1444 | 0.1458 | 0.14717 | 0.14855 | 0.14987 | 0.15128 | 0.15277 | 0.1543 | 0.15592 | 0.15763 | 0.15934 | 0.16096 | 0.16247 | 0.16375 | 0.16485 | 0.16562 | 0.16616 | 0.16653 | 0.16676 | 0.16693 | 0.16702 | 0.16691 | 0.16668 | 0.16621 | 0.16562 | 0.16483
F5_Residential_Manufactured Home Low Income_New_Water Heating_Natural Gas_Water Heater (> 55 gal)_E8 | F5 | Residential | Manufactured Home Low Income | New | Water Heating | Natural Gas | Water Heater (> 55 gal) | E8 | RIM BC Ratio | 0 | 0 | 0 | 0 | 0 | 0 | 0 | 0 | 0 | 0 | 0 | 0 | 0 | 0 | 0 | 0 | 0 | 0 | 0 | 0 | 0 | 0 | 0 | 0 | 0 | 0 | 0 | 0 | 0 | 0 | 0 | 0 | 0
F5_Residential_Manufactured Home Low Income_New_Water Heating_Natural Gas_Water Heater (> 55 gal)_E9 | F5 | Residential | Manufactured Home Low Income | New | Water Heating | Natural Gas | Water Heater (> 55 gal) | E9 | RIM BC Ratio | 0 | 0 | 0 | 0 | 0 | 0 | 0 | 0 | 0 | 0 | 0 | 0 | 0 | 0 | 0 | 0 | 0 | 0 | 0 | 0 | 0 | 0 | 0 | 0 | 0 | 0 | 0 | 0 | 0 | 0 | 0 | 0 | 0
F5_Residential_Manufactured Home Low Income_New_Water Heating_Natural Gas_Water Heater (> 55 gal)_E10 | F5 | Residential | Manufactured Home Low Income | New | Water Heating | Natural Gas | Water Heater (> 55 gal) | E10 | RIM BC Ratio | 0 | 0 | 0 | 0 | 0 | 0 | 0 | 0 | 0 | 0 | 0 | 0 | 0 | 0 | 0 | 0 | 0 | 0 | 0 | 0 | 0 | 0 | 0 | 0 | 0 | 0 | 0 | 0 | 0 | 0 | 0 | 0 | 0
F0_Residential_Manufactured Home Low Income_New_Appliances_Natural Gas_Clothes Dryer_E0 | F0 | Residential | Manufactured Home Low Income | New | Appliances | Natural Gas | Clothes Dryer | E0 | Economic Unit | Standard | Standard | Standard | Standard | Standard | Standard | Standard | Standard | Standard | Standard | Standard | Standard | Standard | Standard | Standard | Standard | Standard | Standard | Standard | Standard | Standard | Standard | Standard | Standard | Standard | Standard | Standard | Standard | Standard | Standard | Standard | Standard | Standard
F1_Residential_Manufactured Home Low Income_New_Appliances_Natural Gas_Clothes Dryer_E1 | F1 | Residential | Manufactured Home Low Income | New | Appliances | Natural Gas | Clothes Dryer | E1 | CCE | 0 | 0 | 0 | 0 | 0 | 0 | 0 | 0 | 0 | 0 | 0 | 0 | 0 | 0 | 0 | 0 | 0 | 0 | 0 | 0 | 0 | 0 | 0 | 0 | 0 | 0 | 0 | 0 | 0 | 0 | 0 | 0 | 0
F1_Residential_Manufactured Home Low Income_New_Appliances_Natural Gas_Clothes Dryer_E2 | F1 | Residential | Manufactured Home Low Income | New | Appliances | Natural Gas | Clothes Dryer | E2 | CCE | 7.6564 | 7.8919 | 7.7317 | 7.0879 | 7.0879 | 7.0879 | 7.0879 | 7.0879 | 7.0879 | 7.0879 | 7.0879 | 7.0879 | 7.0879 | 7.0879 | 7.0879 | 7.0879 | 7.0879 | 7.0879 | 7.0879 | 7.0879 | 7.0879 | 7.0879 | 7.0879 | 7.0879 | 7.0879 | 7.0879 | 7.0879 | 7.0879 | 7.0879 | 7.0879 | 7.0879 | 7.0879 | 7.0879
F1_Residential_Manufactured Home Low Income_New_Appliances_Natural Gas_Clothes Dryer_E3 | F1 | Residential | Manufactured Home Low Income | New | Appliances | Natural Gas | Clothes Dryer | E3 | CCE | 0 | 0 | 0 | 0 | 0 | 0 | 0 | 0 | 0 | 0 | 0 | 0 | 0 | 0 | 0 | 0 | 0 | 0 | 0 | 0 | 0 | 0 | 0 | 0 | 0 | 0 | 0 | 0 | 0 | 0 | 0 | 0 | 0
F1_Residential_Manufactured Home Low Income_New_Appliances_Natural Gas_Clothes Dryer_E4 | F1 | Residential | Manufactured Home Low Income | New | Appliances | Natural Gas | Clothes Dryer | E4 | CCE | 0 | 0 | 0 | 0 | 0 | 0 | 0 | 0 | 0 | 0 | 0 | 0 | 0 | 0 | 0 | 0 | 0 | 0 | 0 | 0 | 0 | 0 | 0 | 0 | 0 | 0 | 0 | 0 | 0 | 0 | 0 | 0 | 0
F1_Residential_Manufactured Home Low Income_New_Appliances_Natural Gas_Clothes Dryer_E5 | F1 | Residential | Manufactured Home Low Income | New | Appliances | Natural Gas | Clothes Dryer | E5 | CCE | 0 | 0 | 0 | 0 | 0 | 0 | 0 | 0 | 0 | 0 | 0 | 0 | 0 | 0 | 0 | 0 | 0 | 0 | 0 | 0 | 0 | 0 | 0 | 0 | 0 | 0 | 0 | 0 | 0 | 0 | 0 | 0 | 0
F1_Residential_Manufactured Home Low Income_New_Appliances_Natural Gas_Clothes Dryer_E6 | F1 | Residential | Manufactured Home Low Income | New | Appliances | Natural Gas | Clothes Dryer | E6 | CCE | 0 | 0 | 0 | 0 | 0 | 0 | 0 | 0 | 0 | 0 | 0 | 0 | 0 | 0 | 0 | 0 | 0 | 0 | 0 | 0 | 0 | 0 | 0 | 0 | 0 | 0 | 0 | 0 | 0 | 0 | 0 | 0 | 0
F1_Residential_Manufactured Home Low Income_New_Appliances_Natural Gas_Clothes Dryer_E7 | F1 | Residential | Manufactured Home Low Income | New | Appliances | Natural Gas | Clothes Dryer | E7 | CCE | 0 | 0 | 0 | 0 | 0 | 0 | 0 | 0 | 0 | 0 | 0 | 0 | 0 | 0 | 0 | 0 | 0 | 0 | 0 | 0 | 0 | 0 | 0 | 0 | 0 | 0 | 0 | 0 | 0 | 0 | 0 | 0 | 0
F1_Residential_Manufactured Home Low Income_New_Appliances_Natural Gas_Clothes Dryer_E8 | F1 | Residential | Manufactured Home Low Income | New | Appliances | Natural Gas | Clothes Dryer | E8 | CCE | 0 | 0 | 0 | 0 | 0 | 0 | 0 | 0 | 0 | 0 | 0 | 0 | 0 | 0 | 0 | 0 | 0 | 0 | 0 | 0 | 0 | 0 | 0 | 0 | 0 | 0 | 0 | 0 | 0 | 0 | 0 | 0 | 0
F1_Residential_Manufactured Home Low Income_New_Appliances_Natural Gas_Clothes Dryer_E9 | F1 | Residential | Manufactured Home Low Income | New | Appliances | Natural Gas | Clothes Dryer | E9 | CCE | 0 | 0 | 0 | 0 | 0 | 0 | 0 | 0 | 0 | 0 | 0 | 0 | 0 | 0 | 0 | 0 | 0 | 0 | 0 | 0 | 0 | 0 | 0 | 0 | 0 | 0 | 0 | 0 | 0 | 0 | 0 | 0 | 0
F1_Residential_Manufactured Home Low Income_New_Appliances_Natural Gas_Clothes Dryer_E10 | F1 | Residential | Manufactured Home Low Income | New | Appliances | Natural Gas | Clothes Dryer | E10 | CCE | 0 | 0 | 0 | 0 | 0 | 0 | 0 | 0 | 0 | 0 | 0 | 0 | 0 | 0 | 0 | 0 | 0 | 0 | 0 | 0 | 0 | 0 | 0 | 0 | 0 | 0 | 0 | 0 | 0 | 0 | 0 | 0 | 0
F2_Residential_Manufactured Home Low Income_New_Appliances_Natural Gas_Clothes Dryer_E1 | F2 | Residential | Manufactured Home Low Income | New | Appliances | Natural Gas | Clothes Dryer | E1 | TRC BC Ratio | bar: 2019 to 2051
F2_Residential_Manufactured Home Low Income_New_Appliances_Natural Gas_Clothes Dryer_E2 | F2 | Residential | Manufactured Home Low Income | New | Appliances | Natural Gas | Clothes Dryer | E2 | TRC BC Ratio | 0.21646 | 0.21714 | 0.21864 | 0.21987 | 0.21927 | 0.22015 | 0.22225 | 0.22398 | 0.22606 | 0.22807 | 0.23011 | 0.23203 | 0.23406 | 0.23619 | 0.23822 | 0.24032 | 0.24243 | 0.24469 | 0.24688 | 0.24899 | 0.25084 | 0.25255 | 0.25385 | 0.255 | 0.25566 | 0.25604 | 0.25624 | 0.2562 | 0.25585 | 0.25527 | 0.25429 | 0.25312 | 0.25161
F2_Residential_Manufactured Home Low Income_New_Appliances_Natural Gas_Clothes Dryer_E3 | F2 | Residential | Manufactured Home Low Income | New | Appliances | Natural Gas | Clothes Dryer | E3 | TRC BC Ratio | 0 | 0 | 0 | 0 | 0 | 0 | 0 | 0 | 0 | 0 | 0 | 0 | 0 | 0 | 0 | 0 | 0 | 0 | 0 | 0 | 0 | 0 | 0 | 0 | 0 | 0 | 0 | 0 | 0 | 0 | 0 | 0 | 0
F2_Residential_Manufactured Home Low Income_New_Appliances_Natural Gas_Clothes Dryer_E4 | F2 | Residential | Manufactured Home Low Income | New | Appliances | Natural Gas | Clothes Dryer | E4 | TRC BC Ratio | 0 | 0 | 0 | 0 | 0 | 0 | 0 | 0 | 0 | 0 | 0 | 0 | 0 | 0 | 0 | 0 | 0 | 0 | 0 | 0 | 0 | 0 | 0 | 0 | 0 | 0 | 0 | 0 | 0 | 0 | 0 | 0 | 0
F2_Residential_Manufactured Home Low Income_New_Appliances_Natural Gas_Clothes Dryer_E5 | F2 | Residential | Manufactured Home Low Income | New | Appliances | Natural Gas | Clothes Dryer | E5 | TRC BC Ratio | 0 | 0 | 0 | 0 | 0 | 0 | 0 | 0 | 0 | 0 | 0 | 0 | 0 | 0 | 0 | 0 | 0 | 0 | 0 | 0 | 0 | 0 | 0 | 0 | 0 | 0 | 0 | 0 | 0 | 0 | 0 | 0 | 0
F2_Residential_Manufactured Home Low Income_New_Appliances_Natural Gas_Clothes Dryer_E6 | F2 | Residential | Manufactured Home Low Income | New | Appliances | Natural Gas | Clothes Dryer | E6 | TRC BC Ratio | 0 | 0 | 0 | 0 | 0 | 0 | 0 | 0 | 0 | 0 | 0 | 0 | 0 | 0 | 0 | 0 | 0 | 0 | 0 | 0 | 0 | 0 | 0 | 0 | 0 | 0 | 0 | 0 | 0 | 0 | 0 | 0 | 0
F2_Residential_Manufactured Home Low Income_New_Appliances_Natural Gas_Clothes Dryer_E7 | F2 | Residential | Manufactured Home Low Income | New | Appliances | Natural Gas | Clothes Dryer | E7 | TRC BC Ratio | 0 | 0 | 0 | 0 | 0 | 0 | 0 | 0 | 0 | 0 | 0 | 0 | 0 | 0 | 0 | 0 | 0 | 0 | 0 | 0 | 0 | 0 | 0 | 0 | 0 | 0 | 0 | 0 | 0 | 0 | 0 | 0 | 0
F2_Residential_Manufactured Home Low Income_New_Appliances_Natural Gas_Clothes Dryer_E8 | F2 | Residential | Manufactured Home Low Income | New | Appliances | Natural Gas | Clothes Dryer | E8 | TRC BC Ratio | 0 | 0 | 0 | 0 | 0 | 0 | 0 | 0 | 0 | 0 | 0 | 0 | 0 | 0 | 0 | 0 | 0 | 0 | 0 | 0 | 0 | 0 | 0 | 0 | 0 | 0 | 0 | 0 | 0 | 0 | 0 | 0 | 0
F2_Residential_Manufactured Home Low Income_New_Appliances_Natural Gas_Clothes Dryer_E9 | F2 | Residential | Manufactured Home Low Income | New | Appliances | Natural Gas | Clothes Dryer | E9 | TRC BC Ratio | 0 | 0 | 0 | 0 | 0 | 0 | 0 | 0 | 0 | 0 | 0 | 0 | 0 | 0 | 0 | 0 | 0 | 0 | 0 | 0 | 0 | 0 | 0 | 0 | 0 | 0 | 0 | 0 | 0 | 0 | 0 | 0 | 0
F2_Residential_Manufactured Home Low Income_New_Appliances_Natural Gas_Clothes Dryer_E10 | F2 | Residential | Manufactured Home Low Income | New | Appliances | Natural Gas | Clothes Dryer | E10 | TRC BC Ratio | 0 | 0 | 0 | 0 | 0 | 0 | 0 | 0 | 0 | 0 | 0 | 0 | 0 | 0 | 0 | 0 | 0 | 0 | 0 | 0 | 0 | 0 | 0 | 0 | 0 | 0 | 0 | 0 | 0 | 0 | 0 | 0 | 0
F3_Residential_Manufactured Home Low Income_New_Appliances_Natural Gas_Clothes Dryer_E1 | F3 | Residential | Manufactured Home Low Income | New | Appliances | Natural Gas | Clothes Dryer | E1 | PACT BC Ratio | bar: 2019 to 2051
F3_Residential_Manufactured Home Low Income_New_Appliances_Natural Gas_Clothes Dryer_E2 | F3 | Residential | Manufactured Home Low Income | New | Appliances | Natural Gas | Clothes Dryer | E2 | PACT BC Ratio | 0.28862 | 0.28952 | 0.29152 | 0.29316 | 0.29236 | 0.29353 | 0.29633 | 0.29864 | 0.30141 | 0.3041 | 0.30681 | 0.30937 | 0.31208 | 0.31491 | 0.31762 | 0.32042 | 0.32324 | 0.32626 | 0.32918 | 0.33199 | 0.33445 | 0.33674 | 0.33846 | 0.33999 | 0.34088 | 0.34139 | 0.34165 | 0.3416 | 0.34113 | 0.34037 | 0.33906 | 0.3375 | 0.33548
F3_Residential_Manufactured Home Low Income_New_Appliances_Natural Gas_Clothes Dryer_E3 | F3 | Residential | Manufactured Home Low Income | New | Appliances | Natural Gas | Clothes Dryer | E3 | PACT BC Ratio | 0 | 0 | 0 | 0 | 0 | 0 | 0 | 0 | 0 | 0 | 0 | 0 | 0 | 0 | 0 | 0 | 0 | 0 | 0 | 0 | 0 | 0 | 0 | 0 | 0 | 0 | 0 | 0 | 0 | 0 | 0 | 0 | 0
F3_Residential_Manufactured Home Low Income_New_Appliances_Natural Gas_Clothes Dryer_E4 | F3 | Residential | Manufactured Home Low Income | New | Appliances | Natural Gas | Clothes Dryer | E4 | PACT BC Ratio | 0 | 0 | 0 | 0 | 0 | 0 | 0 | 0 | 0 | 0 | 0 | 0 | 0 | 0 | 0 | 0 | 0 | 0 | 0 | 0 | 0 | 0 | 0 | 0 | 0 | 0 | 0 | 0 | 0 | 0 | 0 | 0 | 0
F3_Residential_Manufactured Home Low Income_New_Appliances_Natural Gas_Clothes Dryer_E5 | F3 | Residential | Manufactured Home Low Income | New | Appliances | Natural Gas | Clothes Dryer | E5 | PACT BC Ratio | 0 | 0 | 0 | 0 | 0 | 0 | 0 | 0 | 0 | 0 | 0 | 0 | 0 | 0 | 0 | 0 | 0 | 0 | 0 | 0 | 0 | 0 | 0 | 0 | 0 | 0 | 0 | 0 | 0 | 0 | 0 | 0 | 0
F3_Residential_Manufactured Home Low Income_New_Appliances_Natural Gas_Clothes Dryer_E6 | F3 | Residential | Manufactured Home Low Income | New | Appliances | Natural Gas | Clothes Dryer | E6 | PACT BC Ratio | 0 | 0 | 0 | 0 | 0 | 0 | 0 | 0 | 0 | 0 | 0 | 0 | 0 | 0 | 0 | 0 | 0 | 0 | 0 | 0 | 0 | 0 | 0 | 0 | 0 | 0 | 0 | 0 | 0 | 0 | 0 | 0 | 0
F3_Residential_Manufactured Home Low Income_New_Appliances_Natural Gas_Clothes Dryer_E7 | F3 | Residential | Manufactured Home Low Income | New | Appliances | Natural Gas | Clothes Dryer | E7 | PACT BC Ratio | 0 | 0 | 0 | 0 | 0 | 0 | 0 | 0 | 0 | 0 | 0 | 0 | 0 | 0 | 0 | 0 | 0 | 0 | 0 | 0 | 0 | 0 | 0 | 0 | 0 | 0 | 0 | 0 | 0 | 0 | 0 | 0 | 0
F3_Residential_Manufactured Home Low Income_New_Appliances_Natural Gas_Clothes Dryer_E8 | F3 | Residential | Manufactured Home Low Income | New | Appliances | Natural Gas | Clothes Dryer | E8 | PACT BC Ratio | 0 | 0 | 0 | 0 | 0 | 0 | 0 | 0 | 0 | 0 | 0 | 0 | 0 | 0 | 0 | 0 | 0 | 0 | 0 | 0 | 0 | 0 | 0 | 0 | 0 | 0 | 0 | 0 | 0 | 0 | 0 | 0 | 0
F3_Residential_Manufactured Home Low Income_New_Appliances_Natural Gas_Clothes Dryer_E9 | F3 | Residential | Manufactured Home Low Income | New | Appliances | Natural Gas | Clothes Dryer | E9 | PACT BC Ratio | 0 | 0 | 0 | 0 | 0 | 0 | 0 | 0 | 0 | 0 | 0 | 0 | 0 | 0 | 0 | 0 | 0 | 0 | 0 | 0 | 0 | 0 | 0 | 0 | 0 | 0 | 0 | 0 | 0 | 0 | 0 | 0 | 0
F3_Residential_Manufactured Home Low Income_New_Appliances_Natural Gas_Clothes Dryer_E10 | F3 | Residential | Manufactured Home Low Income | New | Appliances | Natural Gas | Clothes Dryer | E10 | PACT BC Ratio | 0 | 0 | 0 | 0 | 0 | 0 | 0 | 0 | 0 | 0 | 0 | 0 | 0 | 0 | 0 | 0 | 0 | 0 | 0 | 0 | 0 | 0 | 0 | 0 | 0 | 0 | 0 | 0 | 0 | 0 | 0 | 0 | 0
F4_Residential_Manufactured Home Low Income_New_Appliances_Natural Gas_Clothes Dryer_E1 | F4 | Residential | Manufactured Home Low Income | New | Appliances | Natural Gas | Clothes Dryer | E1 | RVT BC Ratio | bar: 2019 to 2051
F4_Residential_Manufactured Home Low Income_New_Appliances_Natural Gas_Clothes Dryer_E2 | F4 | Residential | Manufactured Home Low Income | New | Appliances | Natural Gas | Clothes Dryer | E2 | RVT BC Ratio | 0.88548 | 0.88577 | 0.88682 | 0.88766 | 0.88695 | 0.888 | 0.89051 | 0.89259 | 0.89508 | 0.89749 | 0.89993 | 0.90223 | 0.90467 | 0.90721 | 0.90965 | 0.91216 | 0.91469 | 0.9174 | 0.92006 | 0.92266 | 0.92497 | 0.92716 | 0.9289 | 0.9305 | 0.93157 | 0.93231 | 0.93284 | 0.93309 | 0.93298 | 0.93262 | 0.93178 | 0.93072 | 0.92927
F4_Residential_Manufactured Home Low Income_New_Appliances_Natural Gas_Clothes Dryer_E3 | F4 | Residential | Manufactured Home Low Income | New | Appliances | Natural Gas | Clothes Dryer | E3 | RVT BC Ratio | 0 | 0 | 0 | 0 | 0 | 0 | 0 | 0 | 0 | 0 | 0 | 0 | 0 | 0 | 0 | 0 | 0 | 0 | 0 | 0 | 0 | 0 | 0 | 0 | 0 | 0 | 0 | 0 | 0 | 0 | 0 | 0 | 0
F4_Residential_Manufactured Home Low Income_New_Appliances_Natural Gas_Clothes Dryer_E4 | F4 | Residential | Manufactured Home Low Income | New | Appliances | Natural Gas | Clothes Dryer | E4 | RVT BC Ratio | 0 | 0 | 0 | 0 | 0 | 0 | 0 | 0 | 0 | 0 | 0 | 0 | 0 | 0 | 0 | 0 | 0 | 0 | 0 | 0 | 0 | 0 | 0 | 0 | 0 | 0 | 0 | 0 | 0 | 0 | 0 | 0 | 0
F4_Residential_Manufactured Home Low Income_New_Appliances_Natural Gas_Clothes Dryer_E5 | F4 | Residential | Manufactured Home Low Income | New | Appliances | Natural Gas | Clothes Dryer | E5 | RVT BC Ratio | 0 | 0 | 0 | 0 | 0 | 0 | 0 | 0 | 0 | 0 | 0 | 0 | 0 | 0 | 0 | 0 | 0 | 0 | 0 | 0 | 0 | 0 | 0 | 0 | 0 | 0 | 0 | 0 | 0 | 0 | 0 | 0 | 0
F4_Residential_Manufactured Home Low Income_New_Appliances_Natural Gas_Clothes Dryer_E6 | F4 | Residential | Manufactured Home Low Income | New | Appliances | Natural Gas | Clothes Dryer | E6 | RVT BC Ratio | 0 | 0 | 0 | 0 | 0 | 0 | 0 | 0 | 0 | 0 | 0 | 0 | 0 | 0 | 0 | 0 | 0 | 0 | 0 | 0 | 0 | 0 | 0 | 0 | 0 | 0 | 0 | 0 | 0 | 0 | 0 | 0 | 0
F4_Residential_Manufactured Home Low Income_New_Appliances_Natural Gas_Clothes Dryer_E7 | F4 | Residential | Manufactured Home Low Income | New | Appliances | Natural Gas | Clothes Dryer | E7 | RVT BC Ratio | 0 | 0 | 0 | 0 | 0 | 0 | 0 | 0 | 0 | 0 | 0 | 0 | 0 | 0 | 0 | 0 | 0 | 0 | 0 | 0 | 0 | 0 | 0 | 0 | 0 | 0 | 0 | 0 | 0 | 0 | 0 | 0 | 0
F4_Residential_Manufactured Home Low Income_New_Appliances_Natural Gas_Clothes Dryer_E8 | F4 | Residential | Manufactured Home Low Income | New | Appliances | Natural Gas | Clothes Dryer | E8 | RVT BC Ratio | 0 | 0 | 0 | 0 | 0 | 0 | 0 | 0 | 0 | 0 | 0 | 0 | 0 | 0 | 0 | 0 | 0 | 0 | 0 | 0 | 0 | 0 | 0 | 0 | 0 | 0 | 0 | 0 | 0 | 0 | 0 | 0 | 0
F4_Residential_Manufactured Home Low Income_New_Appliances_Natural Gas_Clothes Dryer_E9 | F4 | Residential | Manufactured Home Low Income | New | Appliances | Natural Gas | Clothes Dryer | E9 | RVT BC Ratio | 0 | 0 | 0 | 0 | 0 | 0 | 0 | 0 | 0 | 0 | 0 | 0 | 0 | 0 | 0 | 0 | 0 | 0 | 0 | 0 | 0 | 0 | 0 | 0 | 0 | 0 | 0 | 0 | 0 | 0 | 0 | 0 | 0
F4_Residential_Manufactured Home Low Income_New_Appliances_Natural Gas_Clothes Dryer_E10 | F4 | Residential | Manufactured Home Low Income | New | Appliances | Natural Gas | Clothes Dryer | E10 | RVT BC Ratio | 0 | 0 | 0 | 0 | 0 | 0 | 0 | 0 | 0 | 0 | 0 | 0 | 0 | 0 | 0 | 0 | 0 | 0 | 0 | 0 | 0 | 0 | 0 | 0 | 0 | 0 | 0 | 0 | 0 | 0 | 0 | 0 | 0
F5_Residential_Manufactured Home Low Income_New_Appliances_Natural Gas_Clothes Dryer_E1 | F5 | Residential | Manufactured Home Low Income | New | Appliances | Natural Gas | Clothes Dryer | E1 | RIM BC Ratio | bar: 2019 to 2051
F5_Residential_Manufactured Home Low Income_New_Appliances_Natural Gas_Clothes Dryer_E2 | F5 | Residential | Manufactured Home Low Income | New | Appliances | Natural Gas | Clothes Dryer | E2 | RIM BC Ratio | 0.2393 | 0.23998 | 0.24141 | 0.24258 | 0.24208 | 0.24281 | 0.24456 | 0.246 | 0.24772 | 0.24938 | 0.25104 | 0.25261 | 0.25426 | 0.25598 | 0.25761 | 0.2593 | 0.26098 | 0.26278 | 0.2645 | 0.26615 | 0.26757 | 0.26887 | 0.26984 | 0.27067 | 0.27112 | 0.27135 | 0.27143 | 0.27133 | 0.27098 | 0.27046 | 0.26962 | 0.26863 | 0.26737
F5_Residential_Manufactured Home Low Income_New_Appliances_Natural Gas_Clothes Dryer_E3 | F5 | Residential | Manufactured Home Low Income | New | Appliances | Natural Gas | Clothes Dryer | E3 | RIM BC Ratio | 0 | 0 | 0 | 0 | 0 | 0 | 0 | 0 | 0 | 0 | 0 | 0 | 0 | 0 | 0 | 0 | 0 | 0 | 0 | 0 | 0 | 0 | 0 | 0 | 0 | 0 | 0 | 0 | 0 | 0 | 0 | 0 | 0
F5_Residential_Manufactured Home Low Income_New_Appliances_Natural Gas_Clothes Dryer_E4 | F5 | Residential | Manufactured Home Low Income | New | Appliances | Natural Gas | Clothes Dryer | E4 | RIM BC Ratio | 0 | 0 | 0 | 0 | 0 | 0 | 0 | 0 | 0 | 0 | 0 | 0 | 0 | 0 | 0 | 0 | 0 | 0 | 0 | 0 | 0 | 0 | 0 | 0 | 0 | 0 | 0 | 0 | 0 | 0 | 0 | 0 | 0
F5_Residential_Manufactured Home Low Income_New_Appliances_Natural Gas_Clothes Dryer_E5 | F5 | Residential | Manufactured Home Low Income | New | Appliances | Natural Gas | Clothes Dryer | E5 | RIM BC Ratio | 0 | 0 | 0 | 0 | 0 | 0 | 0 | 0 | 0 | 0 | 0 | 0 | 0 | 0 | 0 | 0 | 0 | 0 | 0 | 0 | 0 | 0 | 0 | 0 | 0 | 0 | 0 | 0 | 0 | 0 | 0 | 0 | 0
F5_Residential_Manufactured Home Low Income_New_Appliances_Natural Gas_Clothes Dryer_E6 | F5 | Residential | Manufactured Home Low Income | New | Appliances | Natural Gas | Clothes Dryer | E6 | RIM BC Ratio | 0 | 0 | 0 | 0 | 0 | 0 | 0 | 0 | 0 | 0 | 0 | 0 | 0 | 0 | 0 | 0 | 0 | 0 | 0 | 0 | 0 | 0 | 0 | 0 | 0 | 0 | 0 | 0 | 0 | 0 | 0 | 0 | 0
F5_Residential_Manufactured Home Low Income_New_Appliances_Natural Gas_Clothes Dryer_E7 | F5 | Residential | Manufactured Home Low Income | New | Appliances | Natural Gas | Clothes Dryer | E7 | RIM BC Ratio | 0 | 0 | 0 | 0 | 0 | 0 | 0 | 0 | 0 | 0 | 0 | 0 | 0 | 0 | 0 | 0 | 0 | 0 | 0 | 0 | 0 | 0 | 0 | 0 | 0 | 0 | 0 | 0 | 0 | 0 | 0 | 0 | 0
F5_Residential_Manufactured Home Low Income_New_Appliances_Natural Gas_Clothes Dryer_E8 | F5 | Residential | Manufactured Home Low Income | New | Appliances | Natural Gas | Clothes Dryer | E8 | RIM BC Ratio | 0 | 0 | 0 | 0 | 0 | 0 | 0 | 0 | 0 | 0 | 0 | 0 | 0 | 0 | 0 | 0 | 0 | 0 | 0 | 0 | 0 | 0 | 0 | 0 | 0 | 0 | 0 | 0 | 0 | 0 | 0 | 0 | 0
F5_Residential_Manufactured Home Low Income_New_Appliances_Natural Gas_Clothes Dryer_E9 | F5 | Residential | Manufactured Home Low Income | New | Appliances | Natural Gas | Clothes Dryer | E9 | RIM BC Ratio | 0 | 0 | 0 | 0 | 0 | 0 | 0 | 0 | 0 | 0 | 0 | 0 | 0 | 0 | 0 | 0 | 0 | 0 | 0 | 0 | 0 | 0 | 0 | 0 | 0 | 0 | 0 | 0 | 0 | 0 | 0 | 0 | 0
F5_Residential_Manufactured Home Low Income_New_Appliances_Natural Gas_Clothes Dryer_E10 | F5 | Residential | Manufactured Home Low Income | New | Appliances | Natural Gas | Clothes Dryer | E10 | RIM BC Ratio | 0 | 0 | 0 | 0 | 0 | 0 | 0 | 0 | 0 | 0 | 0 | 0 | 0 | 0 | 0 | 0 | 0 | 0 | 0 | 0 | 0 | 0 | 0 | 0 | 0 | 0 | 0 | 0 | 0 | 0 | 0 | 0 | 0
F0_Residential_Manufactured Home Low Income_New_Appliances_Natural Gas_Stove/Oven_E0 | F0 | Residential | Manufactured Home Low Income | New | Appliances | Natural Gas | Stove/Oven | E0 | Economic Unit | High Efficiency (730 + 1660 IAEC) | High Efficiency (730 + 1660 IAEC) | High Efficiency (730 + 1660 IAEC) | High Efficiency (730 + 1660 IAEC) | High Efficiency (730 + 1660 IAEC) | High Efficiency (730 + 1660 IAEC) | High Efficiency (730 + 1660 IAEC) | High Efficiency (730 + 1660 IAEC) | High Efficiency (730 + 1660 IAEC) | High Efficiency (730 + 1660 IAEC) | High Efficiency (730 + 1660 IAEC) | High Efficiency (730 + 1660 IAEC) | High Efficiency (730 + 1660 IAEC) | High Efficiency (730 + 1660 IAEC) | High Efficiency (730 + 1660 IAEC) | High Efficiency (730 + 1660 IAEC) | High Efficiency (730 + 1660 IAEC) | High Efficiency (730 + 1660 IAEC) | High Efficiency (730 + 1660 IAEC) | High Efficiency (730 + 1660 IAEC) | High Efficiency (730 + 1660 IAEC) | High Efficiency (730 + 1660 IAEC) | High Efficiency (730 + 1660 IAEC) | High Efficiency (730 + 1660 IAEC) | High Efficiency (730 + 1660 IAEC) | High Efficiency (730 + 1660 IAEC) | High Efficiency (730 + 1660 IAEC) | High Efficiency (730 + 1660 IAEC) | High Efficiency (730 + 1660 IAEC) | High Efficiency (730 + 1660 IAEC) | High Efficiency (730 + 1660 IAEC) | High Efficiency (730 + 1660 IAEC) | High Efficiency (730 + 1660 IAEC)
F1_Residential_Manufactured Home Low Income_New_Appliances_Natural Gas_Stove/Oven_E1 | F1 | Residential | Manufactured Home Low Income | New | Appliances | Natural Gas | Stove/Oven | E1 | CCE | 0 | 0 | 0 | 0 | 0 | 0 | 0 | 0 | 0 | 0 | 0 | 0 | 0 | 0 | 0 | 0 | 0 | 0 | 0 | 0 | 0 | 0 | 0 | 0 | 0 | 0 | 0 | 0 | 0 | 0 | 0 | 0 | 0
F1_Residential_Manufactured Home Low Income_New_Appliances_Natural Gas_Stove/Oven_E2 | F1 | Residential | Manufactured Home Low Income | New | Appliances | Natural Gas | Stove/Oven | E2 | CCE | 1.8336 | 1.8901 | 1.8517 | 1.6975 | 1.6975 | 1.6975 | 1.6975 | 1.6975 | 1.6975 | 1.6975 | 1.6975 | 1.6975 | 1.6975 | 1.6975 | 1.6975 | 1.6975 | 1.6975 | 1.6975 | 1.6975 | 1.6975 | 1.6975 | 1.6975 | 1.6975 | 1.6975 | 1.6975 | 1.6975 | 1.6975 | 1.6975 | 1.6975 | 1.6975 | 1.6975 | 1.6975 | 1.6975
F1_Residential_Manufactured Home Low Income_New_Appliances_Natural Gas_Stove/Oven_E3 | F1 | Residential | Manufactured Home Low Income | New | Appliances | Natural Gas | Stove/Oven | E3 | CCE | 0 | 0 | 0 | 0 | 0 | 0 | 0 | 0 | 0 | 0 | 0 | 0 | 0 | 0 | 0 | 0 | 0 | 0 | 0 | 0 | 0 | 0 | 0 | 0 | 0 | 0 | 0 | 0 | 0 | 0 | 0 | 0 | 0
F1_Residential_Manufactured Home Low Income_New_Appliances_Natural Gas_Stove/Oven_E4 | F1 | Residential | Manufactured Home Low Income | New | Appliances | Natural Gas | Stove/Oven | E4 | CCE | 0 | 0 | 0 | 0 | 0 | 0 | 0 | 0 | 0 | 0 | 0 | 0 | 0 | 0 | 0 | 0 | 0 | 0 | 0 | 0 | 0 | 0 | 0 | 0 | 0 | 0 | 0 | 0 | 0 | 0 | 0 | 0 | 0
F1_Residential_Manufactured Home Low Income_New_Appliances_Natural Gas_Stove/Oven_E5 | F1 | Residential | Manufactured Home Low Income | New | Appliances | Natural Gas | Stove/Oven | E5 | CCE | 0 | 0 | 0 | 0 | 0 | 0 | 0 | 0 | 0 | 0 | 0 | 0 | 0 | 0 | 0 | 0 | 0 | 0 | 0 | 0 | 0 | 0 | 0 | 0 | 0 | 0 | 0 | 0 | 0 | 0 | 0 | 0 | 0
F1_Residential_Manufactured Home Low Income_New_Appliances_Natural Gas_Stove/Oven_E6 | F1 | Residential | Manufactured Home Low Income | New | Appliances | Natural Gas | Stove/Oven | E6 | CCE | 0 | 0 | 0 | 0 | 0 | 0 | 0 | 0 | 0 | 0 | 0 | 0 | 0 | 0 | 0 | 0 | 0 | 0 | 0 | 0 | 0 | 0 | 0 | 0 | 0 | 0 | 0 | 0 | 0 | 0 | 0 | 0 | 0
F1_Residential_Manufactured Home Low Income_New_Appliances_Natural Gas_Stove/Oven_E7 | F1 | Residential | Manufactured Home Low Income | New | Appliances | Natural Gas | Stove/Oven | E7 | CCE | 0 | 0 | 0 | 0 | 0 | 0 | 0 | 0 | 0 | 0 | 0 | 0 | 0 | 0 | 0 | 0 | 0 | 0 | 0 | 0 | 0 | 0 | 0 | 0 | 0 | 0 | 0 | 0 | 0 | 0 | 0 | 0 | 0
F1_Residential_Manufactured Home Low Income_New_Appliances_Natural Gas_Stove/Oven_E8 | F1 | Residential | Manufactured Home Low Income | New | Appliances | Natural Gas | Stove/Oven | E8 | CCE | 0 | 0 | 0 | 0 | 0 | 0 | 0 | 0 | 0 | 0 | 0 | 0 | 0 | 0 | 0 | 0 | 0 | 0 | 0 | 0 | 0 | 0 | 0 | 0 | 0 | 0 | 0 | 0 | 0 | 0 | 0 | 0 | 0
F1_Residential_Manufactured Home Low Income_New_Appliances_Natural Gas_Stove/Oven_E9 | F1 | Residential | Manufactured Home Low Income | New | Appliances | Natural Gas | Stove/Oven | E9 | CCE | 0 | 0 | 0 | 0 | 0 | 0 | 0 | 0 | 0 | 0 | 0 | 0 | 0 | 0 | 0 | 0 | 0 | 0 | 0 | 0 | 0 | 0 | 0 | 0 | 0 | 0 | 0 | 0 | 0 | 0 | 0 | 0 | 0
F1_Residential_Manufactured Home Low Income_New_Appliances_Natural Gas_Stove/Oven_E10 | F1 | Residential | Manufactured Home Low Income | New | Appliances | Natural Gas | Stove/Oven | E10 | CCE | 0 | 0 | 0 | 0 | 0 | 0 | 0 | 0 | 0 | 0 | 0 | 0 | 0 | 0 | 0 | 0 | 0 | 0 | 0 | 0 | 0 | 0 | 0 | 0 | 0 | 0 | 0 | 0 | 0 | 0 | 0 | 0 | 0
F2_Residential_Manufactured Home Low Income_New_Appliances_Natural Gas_Stove/Oven_E1 | F2 | Residential | Manufactured Home Low Income | New | Appliances | Natural Gas | Stove/Oven | E1 | TRC BC Ratio | bar: 2019 to 2051
F2_Residential_Manufactured Home Low Income_New_Appliances_Natural Gas_Stove/Oven_E2 | F2 | Residential | Manufactured Home Low Income | New | Appliances | Natural Gas | Stove/Oven | E2 | TRC BC Ratio | 0.90385 | 0.90666 | 0.91293 | 0.91806 | 0.91557 | 0.91923 | 0.92799 | 0.93522 | 0.94391 | 0.95232 | 0.96081 | 0.96884 | 0.97733 | 0.9862 | 0.99468 | 1.0034 | 1.0123 | 1.0217 | 1.0309 | 1.0397 | 1.0474 | 1.0545 | 1.0599 | 1.0647 | 1.0675 | 1.0691 | 1.0699 | 1.0698 | 1.0683 | 1.0659 | 1.0618 | 1.0569 | 1.0506
F2_Residential_Manufactured Home Low Income_New_Appliances_Natural Gas_Stove/Oven_E3 | F2 | Residential | Manufactured Home Low Income | New | Appliances | Natural Gas | Stove/Oven | E3 | TRC BC Ratio | 0 | 0 | 0 | 0 | 0 | 0 | 0 | 0 | 0 | 0 | 0 | 0 | 0 | 0 | 0 | 0 | 0 | 0 | 0 | 0 | 0 | 0 | 0 | 0 | 0 | 0 | 0 | 0 | 0 | 0 | 0 | 0 | 0
F2_Residential_Manufactured Home Low Income_New_Appliances_Natural Gas_Stove/Oven_E4 | F2 | Residential | Manufactured Home Low Income | New | Appliances | Natural Gas | Stove/Oven | E4 | TRC BC Ratio | 0 | 0 | 0 | 0 | 0 | 0 | 0 | 0 | 0 | 0 | 0 | 0 | 0 | 0 | 0 | 0 | 0 | 0 | 0 | 0 | 0 | 0 | 0 | 0 | 0 | 0 | 0 | 0 | 0 | 0 | 0 | 0 | 0
F2_Residential_Manufactured Home Low Income_New_Appliances_Natural Gas_Stove/Oven_E5 | F2 | Residential | Manufactured Home Low Income | New | Appliances | Natural Gas | Stove/Oven | E5 | TRC BC Ratio | 0 | 0 | 0 | 0 | 0 | 0 | 0 | 0 | 0 | 0 | 0 | 0 | 0 | 0 | 0 | 0 | 0 | 0 | 0 | 0 | 0 | 0 | 0 | 0 | 0 | 0 | 0 | 0 | 0 | 0 | 0 | 0 | 0
F2_Residential_Manufactured Home Low Income_New_Appliances_Natural Gas_Stove/Oven_E6 | F2 | Residential | Manufactured Home Low Income | New | Appliances | Natural Gas | Stove/Oven | E6 | TRC BC Ratio | 0 | 0 | 0 | 0 | 0 | 0 | 0 | 0 | 0 | 0 | 0 | 0 | 0 | 0 | 0 | 0 | 0 | 0 | 0 | 0 | 0 | 0 | 0 | 0 | 0 | 0 | 0 | 0 | 0 | 0 | 0 | 0 | 0
F2_Residential_Manufactured Home Low Income_New_Appliances_Natural Gas_Stove/Oven_E7 | F2 | Residential | Manufactured Home Low Income | New | Appliances | Natural Gas | Stove/Oven | E7 | TRC BC Ratio | 0 | 0 | 0 | 0 | 0 | 0 | 0 | 0 | 0 | 0 | 0 | 0 | 0 | 0 | 0 | 0 | 0 | 0 | 0 | 0 | 0 | 0 | 0 | 0 | 0 | 0 | 0 | 0 | 0 | 0 | 0 | 0 | 0
F2_Residential_Manufactured Home Low Income_New_Appliances_Natural Gas_Stove/Oven_E8 | F2 | Residential | Manufactured Home Low Income | New | Appliances | Natural Gas | Stove/Oven | E8 | TRC BC Ratio | 0 | 0 | 0 | 0 | 0 | 0 | 0 | 0 | 0 | 0 | 0 | 0 | 0 | 0 | 0 | 0 | 0 | 0 | 0 | 0 | 0 | 0 | 0 | 0 | 0 | 0 | 0 | 0 | 0 | 0 | 0 | 0 | 0
F2_Residential_Manufactured Home Low Income_New_Appliances_Natural Gas_Stove/Oven_E9 | F2 | Residential | Manufactured Home Low Income | New | Appliances | Natural Gas | Stove/Oven | E9 | TRC BC Ratio | 0 | 0 | 0 | 0 | 0 | 0 | 0 | 0 | 0 | 0 | 0 | 0 | 0 | 0 | 0 | 0 | 0 | 0 | 0 | 0 | 0 | 0 | 0 | 0 | 0 | 0 | 0 | 0 | 0 | 0 | 0 | 0 | 0
F2_Residential_Manufactured Home Low Income_New_Appliances_Natural Gas_Stove/Oven_E10 | F2 | Residential | Manufactured Home Low Income | New | Appliances | Natural Gas | Stove/Oven | E10 | TRC BC Ratio | 0 | 0 | 0 | 0 | 0 | 0 | 0 | 0 | 0 | 0 | 0 | 0 | 0 | 0 | 0 | 0 | 0 | 0 | 0 | 0 | 0 | 0 | 0 | 0 | 0 | 0 | 0 | 0 | 0 | 0 | 0 | 0 | 0
F3_Residential_Manufactured Home Low Income_New_Appliances_Natural Gas_Stove/Oven_E1 | F3 | Residential | Manufactured Home Low Income | New | Appliances | Natural Gas | Stove/Oven | E1 | PACT BC Ratio | bar: 2019 to 2051
F3_Residential_Manufactured Home Low Income_New_Appliances_Natural Gas_Stove/Oven_E2 | F3 | Residential | Manufactured Home Low Income | New | Appliances | Natural Gas | Stove/Oven | E2 | PACT BC Ratio | 1.2051 | 1.2089 | 1.2172 | 1.2241 | 1.2208 | 1.2256 | 1.2373 | 1.247 | 1.2585 | 1.2698 | 1.2811 | 1.2918 | 1.3031 | 1.3149 | 1.3262 | 1.3379 | 1.3497 | 1.3623 | 1.3745 | 1.3862 | 1.3965 | 1.406 | 1.4133 | 1.4196 | 1.4234 | 1.4255 | 1.4266 | 1.4264 | 1.4244 | 1.4212 | 1.4157 | 1.4092 | 1.4008
F3_Residential_Manufactured Home Low Income_New_Appliances_Natural Gas_Stove/Oven_E3 | F3 | Residential | Manufactured Home Low Income | New | Appliances | Natural Gas | Stove/Oven | E3 | PACT BC Ratio | 0 | 0 | 0 | 0 | 0 | 0 | 0 | 0 | 0 | 0 | 0 | 0 | 0 | 0 | 0 | 0 | 0 | 0 | 0 | 0 | 0 | 0 | 0 | 0 | 0 | 0 | 0 | 0 | 0 | 0 | 0 | 0 | 0
F3_Residential_Manufactured Home Low Income_New_Appliances_Natural Gas_Stove/Oven_E4 | F3 | Residential | Manufactured Home Low Income | New | Appliances | Natural Gas | Stove/Oven | E4 | PACT BC Ratio | 0 | 0 | 0 | 0 | 0 | 0 | 0 | 0 | 0 | 0 | 0 | 0 | 0 | 0 | 0 | 0 | 0 | 0 | 0 | 0 | 0 | 0 | 0 | 0 | 0 | 0 | 0 | 0 | 0 | 0 | 0 | 0 | 0
F3_Residential_Manufactured Home Low Income_New_Appliances_Natural Gas_Stove/Oven_E5 | F3 | Residential | Manufactured Home Low Income | New | Appliances | Natural Gas | Stove/Oven | E5 | PACT BC Ratio | 0 | 0 | 0 | 0 | 0 | 0 | 0 | 0 | 0 | 0 | 0 | 0 | 0 | 0 | 0 | 0 | 0 | 0 | 0 | 0 | 0 | 0 | 0 | 0 | 0 | 0 | 0 | 0 | 0 | 0 | 0 | 0 | 0
F3_Residential_Manufactured Home Low Income_New_Appliances_Natural Gas_Stove/Oven_E6 | F3 | Residential | Manufactured Home Low Income | New | Appliances | Natural Gas | Stove/Oven | E6 | PACT BC Ratio | 0 | 0 | 0 | 0 | 0 | 0 | 0 | 0 | 0 | 0 | 0 | 0 | 0 | 0 | 0 | 0 | 0 | 0 | 0 | 0 | 0 | 0 | 0 | 0 | 0 | 0 | 0 | 0 | 0 | 0 | 0 | 0 | 0
F3_Residential_Manufactured Home Low Income_New_Appliances_Natural Gas_Stove/Oven_E7 | F3 | Residential | Manufactured Home Low Income | New | Appliances | Natural Gas | Stove/Oven | E7 | PACT BC Ratio | 0 | 0 | 0 | 0 | 0 | 0 | 0 | 0 | 0 | 0 | 0 | 0 | 0 | 0 | 0 | 0 | 0 | 0 | 0 | 0 | 0 | 0 | 0 | 0 | 0 | 0 | 0 | 0 | 0 | 0 | 0 | 0 | 0
F3_Residential_Manufactured Home Low Income_New_Appliances_Natural Gas_Stove/Oven_E8 | F3 | Residential | Manufactured Home Low Income | New | Appliances | Natural Gas | Stove/Oven | E8 | PACT BC Ratio | 0 | 0 | 0 | 0 | 0 | 0 | 0 | 0 | 0 | 0 | 0 | 0 | 0 | 0 | 0 | 0 | 0 | 0 | 0 | 0 | 0 | 0 | 0 | 0 | 0 | 0 | 0 | 0 | 0 | 0 | 0 | 0 | 0
F3_Residential_Manufactured Home Low Income_New_Appliances_Natural Gas_Stove/Oven_E9 | F3 | Residential | Manufactured Home Low Income | New | Appliances | Natural Gas | Stove/Oven | E9 | PACT BC Ratio | 0 | 0 | 0 | 0 | 0 | 0 | 0 | 0 | 0 | 0 | 0 | 0 | 0 | 0 | 0 | 0 | 0 | 0 | 0 | 0 | 0 | 0 | 0 | 0 | 0 | 0 | 0 | 0 | 0 | 0 | 0 | 0 | 0
F3_Residential_Manufactured Home Low Income_New_Appliances_Natural Gas_Stove/Oven_E10 | F3 | Residential | Manufactured Home Low Income | New | Appliances | Natural Gas | Stove/Oven | E10 | PACT BC Ratio | 0 | 0 | 0 | 0 | 0 | 0 | 0 | 0 | 0 | 0 | 0 | 0 | 0 | 0 | 0 | 0 | 0 | 0 | 0 | 0 | 0 | 0 | 0 | 0 | 0 | 0 | 0 | 0 | 0 | 0 | 0 | 0 | 0
F4_Residential_Manufactured Home Low Income_New_Appliances_Natural Gas_Stove/Oven_E1 | F4 | Residential | Manufactured Home Low Income | New | Appliances | Natural Gas | Stove/Oven | E1 | RVT BC Ratio | bar: 2019 to 2051
F4_Residential_Manufactured Home Low Income_New_Appliances_Natural Gas_Stove/Oven_E2 | F4 | Residential | Manufactured Home Low Income | New | Appliances | Natural Gas | Stove/Oven | E2 | RVT BC Ratio | 1.4745 | 1.4757 | 1.4801 | 1.4836 | 1.4806 | 1.485 | 1.4955 | 1.5041 | 1.5146 | 1.5246 | 1.5348 | 1.5444 | 1.5546 | 1.5652 | 1.5754 | 1.5859 | 1.5964 | 1.6078 | 1.6189 | 1.6297 | 1.6394 | 1.6485 | 1.6558 | 1.6625 | 1.6669 | 1.67 | 1.6722 | 1.6733 | 1.6728 | 1.6713 | 1.6678 | 1.6634 | 1.6573
F4_Residential_Manufactured Home Low Income_New_Appliances_Natural Gas_Stove/Oven_E3 | F4 | Residential | Manufactured Home Low Income | New | Appliances | Natural Gas | Stove/Oven | E3 | RVT BC Ratio | 0 | 0 | 0 | 0 | 0 | 0 | 0 | 0 | 0 | 0 | 0 | 0 | 0 | 0 | 0 | 0 | 0 | 0 | 0 | 0 | 0 | 0 | 0 | 0 | 0 | 0 | 0 | 0 | 0 | 0 | 0 | 0 | 0
F4_Residential_Manufactured Home Low Income_New_Appliances_Natural Gas_Stove/Oven_E4 | F4 | Residential | Manufactured Home Low Income | New | Appliances | Natural Gas | Stove/Oven | E4 | RVT BC Ratio | 0 | 0 | 0 | 0 | 0 | 0 | 0 | 0 | 0 | 0 | 0 | 0 | 0 | 0 | 0 | 0 | 0 | 0 | 0 | 0 | 0 | 0 | 0 | 0 | 0 | 0 | 0 | 0 | 0 | 0 | 0 | 0 | 0
F4_Residential_Manufactured Home Low Income_New_Appliances_Natural Gas_Stove/Oven_E5 | F4 | Residential | Manufactured Home Low Income | New | Appliances | Natural Gas | Stove/Oven | E5 | RVT BC Ratio | 0 | 0 | 0 | 0 | 0 | 0 | 0 | 0 | 0 | 0 | 0 | 0 | 0 | 0 | 0 | 0 | 0 | 0 | 0 | 0 | 0 | 0 | 0 | 0 | 0 | 0 | 0 | 0 | 0 | 0 | 0 | 0 | 0
F4_Residential_Manufactured Home Low Income_New_Appliances_Natural Gas_Stove/Oven_E6 | F4 | Residential | Manufactured Home Low Income | New | Appliances | Natural Gas | Stove/Oven | E6 | RVT BC Ratio | 0 | 0 | 0 | 0 | 0 | 0 | 0 | 0 | 0 | 0 | 0 | 0 | 0 | 0 | 0 | 0 | 0 | 0 | 0 | 0 | 0 | 0 | 0 | 0 | 0 | 0 | 0 | 0 | 0 | 0 | 0 | 0 | 0
F4_Residential_Manufactured Home Low Income_New_Appliances_Natural Gas_Stove/Oven_E7 | F4 | Residential | Manufactured Home Low Income | New | Appliances | Natural Gas | Stove/Oven | E7 | RVT BC Ratio | 0 | 0 | 0 | 0 | 0 | 0 | 0 | 0 | 0 | 0 | 0 | 0 | 0 | 0 | 0 | 0 | 0 | 0 | 0 | 0 | 0 | 0 | 0 | 0 | 0 | 0 | 0 | 0 | 0 | 0 | 0 | 0 | 0
F4_Residential_Manufactured Home Low Income_New_Appliances_Natural Gas_Stove/Oven_E8 | F4 | Residential | Manufactured Home Low Income | New | Appliances | Natural Gas | Stove/Oven | E8 | RVT BC Ratio | 0 | 0 | 0 | 0 | 0 | 0 | 0 | 0 | 0 | 0 | 0 | 0 | 0 | 0 | 0 | 0 | 0 | 0 | 0 | 0 | 0 | 0 | 0 | 0 | 0 | 0 | 0 | 0 | 0 | 0 | 0 | 0 | 0
F4_Residential_Manufactured Home Low Income_New_Appliances_Natural Gas_Stove/Oven_E9 | F4 | Residential | Manufactured Home Low Income | New | Appliances | Natural Gas | Stove/Oven | E9 | RVT BC Ratio | 0 | 0 | 0 | 0 | 0 | 0 | 0 | 0 | 0 | 0 | 0 | 0 | 0 | 0 | 0 | 0 | 0 | 0 | 0 | 0 | 0 | 0 | 0 | 0 | 0 | 0 | 0 | 0 | 0 | 0 | 0 | 0 | 0
F4_Residential_Manufactured Home Low Income_New_Appliances_Natural Gas_Stove/Oven_E10 | F4 | Residential | Manufactured Home Low Income | New | Appliances | Natural Gas | Stove/Oven | E10 | RVT BC Ratio | 0 | 0 | 0 | 0 | 0 | 0 | 0 | 0 | 0 | 0 | 0 | 0 | 0 | 0 | 0 | 0 | 0 | 0 | 0 | 0 | 0 | 0 | 0 | 0 | 0 | 0 | 0 | 0 | 0 | 0 | 0 | 0 | 0
F5_Residential_Manufactured Home Low Income_New_Appliances_Natural Gas_Stove/Oven_E1 | F5 | Residential | Manufactured Home Low Income | New | Appliances | Natural Gas | Stove/Oven | E1 | RIM BC Ratio | bar: 2019 to 2051
F5_Residential_Manufactured Home Low Income_New_Appliances_Natural Gas_Stove/Oven_E2 | F5 | Residential | Manufactured Home Low Income | New | Appliances | Natural Gas | Stove/Oven | E2 | RIM BC Ratio | 0.64773 | 0.64928 | 0.65207 | 0.65436 | 0.65375 | 0.65465 | 0.6568 | 0.65855 | 0.66063 | 0.66263 | 0.66461 | 0.66647 | 0.66841 | 0.67042 | 0.67232 | 0.67425 | 0.67618 | 0.67822 | 0.68012 | 0.68187 | 0.68331 | 0.68457 | 0.6854 | 0.68602 | 0.68617 | 0.68605 | 0.68577 | 0.68528 | 0.6845 | 0.68352 | 0.68218 | 0.68064 | 0.67879
F5_Residential_Manufactured Home Low Income_New_Appliances_Natural Gas_Stove/Oven_E3 | F5 | Residential | Manufactured Home Low Income | New | Appliances | Natural Gas | Stove/Oven | E3 | RIM BC Ratio | 0 | 0 | 0 | 0 | 0 | 0 | 0 | 0 | 0 | 0 | 0 | 0 | 0 | 0 | 0 | 0 | 0 | 0 | 0 | 0 | 0 | 0 | 0 | 0 | 0 | 0 | 0 | 0 | 0 | 0 | 0 | 0 | 0
F5_Residential_Manufactured Home Low Income_New_Appliances_Natural Gas_Stove/Oven_E4 | F5 | Residential | Manufactured Home Low Income | New | Appliances | Natural Gas | Stove/Oven | E4 | RIM BC Ratio | 0 | 0 | 0 | 0 | 0 | 0 | 0 | 0 | 0 | 0 | 0 | 0 | 0 | 0 | 0 | 0 | 0 | 0 | 0 | 0 | 0 | 0 | 0 | 0 | 0 | 0 | 0 | 0 | 0 | 0 | 0 | 0 | 0
F5_Residential_Manufactured Home Low Income_New_Appliances_Natural Gas_Stove/Oven_E5 | F5 | Residential | Manufactured Home Low Income | New | Appliances | Natural Gas | Stove/Oven | E5 | RIM BC Ratio | 0 | 0 | 0 | 0 | 0 | 0 | 0 | 0 | 0 | 0 | 0 | 0 | 0 | 0 | 0 | 0 | 0 | 0 | 0 | 0 | 0 | 0 | 0 | 0 | 0 | 0 | 0 | 0 | 0 | 0 | 0 | 0 | 0
F5_Residential_Manufactured Home Low Income_New_Appliances_Natural Gas_Stove/Oven_E6 | F5 | Residential | Manufactured Home Low Income | New | Appliances | Natural Gas | Stove/Oven | E6 | RIM BC Ratio | 0 | 0 | 0 | 0 | 0 | 0 | 0 | 0 | 0 | 0 | 0 | 0 | 0 | 0 | 0 | 0 | 0 | 0 | 0 | 0 | 0 | 0 | 0 | 0 | 0 | 0 | 0 | 0 | 0 | 0 | 0 | 0 | 0
F5_Residential_Manufactured Home Low Income_New_Appliances_Natural Gas_Stove/Oven_E7 | F5 | Residential | Manufactured Home Low Income | New | Appliances | Natural Gas | Stove/Oven | E7 | RIM BC Ratio | 0 | 0 | 0 | 0 | 0 | 0 | 0 | 0 | 0 | 0 | 0 | 0 | 0 | 0 | 0 | 0 | 0 | 0 | 0 | 0 | 0 | 0 | 0 | 0 | 0 | 0 | 0 | 0 | 0 | 0 | 0 | 0 | 0
F5_Residential_Manufactured Home Low Income_New_Appliances_Natural Gas_Stove/Oven_E8 | F5 | Residential | Manufactured Home Low Income | New | Appliances | Natural Gas | Stove/Oven | E8 | RIM BC Ratio | 0 | 0 | 0 | 0 | 0 | 0 | 0 | 0 | 0 | 0 | 0 | 0 | 0 | 0 | 0 | 0 | 0 | 0 | 0 | 0 | 0 | 0 | 0 | 0 | 0 | 0 | 0 | 0 | 0 | 0 | 0 | 0 | 0
F5_Residential_Manufactured Home Low Income_New_Appliances_Natural Gas_Stove/Oven_E9 | F5 | Residential | Manufactured Home Low Income | New | Appliances | Natural Gas | Stove/Oven | E9 | RIM BC Ratio | 0 | 0 | 0 | 0 | 0 | 0 | 0 | 0 | 0 | 0 | 0 | 0 | 0 | 0 | 0 | 0 | 0 | 0 | 0 | 0 | 0 | 0 | 0 | 0 | 0 | 0 | 0 | 0 | 0 | 0 | 0 | 0 | 0
F5_Residential_Manufactured Home Low Income_New_Appliances_Natural Gas_Stove/Oven_E10 | F5 | Residential | Manufactured Home Low Income | New | Appliances | Natural Gas | Stove/Oven | E10 | RIM BC Ratio | 0 | 0 | 0 | 0 | 0 | 0 | 0 | 0 | 0 | 0 | 0 | 0 | 0 | 0 | 0 | 0 | 0 | 0 | 0 | 0 | 0 | 0 | 0 | 0 | 0 | 0 | 0 | 0 | 0 | 0 | 0 | 0 | 0
F0_Residential_Manufactured Home Low Income_New_Miscellaneous_Natural Gas_Pool Heater_E0 | F0 | Residential | Manufactured Home Low Income | New | Miscellaneous | Natural Gas | Pool Heater | E0 | Economic Unit | Standard (EF 0.82) | Standard (EF 0.82) | Standard (EF 0.82) | Standard (EF 0.82) | Standard (EF 0.82) | Standard (EF 0.82) | Standard (EF 0.82) | Standard (EF 0.82) | Standard (EF 0.82) | Standard (EF 0.82) | Standard (EF 0.82) | Standard (EF 0.82) | Standard (EF 0.82) | Standard (EF 0.82) | Standard (EF 0.82) | Standard (EF 0.82) | Standard (EF 0.82) | Standard (EF 0.82) | Standard (EF 0.82) | Standard (EF 0.82) | Standard (EF 0.82) | Standard (EF 0.82) | Standard (EF 0.82) | Standard (EF 0.82) | Standard (EF 0.82) | Standard (EF 0.82) | Standard (EF 0.82) | Standard (EF 0.82) | Standard (EF 0.82) | Standard (EF 0.82) | Standard (EF 0.82) | Standard (EF 0.82) | Standard (EF 0.82)
F1_Residential_Manufactured Home Low Income_New_Miscellaneous_Natural Gas_Pool Heater_E1 | F1 | Residential | Manufactured Home Low Income | New | Miscellaneous | Natural Gas | Pool Heater | E1 | CCE | 0 | 0 | 0 | 0 | 0 | 0 | 0 | 0 | 0 | 0 | 0 | 0 | 0 | 0 | 0 | 0 | 0 | 0 | 0 | 0 | 0 | 0 | 0 | 0 | 0 | 0 | 0 | 0 | 0 | 0 | 0 | 0 | 0
F1_Residential_Manufactured Home Low Income_New_Miscellaneous_Natural Gas_Pool Heater_E2 | F1 | Residential | Manufactured Home Low Income | New | Miscellaneous | Natural Gas | Pool Heater | E2 | CCE | 18.5985 | 19.1708 | 18.7816 | 17.2178 | 17.2178 | 17.2178 | 17.2178 | 17.2178 | 17.2178 | 17.2178 | 17.2178 | 17.2178 | 17.2178 | 17.2178 | 17.2178 | 17.2178 | 17.2178 | 17.2178 | 17.2178 | 17.2178 | 17.2178 | 17.2178 | 17.2178 | 17.2178 | 17.2178 | 17.2178 | 17.2178 | 17.2178 | 17.2178 | 17.2178 | 17.2178 | 17.2178 | 17.2178
F1_Residential_Manufactured Home Low Income_New_Miscellaneous_Natural Gas_Pool Heater_E3 | F1 | Residential | Manufactured Home Low Income | New | Miscellaneous | Natural Gas | Pool Heater | E3 | CCE | 21.8128 | 22.484 | 22.0275 | 20.1934 | 20.1934 | 20.1934 | 20.1934 | 20.1934 | 20.1934 | 20.1934 | 20.1934 | 20.1934 | 20.1934 | 20.1934 | 20.1934 | 20.1934 | 20.1934 | 20.1934 | 20.1934 | 20.1934 | 20.1934 | 20.1934 | 20.1934 | 20.1934 | 20.1934 | 20.1934 | 20.1934 | 20.1934 | 20.1934 | 20.1934 | 20.1934 | 20.1934 | 20.1934
F1_Residential_Manufactured Home Low Income_New_Miscellaneous_Natural Gas_Pool Heater_E4 | F1 | Residential | Manufactured Home Low Income | New | Miscellaneous | Natural Gas | Pool Heater | E4 | CCE | 20.9691 | 21.6143 | 21.1755 | 19.4123 | 19.4123 | 19.4123 | 19.4123 | 19.4123 | 19.4123 | 19.4123 | 19.4123 | 19.4123 | 19.4123 | 19.4123 | 19.4123 | 19.4123 | 19.4123 | 19.4123 | 19.4123 | 19.4123 | 19.4123 | 19.4123 | 19.4123 | 19.4123 | 19.4123 | 19.4123 | 19.4123 | 19.4123 | 19.4123 | 19.4123 | 19.4123 | 19.4123 | 19.4123
F1_Residential_Manufactured Home Low Income_New_Miscellaneous_Natural Gas_Pool Heater_E5 | F1 | Residential | Manufactured Home Low Income | New | Miscellaneous | Natural Gas | Pool Heater | E5 | CCE | 0 | 0 | 0 | 0 | 0 | 0 | 0 | 0 | 0 | 0 | 0 | 0 | 0 | 0 | 0 | 0 | 0 | 0 | 0 | 0 | 0 | 0 | 0 | 0 | 0 | 0 | 0 | 0 | 0 | 0 | 0 | 0 | 0
F1_Residential_Manufactured Home Low Income_New_Miscellaneous_Natural Gas_Pool Heater_E6 | F1 | Residential | Manufactured Home Low Income | New | Miscellaneous | Natural Gas | Pool Heater | E6 | CCE | 0 | 0 | 0 | 0 | 0 | 0 | 0 | 0 | 0 | 0 | 0 | 0 | 0 | 0 | 0 | 0 | 0 | 0 | 0 | 0 | 0 | 0 | 0 | 0 | 0 | 0 | 0 | 0 | 0 | 0 | 0 | 0 | 0
F1_Residential_Manufactured Home Low Income_New_Miscellaneous_Natural Gas_Pool Heater_E7 | F1 | Residential | Manufactured Home Low Income | New | Miscellaneous | Natural Gas | Pool Heater | E7 | CCE | 0 | 0 | 0 | 0 | 0 | 0 | 0 | 0 | 0 | 0 | 0 | 0 | 0 | 0 | 0 | 0 | 0 | 0 | 0 | 0 | 0 | 0 | 0 | 0 | 0 | 0 | 0 | 0 | 0 | 0 | 0 | 0 | 0
F1_Residential_Manufactured Home Low Income_New_Miscellaneous_Natural Gas_Pool Heater_E8 | F1 | Residential | Manufactured Home Low Income | New | Miscellaneous | Natural Gas | Pool Heater | E8 | CCE | 0 | 0 | 0 | 0 | 0 | 0 | 0 | 0 | 0 | 0 | 0 | 0 | 0 | 0 | 0 | 0 | 0 | 0 | 0 | 0 | 0 | 0 | 0 | 0 | 0 | 0 | 0 | 0 | 0 | 0 | 0 | 0 | 0
F1_Residential_Manufactured Home Low Income_New_Miscellaneous_Natural Gas_Pool Heater_E9 | F1 | Residential | Manufactured Home Low Income | New | Miscellaneous | Natural Gas | Pool Heater | E9 | CCE | 0 | 0 | 0 | 0 | 0 | 0 | 0 | 0 | 0 | 0 | 0 | 0 | 0 | 0 | 0 | 0 | 0 | 0 | 0 | 0 | 0 | 0 | 0 | 0 | 0 | 0 | 0 | 0 | 0 | 0 | 0 | 0 | 0
F1_Residential_Manufactured Home Low Income_New_Miscellaneous_Natural Gas_Pool Heater_E10 | F1 | Residential | Manufactured Home Low Income | New | Miscellaneous | Natural Gas | Pool Heater | E10 | CCE | 0 | 0 | 0 | 0 | 0 | 0 | 0 | 0 | 0 | 0 | 0 | 0 | 0 | 0 | 0 | 0 | 0 | 0 | 0 | 0 | 0 | 0 | 0 | 0 | 0 | 0 | 0 | 0 | 0 | 0 | 0 | 0 | 0
F2_Residential_Manufactured Home Low Income_New_Miscellaneous_Natural Gas_Pool Heater_E1 | F2 | Residential | Manufactured Home Low Income | New | Miscellaneous | Natural Gas | Pool Heater | E1 | TRC BC Ratio | bar: 2019 to 2051
F2_Residential_Manufactured Home Low Income_New_Miscellaneous_Natural Gas_Pool Heater_E2 | F2 | Residential | Manufactured Home Low Income | New | Miscellaneous | Natural Gas | Pool Heater | E2 | TRC BC Ratio | 0 | 0 | 0 | 0 | 0 | 0 | 0 | 0 | 0 | 0 | 0 | 0 | 0 | 0 | 0 | 0 | 0 | 0 | 0 | 0 | 0 | 0 | 0 | 0 | 0 | 0 | 0 | 0 | 0 | 0 | 0 | 0 | 0
F2_Residential_Manufactured Home Low Income_New_Miscellaneous_Natural Gas_Pool Heater_E3 | F2 | Residential | Manufactured Home Low Income | New | Miscellaneous | Natural Gas | Pool Heater | E3 | TRC BC Ratio | 0 | 0 | 0 | 0 | 0 | 0 | 0 | 0 | 0 | 0 | 0 | 0 | 0 | 0 | 0 | 0 | 0 | 0 | 0 | 0 | 0 | 0 | 0 | 0 | 0 | 0 | 0 | 0 | 0 | 0 | 0 | 0 | 0
F2_Residential_Manufactured Home Low Income_New_Miscellaneous_Natural Gas_Pool Heater_E4 | F2 | Residential | Manufactured Home Low Income | New | Miscellaneous | Natural Gas | Pool Heater | E4 | TRC BC Ratio | 0 | 0 | 0 | 0 | 0 | 0 | 0 | 0 | 0 | 0 | 0 | 0 | 0 | 0 | 0 | 0 | 0 | 0 | 0 | 0 | 0 | 0 | 0 | 0 | 0 | 0 | 0 | 0 | 0 | 0 | 0 | 0 | 0
F2_Residential_Manufactured Home Low Income_New_Miscellaneous_Natural Gas_Pool Heater_E5 | F2 | Residential | Manufactured Home Low Income | New | Miscellaneous | Natural Gas | Pool Heater | E5 | TRC BC Ratio | 0 | 0 | 0 | 0 | 0 | 0 | 0 | 0 | 0 | 0 | 0 | 0 | 0 | 0 | 0 | 0 | 0 | 0 | 0 | 0 | 0 | 0 | 0 | 0 | 0 | 0 | 0 | 0 | 0 | 0 | 0 | 0 | 0
F2_Residential_Manufactured Home Low Income_New_Miscellaneous_Natural Gas_Pool Heater_E6 | F2 | Residential | Manufactured Home Low Income | New | Miscellaneous | Natural Gas | Pool Heater | E6 | TRC BC Ratio | 0 | 0 | 0 | 0 | 0 | 0 | 0 | 0 | 0 | 0 | 0 | 0 | 0 | 0 | 0 | 0 | 0 | 0 | 0 | 0 | 0 | 0 | 0 | 0 | 0 | 0 | 0 | 0 | 0 | 0 | 0 | 0 | 0
F2_Residential_Manufactured Home Low Income_New_Miscellaneous_Natural Gas_Pool Heater_E7 | F2 | Residential | Manufactured Home Low Income | New | Miscellaneous | Natural Gas | Pool Heater | E7 | TRC BC Ratio | 0 | 0 | 0 | 0 | 0 | 0 | 0 | 0 | 0 | 0 | 0 | 0 | 0 | 0 | 0 | 0 | 0 | 0 | 0 | 0 | 0 | 0 | 0 | 0 | 0 | 0 | 0 | 0 | 0 | 0 | 0 | 0 | 0
F2_Residential_Manufactured Home Low Income_New_Miscellaneous_Natural Gas_Pool Heater_E8 | F2 | Residential | Manufactured Home Low Income | New | Miscellaneous | Natural Gas | Pool Heater | E8 | TRC BC Ratio | 0 | 0 | 0 | 0 | 0 | 0 | 0 | 0 | 0 | 0 | 0 | 0 | 0 | 0 | 0 | 0 | 0 | 0 | 0 | 0 | 0 | 0 | 0 | 0 | 0 | 0 | 0 | 0 | 0 | 0 | 0 | 0 | 0
F2_Residential_Manufactured Home Low Income_New_Miscellaneous_Natural Gas_Pool Heater_E9 | F2 | Residential | Manufactured Home Low Income | New | Miscellaneous | Natural Gas | Pool Heater | E9 | TRC BC Ratio | 0 | 0 | 0 | 0 | 0 | 0 | 0 | 0 | 0 | 0 | 0 | 0 | 0 | 0 | 0 | 0 | 0 | 0 | 0 | 0 | 0 | 0 | 0 | 0 | 0 | 0 | 0 | 0 | 0 | 0 | 0 | 0 | 0
F2_Residential_Manufactured Home Low Income_New_Miscellaneous_Natural Gas_Pool Heater_E10 | F2 | Residential | Manufactured Home Low Income | New | Miscellaneous | Natural Gas | Pool Heater | E10 | TRC BC Ratio | 0 | 0 | 0 | 0 | 0 | 0 | 0 | 0 | 0 | 0 | 0 | 0 | 0 | 0 | 0 | 0 | 0 | 0 | 0 | 0 | 0 | 0 | 0 | 0 | 0 | 0 | 0 | 0 | 0 | 0 | 0 | 0 | 0
F3_Residential_Manufactured Home Low Income_New_Miscellaneous_Natural Gas_Pool Heater_E1 | F3 | Residential | Manufactured Home Low Income | New | Miscellaneous | Natural Gas | Pool Heater | E1 | PACT BC Ratio | bar: 2019 to 2051
F3_Residential_Manufactured Home Low Income_New_Miscellaneous_Natural Gas_Pool Heater_E2 | F3 | Residential | Manufactured Home Low Income | New | Miscellaneous | Natural Gas | Pool Heater | E2 | PACT BC Ratio | 0 | 0 | 0 | 0 | 0 | 0 | 0 | 0 | 0 | 0 | 0 | 0 | 0 | 0 | 0 | 0 | 0 | 0 | 0 | 0 | 0 | 0 | 0 | 0 | 0 | 0 | 0 | 0 | 0 | 0 | 0 | 0 | 0
F3_Residential_Manufactured Home Low Income_New_Miscellaneous_Natural Gas_Pool Heater_E3 | F3 | Residential | Manufactured Home Low Income | New | Miscellaneous | Natural Gas | Pool Heater | E3 | PACT BC Ratio | 0 | 0 | 0 | 0 | 0 | 0 | 0 | 0 | 0 | 0 | 0 | 0 | 0 | 0 | 0 | 0 | 0 | 0 | 0 | 0 | 0 | 0 | 0 | 0 | 0 | 0 | 0 | 0 | 0 | 0 | 0 | 0 | 0
F3_Residential_Manufactured Home Low Income_New_Miscellaneous_Natural Gas_Pool Heater_E4 | F3 | Residential | Manufactured Home Low Income | New | Miscellaneous | Natural Gas | Pool Heater | E4 | PACT BC Ratio | 0 | 0 | 0 | 0 | 0 | 0 | 0 | 0 | 0 | 0 | 0 | 0 | 0 | 0 | 0 | 0 | 0 | 0 | 0 | 0 | 0 | 0 | 0 | 0 | 0 | 0 | 0 | 0 | 0 | 0 | 0 | 0 | 0
F3_Residential_Manufactured Home Low Income_New_Miscellaneous_Natural Gas_Pool Heater_E5 | F3 | Residential | Manufactured Home Low Income | New | Miscellaneous | Natural Gas | Pool Heater | E5 | PACT BC Ratio | 0 | 0 | 0 | 0 | 0 | 0 | 0 | 0 | 0 | 0 | 0 | 0 | 0 | 0 | 0 | 0 | 0 | 0 | 0 | 0 | 0 | 0 | 0 | 0 | 0 | 0 | 0 | 0 | 0 | 0 | 0 | 0 | 0
F3_Residential_Manufactured Home Low Income_New_Miscellaneous_Natural Gas_Pool Heater_E6 | F3 | Residential | Manufactured Home Low Income | New | Miscellaneous | Natural Gas | Pool Heater | E6 | PACT BC Ratio | 0 | 0 | 0 | 0 | 0 | 0 | 0 | 0 | 0 | 0 | 0 | 0 | 0 | 0 | 0 | 0 | 0 | 0 | 0 | 0 | 0 | 0 | 0 | 0 | 0 | 0 | 0 | 0 | 0 | 0 | 0 | 0 | 0
F3_Residential_Manufactured Home Low Income_New_Miscellaneous_Natural Gas_Pool Heater_E7 | F3 | Residential | Manufactured Home Low Income | New | Miscellaneous | Natural Gas | Pool Heater | E7 | PACT BC Ratio | 0 | 0 | 0 | 0 | 0 | 0 | 0 | 0 | 0 | 0 | 0 | 0 | 0 | 0 | 0 | 0 | 0 | 0 | 0 | 0 | 0 | 0 | 0 | 0 | 0 | 0 | 0 | 0 | 0 | 0 | 0 | 0 | 0
F3_Residential_Manufactured Home Low Income_New_Miscellaneous_Natural Gas_Pool Heater_E8 | F3 | Residential | Manufactured Home Low Income | New | Miscellaneous | Natural Gas | Pool Heater | E8 | PACT BC Ratio | 0 | 0 | 0 | 0 | 0 | 0 | 0 | 0 | 0 | 0 | 0 | 0 | 0 | 0 | 0 | 0 | 0 | 0 | 0 | 0 | 0 | 0 | 0 | 0 | 0 | 0 | 0 | 0 | 0 | 0 | 0 | 0 | 0
F3_Residential_Manufactured Home Low Income_New_Miscellaneous_Natural Gas_Pool Heater_E9 | F3 | Residential | Manufactured Home Low Income | New | Miscellaneous | Natural Gas | Pool Heater | E9 | PACT BC Ratio | 0 | 0 | 0 | 0 | 0 | 0 | 0 | 0 | 0 | 0 | 0 | 0 | 0 | 0 | 0 | 0 | 0 | 0 | 0 | 0 | 0 | 0 | 0 | 0 | 0 | 0 | 0 | 0 | 0 | 0 | 0 | 0 | 0
F3_Residential_Manufactured Home Low Income_New_Miscellaneous_Natural Gas_Pool Heater_E10 | F3 | Residential | Manufactured Home Low Income | New | Miscellaneous | Natural Gas | Pool Heater | E10 | PACT BC Ratio | 0 | 0 | 0 | 0 | 0 | 0 | 0 | 0 | 0 | 0 | 0 | 0 | 0 | 0 | 0 | 0 | 0 | 0 | 0 | 0 | 0 | 0 | 0 | 0 | 0 | 0 | 0 | 0 | 0 | 0 | 0 | 0 | 0
F4_Residential_Manufactured Home Low Income_New_Miscellaneous_Natural Gas_Pool Heater_E1 | F4 | Residential | Manufactured Home Low Income | New | Miscellaneous | Natural Gas | Pool Heater | E1 | RVT BC Ratio | bar: 2019 to 2051
F4_Residential_Manufactured Home Low Income_New_Miscellaneous_Natural Gas_Pool Heater_E2 | F4 | Residential | Manufactured Home Low Income | New | Miscellaneous | Natural Gas | Pool Heater | E2 | RVT BC Ratio | 0.7 | 0.7 | 0.7 | 0.7 | 0.7 | 0.7 | 0.7 | 0.7 | 0.7 | 0.7 | 0.7 | 0.7 | 0.7 | 0.7 | 0.7 | 0.7 | 0.7 | 0.7 | 0.7 | 0.7 | 0.7 | 0.7 | 0.7 | 0.7 | 0.7 | 0.7 | 0.7 | 0.7 | 0.7 | 0.7 | 0.7 | 0.7 | 0.7
F4_Residential_Manufactured Home Low Income_New_Miscellaneous_Natural Gas_Pool Heater_E3 | F4 | Residential | Manufactured Home Low Income | New | Miscellaneous | Natural Gas | Pool Heater | E3 | RVT BC Ratio | 0.7 | 0.7 | 0.7 | 0.7 | 0.7 | 0.7 | 0.7 | 0.7 | 0.7 | 0.7 | 0.7 | 0.7 | 0.7 | 0.7 | 0.7 | 0.7 | 0.7 | 0.7 | 0.7 | 0.7 | 0.7 | 0.7 | 0.7 | 0.7 | 0.7 | 0.7 | 0.7 | 0.7 | 0.7 | 0.7 | 0.7 | 0.7 | 0.7
F4_Residential_Manufactured Home Low Income_New_Miscellaneous_Natural Gas_Pool Heater_E4 | F4 | Residential | Manufactured Home Low Income | New | Miscellaneous | Natural Gas | Pool Heater | E4 | RVT BC Ratio | 0.7 | 0.7 | 0.7 | 0.7 | 0.7 | 0.7 | 0.7 | 0.7 | 0.7 | 0.7 | 0.7 | 0.7 | 0.7 | 0.7 | 0.7 | 0.7 | 0.7 | 0.7 | 0.7 | 0.7 | 0.7 | 0.7 | 0.7 | 0.7 | 0.7 | 0.7 | 0.7 | 0.7 | 0.7 | 0.7 | 0.7 | 0.7 | 0.7
F4_Residential_Manufactured Home Low Income_New_Miscellaneous_Natural Gas_Pool Heater_E5 | F4 | Residential | Manufactured Home Low Income | New | Miscellaneous | Natural Gas | Pool Heater | E5 | RVT BC Ratio | 0 | 0 | 0 | 0 | 0 | 0 | 0 | 0 | 0 | 0 | 0 | 0 | 0 | 0 | 0 | 0 | 0 | 0 | 0 | 0 | 0 | 0 | 0 | 0 | 0 | 0 | 0 | 0 | 0 | 0 | 0 | 0 | 0
F4_Residential_Manufactured Home Low Income_New_Miscellaneous_Natural Gas_Pool Heater_E6 | F4 | Residential | Manufactured Home Low Income | New | Miscellaneous | Natural Gas | Pool Heater | E6 | RVT BC Ratio | 0 | 0 | 0 | 0 | 0 | 0 | 0 | 0 | 0 | 0 | 0 | 0 | 0 | 0 | 0 | 0 | 0 | 0 | 0 | 0 | 0 | 0 | 0 | 0 | 0 | 0 | 0 | 0 | 0 | 0 | 0 | 0 | 0
F4_Residential_Manufactured Home Low Income_New_Miscellaneous_Natural Gas_Pool Heater_E7 | F4 | Residential | Manufactured Home Low Income | New | Miscellaneous | Natural Gas | Pool Heater | E7 | RVT BC Ratio | 0 | 0 | 0 | 0 | 0 | 0 | 0 | 0 | 0 | 0 | 0 | 0 | 0 | 0 | 0 | 0 | 0 | 0 | 0 | 0 | 0 | 0 | 0 | 0 | 0 | 0 | 0 | 0 | 0 | 0 | 0 | 0 | 0
F4_Residential_Manufactured Home Low Income_New_Miscellaneous_Natural Gas_Pool Heater_E8 | F4 | Residential | Manufactured Home Low Income | New | Miscellaneous | Natural Gas | Pool Heater | E8 | RVT BC Ratio | 0 | 0 | 0 | 0 | 0 | 0 | 0 | 0 | 0 | 0 | 0 | 0 | 0 | 0 | 0 | 0 | 0 | 0 | 0 | 0 | 0 | 0 | 0 | 0 | 0 | 0 | 0 | 0 | 0 | 0 | 0 | 0 | 0
F4_Residential_Manufactured Home Low Income_New_Miscellaneous_Natural Gas_Pool Heater_E9 | F4 | Residential | Manufactured Home Low Income | New | Miscellaneous | Natural Gas | Pool Heater | E9 | RVT BC Ratio | 0 | 0 | 0 | 0 | 0 | 0 | 0 | 0 | 0 | 0 | 0 | 0 | 0 | 0 | 0 | 0 | 0 | 0 | 0 | 0 | 0 | 0 | 0 | 0 | 0 | 0 | 0 | 0 | 0 | 0 | 0 | 0 | 0
F4_Residential_Manufactured Home Low Income_New_Miscellaneous_Natural Gas_Pool Heater_E10 | F4 | Residential | Manufactured Home Low Income | New | Miscellaneous | Natural Gas | Pool Heater | E10 | RVT BC Ratio | 0 | 0 | 0 | 0 | 0 | 0 | 0 | 0 | 0 | 0 | 0 | 0 | 0 | 0 | 0 | 0 | 0 | 0 | 0 | 0 | 0 | 0 | 0 | 0 | 0 | 0 | 0 | 0 | 0 | 0 | 0 | 0 | 0
F5_Residential_Manufactured Home Low Income_New_Miscellaneous_Natural Gas_Pool Heater_E1 | F5 | Residential | Manufactured Home Low Income | New | Miscellaneous | Natural Gas | Pool Heater | E1 | RIM BC Ratio | bar: 2019 to 2051
F5_Residential_Manufactured Home Low Income_New_Miscellaneous_Natural Gas_Pool Heater_E2 | F5 | Residential | Manufactured Home Low Income | New | Miscellaneous | Natural Gas | Pool Heater | E2 | RIM BC Ratio | 0 | 0 | 0 | 0 | 0 | 0 | 0 | 0 | 0 | 0 | 0 | 0 | 0 | 0 | 0 | 0 | 0 | 0 | 0 | 0 | 0 | 0 | 0 | 0 | 0 | 0 | 0 | 0 | 0 | 0 | 0 | 0 | 0
F5_Residential_Manufactured Home Low Income_New_Miscellaneous_Natural Gas_Pool Heater_E3 | F5 | Residential | Manufactured Home Low Income | New | Miscellaneous | Natural Gas | Pool Heater | E3 | RIM BC Ratio | 0 | 0 | 0 | 0 | 0 | 0 | 0 | 0 | 0 | 0 | 0 | 0 | 0 | 0 | 0 | 0 | 0 | 0 | 0 | 0 | 0 | 0 | 0 | 0 | 0 | 0 | 0 | 0 | 0 | 0 | 0 | 0 | 0
F5_Residential_Manufactured Home Low Income_New_Miscellaneous_Natural Gas_Pool Heater_E4 | F5 | Residential | Manufactured Home Low Income | New | Miscellaneous | Natural Gas | Pool Heater | E4 | RIM BC Ratio | 0 | 0 | 0 | 0 | 0 | 0 | 0 | 0 | 0 | 0 | 0 | 0 | 0 | 0 | 0 | 0 | 0 | 0 | 0 | 0 | 0 | 0 | 0 | 0 | 0 | 0 | 0 | 0 | 0 | 0 | 0 | 0 | 0
F5_Residential_Manufactured Home Low Income_New_Miscellaneous_Natural Gas_Pool Heater_E5 | F5 | Residential | Manufactured Home Low Income | New | Miscellaneous | Natural Gas | Pool Heater | E5 | RIM BC Ratio | 0 | 0 | 0 | 0 | 0 | 0 | 0 | 0 | 0 | 0 | 0 | 0 | 0 | 0 | 0 | 0 | 0 | 0 | 0 | 0 | 0 | 0 | 0 | 0 | 0 | 0 | 0 | 0 | 0 | 0 | 0 | 0 | 0
F5_Residential_Manufactured Home Low Income_New_Miscellaneous_Natural Gas_Pool Heater_E6 | F5 | Residential | Manufactured Home Low Income | New | Miscellaneous | Natural Gas | Pool Heater | E6 | RIM BC Ratio | 0 | 0 | 0 | 0 | 0 | 0 | 0 | 0 | 0 | 0 | 0 | 0 | 0 | 0 | 0 | 0 | 0 | 0 | 0 | 0 | 0 | 0 | 0 | 0 | 0 | 0 | 0 | 0 | 0 | 0 | 0 | 0 | 0
F5_Residential_Manufactured Home Low Income_New_Miscellaneous_Natural Gas_Pool Heater_E7 | F5 | Residential | Manufactured Home Low Income | New | Miscellaneous | Natural Gas | Pool Heater | E7 | RIM BC Ratio | 0 | 0 | 0 | 0 | 0 | 0 | 0 | 0 | 0 | 0 | 0 | 0 | 0 | 0 | 0 | 0 | 0 | 0 | 0 | 0 | 0 | 0 | 0 | 0 | 0 | 0 | 0 | 0 | 0 | 0 | 0 | 0 | 0
F5_Residential_Manufactured Home Low Income_New_Miscellaneous_Natural Gas_Pool Heater_E8 | F5 | Residential | Manufactured Home Low Income | New | Miscellaneous | Natural Gas | Pool Heater | E8 | RIM BC Ratio | 0 | 0 | 0 | 0 | 0 | 0 | 0 | 0 | 0 | 0 | 0 | 0 | 0 | 0 | 0 | 0 | 0 | 0 | 0 | 0 | 0 | 0 | 0 | 0 | 0 | 0 | 0 | 0 | 0 | 0 | 0 | 0 | 0
F5_Residential_Manufactured Home Low Income_New_Miscellaneous_Natural Gas_Pool Heater_E9 | F5 | Residential | Manufactured Home Low Income | New | Miscellaneous | Natural Gas | Pool Heater | E9 | RIM BC Ratio | 0 | 0 | 0 | 0 | 0 | 0 | 0 | 0 | 0 | 0 | 0 | 0 | 0 | 0 | 0 | 0 | 0 | 0 | 0 | 0 | 0 | 0 | 0 | 0 | 0 | 0 | 0 | 0 | 0 | 0 | 0 | 0 | 0
F5_Residential_Manufactured Home Low Income_New_Miscellaneous_Natural Gas_Pool Heater_E10 | F5 | Residential | Manufactured Home Low Income | New | Miscellaneous | Natural Gas | Pool Heater | E10 | RIM BC Ratio | 0 | 0 | 0 | 0 | 0 | 0 | 0 | 0 | 0 | 0 | 0 | 0 | 0 | 0 | 0 | 0 | 0 | 0 | 0 | 0 | 0 | 0 | 0 | 0 | 0 | 0 | 0 | 0 | 0 | 0 | 0 | 0 | 0
F0_Residential_Manufactured Home Low Income_New_Miscellaneous_Natural Gas_Miscellaneous_E0 | F0 | Residential | Manufactured Home Low Income | New | Miscellaneous | Natural Gas | Miscellaneous | E0 | Economic Unit | Default | Default | Default | Default | Default | Default | Default | Default | Default | Default | Default | Default | Default | Default | Default | Default | Default | Default | Default | Default | Default | Default | Default | Default | Default | Default | Default | Default | Default | Default | Default | Default | Default
F1_Residential_Manufactured Home Low Income_New_Miscellaneous_Natural Gas_Miscellaneous_E1 | F1 | Residential | Manufactured Home Low Income | New | Miscellaneous | Natural Gas | Miscellaneous | E1 | CCE | 0 | 0 | 0 | 0 | 0 | 0 | 0 | 0 | 0 | 0 | 0 | 0 | 0 | 0 | 0 | 0 | 0 | 0 | 0 | 0 | 0 | 0 | 0 | 0 | 0 | 0 | 0 | 0 | 0 | 0 | 0 | 0 | 0
F1_Residential_Manufactured Home Low Income_New_Miscellaneous_Natural Gas_Miscellaneous_E2 | F1 | Residential | Manufactured Home Low Income | New | Miscellaneous | Natural Gas | Miscellaneous | E2 | CCE | 0 | 0 | 0 | 0 | 0 | 0 | 0 | 0 | 0 | 0 | 0 | 0 | 0 | 0 | 0 | 0 | 0 | 0 | 0 | 0 | 0 | 0 | 0 | 0 | 0 | 0 | 0 | 0 | 0 | 0 | 0 | 0 | 0
F1_Residential_Manufactured Home Low Income_New_Miscellaneous_Natural Gas_Miscellaneous_E3 | F1 | Residential | Manufactured Home Low Income | New | Miscellaneous | Natural Gas | Miscellaneous | E3 | CCE | 0 | 0 | 0 | 0 | 0 | 0 | 0 | 0 | 0 | 0 | 0 | 0 | 0 | 0 | 0 | 0 | 0 | 0 | 0 | 0 | 0 | 0 | 0 | 0 | 0 | 0 | 0 | 0 | 0 | 0 | 0 | 0 | 0
F1_Residential_Manufactured Home Low Income_New_Miscellaneous_Natural Gas_Miscellaneous_E4 | F1 | Residential | Manufactured Home Low Income | New | Miscellaneous | Natural Gas | Miscellaneous | E4 | CCE | 0 | 0 | 0 | 0 | 0 | 0 | 0 | 0 | 0 | 0 | 0 | 0 | 0 | 0 | 0 | 0 | 0 | 0 | 0 | 0 | 0 | 0 | 0 | 0 | 0 | 0 | 0 | 0 | 0 | 0 | 0 | 0 | 0
F1_Residential_Manufactured Home Low Income_New_Miscellaneous_Natural Gas_Miscellaneous_E5 | F1 | Residential | Manufactured Home Low Income | New | Miscellaneous | Natural Gas | Miscellaneous | E5 | CCE | 0 | 0 | 0 | 0 | 0 | 0 | 0 | 0 | 0 | 0 | 0 | 0 | 0 | 0 | 0 | 0 | 0 | 0 | 0 | 0 | 0 | 0 | 0 | 0 | 0 | 0 | 0 | 0 | 0 | 0 | 0 | 0 | 0
F1_Residential_Manufactured Home Low Income_New_Miscellaneous_Natural Gas_Miscellaneous_E6 | F1 | Residential | Manufactured Home Low Income | New | Miscellaneous | Natural Gas | Miscellaneous | E6 | CCE | 0 | 0 | 0 | 0 | 0 | 0 | 0 | 0 | 0 | 0 | 0 | 0 | 0 | 0 | 0 | 0 | 0 | 0 | 0 | 0 | 0 | 0 | 0 | 0 | 0 | 0 | 0 | 0 | 0 | 0 | 0 | 0 | 0
F1_Residential_Manufactured Home Low Income_New_Miscellaneous_Natural Gas_Miscellaneous_E7 | F1 | Residential | Manufactured Home Low Income | New | Miscellaneous | Natural Gas | Miscellaneous | E7 | CCE | 0 | 0 | 0 | 0 | 0 | 0 | 0 | 0 | 0 | 0 | 0 | 0 | 0 | 0 | 0 | 0 | 0 | 0 | 0 | 0 | 0 | 0 | 0 | 0 | 0 | 0 | 0 | 0 | 0 | 0 | 0 | 0 | 0
F1_Residential_Manufactured Home Low Income_New_Miscellaneous_Natural Gas_Miscellaneous_E8 | F1 | Residential | Manufactured Home Low Income | New | Miscellaneous | Natural Gas | Miscellaneous | E8 | CCE | 0 | 0 | 0 | 0 | 0 | 0 | 0 | 0 | 0 | 0 | 0 | 0 | 0 | 0 | 0 | 0 | 0 | 0 | 0 | 0 | 0 | 0 | 0 | 0 | 0 | 0 | 0 | 0 | 0 | 0 | 0 | 0 | 0
F1_Residential_Manufactured Home Low Income_New_Miscellaneous_Natural Gas_Miscellaneous_E9 | F1 | Residential | Manufactured Home Low Income | New | Miscellaneous | Natural Gas | Miscellaneous | E9 | CCE | 0 | 0 | 0 | 0 | 0 | 0 | 0 | 0 | 0 | 0 | 0 | 0 | 0 | 0 | 0 | 0 | 0 | 0 | 0 | 0 | 0 | 0 | 0 | 0 | 0 | 0 | 0 | 0 | 0 | 0 | 0 | 0 | 0
F1_Residential_Manufactured Home Low Income_New_Miscellaneous_Natural Gas_Miscellaneous_E10 | F1 | Residential | Manufactured Home Low Income | New | Miscellaneous | Natural Gas | Miscellaneous | E10 | CCE | 0 | 0 | 0 | 0 | 0 | 0 | 0 | 0 | 0 | 0 | 0 | 0 | 0 | 0 | 0 | 0 | 0 | 0 | 0 | 0 | 0 | 0 | 0 | 0 | 0 | 0 | 0 | 0 | 0 | 0 | 0 | 0 | 0
F2_Residential_Manufactured Home Low Income_New_Miscellaneous_Natural Gas_Miscellaneous_E1 | F2 | Residential | Manufactured Home Low Income | New | Miscellaneous | Natural Gas | Miscellaneous | E1 | TRC BC Ratio | bar: 2019 to 2051
F2_Residential_Manufactured Home Low Income_New_Miscellaneous_Natural Gas_Miscellaneous_E2 | F2 | Residential | Manufactured Home Low Income | New | Miscellaneous | Natural Gas | Miscellaneous | E2 | TRC BC Ratio | 0 | 0 | 0 | 0 | 0 | 0 | 0 | 0 | 0 | 0 | 0 | 0 | 0 | 0 | 0 | 0 | 0 | 0 | 0 | 0 | 0 | 0 | 0 | 0 | 0 | 0 | 0 | 0 | 0 | 0 | 0 | 0 | 0
F2_Residential_Manufactured Home Low Income_New_Miscellaneous_Natural Gas_Miscellaneous_E3 | F2 | Residential | Manufactured Home Low Income | New | Miscellaneous | Natural Gas | Miscellaneous | E3 | TRC BC Ratio | 0 | 0 | 0 | 0 | 0 | 0 | 0 | 0 | 0 | 0 | 0 | 0 | 0 | 0 | 0 | 0 | 0 | 0 | 0 | 0 | 0 | 0 | 0 | 0 | 0 | 0 | 0 | 0 | 0 | 0 | 0 | 0 | 0
F2_Residential_Manufactured Home Low Income_New_Miscellaneous_Natural Gas_Miscellaneous_E4 | F2 | Residential | Manufactured Home Low Income | New | Miscellaneous | Natural Gas | Miscellaneous | E4 | TRC BC Ratio | 0 | 0 | 0 | 0 | 0 | 0 | 0 | 0 | 0 | 0 | 0 | 0 | 0 | 0 | 0 | 0 | 0 | 0 | 0 | 0 | 0 | 0 | 0 | 0 | 0 | 0 | 0 | 0 | 0 | 0 | 0 | 0 | 0
F2_Residential_Manufactured Home Low Income_New_Miscellaneous_Natural Gas_Miscellaneous_E5 | F2 | Residential | Manufactured Home Low Income | New | Miscellaneous | Natural Gas | Miscellaneous | E5 | TRC BC Ratio | 0 | 0 | 0 | 0 | 0 | 0 | 0 | 0 | 0 | 0 | 0 | 0 | 0 | 0 | 0 | 0 | 0 | 0 | 0 | 0 | 0 | 0 | 0 | 0 | 0 | 0 | 0 | 0 | 0 | 0 | 0 | 0 | 0
F2_Residential_Manufactured Home Low Income_New_Miscellaneous_Natural Gas_Miscellaneous_E6 | F2 | Residential | Manufactured Home Low Income | New | Miscellaneous | Natural Gas | Miscellaneous | E6 | TRC BC Ratio | 0 | 0 | 0 | 0 | 0 | 0 | 0 | 0 | 0 | 0 | 0 | 0 | 0 | 0 | 0 | 0 | 0 | 0 | 0 | 0 | 0 | 0 | 0 | 0 | 0 | 0 | 0 | 0 | 0 | 0 | 0 | 0 | 0
F2_Residential_Manufactured Home Low Income_New_Miscellaneous_Natural Gas_Miscellaneous_E7 | F2 | Residential | Manufactured Home Low Income | New | Miscellaneous | Natural Gas | Miscellaneous | E7 | TRC BC Ratio | 0 | 0 | 0 | 0 | 0 | 0 | 0 | 0 | 0 | 0 | 0 | 0 | 0 | 0 | 0 | 0 | 0 | 0 | 0 | 0 | 0 | 0 | 0 | 0 | 0 | 0 | 0 | 0 | 0 | 0 | 0 | 0 | 0
F2_Residential_Manufactured Home Low Income_New_Miscellaneous_Natural Gas_Miscellaneous_E8 | F2 | Residential | Manufactured Home Low Income | New | Miscellaneous | Natural Gas | Miscellaneous | E8 | TRC BC Ratio | 0 | 0 | 0 | 0 | 0 | 0 | 0 | 0 | 0 | 0 | 0 | 0 | 0 | 0 | 0 | 0 | 0 | 0 | 0 | 0 | 0 | 0 | 0 | 0 | 0 | 0 | 0 | 0 | 0 | 0 | 0 | 0 | 0
F2_Residential_Manufactured Home Low Income_New_Miscellaneous_Natural Gas_Miscellaneous_E9 | F2 | Residential | Manufactured Home Low Income | New | Miscellaneous | Natural Gas | Miscellaneous | E9 | TRC BC Ratio | 0 | 0 | 0 | 0 | 0 | 0 | 0 | 0 | 0 | 0 | 0 | 0 | 0 | 0 | 0 | 0 | 0 | 0 | 0 | 0 | 0 | 0 | 0 | 0 | 0 | 0 | 0 | 0 | 0 | 0 | 0 | 0 | 0
F2_Residential_Manufactured Home Low Income_New_Miscellaneous_Natural Gas_Miscellaneous_E10 | F2 | Residential | Manufactured Home Low Income | New | Miscellaneous | Natural Gas | Miscellaneous | E10 | TRC BC Ratio | 0 | 0 | 0 | 0 | 0 | 0 | 0 | 0 | 0 | 0 | 0 | 0 | 0 | 0 | 0 | 0 | 0 | 0 | 0 | 0 | 0 | 0 | 0 | 0 | 0 | 0 | 0 | 0 | 0 | 0 | 0 | 0 | 0
F3_Residential_Manufactured Home Low Income_New_Miscellaneous_Natural Gas_Miscellaneous_E1 | F3 | Residential | Manufactured Home Low Income | New | Miscellaneous | Natural Gas | Miscellaneous | E1 | PACT BC Ratio | bar: 2019 to 2051
F3_Residential_Manufactured Home Low Income_New_Miscellaneous_Natural Gas_Miscellaneous_E2 | F3 | Residential | Manufactured Home Low Income | New | Miscellaneous | Natural Gas | Miscellaneous | E2 | PACT BC Ratio | 0 | 0 | 0 | 0 | 0 | 0 | 0 | 0 | 0 | 0 | 0 | 0 | 0 | 0 | 0 | 0 | 0 | 0 | 0 | 0 | 0 | 0 | 0 | 0 | 0 | 0 | 0 | 0 | 0 | 0 | 0 | 0 | 0
F3_Residential_Manufactured Home Low Income_New_Miscellaneous_Natural Gas_Miscellaneous_E3 | F3 | Residential | Manufactured Home Low Income | New | Miscellaneous | Natural Gas | Miscellaneous | E3 | PACT BC Ratio | 0 | 0 | 0 | 0 | 0 | 0 | 0 | 0 | 0 | 0 | 0 | 0 | 0 | 0 | 0 | 0 | 0 | 0 | 0 | 0 | 0 | 0 | 0 | 0 | 0 | 0 | 0 | 0 | 0 | 0 | 0 | 0 | 0
F3_Residential_Manufactured Home Low Income_New_Miscellaneous_Natural Gas_Miscellaneous_E4 | F3 | Residential | Manufactured Home Low Income | New | Miscellaneous | Natural Gas | Miscellaneous | E4 | PACT BC Ratio | 0 | 0 | 0 | 0 | 0 | 0 | 0 | 0 | 0 | 0 | 0 | 0 | 0 | 0 | 0 | 0 | 0 | 0 | 0 | 0 | 0 | 0 | 0 | 0 | 0 | 0 | 0 | 0 | 0 | 0 | 0 | 0 | 0
F3_Residential_Manufactured Home Low Income_New_Miscellaneous_Natural Gas_Miscellaneous_E5 | F3 | Residential | Manufactured Home Low Income | New | Miscellaneous | Natural Gas | Miscellaneous | E5 | PACT BC Ratio | 0 | 0 | 0 | 0 | 0 | 0 | 0 | 0 | 0 | 0 | 0 | 0 | 0 | 0 | 0 | 0 | 0 | 0 | 0 | 0 | 0 | 0 | 0 | 0 | 0 | 0 | 0 | 0 | 0 | 0 | 0 | 0 | 0
F3_Residential_Manufactured Home Low Income_New_Miscellaneous_Natural Gas_Miscellaneous_E6 | F3 | Residential | Manufactured Home Low Income | New | Miscellaneous | Natural Gas | Miscellaneous | E6 | PACT BC Ratio | 0 | 0 | 0 | 0 | 0 | 0 | 0 | 0 | 0 | 0 | 0 | 0 | 0 | 0 | 0 | 0 | 0 | 0 | 0 | 0 | 0 | 0 | 0 | 0 | 0 | 0 | 0 | 0 | 0 | 0 | 0 | 0 | 0
F3_Residential_Manufactured Home Low Income_New_Miscellaneous_Natural Gas_Miscellaneous_E7 | F3 | Residential | Manufactured Home Low Income | New | Miscellaneous | Natural Gas | Miscellaneous | E7 | PACT BC Ratio | 0 | 0 | 0 | 0 | 0 | 0 | 0 | 0 | 0 | 0 | 0 | 0 | 0 | 0 | 0 | 0 | 0 | 0 | 0 | 0 | 0 | 0 | 0 | 0 | 0 | 0 | 0 | 0 | 0 | 0 | 0 | 0 | 0
F3_Residential_Manufactured Home Low Income_New_Miscellaneous_Natural Gas_Miscellaneous_E8 | F3 | Residential | Manufactured Home Low Income | New | Miscellaneous | Natural Gas | Miscellaneous | E8 | PACT BC Ratio | 0 | 0 | 0 | 0 | 0 | 0 | 0 | 0 | 0 | 0 | 0 | 0 | 0 | 0 | 0 | 0 | 0 | 0 | 0 | 0 | 0 | 0 | 0 | 0 | 0 | 0 | 0 | 0 | 0 | 0 | 0 | 0 | 0
F3_Residential_Manufactured Home Low Income_New_Miscellaneous_Natural Gas_Miscellaneous_E9 | F3 | Residential | Manufactured Home Low Income | New | Miscellaneous | Natural Gas | Miscellaneous | E9 | PACT BC Ratio | 0 | 0 | 0 | 0 | 0 | 0 | 0 | 0 | 0 | 0 | 0 | 0 | 0 | 0 | 0 | 0 | 0 | 0 | 0 | 0 | 0 | 0 | 0 | 0 | 0 | 0 | 0 | 0 | 0 | 0 | 0 | 0 | 0
F3_Residential_Manufactured Home Low Income_New_Miscellaneous_Natural Gas_Miscellaneous_E10 | F3 | Residential | Manufactured Home Low Income | New | Miscellaneous | Natural Gas | Miscellaneous | E10 | PACT BC Ratio | 0 | 0 | 0 | 0 | 0 | 0 | 0 | 0 | 0 | 0 | 0 | 0 | 0 | 0 | 0 | 0 | 0 | 0 | 0 | 0 | 0 | 0 | 0 | 0 | 0 | 0 | 0 | 0 | 0 | 0 | 0 | 0 | 0
F4_Residential_Manufactured Home Low Income_New_Miscellaneous_Natural Gas_Miscellaneous_E1 | F4 | Residential | Manufactured Home Low Income | New | Miscellaneous | Natural Gas | Miscellaneous | E1 | RVT BC Ratio | bar: 2019 to 2051
F4_Residential_Manufactured Home Low Income_New_Miscellaneous_Natural Gas_Miscellaneous_E2 | F4 | Residential | Manufactured Home Low Income | New | Miscellaneous | Natural Gas | Miscellaneous | E2 | RVT BC Ratio | 0 | 0 | 0 | 0 | 0 | 0 | 0 | 0 | 0 | 0 | 0 | 0 | 0 | 0 | 0 | 0 | 0 | 0 | 0 | 0 | 0 | 0 | 0 | 0 | 0 | 0 | 0 | 0 | 0 | 0 | 0 | 0 | 0
F4_Residential_Manufactured Home Low Income_New_Miscellaneous_Natural Gas_Miscellaneous_E3 | F4 | Residential | Manufactured Home Low Income | New | Miscellaneous | Natural Gas | Miscellaneous | E3 | RVT BC Ratio | 0 | 0 | 0 | 0 | 0 | 0 | 0 | 0 | 0 | 0 | 0 | 0 | 0 | 0 | 0 | 0 | 0 | 0 | 0 | 0 | 0 | 0 | 0 | 0 | 0 | 0 | 0 | 0 | 0 | 0 | 0 | 0 | 0
F4_Residential_Manufactured Home Low Income_New_Miscellaneous_Natural Gas_Miscellaneous_E4 | F4 | Residential | Manufactured Home Low Income | New | Miscellaneous | Natural Gas | Miscellaneous | E4 | RVT BC Ratio | 0 | 0 | 0 | 0 | 0 | 0 | 0 | 0 | 0 | 0 | 0 | 0 | 0 | 0 | 0 | 0 | 0 | 0 | 0 | 0 | 0 | 0 | 0 | 0 | 0 | 0 | 0 | 0 | 0 | 0 | 0 | 0 | 0
F4_Residential_Manufactured Home Low Income_New_Miscellaneous_Natural Gas_Miscellaneous_E5 | F4 | Residential | Manufactured Home Low Income | New | Miscellaneous | Natural Gas | Miscellaneous | E5 | RVT BC Ratio | 0 | 0 | 0 | 0 | 0 | 0 | 0 | 0 | 0 | 0 | 0 | 0 | 0 | 0 | 0 | 0 | 0 | 0 | 0 | 0 | 0 | 0 | 0 | 0 | 0 | 0 | 0 | 0 | 0 | 0 | 0 | 0 | 0
F4_Residential_Manufactured Home Low Income_New_Miscellaneous_Natural Gas_Miscellaneous_E6 | F4 | Residential | Manufactured Home Low Income | New | Miscellaneous | Natural Gas | Miscellaneous | E6 | RVT BC Ratio | 0 | 0 | 0 | 0 | 0 | 0 | 0 | 0 | 0 | 0 | 0 | 0 | 0 | 0 | 0 | 0 | 0 | 0 | 0 | 0 | 0 | 0 | 0 | 0 | 0 | 0 | 0 | 0 | 0 | 0 | 0 | 0 | 0
F4_Residential_Manufactured Home Low Income_New_Miscellaneous_Natural Gas_Miscellaneous_E7 | F4 | Residential | Manufactured Home Low Income | New | Miscellaneous | Natural Gas | Miscellaneous | E7 | RVT BC Ratio | 0 | 0 | 0 | 0 | 0 | 0 | 0 | 0 | 0 | 0 | 0 | 0 | 0 | 0 | 0 | 0 | 0 | 0 | 0 | 0 | 0 | 0 | 0 | 0 | 0 | 0 | 0 | 0 | 0 | 0 | 0 | 0 | 0
F4_Residential_Manufactured Home Low Income_New_Miscellaneous_Natural Gas_Miscellaneous_E8 | F4 | Residential | Manufactured Home Low Income | New | Miscellaneous | Natural Gas | Miscellaneous | E8 | RVT BC Ratio | 0 | 0 | 0 | 0 | 0 | 0 | 0 | 0 | 0 | 0 | 0 | 0 | 0 | 0 | 0 | 0 | 0 | 0 | 0 | 0 | 0 | 0 | 0 | 0 | 0 | 0 | 0 | 0 | 0 | 0 | 0 | 0 | 0
F4_Residential_Manufactured Home Low Income_New_Miscellaneous_Natural Gas_Miscellaneous_E9 | F4 | Residential | Manufactured Home Low Income | New | Miscellaneous | Natural Gas | Miscellaneous | E9 | RVT BC Ratio | 0 | 0 | 0 | 0 | 0 | 0 | 0 | 0 | 0 | 0 | 0 | 0 | 0 | 0 | 0 | 0 | 0 | 0 | 0 | 0 | 0 | 0 | 0 | 0 | 0 | 0 | 0 | 0 | 0 | 0 | 0 | 0 | 0
F4_Residential_Manufactured Home Low Income_New_Miscellaneous_Natural Gas_Miscellaneous_E10 | F4 | Residential | Manufactured Home Low Income | New | Miscellaneous | Natural Gas | Miscellaneous | E10 | RVT BC Ratio | 0 | 0 | 0 | 0 | 0 | 0 | 0 | 0 | 0 | 0 | 0 | 0 | 0 | 0 | 0 | 0 | 0 | 0 | 0 | 0 | 0 | 0 | 0 | 0 | 0 | 0 | 0 | 0 | 0 | 0 | 0 | 0 | 0
F5_Residential_Manufactured Home Low Income_New_Miscellaneous_Natural Gas_Miscellaneous_E1 | F5 | Residential | Manufactured Home Low Income | New | Miscellaneous | Natural Gas | Miscellaneous | E1 | RIM BC Ratio | bar: 2019 to 2051
F5_Residential_Manufactured Home Low Income_New_Miscellaneous_Natural Gas_Miscellaneous_E2 | F5 | Residential | Manufactured Home Low Income | New | Miscellaneous | Natural Gas | Miscellaneous | E2 | RIM BC Ratio | 0 | 0 | 0 | 0 | 0 | 0 | 0 | 0 | 0 | 0 | 0 | 0 | 0 | 0 | 0 | 0 | 0 | 0 | 0 | 0 | 0 | 0 | 0 | 0 | 0 | 0 | 0 | 0 | 0 | 0 | 0 | 0 | 0
F5_Residential_Manufactured Home Low Income_New_Miscellaneous_Natural Gas_Miscellaneous_E3 | F5 | Residential | Manufactured Home Low Income | New | Miscellaneous | Natural Gas | Miscellaneous | E3 | RIM BC Ratio | 0 | 0 | 0 | 0 | 0 | 0 | 0 | 0 | 0 | 0 | 0 | 0 | 0 | 0 | 0 | 0 | 0 | 0 | 0 | 0 | 0 | 0 | 0 | 0 | 0 | 0 | 0 | 0 | 0 | 0 | 0 | 0 | 0
F5_Residential_Manufactured Home Low Income_New_Miscellaneous_Natural Gas_Miscellaneous_E4 | F5 | Residential | Manufactured Home Low Income | New | Miscellaneous | Natural Gas | Miscellaneous | E4 | RIM BC Ratio | 0 | 0 | 0 | 0 | 0 | 0 | 0 | 0 | 0 | 0 | 0 | 0 | 0 | 0 | 0 | 0 | 0 | 0 | 0 | 0 | 0 | 0 | 0 | 0 | 0 | 0 | 0 | 0 | 0 | 0 | 0 | 0 | 0
F5_Residential_Manufactured Home Low Income_New_Miscellaneous_Natural Gas_Miscellaneous_E5 | F5 | Residential | Manufactured Home Low Income | New | Miscellaneous | Natural Gas | Miscellaneous | E5 | RIM BC Ratio | 0 | 0 | 0 | 0 | 0 | 0 | 0 | 0 | 0 | 0 | 0 | 0 | 0 | 0 | 0 | 0 | 0 | 0 | 0 | 0 | 0 | 0 | 0 | 0 | 0 | 0 | 0 | 0 | 0 | 0 | 0 | 0 | 0
F5_Residential_Manufactured Home Low Income_New_Miscellaneous_Natural Gas_Miscellaneous_E6 | F5 | Residential | Manufactured Home Low Income | New | Miscellaneous | Natural Gas | Miscellaneous | E6 | RIM BC Ratio | 0 | 0 | 0 | 0 | 0 | 0 | 0 | 0 | 0 | 0 | 0 | 0 | 0 | 0 | 0 | 0 | 0 | 0 | 0 | 0 | 0 | 0 | 0 | 0 | 0 | 0 | 0 | 0 | 0 | 0 | 0 | 0 | 0
F5_Residential_Manufactured Home Low Income_New_Miscellaneous_Natural Gas_Miscellaneous_E7 | F5 | Residential | Manufactured Home Low Income | New | Miscellaneous | Natural Gas | Miscellaneous | E7 | RIM BC Ratio | 0 | 0 | 0 | 0 | 0 | 0 | 0 | 0 | 0 | 0 | 0 | 0 | 0 | 0 | 0 | 0 | 0 | 0 | 0 | 0 | 0 | 0 | 0 | 0 | 0 | 0 | 0 | 0 | 0 | 0 | 0 | 0 | 0
F5_Residential_Manufactured Home Low Income_New_Miscellaneous_Natural Gas_Miscellaneous_E8 | F5 | Residential | Manufactured Home Low Income | New | Miscellaneous | Natural Gas | Miscellaneous | E8 | RIM BC Ratio | 0 | 0 | 0 | 0 | 0 | 0 | 0 | 0 | 0 | 0 | 0 | 0 | 0 | 0 | 0 | 0 | 0 | 0 | 0 | 0 | 0 | 0 | 0 | 0 | 0 | 0 | 0 | 0 | 0 | 0 | 0 | 0 | 0
F5_Residential_Manufactured Home Low Income_New_Miscellaneous_Natural Gas_Miscellaneous_E9 | F5 | Residential | Manufactured Home Low Income | New | Miscellaneous | Natural Gas | Miscellaneous | E9 | RIM BC Ratio | 0 | 0 | 0 | 0 | 0 | 0 | 0 | 0 | 0 | 0 | 0 | 0 | 0 | 0 | 0 | 0 | 0 | 0 | 0 | 0 | 0 | 0 | 0 | 0 | 0 | 0 | 0 | 0 | 0 | 0 | 0 | 0 | 0
F5_Residential_Manufactured Home Low Income_New_Miscellaneous_Natural Gas_Miscellaneous_E10 | F5 | Residential | Manufactured Home Low Income | New | Miscellaneous | Natural Gas | Miscellaneous | E10 | RIM BC Ratio | 0 | 0 | 0 | 0 | 0 | 0 | 0 | 0 | 0 | 0 | 0 | 0 | 0 | 0 | 0 | 0 | 0 | 0 | 0 | 0 | 0 | 0 | 0 | 0 | 0 | 0 | 0 | 0 | 0 | 0 | 0 | 0 | 0

## System Costs
Key | Field | Sector | Segment | Vintage | System | Label | 2019 | 2020 | 2021 | 2022 | 2023 | 2024 | 2025 | 2026 | 2027 | 2028 | 2029 | 2030 | 2031 | 2032 | 2033 | 2034 | 2035 | 2036 | 2037 | 2038 | 2039 | 2040 | 2041 | 2042 | 2043 | 2044 | 2045 | 2046 | 2047 | 2048 | 2049 | 2050 | 2051 | 2052 | 2053 | 2054 | 2055 | 2056 | 2057 | 2058 | 2059 | 2060 | 2061 | 2062 | 2063 | 2064 | 2065 | 2066 | 2067 | 2068 | 2069
F1_Residential_Single Family_Existing_S1 | F1 | Residential | Single Family | Existing | S1 | Utility - Cost of Operation | 0 | 0 | 0 | 0 | 0 | 0 | 0 | 0 | 0 | 0 | 0 | 0 | 0 | 0 | 0 | 0 | 0 | 0 | 0 | 0 | 0 | 0 | 0 | 0 | 0 | 0 | 0 | 0 | 0 | 0 | 0 | 0 | 0 | 0 | 0 | 0 | 0 | 0 | 0 | 0 | 0 | 0 | 0 | 0 | 0 | 0 | 0 | 0 | 0 | 0 | 0
F2_Residential_Single Family_Existing_S1 | F2 | Residential | Single Family | Existing | S1 | Utility - Value of Sales | 0 | 0 | 0 | 0 | 0 | 0 | 0 | 0 | 0 | 0 | 0 | 0 | 0 | 0 | 0 | 0 | 0 | 0 | 0 | 0 | 0 | 0 | 0 | 0 | 0 | 0 | 0 | 0 | 0 | 0 | 0 | 0 | 0 | 0 | 0 | 0 | 0 | 0 | 0 | 0 | 0 | 0 | 0 | 0 | 0 | 0 | 0 | 0 | 0 | 0 | 0
F3_Residential_Single Family_Existing_S1 | F3 | Residential | Single Family | Existing | S1 | Utility - Cost of Equipment | 0 | 0 | 0 | 0 | 0 | 0 | 0 | 0 | 0 | 0 | 0 | 0 | 0 | 0 | 0 | 0 | 0 | 0 | 0 | 0 | 0 | 0 | 0 | 0 | 0 | 0 | 0 | 0 | 0 | 0 | 0 | 0 | 0 | 0 | 0 | 0 | 0 | 0 | 0 | 0 | 0 | 0 | 0 | 0 | 0 | 0 | 0 | 0 | 0 | 0 | 0
F4_Residential_Single Family_Existing_S1 | F4 | Residential | Single Family | Existing | S1 | Participant - Cost of Operation | 0 | 0 | 0 | 0 | 0 | 0 | 0 | 0 | 0 | 0 | 0 | 0 | 0 | 0 | 0 | 0 | 0 | 0 | 0 | 0 | 0 | 0 | 0 | 0 | 0 | 0 | 0 | 0 | 0 | 0 | 0 | 0 | 0 | 0 | 0 | 0 | 0 | 0 | 0 | 0 | 0 | 0 | 0 | 0 | 0 | 0 | 0 | 0 | 0 | 0 | 0
F5_Residential_Single Family_Existing_S1 | F5 | Residential | Single Family | Existing | S1 | Participant - Cost of Equipment | 0 | 0 | 0 | 0 | 0 | 0 | 0 | 0 | 0 | 0 | 0 | 0 | 0 | 0 | 0 | 0 | 0 | 0 | 0 | 0 | 0 | 0 | 0 | 0 | 0 | 0 | 0 | 0 | 0 | 0 | 0 | 0 | 0 | 0 | 0 | 0 | 0 | 0 | 0 | 0 | 0 | 0 | 0 | 0 | 0 | 0 | 0 | 0 | 0 | 0 | 0
F6_Residential_Single Family_Existing_S1 | F6 | Residential | Single Family | Existing | S1 | Annualized kBTUs | 0 | 0 | 0 | 0 | 0 | 0 | 0 | 0 | 0 | 0 | 0 | 0 | 0 | 0 | 0 | 0 | 0 | 0 | 0 | 0 | 0 | 0 | 0 | 0 | 0 | 0 | 0 | 0 | 0 | 0 | 0 | 0 | 0 | 0 | 0 | 0 | 0 | 0 | 0 | 0 | 0 | 0 | 0 | 0 | 0 | 0 | 0 | 0 | 0 | 0 | 0

## System Stock
Key | Field | Sector | Segment | Vintage | System | Label | Label | Case | 2019 | 2020 | 2021 | 2022 | 2023 | 2024 | 2025 | 2026 | 2027 | 2028 | 2029 | 2030 | 2031 | 2032 | 2033 | 2034 | 2035 | 2036 | 2037 | 2038 | 2039 | 2040 | 2041 | 2042 | 2043 | 2044 | 2045 | 2046 | 2047 | 2048 | 2049 | 2050 | 2051 | 2052 | 2053 | 2054 | 2055 | 2056 | 2057 | 2058 | 2059 | 2060 | 2061 | 2062 | 2063 | 2064 | 2065 | 2066 | 2067 | 2068 | 2069
F1_Residential_Single Family_Existing_S1_Baseline Forecast | F1 | Residential | Single Family | Existing | S1 | Central AC with Gas Furnace | Total Stock | Baseline Forecast | 0 | 0 | 0 | 0 | 0 | 0 | 0 | 0 | 0 | 0 | 0 | 0 | 0 | 0 | 0 | 0 | 0 | 0 | 0 | 0 | 0 | 0 | 0 | 0 | 0 | 0 | 0 | 0 | 0 | 0 | 0 | 0 | 0 | 0 | 0 | 0 | 0 | 0 | 0 | 0 | 0 | 0 | 0 | 0 | 0 | 0 | 0 | 0 | 0 | 0 | 0
F2_Residential_Single Family_Existing_S1_Baseline Forecast | F2 | Residential | Single Family | Existing | S1 | Central AC with Gas Furnace | Incremental Units OUT | Baseline Forecast | 0 | 0 | 0 | 0 | 0 | 0 | 0 | 0 | 0 | 0 | 0 | 0 | 0 | 0 | 0 | 0 | 0 | 0 | 0 | 0 | 0 | 0 | 0 | 0 | 0 | 0 | 0 | 0 | 0 | 0 | 0 | 0 | 0 | 0 | 0 | 0 | 0 | 0 | 0 | 0 | 0 | 0 | 0 | 0 | 0 | 0 | 0 | 0 | 0 | 0 | 0
F3_Residential_Single Family_Existing_S1_Baseline Forecast | F3 | Residential | Single Family | Existing | S1 | Central AC with Gas Furnace | Incremental Units IN | Baseline Forecast | 0 | 0 | 0 | 0 | 0 | 0 | 0 | 0 | 0 | 0 | 0 | 0 | 0 | 0 | 0 | 0 | 0 | 0 | 0 | 0 | 0 | 0 | 0 | 0 | 0 | 0 | 0 | 0 | 0 | 0 | 0 | 0 | 0 | 0 | 0 | 0 | 0 | 0 | 0 | 0 | 0 | 0 | 0 | 0 | 0 | 0 | 0 | 0 | 0 | 0 | 0

## Equipment Results
Key | Field | Sector | Segment | Vintage | End Use | Fuel | Technology | Case | Label | 2019 | 2020 | 2021 | 2022 | 2023 | 2024 | 2025 | 2026 | 2027 | 2028 | 2029 | 2030 | 2031 | 2032 | 2033 | 2034 | 2035 | 2036 | 2037 | 2038 | 2039 | 2040 | 2041 | 2042 | 2043 | 2044 | 2045 | 2046 | 2047 | 2048 | 2049 | 2050 | 2051
F1_Residential_Single Family Regular Income_Existing_Space Heating_Natural Gas_Furnace_Baseline Forecast | F1 | Residential | Single Family Regular Income | Existing | Space Heating | Natural Gas | Furnace | Baseline Forecast | Units | 34453.5232 | 34989.4896 | 35531.6539 | 35278.5037 | 34735.266 | 34550.1488 | 34391.3234 | 34245.8653 | 34120.3945 | 34006.296 | 33894.7111 | 33785.9068 | 33677.9539 | 33468.6605 | 33106.0801 | 32746.6356 | 32389.9476 | 32033.8281 | 31678.4633 | 31326.0592 | 30976.6549 | 30630.3539 | 30285.9818 | 29943.7978 | 29605.1317 | 29270.0359 | 28938.5259 | 28610.1801 | 28285.0696 | 27963.7284 | 27646.1249 | 27332.291 | 27022.0197
F2_Residential_Single Family Regular Income_Existing_Space Heating_Natural Gas_Furnace_Baseline Forecast | F2 | Residential | Single Family Regular Income | Existing | Space Heating | Natural Gas | Furnace | Baseline Forecast | Usage (MMtherm) | 21.4461 | 21.1019 | 21.728 | 23.3835 | 22.876 | 22.409 | 21.9541 | 21.5044 | 21.0644 | 20.6296 | 20.1949 | 19.7615 | 19.329 | 18.8405 | 18.2712 | 17.7115 | 17.1615 | 16.6207 | 16.0935 | 15.5798 | 15.0857 | 14.6094 | 14.1612 | 13.7392 | 13.3415 | 12.9664 | 12.6112 | 12.2746 | 11.9547 | 11.6506 | 11.3036 | 10.9732 | 10.7496
F3_Residential_Single Family Regular Income_Existing_Space Heating_Natural Gas_Furnace_Baseline Forecast | F3 | Residential | Single Family Regular Income | Existing | Space Heating | Natural Gas | Furnace | Baseline Forecast | Summer Peak Demand (MW) | 377.4515 | 371.3942 | 382.4135 | 411.5493 | 402.618 | 394.3976 | 386.3928 | 378.4774 | 370.7342 | 363.0809 | 355.4296 | 347.8023 | 340.1902 | 331.5936 | 321.5729 | 311.7222 | 302.0433 | 292.524 | 283.2455 | 274.2045 | 265.508 | 257.1255 | 249.2375 | 241.8106 | 234.8111 | 228.2086 | 221.9573 | 216.0321 | 210.4032 | 205.0502 | 198.9442 | 193.1292 | 189.1924
F4_Residential_Single Family Regular Income_Existing_Space Heating_Natural Gas_Furnace_Baseline Forecast | F4 | Residential | Single Family Regular Income | Existing | Space Heating | Natural Gas | Furnace | Baseline Forecast | Winter Peak Demand (MW) | 21.875 | 21.524 | 22.1626 | 23.8512 | 23.3335 | 22.8571 | 22.3932 | 21.9345 | 21.4857 | 21.0422 | 20.5988 | 20.1567 | 19.7156 | 19.2174 | 18.6366 | 18.0657 | 17.5048 | 16.9531 | 16.4154 | 15.8914 | 15.3874 | 14.9016 | 14.4444 | 14.014 | 13.6084 | 13.2257 | 12.8634 | 12.52 | 12.1938 | 11.8836 | 11.5297 | 11.1927 | 10.9646
F5_Residential_Single Family Regular Income_Existing_Space Heating_Natural Gas_Furnace_Baseline Forecast | F5 | Residential | Single Family Regular Income | Existing | Space Heating | Natural Gas | Furnace | Baseline Forecast | Turnover | 0 | 1270.4407 | 1348.9733 | 866.895 | 912.9649 | 962.2764 | 1007.2868 | 1048.1492 | 1085.52 | 1119.5405 | 1150.2666 | 1178.006 | 1202.9624 | 1221.65 | 1232.1386 | 1240.2711 | 1246.861 | 1251.3946 | 1354.7498 | 1450.7271 | 1499.5306 | 1545.3128 | 1518.0047 | 1491.3449 | 1465.4321 | 1679.2971 | 1630.713 | 1584.7831 | 1542.5487 | 1502.0278 | 1782.7338 | 1750.35 | 1595.2173
F6_Residential_Single Family Regular Income_Existing_Space Heating_Natural Gas_Furnace_Baseline Forecast | F6 | Residential | Single Family Regular Income | Existing | Space Heating | Natural Gas | Furnace | Baseline Forecast | Avg. Replacement Usage (kWh) | 607.0174 | 588.8965 | 597.9121 | 648.7454 | 645.278 | 435.5709 | 433.2131 | 430.8581 | 428.5029 | 426.1498 | 423.7924 | 421.4371 | 419.0824 | 416.7295 | 414.3722 | 412.0178 | 409.6632 | 407.3112 | 404.954 | 402.5992 | 400.2442 | 397.8963 | 395.5386 | 393.1853 | 390.8312 | 388.4836 | 386.1257 | 383.7734 | 381.42 | 379.0693 | 376.7127 | 374.3588 | 374.3588
F7_Residential_Single Family Regular Income_Existing_Space Heating_Natural Gas_Furnace_Baseline Forecast | F7 | Residential | Single Family Regular Income | Existing | Space Heating | Natural Gas | Furnace | Baseline Forecast | Avg. Replacement Summer Demand (kW) | 10.6835 | 10.3646 | 10.5233 | 11.4179 | 11.3569 | 7.666 | 7.6245 | 7.5831 | 7.5417 | 7.5002 | 7.4587 | 7.4173 | 7.3758 | 7.3344 | 7.293 | 7.2515 | 7.2101 | 7.1687 | 7.1272 | 7.0857 | 7.0443 | 7.003 | 6.9615 | 6.9201 | 6.8786 | 6.8373 | 6.7958 | 6.7544 | 6.713 | 6.6716 | 6.6301 | 6.5887 | 6.5887
F8_Residential_Single Family Regular Income_Existing_Space Heating_Natural Gas_Furnace_Baseline Forecast | F8 | Residential | Single Family Regular Income | Existing | Space Heating | Natural Gas | Furnace | Baseline Forecast | Avg. Replacement Winter Demand (kW) | 0.61916 | 0.60067 | 0.60987 | 0.66172 | 0.65818 | 0.44428 | 0.44188 | 0.43948 | 0.43707 | 0.43467 | 0.43227 | 0.42987 | 0.42746 | 0.42506 | 0.42266 | 0.42026 | 0.41786 | 0.41546 | 0.41305 | 0.41065 | 0.40825 | 0.40585 | 0.40345 | 0.40105 | 0.39865 | 0.39625 | 0.39385 | 0.39145 | 0.38905 | 0.38665 | 0.38425 | 0.38185 | 0.38185
F1_Residential_Single Family Regular Income_Existing_Space Heating_Natural Gas_Boiler_Baseline Forecast | F1 | Residential | Single Family Regular Income | Existing | Space Heating | Natural Gas | Boiler | Baseline Forecast | Units | 1332.9565 | 1353.6922 | 1374.6678 | 1364.8738 | 1343.8567 | 1336.6948 | 1330.5501 | 1324.9225 | 1320.0682 | 1315.6539 | 1311.3368 | 1307.1274 | 1302.9508 | 1298.7313 | 1294.5224 | 1290.2959 | 1286.0377 | 1281.6609 | 1277.1715 | 1272.6579 | 1268.1227 | 1263.5708 | 1258.9546 | 1254.2846 | 1249.6173 | 1244.9563 | 1240.3039 | 1235.6433 | 1230.9788 | 1226.3353 | 1221.7131 | 1217.1156 | 1212.5354
F2_Residential_Single Family Regular Income_Existing_Space Heating_Natural Gas_Boiler_Baseline Forecast | F2 | Residential | Single Family Regular Income | Existing | Space Heating | Natural Gas | Boiler | Baseline Forecast | Usage (MMtherm) | 0.72741 | 0.71361 | 0.73205 | 0.7857 | 0.76646 | 0.75042 | 0.73482 | 0.71943 | 0.70442 | 0.68964 | 0.67493 | 0.66035 | 0.64587 | 0.63149 | 0.61726 | 0.60319 | 0.58929 | 0.57554 | 0.56195 | 0.54859 | 0.53545 | 0.52257 | 0.50999 | 0.49772 | 0.48596 | 0.47465 | 0.46408 | 0.45418 | 0.44488 | 0.43615 | 0.42791 | 0.42013 | 0.41537
F3_Residential_Single Family Regular Income_Existing_Space Heating_Natural Gas_Boiler_Baseline Forecast | F3 | Residential | Single Family Regular Income | Existing | Space Heating | Natural Gas | Boiler | Baseline Forecast | Summer Peak Demand (MW) | 12.8024 | 12.5595 | 12.8841 | 13.8283 | 13.4897 | 13.2074 | 12.9328 | 12.6619 | 12.3977 | 12.1376 | 11.8788 | 11.6221 | 11.3673 | 11.1143 | 10.8638 | 10.6162 | 10.3715 | 10.1295 | 9.8903 | 9.6551 | 9.424 | 9.1973 | 8.9759 | 8.76 | 8.5529 | 8.3539 | 8.1677 | 7.9935 | 7.8299 | 7.6762 | 7.5312 | 7.3943 | 7.3106
F4_Residential_Single Family Regular Income_Existing_Space Heating_Natural Gas_Boiler_Baseline Forecast | F4 | Residential | Single Family Regular Income | Existing | Space Heating | Natural Gas | Boiler | Baseline Forecast | Winter Peak Demand (MW) | 0.74196 | 0.72788 | 0.74669 | 0.80141 | 0.78179 | 0.76543 | 0.74952 | 0.73382 | 0.71851 | 0.70343 | 0.68843 | 0.67355 | 0.65879 | 0.64412 | 0.62961 | 0.61526 | 0.60108 | 0.58705 | 0.57319 | 0.55956 | 0.54616 | 0.53302 | 0.52019 | 0.50768 | 0.49568 | 0.48415 | 0.47336 | 0.46326 | 0.45378 | 0.44487 | 0.43647 | 0.42853 | 0.42368
F5_Residential_Single Family Regular Income_Existing_Space Heating_Natural Gas_Boiler_Baseline Forecast | F5 | Residential | Single Family Regular Income | Existing | Space Heating | Natural Gas | Boiler | Baseline Forecast | Turnover | 0 | 44.9713 | 47.855 | 29.0743 | 30.7627 | 32.5303 | 34.1286 | 35.5665 | 36.8693 | 38.0445 | 39.0962 | 40.0369 | 40.8751 | 41.6182 | 42.2766 | 42.8574 | 43.3673 | 43.8098 | 48.6312 | 52.9749 | 56.8842 | 60.3988 | 62.8571 | 65.2943 | 65.9392 | 75.5082 | 72.7606 | 70.2544 | 67.967 | 65.8792 | 63.9722 | 62.8338 | 62.3017
F6_Residential_Single Family Regular Income_Existing_Space Heating_Natural Gas_Boiler_Baseline Forecast | F6 | Residential | Single Family Regular Income | Existing | Space Heating | Natural Gas | Boiler | Baseline Forecast | Avg. Replacement Usage (kWh) | 497.2352 | 482.3914 | 480.0454 | 520.8587 | 518.0742 | 368.1284 | 366.1356 | 364.1453 | 362.1547 | 360.166 | 358.1736 | 356.183 | 354.1929 | 352.2043 | 350.212 | 348.2221 | 346.2321 | 344.2443 | 342.2521 | 340.2619 | 338.2716 | 336.2872 | 334.2946 | 332.3057 | 330.316 | 328.3319 | 326.3391 | 324.351 | 322.362 | 320.3753 | 318.3836 | 316.3941 | 316.3941
F7_Residential_Single Family Regular Income_Existing_Space Heating_Natural Gas_Boiler_Baseline Forecast | F7 | Residential | Single Family Regular Income | Existing | Space Heating | Natural Gas | Boiler | Baseline Forecast | Avg. Replacement Summer Demand (kW) | 8.7513 | 8.4901 | 8.4488 | 9.1671 | 9.1181 | 6.4791 | 6.444 | 6.409 | 6.3739 | 6.3389 | 6.3039 | 6.2688 | 6.2338 | 6.1988 | 6.1637 | 6.1287 | 6.0937 | 6.0587 | 6.0236 | 5.9886 | 5.9536 | 5.9187 | 5.8836 | 5.8486 | 5.8136 | 5.7786 | 5.7436 | 5.7086 | 5.6736 | 5.6386 | 5.6036 | 5.5685 | 5.5685
F8_Residential_Single Family Regular Income_Existing_Space Heating_Natural Gas_Boiler_Baseline Forecast | F8 | Residential | Single Family Regular Income | Existing | Space Heating | Natural Gas | Boiler | Baseline Forecast | Avg. Replacement Winter Demand (kW) | 0.50718 | 0.49204 | 0.48965 | 0.53128 | 0.52844 | 0.37549 | 0.37346 | 0.37143 | 0.3694 | 0.36737 | 0.36534 | 0.36331 | 0.36128 | 0.35925 | 0.35722 | 0.35519 | 0.35316 | 0.35113 | 0.3491 | 0.34707 | 0.34504 | 0.34301 | 0.34098 | 0.33895 | 0.33692 | 0.3349 | 0.33287 | 0.33084 | 0.32881 | 0.32678 | 0.32475 | 0.32272 | 0.32272
F1_Residential_Single Family Regular Income_Existing_Secondary Heating_Natural Gas_Fireplace_Baseline Forecast | F1 | Residential | Single Family Regular Income | Existing | Secondary Heating | Natural Gas | Fireplace | Baseline Forecast | Units | 7386.1482 | 7443.9108 | 7501.6734 | 7391.4912 | 7222.2366 | 7129.0258 | 7042.1996 | 6958.9988 | 6880.6875 | 6805.4414 | 6731.4416 | 6658.7223 | 6586.8868 | 6515.5438 | 6444.9581 | 6374.9829 | 6305.5443 | 6236.2164 | 6167.0354 | 6098.4308 | 6030.4102 | 5962.9937 | 5895.9528 | 5829.3378 | 5763.4076 | 5698.1725 | 5633.6355 | 5569.7144 | 5506.4232 | 5443.8658 | 5382.0361 | 5320.9401 | 5260.5378
F2_Residential_Single Family Regular Income_Existing_Secondary Heating_Natural Gas_Fireplace_Baseline Forecast | F2 | Residential | Single Family Regular Income | Existing | Secondary Heating | Natural Gas | Fireplace | Baseline Forecast | Usage (MMtherm) | 0.84466 | 0.82585 | 0.84725 | 0.9082 | 0.88503 | 0.87126 | 0.85831 | 0.84586 | 0.83406 | 0.82267 | 0.81147 | 0.80047 | 0.78962 | 0.77887 | 0.76825 | 0.75775 | 0.74735 | 0.73701 | 0.72672 | 0.71654 | 0.70647 | 0.69652 | 0.68665 | 0.67687 | 0.66721 | 0.65767 | 0.64825 | 0.63894 | 0.62974 | 0.62066 | 0.6117 | 0.60286 | 0.59602
F3_Residential_Single Family Regular Income_Existing_Secondary Heating_Natural Gas_Fireplace_Baseline Forecast | F3 | Residential | Single Family Regular Income | Existing | Secondary Heating | Natural Gas | Fireplace | Baseline Forecast | Summer Peak Demand (MW) | 7.4815 | 7.315 | 7.5045 | 8.0444 | 7.8392 | 7.7172 | 7.6025 | 7.4923 | 7.3877 | 7.2868 | 7.1876 | 7.0902 | 6.9941 | 6.8989 | 6.8048 | 6.7118 | 6.6197 | 6.528 | 6.4369 | 6.3468 | 6.2576 | 6.1695 | 6.082 | 5.9954 | 5.9098 | 5.8253 | 5.7419 | 5.6594 | 5.5779 | 5.4975 | 5.4181 | 5.3399 | 5.2793
F4_Residential_Single Family Regular Income_Existing_Secondary Heating_Natural Gas_Fireplace_Baseline Forecast | F4 | Residential | Single Family Regular Income | Existing | Secondary Heating | Natural Gas | Fireplace | Baseline Forecast | Winter Peak Demand (MW) | 0.43359 | 0.42394 | 0.43492 | 0.46621 | 0.45432 | 0.44725 | 0.4406 | 0.43421 | 0.42815 | 0.4223 | 0.41655 | 0.41091 | 0.40534 | 0.39982 | 0.39437 | 0.38898 | 0.38364 | 0.37833 | 0.37305 | 0.36782 | 0.36266 | 0.35755 | 0.35248 | 0.34746 | 0.3425 | 0.3376 | 0.33277 | 0.32799 | 0.32326 | 0.31861 | 0.31401 | 0.30947 | 0.30596
F5_Residential_Single Family Regular Income_Existing_Secondary Heating_Natural Gas_Fireplace_Baseline Forecast | F5 | Residential | Single Family Regular Income | Existing | Secondary Heating | Natural Gas | Fireplace | Baseline Forecast | Turnover | 0 | 386.0359 | 390.5952 | 331.9373 | 327.8047 | 326.6171 | 325.3112 | 323.8148 | 322.2337 | 320.5234 | 318.6327 | 316.5925 | 314.4099 | 312.0885 | 311.2575 | 310.5506 | 304.5015 | 299.1422 | 294.3481 | 290.0337 | 286.1106 | 282.5059 | 279.1473 | 368.3635 | 355.2567 | 329.8671 | 320.7103 | 312.4609 | 305.0347 | 297.837 | 290.9194 | 284.3144 | 278.0371
F6_Residential_Single Family Regular Income_Existing_Secondary Heating_Natural Gas_Fireplace_Baseline Forecast | F6 | Residential | Single Family Regular Income | Existing | Secondary Heating | Natural Gas | Fireplace | Baseline Forecast | Avg. Replacement Usage (kWh) | 114.3567 | 110.943 | 112.9416 | 122.8715 | 122.5424 | 122.2127 | 121.8815 | 121.5498 | 121.2171 | 120.8838 | 120.549 | 120.2136 | 119.8772 | 119.5403 | 119.2017 | 118.8625 | 118.5224 | 118.1817 | 117.8392 | 117.4961 | 117.152 | 116.8078 | 116.4613 | 116.1143 | 115.7662 | 115.418 | 115.0672 | 114.7161 | 114.3639 | 114.0109 | 113.6559 | 113.3003 | 113.3003
F7_Residential_Single Family Regular Income_Existing_Secondary Heating_Natural Gas_Fireplace_Baseline Forecast | F7 | Residential | Single Family Regular Income | Existing | Secondary Heating | Natural Gas | Fireplace | Baseline Forecast | Avg. Replacement Summer Demand (kW) | 1.0129 | 0.98268 | 1.0004 | 1.0883 | 1.0854 | 1.0825 | 1.0796 | 1.0766 | 1.0737 | 1.0707 | 1.0678 | 1.0648 | 1.0618 | 1.0588 | 1.0558 | 1.0528 | 1.0498 | 1.0468 | 1.0438 | 1.0407 | 1.0377 | 1.0346 | 1.0316 | 1.0285 | 1.0254 | 1.0223 | 1.0192 | 1.0161 | 1.013 | 1.0099 | 1.0067 | 1.0036 | 1.0036
F8_Residential_Single Family Regular Income_Existing_Secondary Heating_Natural Gas_Fireplace_Baseline Forecast | F8 | Residential | Single Family Regular Income | Existing | Secondary Heating | Natural Gas | Fireplace | Baseline Forecast | Avg. Replacement Winter Demand (kW) | 0.058703 | 0.056951 | 0.057977 | 0.063074 | 0.062905 | 0.062736 | 0.062566 | 0.062396 | 0.062225 | 0.062054 | 0.061882 | 0.06171 | 0.061537 | 0.061364 | 0.06119 | 0.061016 | 0.060842 | 0.060667 | 0.060491 | 0.060315 | 0.060138 | 0.059961 | 0.059783 | 0.059605 | 0.059427 | 0.059248 | 0.059068 | 0.058888 | 0.058707 | 0.058526 | 0.058343 | 0.058161 | 0.058161
F1_Residential_Single Family Regular Income_Existing_Water Heating_Natural Gas_Water Heater (<= 55 gal)_Baseline Forecast | F1 | Residential | Single Family Regular Income | Existing | Water Heating | Natural Gas | Water Heater (<= 55 gal) | Baseline Forecast | Units | 31580.9133 | 32016.4312 | 32456.0007 | 32168.7365 | 31618.3165 | 31395.1311 | 31196.4757 | 31010.5206 | 30843.1853 | 30686.6003 | 30532.7308 | 30381.8041 | 30232.0741 | 30081.7781 | 29932.1576 | 29782.5609 | 29632.6633 | 29480.4678 | 29326.1281 | 29171.6823 | 29017.1876 | 28862.763 | 28707.3191 | 28551.1069 | 28395.4107 | 28240.3128 | 28085.861 | 27931.6775 | 27777.8589 | 27624.9615 | 27472.9921 | 27322.021 | 27022.0197
F2_Residential_Single Family Regular Income_Existing_Water Heating_Natural Gas_Water Heater (<= 55 gal)_Baseline Forecast | F2 | Residential | Single Family Regular Income | Existing | Water Heating | Natural Gas | Water Heater (<= 55 gal) | Baseline Forecast | Usage (MMtherm) | 4.7051 | 4.5976 | 4.724 | 5.0749 | 4.9552 | 4.8875 | 4.8247 | 4.7657 | 4.7118 | 4.6624 | 4.6161 | 4.5737 | 4.5344 | 4.4975 | 4.4628 | 4.4299 | 4.3985 | 4.3681 | 4.3385 | 4.3097 | 4.2817 | 4.2545 | 4.2278 | 4.2015 | 4.1758 | 4.1506 | 4.1258 | 4.1013 | 4.0773 | 4.0536 | 4.0302 | 4.0072 | 3.9624
F3_Residential_Single Family Regular Income_Existing_Water Heating_Natural Gas_Water Heater (<= 55 gal)_Baseline Forecast | F3 | Residential | Single Family Regular Income | Existing | Water Heating | Natural Gas | Water Heater (<= 55 gal) | Baseline Forecast | Summer Peak Demand (MW) | 15.5268 | 15.1722 | 15.5891 | 16.7472 | 16.352 | 16.1286 | 15.9215 | 15.7267 | 15.5491 | 15.3859 | 15.2332 | 15.0932 | 14.9635 | 14.8416 | 14.7271 | 14.6186 | 14.515 | 14.4147 | 14.3169 | 14.222 | 14.1297 | 14.04 | 13.9518 | 13.865 | 13.7801 | 13.6968 | 13.615 | 13.5343 | 13.455 | 13.3768 | 13.2998 | 13.2237 | 13.076
F4_Residential_Single Family Regular Income_Existing_Water Heating_Natural Gas_Water Heater (<= 55 gal)_Baseline Forecast | F4 | Residential | Single Family Regular Income | Existing | Water Heating | Natural Gas | Water Heater (<= 55 gal) | Baseline Forecast | Winter Peak Demand (MW) | 1.2222 | 1.1943 | 1.2271 | 1.3182 | 1.2871 | 1.2695 | 1.2532 | 1.2379 | 1.2239 | 1.2111 | 1.1991 | 1.188 | 1.1778 | 1.1682 | 1.1592 | 1.1507 | 1.1425 | 1.1346 | 1.1269 | 1.1195 | 1.1122 | 1.1051 | 1.0982 | 1.0914 | 1.0847 | 1.0781 | 1.0717 | 1.0653 | 1.0591 | 1.0529 | 1.0469 | 1.0409 | 1.0293
F5_Residential_Single Family Regular Income_Existing_Water Heating_Natural Gas_Water Heater (<= 55 gal)_Baseline Forecast | F5 | Residential | Single Family Regular Income | Existing | Water Heating | Natural Gas | Water Heater (<= 55 gal) | Baseline Forecast | Turnover | 0 | 1476.6469 | 1679.0088 | 1396.9449 | 1514.9796 | 1625.0872 | 1717.6932 | 1795.1193 | 1860.1685 | 1914.4588 | 1959.2145 | 1995.8898 | 1898.8266 | 1841.7867 | 1756.5109 | 1701.9161 | 1670.5656 | 1656.4459 | 1654.8939 | 2049.0424 | 2058.3486 | 1949.6382 | 1969.0779 | 1966.7832 | 1952.2692 | 1924.2405 | 1889.4364 | 1852.4815 | 1816.4736 | 1783.3884 | 1772.7896 | 1775.459 | 1745.8485
F6_Residential_Single Family Regular Income_Existing_Water Heating_Natural Gas_Water Heater (<= 55 gal)_Baseline Forecast | F6 | Residential | Single Family Regular Income | Existing | Water Heating | Natural Gas | Water Heater (<= 55 gal) | Baseline Forecast | Avg. Replacement Usage (kWh) | 135.8038 | 131.7655 | 134.5348 | 146.7857 | 146.8077 | 146.8312 | 146.8041 | 146.7888 | 146.7842 | 146.7751 | 146.5761 | 146.5727 | 146.5453 | 146.5361 | 146.5286 | 146.5232 | 146.5182 | 146.513 | 146.5082 | 146.5057 | 146.5026 | 146.497 | 146.4947 | 146.4904 | 146.4842 | 146.4773 | 146.4691 | 146.4691 | 146.4691 | 146.4691 | 146.4691 | 146.4691 | 146.4691
F7_Residential_Single Family Regular Income_Existing_Water Heating_Natural Gas_Water Heater (<= 55 gal)_Baseline Forecast | F7 | Residential | Single Family Regular Income | Existing | Water Heating | Natural Gas | Water Heater (<= 55 gal) | Baseline Forecast | Avg. Replacement Summer Demand (kW) | 0.44815 | 0.43483 | 0.44396 | 0.48439 | 0.48447 | 0.48454 | 0.48445 | 0.4844 | 0.48439 | 0.48436 | 0.4837 | 0.48369 | 0.4836 | 0.48357 | 0.48354 | 0.48353 | 0.48351 | 0.48349 | 0.48348 | 0.48347 | 0.48346 | 0.48344 | 0.48343 | 0.48342 | 0.4834 | 0.48338 | 0.48335 | 0.48335 | 0.48335 | 0.48335 | 0.48335 | 0.48335 | 0.48335
F8_Residential_Single Family Regular Income_Existing_Water Heating_Natural Gas_Water Heater (<= 55 gal)_Baseline Forecast | F8 | Residential | Single Family Regular Income | Existing | Water Heating | Natural Gas | Water Heater (<= 55 gal) | Baseline Forecast | Avg. Replacement Winter Demand (kW) | 0.035276 | 0.034227 | 0.034946 | 0.038128 | 0.038134 | 0.03814 | 0.038133 | 0.038129 | 0.038128 | 0.038125 | 0.038074 | 0.038073 | 0.038066 | 0.038063 | 0.038061 | 0.03806 | 0.038059 | 0.038057 | 0.038056 | 0.038056 | 0.038055 | 0.038053 | 0.038053 | 0.038052 | 0.03805 | 0.038048 | 0.038046 | 0.038046 | 0.038046 | 0.038046 | 0.038046 | 0.038046 | 0.038046
F1_Residential_Single Family Regular Income_Existing_Water Heating_Natural Gas_Water Heater (> 55 gal)_Baseline Forecast | F1 | Residential | Single Family Regular Income | Existing | Water Heating | Natural Gas | Water Heater (> 55 gal) | Baseline Forecast | Units | 987.7617 | 1001.3834 | 1015.1319 | 1006.1471 | 988.9315 | 981.9509 | 975.7375 | 969.9214 | 964.6876 | 959.7901 | 954.9775 | 950.2569 | 945.5738 | 940.8729 | 936.1932 | 931.5143 | 926.8259 | 922.0657 | 917.2384 | 912.4077 | 907.5756 | 902.7456 | 897.8838 | 892.9979 | 888.1281 | 883.2771 | 878.4463 | 873.6239 | 868.8129 | 864.0307 | 859.2775 | 854.5556 | 849.8595
F2_Residential_Single Family Regular Income_Existing_Water Heating_Natural Gas_Water Heater (> 55 gal)_Baseline Forecast | F2 | Residential | Single Family Regular Income | Existing | Water Heating | Natural Gas | Water Heater (> 55 gal) | Baseline Forecast | Usage (MMtherm) | 0.14716 | 0.14449 | 0.14923 | 0.16107 | 0.15804 | 0.15665 | 0.1554 | 0.15422 | 0.15315 | 0.15216 | 0.15121 | 0.1503 | 0.14942 | 0.14855 | 0.14771 | 0.14689 | 0.14607 | 0.14526 | 0.14444 | 0.14363 | 0.14283 | 0.14203 | 0.14123 | 0.14044 | 0.13965 | 0.13886 | 0.13809 | 0.13731 | 0.13655 | 0.13578 | 0.13503 | 0.13428 | 0.13353
F3_Residential_Single Family Regular Income_Existing_Water Heating_Natural Gas_Water Heater (> 55 gal)_Baseline Forecast | F3 | Residential | Single Family Regular Income | Existing | Water Heating | Natural Gas | Water Heater (> 55 gal) | Baseline Forecast | Summer Peak Demand (MW) | 0.48563 | 0.47681 | 0.49246 | 0.53154 | 0.52154 | 0.51696 | 0.51281 | 0.50892 | 0.5054 | 0.50214 | 0.49899 | 0.49598 | 0.49308 | 0.49023 | 0.48745 | 0.48473 | 0.48204 | 0.47934 | 0.47665 | 0.47398 | 0.47132 | 0.46869 | 0.46607 | 0.46344 | 0.46083 | 0.45825 | 0.45569 | 0.45313 | 0.4506 | 0.44808 | 0.44559 | 0.44312 | 0.44066
F4_Residential_Single Family Regular Income_Existing_Water Heating_Natural Gas_Water Heater (> 55 gal)_Baseline Forecast | F4 | Residential | Single Family Regular Income | Existing | Water Heating | Natural Gas | Water Heater (> 55 gal) | Baseline Forecast | Winter Peak Demand (MW) | 0.038226 | 0.037531 | 0.038763 | 0.041839 | 0.041052 | 0.040691 | 0.040365 | 0.040059 | 0.039782 | 0.039525 | 0.039277 | 0.039041 | 0.038812 | 0.038588 | 0.038369 | 0.038154 | 0.037943 | 0.037731 | 0.037519 | 0.037308 | 0.0371 | 0.036893 | 0.036686 | 0.036479 | 0.036274 | 0.03607 | 0.035869 | 0.035668 | 0.035468 | 0.03527 | 0.035074 | 0.034879 | 0.034686
F5_Residential_Single Family Regular Income_Existing_Water Heating_Natural Gas_Water Heater (> 55 gal)_Baseline Forecast | F5 | Residential | Single Family Regular Income | Existing | Water Heating | Natural Gas | Water Heater (> 55 gal) | Baseline Forecast | Turnover | 0 | 46.1853 | 52.5146 | 43.6925 | 47.3843 | 50.8281 | 53.7246 | 56.1463 | 58.1808 | 59.8789 | 61.2787 | 62.4258 | 59.3899 | 57.6059 | 54.9387 | 53.2311 | 52.2506 | 51.8089 | 51.7604 | 64.0883 | 64.3793 | 60.9792 | 61.5872 | 61.5154 | 61.0615 | 60.1848 | 59.0962 | 57.9404 | 56.8142 | 55.7793 | 55.4478 | 55.5313 | 54.908
F6_Residential_Single Family Regular Income_Existing_Water Heating_Natural Gas_Water Heater (> 55 gal)_Baseline Forecast | F6 | Residential | Single Family Regular Income | Existing | Water Heating | Natural Gas | Water Heater (> 55 gal) | Baseline Forecast | Avg. Replacement Usage (kWh) | 145.4748 | 141.1366 | 144.0718 | 157.166 | 157.172 | 157.1784 | 157.171 | 157.1669 | 157.1656 | 157.1631 | 157.1087 | 157.1077 | 157.1002 | 157.0977 | 157.0957 | 157.0942 | 157.0928 | 157.0914 | 157.0901 | 157.0894 | 157.0886 | 157.087 | 157.0864 | 157.0852 | 157.0835 | 157.0816 | 157.0794 | 157.0794 | 157.0794 | 157.0794 | 157.0794 | 157.0794 | 157.0794
F7_Residential_Single Family Regular Income_Existing_Water Heating_Natural Gas_Water Heater (> 55 gal)_Baseline Forecast | F7 | Residential | Single Family Regular Income | Existing | Water Heating | Natural Gas | Water Heater (> 55 gal) | Baseline Forecast | Avg. Replacement Summer Demand (kW) | 0.48007 | 0.46575 | 0.47544 | 0.51865 | 0.51867 | 0.51869 | 0.51866 | 0.51865 | 0.51865 | 0.51864 | 0.51846 | 0.51846 | 0.51843 | 0.51842 | 0.51842 | 0.51841 | 0.51841 | 0.5184 | 0.5184 | 0.5184 | 0.51839 | 0.51839 | 0.51839 | 0.51838 | 0.51838 | 0.51837 | 0.51836 | 0.51836 | 0.51836 | 0.51836 | 0.51836 | 0.51836 | 0.51836
F8_Residential_Single Family Regular Income_Existing_Water Heating_Natural Gas_Water Heater (> 55 gal)_Baseline Forecast | F8 | Residential | Single Family Regular Income | Existing | Water Heating | Natural Gas | Water Heater (> 55 gal) | Baseline Forecast | Avg. Replacement Winter Demand (kW) | 0.037788 | 0.036661 | 0.037423 | 0.040825 | 0.040826 | 0.040828 | 0.040826 | 0.040825 | 0.040824 | 0.040824 | 0.04081 | 0.040809 | 0.040807 | 0.040807 | 0.040806 | 0.040806 | 0.040806 | 0.040805 | 0.040805 | 0.040805 | 0.040804 | 0.040804 | 0.040804 | 0.040804 | 0.040803 | 0.040803 | 0.040802 | 0.040802 | 0.040802 | 0.040802 | 0.040802 | 0.040802 | 0.040802
F1_Residential_Single Family Regular Income_Existing_Appliances_Natural Gas_Clothes Dryer_Baseline Forecast | F1 | Residential | Single Family Regular Income | Existing | Appliances | Natural Gas | Clothes Dryer | Baseline Forecast | Units | 5925.8327 | 6024.517 | 6124.476 | 6087.4099 | 6000.1471 | 5974.617 | 5953.5763 | 5934.7996 | 5919.4429 | 5906.0212 | 5893.0007 | 5880.429 | 5867.9717 | 5855.287 | 5842.6157 | 5829.8308 | 5816.868 | 5803.3332 | 5789.2523 | 5775.0246 | 5760.6607 | 5746.1836 | 5731.3752 | 5716.2836 | 5701.1647 | 5686.0353 | 5670.9054 | 5655.6991 | 5640.4357 | 5625.2287 | 5610.0803 | 5595.0059 | 5579.972
F2_Residential_Single Family Regular Income_Existing_Appliances_Natural Gas_Clothes Dryer_Baseline Forecast | F2 | Residential | Single Family Regular Income | Existing | Appliances | Natural Gas | Clothes Dryer | Baseline Forecast | Usage (MMtherm) | 0.10885 | 0.10589 | 0.10824 | 0.11581 | 0.11259 | 0.11056 | 0.10868 | 0.10693 | 0.10538 | 0.104 | 0.1028 | 0.10175 | 0.10082 | 0.099991 | 0.099254 | 0.098591 | 0.097991 | 0.097437 | 0.096922 | 0.096445 | 0.096001 | 0.095586 | 0.09519 | 0.094812 | 0.094452 | 0.094108 | 0.093778 | 0.093458 | 0.093148 | 0.092847 | 0.092554 | 0.092269 | 0.09199
F3_Residential_Single Family Regular Income_Existing_Appliances_Natural Gas_Clothes Dryer_Baseline Forecast | F3 | Residential | Single Family Regular Income | Existing | Appliances | Natural Gas | Clothes Dryer | Baseline Forecast | Summer Peak Demand (MW) | 0.29821 | 0.2901 | 0.29656 | 0.31729 | 0.30845 | 0.3029 | 0.29775 | 0.29297 | 0.2887 | 0.28493 | 0.28164 | 0.27876 | 0.27621 | 0.27395 | 0.27193 | 0.27011 | 0.26847 | 0.26695 | 0.26554 | 0.26423 | 0.26302 | 0.26188 | 0.26079 | 0.25976 | 0.25877 | 0.25783 | 0.25693 | 0.25605 | 0.2552 | 0.25437 | 0.25357 | 0.25279 | 0.25203
F4_Residential_Single Family Regular Income_Existing_Appliances_Natural Gas_Clothes Dryer_Baseline Forecast | F4 | Residential | Single Family Regular Income | Existing | Appliances | Natural Gas | Clothes Dryer | Baseline Forecast | Winter Peak Demand (MW) | 0.012426 | 0.012087 | 0.012357 | 0.01322 | 0.012852 | 0.012621 | 0.012406 | 0.012207 | 0.012029 | 0.011872 | 0.011735 | 0.011615 | 0.011509 | 0.011415 | 0.01133 | 0.011255 | 0.011186 | 0.011123 | 0.011064 | 0.01101 | 0.010959 | 0.010912 | 0.010866 | 0.010823 | 0.010782 | 0.010743 | 0.010705 | 0.010669 | 0.010633 | 0.010599 | 0.010566 | 0.010533 | 0.010501
F5_Residential_Single Family Regular Income_Existing_Appliances_Natural Gas_Clothes Dryer_Baseline Forecast | F5 | Residential | Single Family Regular Income | Existing | Appliances | Natural Gas | Clothes Dryer | Baseline Forecast | Turnover | 0 | 310.3212 | 351.9076 | 284.7677 | 309.7011 | 333.1481 | 353.127 | 370.0865 | 384.5801 | 396.922 | 407.3481 | 390.9758 | 382.5791 | 366.346 | 356.4127 | 351.2674 | 349.7052 | 350.7482 | 439.109 | 442.3247 | 417.1538 | 419.3364 | 418.8085 | 415.0433 | 409.5524 | 403.381 | 397.2361 | 391.5673 | 391.508 | 394.1099 | 390.6337 | 389.7081 | 390.1699
F6_Residential_Single Family Regular Income_Existing_Appliances_Natural Gas_Clothes Dryer_Baseline Forecast | F6 | Residential | Single Family Regular Income | Existing | Appliances | Natural Gas | Clothes Dryer | Baseline Forecast | Avg. Replacement Usage (kWh) | 15.2319 | 14.7772 | 15.0834 | 16.4534 | 16.4534 | 16.4534 | 16.4533 | 16.4532 | 16.4532 | 16.4531 | 16.4531 | 16.453 | 16.453 | 16.4529 | 16.4528 | 16.4528 | 16.4527 | 16.4527 | 16.4526 | 16.4525 | 16.4525 | 16.4524 | 16.4524 | 16.4524 | 16.4523 | 16.4523 | 16.4523 | 16.4523 | 16.4523 | 16.4523 | 16.4523 | 16.4524 | 16.4524
F7_Residential_Single Family Regular Income_Existing_Appliances_Natural Gas_Clothes Dryer_Baseline Forecast | F7 | Residential | Single Family Regular Income | Existing | Appliances | Natural Gas | Clothes Dryer | Baseline Forecast | Avg. Replacement Summer Demand (kW) | 0.041731 | 0.040486 | 0.041324 | 0.045078 | 0.045078 | 0.045078 | 0.045078 | 0.045077 | 0.045077 | 0.045077 | 0.045077 | 0.045077 | 0.045077 | 0.045076 | 0.045076 | 0.045076 | 0.045076 | 0.045076 | 0.045076 | 0.045075 | 0.045075 | 0.045075 | 0.045075 | 0.045075 | 0.045075 | 0.045075 | 0.045075 | 0.045075 | 0.045075 | 0.045075 | 0.045075 | 0.045075 | 0.045075
F8_Residential_Single Family Regular Income_Existing_Appliances_Natural Gas_Clothes Dryer_Baseline Forecast | F8 | Residential | Single Family Regular Income | Existing | Appliances | Natural Gas | Clothes Dryer | Baseline Forecast | Avg. Replacement Winter Demand (kW) | 0.0017388 | 0.0016869 | 0.0017219 | 0.0018782 | 0.0018782 | 0.0018782 | 0.0018782 | 0.0018782 | 0.0018782 | 0.0018782 | 0.0018782 | 0.0018782 | 0.0018782 | 0.0018782 | 0.0018782 | 0.0018782 | 0.0018782 | 0.0018782 | 0.0018782 | 0.0018781 | 0.0018781 | 0.0018781 | 0.0018781 | 0.0018781 | 0.0018781 | 0.0018781 | 0.0018781 | 0.0018781 | 0.0018781 | 0.0018781 | 0.0018781 | 0.0018781 | 0.0018781
F1_Residential_Single Family Regular Income_Existing_Appliances_Natural Gas_Stove/Oven_Baseline Forecast | F1 | Residential | Single Family Regular Income | Existing | Appliances | Natural Gas | Stove/Oven | Baseline Forecast | Units | 15232.4312 | 15381.3755 | 15530.8409 | 15332.4546 | 15010.4648 | 14845.5199 | 14693.199 | 14547.8092 | 14412.0406 | 14282.1222 | 14154.2654 | 14028.5556 | 13904.1696 | 13780.2892 | 13657.4797 | 13535.4374 | 13414.011 | 13292.2976 | 13170.3746 | 13049.161 | 12928.6788 | 12808.977 | 12689.5697 | 12570.5686 | 12452.5371 | 12335.5042 | 12219.4838 | 12104.3048 | 11990.0036 | 11876.8136 | 11764.7292 | 11653.7718 | 11543.8609
F2_Residential_Single Family Regular Income_Existing_Appliances_Natural Gas_Stove/Oven_Baseline Forecast | F2 | Residential | Single Family Regular Income | Existing | Appliances | Natural Gas | Stove/Oven | Baseline Forecast | Usage (MMtherm) | 0.2814 | 0.27348 | 0.27941 | 0.29839 | 0.28962 | 0.28397 | 0.2787 | 0.27374 | 0.26918 | 0.26499 | 0.26112 | 0.25752 | 0.25415 | 0.25097 | 0.24794 | 0.24506 | 0.2423 | 0.23961 | 0.237 | 0.23447 | 0.232 | 0.2296 | 0.22724 | 0.22492 | 0.22265 | 0.22042 | 0.21824 | 0.21608 | 0.21396 | 0.21186 | 0.20981 | 0.20778 | 0.20577
F3_Residential_Single Family Regular Income_Existing_Appliances_Natural Gas_Stove/Oven_Baseline Forecast | F3 | Residential | Single Family Regular Income | Existing | Appliances | Natural Gas | Stove/Oven | Baseline Forecast | Summer Peak Demand (MW) | 1.0023 | 0.97405 | 0.99516 | 1.0628 | 1.0315 | 1.0114 | 0.99261 | 0.97495 | 0.95872 | 0.94379 | 0.93 | 0.9172 | 0.9052 | 0.89385 | 0.88309 | 0.87282 | 0.86297 | 0.85342 | 0.84412 | 0.83509 | 0.82632 | 0.81775 | 0.80935 | 0.8011 | 0.79301 | 0.78507 | 0.77728 | 0.7696 | 0.76203 | 0.75459 | 0.74725 | 0.74002 | 0.73289
F4_Residential_Single Family Regular Income_Existing_Appliances_Natural Gas_Stove/Oven_Baseline Forecast | F4 | Residential | Single Family Regular Income | Existing | Appliances | Natural Gas | Stove/Oven | Baseline Forecast | Winter Peak Demand (MW) | 0.20045 | 0.19481 | 0.19903 | 0.21255 | 0.2063 | 0.20228 | 0.19852 | 0.19499 | 0.19174 | 0.18876 | 0.186 | 0.18344 | 0.18104 | 0.17877 | 0.17662 | 0.17456 | 0.17259 | 0.17068 | 0.16882 | 0.16702 | 0.16526 | 0.16355 | 0.16187 | 0.16022 | 0.1586 | 0.15701 | 0.15546 | 0.15392 | 0.15241 | 0.15092 | 0.14945 | 0.148 | 0.14658
F5_Residential_Single Family Regular Income_Existing_Appliances_Natural Gas_Stove/Oven_Baseline Forecast | F5 | Residential | Single Family Regular Income | Existing | Appliances | Natural Gas | Stove/Oven | Baseline Forecast | Turnover | 0 | 692.9597 | 797.1028 | 727.0489 | 785.3601 | 839.1053 | 883.4116 | 919.5779 | 949.1289 | 972.9638 | 991.7686 | 931.956 | 893.6817 | 852.5376 | 826.3157 | 811.2353 | 804.3211 | 803.1935 | 977.2579 | 982.4302 | 949.0122 | 945.7638 | 935.1481 | 918.3283 | 898.5779 | 878.0974 | 858.321 | 840.1117 | 827.691 | 823.0212 | 813.9033 | 809.3456 | 806.8004
F6_Residential_Single Family Regular Income_Existing_Appliances_Natural Gas_Stove/Oven_Baseline Forecast | F6 | Residential | Single Family Regular Income | Existing | Appliances | Natural Gas | Stove/Oven | Baseline Forecast | Avg. Replacement Usage (kWh) | 16.4914 | 15.999 | 16.3303 | 17.8134 | 17.8135 | 17.8133 | 17.8127 | 17.8122 | 17.8116 | 17.8111 | 17.8105 | 17.81 | 17.8094 | 17.8088 | 17.8083 | 17.8077 | 17.8071 | 17.8065 | 17.8059 | 17.8053 | 17.8048 | 17.8043 | 17.8039 | 17.8036 | 17.8033 | 17.8032 | 17.8031 | 17.803 | 17.803 | 17.8031 | 17.8033 | 17.8035 | 17.8039
F7_Residential_Single Family Regular Income_Existing_Appliances_Natural Gas_Stove/Oven_Baseline Forecast | F7 | Residential | Single Family Regular Income | Existing | Appliances | Natural Gas | Stove/Oven | Baseline Forecast | Avg. Replacement Summer Demand (kW) | 0.058736 | 0.056983 | 0.058163 | 0.063445 | 0.063445 | 0.063445 | 0.063443 | 0.063441 | 0.063439 | 0.063437 | 0.063435 | 0.063433 | 0.063431 | 0.063429 | 0.063427 | 0.063425 | 0.063423 | 0.06342 | 0.063418 | 0.063416 | 0.063414 | 0.063413 | 0.063411 | 0.06341 | 0.063409 | 0.063409 | 0.063408 | 0.063408 | 0.063408 | 0.063408 | 0.063409 | 0.06341 | 0.063411
F8_Residential_Single Family Regular Income_Existing_Appliances_Natural Gas_Stove/Oven_Baseline Forecast | F8 | Residential | Single Family Regular Income | Existing | Appliances | Natural Gas | Stove/Oven | Baseline Forecast | Avg. Replacement Winter Demand (kW) | 0.011747 | 0.011397 | 0.011633 | 0.012689 | 0.012689 | 0.012689 | 0.012689 | 0.012688 | 0.012688 | 0.012687 | 0.012687 | 0.012687 | 0.012686 | 0.012686 | 0.012685 | 0.012685 | 0.012685 | 0.012684 | 0.012684 | 0.012683 | 0.012683 | 0.012683 | 0.012682 | 0.012682 | 0.012682 | 0.012682 | 0.012682 | 0.012682 | 0.012682 | 0.012682 | 0.012682 | 0.012682 | 0.012682
F1_Residential_Single Family Regular Income_Existing_Miscellaneous_Natural Gas_Pool Heater_Baseline Forecast | F1 | Residential | Single Family Regular Income | Existing | Miscellaneous | Natural Gas | Pool Heater | Baseline Forecast | Units | 148.2184 | 149.3775 | 150.5366 | 148.3256 | 144.9291 | 143.0587 | 141.3163 | 139.6467 | 138.0752 | 136.5653 | 135.0803 | 133.621 | 132.1795 | 130.7479 | 129.3314 | 127.9272 | 126.5338 | 125.1426 | 123.7543 | 122.3776 | 121.0127 | 119.6598 | 118.3145 | 116.9777 | 115.6547 | 114.3456 | 113.0506 | 111.7679 | 110.4978 | 109.2424 | 108.0017 | 106.7757 | 105.5636
F2_Residential_Single Family Regular Income_Existing_Miscellaneous_Natural Gas_Pool Heater_Baseline Forecast | F2 | Residential | Single Family Regular Income | Existing | Miscellaneous | Natural Gas | Pool Heater | Baseline Forecast | Usage (MMtherm) | 0.01136 | 0.011106 | 0.011422 | 0.012274 | 0.011991 | 0.011834 | 0.011688 | 0.011548 | 0.011417 | 0.011291 | 0.011167 | 0.011046 | 0.010926 | 0.010807 | 0.01069 | 0.010574 | 0.010458 | 0.010343 | 0.010228 | 0.010114 | 0.010001 | 0.0098895 | 0.0097783 | 0.0096678 | 0.0095584 | 0.0094502 | 0.0093431 | 0.0092371 | 0.0091321 | 0.0090284 | 0.0089258 | 0.0088245 | 0.0087243
F3_Residential_Single Family Regular Income_Existing_Miscellaneous_Natural Gas_Pool Heater_Baseline Forecast | F3 | Residential | Single Family Regular Income | Existing | Miscellaneous | Natural Gas | Pool Heater | Baseline Forecast | Summer Peak Demand (MW) | 0.031124 | 0.030427 | 0.031293 | 0.033628 | 0.032852 | 0.032422 | 0.032022 | 0.031639 | 0.031279 | 0.030934 | 0.030595 | 0.030263 | 0.029935 | 0.029609 | 0.029288 | 0.028969 | 0.028653 | 0.028337 | 0.028022 | 0.02771 | 0.027401 | 0.027095 | 0.02679 | 0.026487 | 0.026187 | 0.025891 | 0.025598 | 0.025307 | 0.02502 | 0.024735 | 0.024454 | 0.024177 | 0.023902
F4_Residential_Single Family Regular Income_Existing_Miscellaneous_Natural Gas_Pool Heater_Baseline Forecast | F4 | Residential | Single Family Regular Income | Existing | Miscellaneous | Natural Gas | Pool Heater | Baseline Forecast | Winter Peak Demand (MW) | 0.0012969 | 0.0012678 | 0.0013039 | 0.0014012 | 0.0013688 | 0.0013509 | 0.0013343 | 0.0013183 | 0.0013033 | 0.0012889 | 0.0012748 | 0.001261 | 0.0012473 | 0.0012337 | 0.0012203 | 0.001207 | 0.0011939 | 0.0011807 | 0.0011676 | 0.0011546 | 0.0011417 | 0.0011289 | 0.0011162 | 0.0011036 | 0.0010911 | 0.0010788 | 0.0010666 | 0.0010545 | 0.0010425 | 0.0010306 | 0.0010189 | 0.0010074 | 0.00099592
F5_Residential_Single Family Regular Income_Existing_Miscellaneous_Natural Gas_Pool Heater_Baseline Forecast | F5 | Residential | Single Family Regular Income | Existing | Miscellaneous | Natural Gas | Pool Heater | Baseline Forecast | Turnover | 0 | 7.0879 | 8.8665 | 8.9961 | 9.8861 | 10.6239 | 11.1784 | 11.587 | 11.8843 | 12.0927 | 10.841 | 10.1531 | 9.6382 | 9.4108 | 9.368 | 11.0159 | 11.2084 | 11.0798 | 11.2025 | 11.0207 | 10.7107 | 10.3393 | 9.9777 | 9.6626 | 9.383 | 9.3192 | 9.2819 | 9.3372 | 9.3883 | 9.7507 | 9.6483 | 9.4308 | 9.2578
F6_Residential_Single Family Regular Income_Existing_Miscellaneous_Natural Gas_Pool Heater_Baseline Forecast | F6 | Residential | Single Family Regular Income | Existing | Miscellaneous | Natural Gas | Pool Heater | Baseline Forecast | Avg. Replacement Usage (kWh) | 76.5092 | 74.2254 | 75.7635 | 82.6448 | 82.6448 | 82.6448 | 82.6448 | 82.6448 | 82.6448 | 82.6448 | 82.6448 | 82.6448 | 82.6448 | 82.6448 | 82.6448 | 82.6448 | 82.6448 | 82.6448 | 82.6448 | 82.6448 | 82.6448 | 82.6448 | 82.6448 | 82.6448 | 82.6448 | 82.6448 | 82.6448 | 82.6448 | 82.6448 | 82.6448 | 82.6448 | 82.6448 | 82.6448
F7_Residential_Single Family Regular Income_Existing_Miscellaneous_Natural Gas_Pool Heater_Baseline Forecast | F7 | Residential | Single Family Regular Income | Existing | Miscellaneous | Natural Gas | Pool Heater | Baseline Forecast | Avg. Replacement Summer Demand (kW) | 0.20961 | 0.20336 | 0.20757 | 0.22642 | 0.22642 | 0.22642 | 0.22642 | 0.22642 | 0.22642 | 0.22642 | 0.22642 | 0.22642 | 0.22642 | 0.22642 | 0.22642 | 0.22642 | 0.22642 | 0.22642 | 0.22642 | 0.22642 | 0.22642 | 0.22642 | 0.22642 | 0.22642 | 0.22642 | 0.22642 | 0.22642 | 0.22642 | 0.22642 | 0.22642 | 0.22642 | 0.22642 | 0.22642
F8_Residential_Single Family Regular Income_Existing_Miscellaneous_Natural Gas_Pool Heater_Baseline Forecast | F8 | Residential | Single Family Regular Income | Existing | Miscellaneous | Natural Gas | Pool Heater | Baseline Forecast | Avg. Replacement Winter Demand (kW) | 0.0087339 | 0.0084732 | 0.0086488 | 0.0094343 | 0.0094343 | 0.0094343 | 0.0094343 | 0.0094343 | 0.0094343 | 0.0094343 | 0.0094343 | 0.0094343 | 0.0094343 | 0.0094343 | 0.0094343 | 0.0094343 | 0.0094343 | 0.0094343 | 0.0094343 | 0.0094343 | 0.0094343 | 0.0094343 | 0.0094343 | 0.0094343 | 0.0094343 | 0.0094343 | 0.0094343 | 0.0094343 | 0.0094343 | 0.0094343 | 0.0094343 | 0.0094343 | 0.0094343
F1_Residential_Single Family Regular Income_Existing_Miscellaneous_Natural Gas_Miscellaneous_Baseline Forecast | F1 | Residential | Single Family Regular Income | Existing | Miscellaneous | Natural Gas | Miscellaneous | Baseline Forecast | Units | 37940.7296 | 38237.4413 | 38534.153 | 37968.1754 | 37098.7585 | 36619.9583 | 36173.9546 | 35746.5738 | 35344.3093 | 34957.7895 | 34577.6716 | 34204.1314 | 33835.1309 | 33468.6605 | 33106.0801 | 32746.6356 | 32389.9476 | 32033.8281 | 31678.4633 | 31326.0592 | 30976.6549 | 30630.3539 | 30285.9818 | 29943.7978 | 29605.1317 | 29270.0359 | 28938.5259 | 28610.1801 | 28285.0696 | 27963.7284 | 27646.1249 | 27332.291 | 27022.0197
F2_Residential_Single Family Regular Income_Existing_Miscellaneous_Natural Gas_Miscellaneous_Baseline Forecast | F2 | Residential | Single Family Regular Income | Existing | Miscellaneous | Natural Gas | Miscellaneous | Baseline Forecast | Usage (MMtherm) | 0.10606 | 0.1037 | 0.10667 | 0.11465 | 0.11202 | 0.11058 | 0.10923 | 0.10794 | 0.10672 | 0.10556 | 0.10441 | 0.10328 | 0.10217 | 0.10106 | 0.099965 | 0.09888 | 0.097803 | 0.096727 | 0.095654 | 0.09459 | 0.093535 | 0.092489 | 0.09145 | 0.090416 | 0.089394 | 0.088382 | 0.087381 | 0.086389 | 0.085408 | 0.084437 | 0.083478 | 0.082531 | 0.081594
F3_Residential_Single Family Regular Income_Existing_Miscellaneous_Natural Gas_Miscellaneous_Baseline Forecast | F3 | Residential | Single Family Regular Income | Existing | Miscellaneous | Natural Gas | Miscellaneous | Baseline Forecast | Summer Peak Demand (MW) | 0.29057 | 0.2841 | 0.29224 | 0.3141 | 0.30691 | 0.30295 | 0.29926 | 0.29572 | 0.29239 | 0.2892 | 0.28605 | 0.28296 | 0.27991 | 0.27688 | 0.27388 | 0.2709 | 0.26795 | 0.26501 | 0.26207 | 0.25915 | 0.25626 | 0.2534 | 0.25055 | 0.24772 | 0.24491 | 0.24214 | 0.2394 | 0.23668 | 0.23399 | 0.23134 | 0.22871 | 0.22611 | 0.22355
F4_Residential_Single Family Regular Income_Existing_Miscellaneous_Natural Gas_Miscellaneous_Baseline Forecast | F4 | Residential | Single Family Regular Income | Existing | Miscellaneous | Natural Gas | Miscellaneous | Baseline Forecast | Winter Peak Demand (MW) | 0.012107 | 0.011838 | 0.012177 | 0.013087 | 0.012788 | 0.012623 | 0.012469 | 0.012322 | 0.012183 | 0.01205 | 0.011919 | 0.01179 | 0.011663 | 0.011537 | 0.011412 | 0.011288 | 0.011165 | 0.011042 | 0.010919 | 0.010798 | 0.010678 | 0.010558 | 0.010439 | 0.010322 | 0.010205 | 0.010089 | 0.009975 | 0.0098618 | 0.0097497 | 0.009639 | 0.0095295 | 0.0094213 | 0.0093144
F5_Residential_Single Family Regular Income_Existing_Miscellaneous_Natural Gas_Miscellaneous_Baseline Forecast | F5 | Residential | Single Family Regular Income | Existing | Miscellaneous | Natural Gas | Miscellaneous | Baseline Forecast | Turnover | 0 | 2404.53 | 2896.3542 | 2965.2936 | 3226.2148 | 3455.0588 | 3635.6352 | 3365.6655 | 3215.9249 | 3105.6608 | 3061.0714 | 3061.1904 | 3090.2337 | 3655.3475 | 3633.0925 | 3506.4092 | 3448.2002 | 3385.7652 | 3326.7984 | 3256.1933 | 3222.4348 | 3183.6122 | 3157.9071 | 3137.4419 | 3118.2979 | 3222.3456 | 3160.8414 | 3078.4839 | 3022.9188 | 2972.8348 | 2929.3374 | 2906.7258 | 2887.3158
F6_Residential_Single Family Regular Income_Existing_Miscellaneous_Natural Gas_Miscellaneous_Baseline Forecast | F6 | Residential | Single Family Regular Income | Existing | Miscellaneous | Natural Gas | Miscellaneous | Baseline Forecast | Avg. Replacement Usage (kWh) | 2.7954 | 2.7119 | 2.7681 | 3.0195 | 3.0195 | 3.0195 | 3.0195 | 3.0195 | 3.0195 | 3.0195 | 3.0195 | 3.0195 | 3.0195 | 3.0195 | 3.0195 | 3.0195 | 3.0195 | 3.0195 | 3.0195 | 3.0195 | 3.0195 | 3.0195 | 3.0195 | 3.0195 | 3.0195 | 3.0195 | 3.0195 | 3.0195 | 3.0195 | 3.0195 | 3.0195 | 3.0195 | 3.0195
F7_Residential_Single Family Regular Income_Existing_Miscellaneous_Natural Gas_Miscellaneous_Baseline Forecast | F7 | Residential | Single Family Regular Income | Existing | Miscellaneous | Natural Gas | Miscellaneous | Baseline Forecast | Avg. Replacement Summer Demand (kW) | 0.0076585 | 0.0074299 | 0.0075839 | 0.0082727 | 0.0082727 | 0.0082727 | 0.0082727 | 0.0082727 | 0.0082727 | 0.0082727 | 0.0082727 | 0.0082727 | 0.0082727 | 0.0082727 | 0.0082727 | 0.0082727 | 0.0082727 | 0.0082727 | 0.0082727 | 0.0082727 | 0.0082727 | 0.0082727 | 0.0082727 | 0.0082727 | 0.0082727 | 0.0082727 | 0.0082727 | 0.0082727 | 0.0082727 | 0.0082727 | 0.0082727 | 0.0082727 | 0.0082727
F8_Residential_Single Family Regular Income_Existing_Miscellaneous_Natural Gas_Miscellaneous_Baseline Forecast | F8 | Residential | Single Family Regular Income | Existing | Miscellaneous | Natural Gas | Miscellaneous | Baseline Forecast | Avg. Replacement Winter Demand (kW) | 0.00031911 | 0.00030958 | 0.000316 | 0.0003447 | 0.0003447 | 0.0003447 | 0.0003447 | 0.0003447 | 0.0003447 | 0.0003447 | 0.0003447 | 0.0003447 | 0.0003447 | 0.0003447 | 0.0003447 | 0.0003447 | 0.0003447 | 0.0003447 | 0.0003447 | 0.0003447 | 0.0003447 | 0.0003447 | 0.0003447 | 0.0003447 | 0.0003447 | 0.0003447 | 0.0003447 | 0.0003447 | 0.0003447 | 0.0003447 | 0.0003447 | 0.0003447 | 0.0003447
F1_Residential_Single Family Regular Income_New_Space Heating_Natural Gas_Furnace_Baseline Forecast | F1 | Residential | Single Family Regular Income | New | Space Heating | Natural Gas | Furnace | Baseline Forecast | Units | 0 | 216.1778 | 543.1027 | 851.3621 | 1140.8243 | 1410.5138 | 1676.2477 | 1938.1266 | 2194.8275 | 2448.2814 | 2700.3741 | 2951.0718 | 3200.8119 | 3450.0251 | 3698.3939 | 3946.0564 | 4193.075 | 4439.9054 | 4686.5021 | 4932.4118 | 5177.6111 | 5422.0822 | 5666.0592 | 5909.5089 | 6152.1468 | 6393.9599 | 6634.9313 | 6875.1647 | 7114.6445 | 7353.2628 | 7591.0084 | 7827.8898 | 8072.1631
F2_Residential_Single Family Regular Income_New_Space Heating_Natural Gas_Furnace_Baseline Forecast | F2 | Residential | Single Family Regular Income | New | Space Heating | Natural Gas | Furnace | Baseline Forecast | Usage (MMtherm) | 0 | 0.11046 | 0.28175 | 0.47921 | 0.63871 | 0.73568 | 0.83009 | 0.92202 | 1.011 | 1.0978 | 1.183 | 1.2667 | 1.3491 | 1.4303 | 1.5102 | 1.5888 | 1.6662 | 1.7426 | 1.8147 | 1.8813 | 1.9431 | 2.0006 | 2.0582 | 2.116 | 2.1736 | 2.231 | 2.288 | 2.3447 | 2.401 | 2.4568 | 2.5007 | 2.5395 | 2.599
F3_Residential_Single Family Regular Income_New_Space Heating_Natural Gas_Furnace_Baseline Forecast | F3 | Residential | Single Family Regular Income | New | Space Heating | Natural Gas | Furnace | Baseline Forecast | Summer Peak Demand (MW) | 0 | 1.944 | 4.9587 | 8.4342 | 11.2413 | 12.948 | 14.6096 | 16.2275 | 17.7934 | 19.3205 | 20.8207 | 22.2943 | 23.7441 | 25.173 | 26.5788 | 27.9628 | 29.3252 | 30.6692 | 31.9394 | 33.1116 | 34.1978 | 35.2099 | 36.2246 | 37.2409 | 38.2548 | 39.2654 | 40.2694 | 41.2675 | 42.2579 | 43.2391 | 44.0131 | 44.695 | 45.7418
F4_Residential_Single Family Regular Income_New_Space Heating_Natural Gas_Furnace_Baseline Forecast | F4 | Residential | Single Family Regular Income | New | Space Heating | Natural Gas | Furnace | Baseline Forecast | Winter Peak Demand (MW) | 0 | 0.11266 | 0.28738 | 0.4888 | 0.65149 | 0.75039 | 0.84669 | 0.94046 | 1.0312 | 1.1197 | 1.2067 | 1.2921 | 1.3761 | 1.4589 | 1.5404 | 1.6206 | 1.6995 | 1.7774 | 1.851 | 1.919 | 1.9819 | 2.0406 | 2.0994 | 2.1583 | 2.217 | 2.2756 | 2.3338 | 2.3916 | 2.449 | 2.5059 | 2.5508 | 2.5903 | 2.6509
F5_Residential_Single Family Regular Income_New_Space Heating_Natural Gas_Furnace_Baseline Forecast | F5 | Residential | Single Family Regular Income | New | Space Heating | Natural Gas | Furnace | Baseline Forecast | Turnover | 0 | 216.1778 | 326.9249 | 308.2594 | 289.4622 | 269.6895 | 265.7339 | 261.879 | 256.7009 | 253.4539 | 252.0927 | 250.6976 | 249.7402 | 249.2131 | 248.3688 | 247.6625 | 247.0192 | 246.8317 | 303.1401 | 360.6537 | 409.2549 | 449.7996 | 461.2067 | 470.2669 | 477.0898 | 560.8979 | 552.4715 | 544.8446 | 537.4285 | 531.0768 | 595.5458 | 628.6483 | 633.3322
F6_Residential_Single Family Regular Income_New_Space Heating_Natural Gas_Furnace_Baseline Forecast | F6 | Residential | Single Family Regular Income | New | Space Heating | Natural Gas | Furnace | Baseline Forecast | Avg. Replacement Usage (kWh) | 526.6693 | 510.9477 | 518.7721 | 562.8789 | 559.868 | 372.2819 | 370.2667 | 368.2539 | 366.2409 | 364.2297 | 362.2149 | 360.2018 | 358.1892 | 356.1782 | 354.1635 | 352.1511 | 350.1386 | 348.1284 | 346.1138 | 344.101 | 342.0883 | 340.0815 | 338.0664 | 336.055 | 334.043 | 332.0365 | 330.0212 | 328.0107 | 325.9992 | 323.9901 | 321.9759 | 319.964 | 319.964
F7_Residential_Single Family Regular Income_New_Space Heating_Natural Gas_Furnace_Baseline Forecast | F7 | Residential | Single Family Regular Income | New | Space Heating | Natural Gas | Furnace | Baseline Forecast | Avg. Replacement Summer Demand (kW) | 9.2694 | 8.9927 | 9.1304 | 9.9067 | 9.8537 | 6.5522 | 6.5167 | 6.4813 | 6.4458 | 6.4104 | 6.375 | 6.3396 | 6.3041 | 6.2687 | 6.2333 | 6.1979 | 6.1624 | 6.1271 | 6.0916 | 6.0562 | 6.0208 | 5.9854 | 5.95 | 5.9146 | 5.8792 | 5.8438 | 5.8084 | 5.773 | 5.7376 | 5.7022 | 5.6668 | 5.6314 | 5.6314
F8_Residential_Single Family Regular Income_New_Space Heating_Natural Gas_Furnace_Baseline Forecast | F8 | Residential | Single Family Regular Income | New | Space Heating | Natural Gas | Furnace | Baseline Forecast | Avg. Replacement Winter Demand (kW) | 0.5372 | 0.52117 | 0.52915 | 0.57414 | 0.57107 | 0.37973 | 0.37767 | 0.37562 | 0.37357 | 0.37151 | 0.36946 | 0.36741 | 0.36535 | 0.3633 | 0.36125 | 0.35919 | 0.35714 | 0.35509 | 0.35304 | 0.35098 | 0.34893 | 0.34688 | 0.34483 | 0.34278 | 0.34072 | 0.33868 | 0.33662 | 0.33457 | 0.33252 | 0.33047 | 0.32842 | 0.32636 | 0.32636
F1_Residential_Single Family Regular Income_New_Space Heating_Natural Gas_Boiler_Baseline Forecast | F1 | Residential | Single Family Regular Income | New | Space Heating | Natural Gas | Boiler | Baseline Forecast | Units | 0 | 0 | 0 | 0 | 0 | 0 | 0 | 0 | 0 | 0 | 0 | 0 | 0 | 0 | 0 | 0 | 0 | 0 | 0 | 0 | 0 | 0 | 0 | 0 | 0 | 0 | 0 | 0 | 0 | 0 | 0 | 0 | 0
F2_Residential_Single Family Regular Income_New_Space Heating_Natural Gas_Boiler_Baseline Forecast | F2 | Residential | Single Family Regular Income | New | Space Heating | Natural Gas | Boiler | Baseline Forecast | Usage (MMtherm) | 0 | 0 | 0 | 0 | 0 | 0 | 0 | 0 | 0 | 0 | 0 | 0 | 0 | 0 | 0 | 0 | 0 | 0 | 0 | 0 | 0 | 0 | 0 | 0 | 0 | 0 | 0 | 0 | 0 | 0 | 0 | 0 | 0
F3_Residential_Single Family Regular Income_New_Space Heating_Natural Gas_Boiler_Baseline Forecast | F3 | Residential | Single Family Regular Income | New | Space Heating | Natural Gas | Boiler | Baseline Forecast | Summer Peak Demand (MW) | 0 | 0 | 0 | 0 | 0 | 0 | 0 | 0 | 0 | 0 | 0 | 0 | 0 | 0 | 0 | 0 | 0 | 0 | 0 | 0 | 0 | 0 | 0 | 0 | 0 | 0 | 0 | 0 | 0 | 0 | 0 | 0 | 0
F4_Residential_Single Family Regular Income_New_Space Heating_Natural Gas_Boiler_Baseline Forecast | F4 | Residential | Single Family Regular Income | New | Space Heating | Natural Gas | Boiler | Baseline Forecast | Winter Peak Demand (MW) | 0 | 0 | 0 | 0 | 0 | 0 | 0 | 0 | 0 | 0 | 0 | 0 | 0 | 0 | 0 | 0 | 0 | 0 | 0 | 0 | 0 | 0 | 0 | 0 | 0 | 0 | 0 | 0 | 0 | 0 | 0 | 0 | 0
F5_Residential_Single Family Regular Income_New_Space Heating_Natural Gas_Boiler_Baseline Forecast | F5 | Residential | Single Family Regular Income | New | Space Heating | Natural Gas | Boiler | Baseline Forecast | Turnover | 0 | 0 | 0 | 0 | 0 | 0 | 0 | 0 | 0 | 0 | 0 | 0 | 0 | 0 | 0 | 0 | 0 | 0 | 0 | 0 | 0 | 0 | 0 | 0 | 0 | 0 | 0 | 0 | 0 | 0 | 0 | 0 | 0
F6_Residential_Single Family Regular Income_New_Space Heating_Natural Gas_Boiler_Baseline Forecast | F6 | Residential | Single Family Regular Income | New | Space Heating | Natural Gas | Boiler | Baseline Forecast | Avg. Replacement Usage (kWh) | 343.7727 | 333.5104 | 312.0193 | 338.539 | 336.7423 | 196.3009 | 195.2383 | 194.177 | 193.1156 | 192.0551 | 190.9926 | 189.9312 | 188.87 | 187.8096 | 186.7472 | 185.6861 | 184.625 | 183.565 | 182.5027 | 181.4414 | 180.3801 | 179.3219 | 178.2594 | 177.1988 | 176.1379 | 175.0799 | 174.0172 | 172.9571 | 171.8965 | 170.8371 | 169.775 | 168.7141 | 168.7141
F7_Residential_Single Family Regular Income_New_Space Heating_Natural Gas_Boiler_Baseline Forecast | F7 | Residential | Single Family Regular Income | New | Space Heating | Natural Gas | Boiler | Baseline Forecast | Avg. Replacement Summer Demand (kW) | 6.0504 | 5.8698 | 5.4915 | 5.9583 | 5.9267 | 3.4549 | 3.4362 | 3.4175 | 3.3988 | 3.3802 | 3.3615 | 3.3428 | 3.3241 | 3.3054 | 3.2868 | 3.2681 | 3.2494 | 3.2307 | 3.212 | 3.1934 | 3.1747 | 3.1561 | 3.1374 | 3.1187 | 3.1 | 3.0814 | 3.0627 | 3.044 | 3.0254 | 3.0067 | 2.988 | 2.9694 | 2.9694
F8_Residential_Single Family Regular Income_New_Space Heating_Natural Gas_Boiler_Baseline Forecast | F8 | Residential | Single Family Regular Income | New | Space Heating | Natural Gas | Boiler | Baseline Forecast | Avg. Replacement Winter Demand (kW) | 0.35065 | 0.34018 | 0.31826 | 0.34531 | 0.34348 | 0.20023 | 0.19914 | 0.19806 | 0.19698 | 0.1959 | 0.19481 | 0.19373 | 0.19265 | 0.19157 | 0.19048 | 0.1894 | 0.18832 | 0.18724 | 0.18615 | 0.18507 | 0.18399 | 0.18291 | 0.18182 | 0.18074 | 0.17966 | 0.17858 | 0.1775 | 0.17642 | 0.17533 | 0.17425 | 0.17317 | 0.17209 | 0.17209
F1_Residential_Single Family Regular Income_New_Secondary Heating_Natural Gas_Fireplace_Baseline Forecast | F1 | Residential | Single Family Regular Income | New | Secondary Heating | Natural Gas | Fireplace | Baseline Forecast | Units | 0 | 486.4001 | 1221.9811 | 1915.5647 | 2566.8547 | 3173.656 | 3771.5572 | 4360.785 | 4938.3619 | 5508.6332 | 6075.8418 | 6639.9115 | 7201.8268 | 7762.5564 | 8321.3863 | 8878.627 | 9434.4188 | 9989.7871 | 10544.6296 | 11097.9265 | 11649.625 | 12199.6848 | 12748.6333 | 13296.395 | 13842.3303 | 14386.4098 | 14928.5954 | 15469.1207 | 16007.9501 | 16544.8414 | 17079.7689 | 17612.752 | 18162.3671
F2_Residential_Single Family Regular Income_New_Secondary Heating_Natural Gas_Fireplace_Baseline Forecast | F2 | Residential | Single Family Regular Income | New | Secondary Heating | Natural Gas | Fireplace | Baseline Forecast | Usage (MMtherm) | 0 | 0.053963 | 0.13801 | 0.23537 | 0.31455 | 0.38786 | 0.45968 | 0.53005 | 0.59861 | 0.6659 | 0.73244 | 0.79821 | 0.86334 | 0.92794 | 0.99192 | 1.0553 | 1.1182 | 1.1806 | 1.2426 | 1.304 | 1.3648 | 1.425 | 1.4847 | 1.5439 | 1.6025 | 1.6605 | 1.7178 | 1.7746 | 1.8307 | 1.8863 | 1.9412 | 1.9955 | 2.0578
F3_Residential_Single Family Regular Income_New_Secondary Heating_Natural Gas_Fireplace_Baseline Forecast | F3 | Residential | Single Family Regular Income | New | Secondary Heating | Natural Gas | Fireplace | Baseline Forecast | Summer Peak Demand (MW) | 0 | 0.47798 | 1.2224 | 2.0848 | 2.7861 | 3.4355 | 4.0717 | 4.6949 | 5.3022 | 5.8983 | 6.4876 | 7.0701 | 7.647 | 8.2192 | 8.786 | 9.3477 | 9.9044 | 10.4573 | 11.0061 | 11.5499 | 12.0885 | 12.6221 | 13.1509 | 13.6751 | 14.1939 | 14.7075 | 15.2154 | 15.7182 | 16.2157 | 16.7079 | 17.1944 | 17.6754 | 18.227
F4_Residential_Single Family Regular Income_New_Secondary Heating_Natural Gas_Fireplace_Baseline Forecast | F4 | Residential | Single Family Regular Income | New | Secondary Heating | Natural Gas | Fireplace | Baseline Forecast | Winter Peak Demand (MW) | 0 | 0.027701 | 0.070846 | 0.12082 | 0.16147 | 0.1991 | 0.23597 | 0.27209 | 0.30729 | 0.34183 | 0.37598 | 0.40975 | 0.44318 | 0.47634 | 0.50919 | 0.54174 | 0.574 | 0.60605 | 0.63785 | 0.66937 | 0.70059 | 0.73151 | 0.76216 | 0.79254 | 0.8226 | 0.85236 | 0.8818 | 0.91094 | 0.93978 | 0.9683 | 0.99649 | 1.0244 | 1.0563
F5_Residential_Single Family Regular Income_New_Secondary Heating_Natural Gas_Fireplace_Baseline Forecast | F5 | Residential | Single Family Regular Income | New | Secondary Heating | Natural Gas | Fireplace | Baseline Forecast | Turnover | 0 | 486.4001 | 735.581 | 693.5835 | 651.29 | 606.8013 | 597.9013 | 589.2277 | 577.577 | 570.2713 | 567.2086 | 564.0697 | 561.9154 | 560.7296 | 612.8743 | 687.0114 | 748.2085 | 798.7709 | 838.6227 | 871.9794 | 900.4416 | 924.229 | 944.9067 | 1112.5328 | 1187.3627 | 1163.7394 | 1142.2734 | 1128.3337 | 1134.9197 | 1147.2126 | 1162.5999 | 1181.8446 | 1222.3243
F6_Residential_Single Family Regular Income_New_Secondary Heating_Natural Gas_Fireplace_Baseline Forecast | F6 | Residential | Single Family Regular Income | New | Secondary Heating | Natural Gas | Fireplace | Baseline Forecast | Avg. Replacement Usage (kWh) | 114.3567 | 110.943 | 112.9416 | 122.8715 | 122.5424 | 122.2127 | 121.8815 | 121.5498 | 121.2171 | 120.8838 | 120.549 | 120.2136 | 119.8772 | 119.5403 | 119.2017 | 118.8625 | 118.5224 | 118.1817 | 117.8392 | 117.4961 | 117.152 | 116.8078 | 116.4613 | 116.1143 | 115.7662 | 115.418 | 115.0672 | 114.7161 | 114.3639 | 114.0109 | 113.6559 | 113.3003 | 113.3003
F7_Residential_Single Family Regular Income_New_Secondary Heating_Natural Gas_Fireplace_Baseline Forecast | F7 | Residential | Single Family Regular Income | New | Secondary Heating | Natural Gas | Fireplace | Baseline Forecast | Avg. Replacement Summer Demand (kW) | 1.0129 | 0.98268 | 1.0004 | 1.0883 | 1.0854 | 1.0825 | 1.0796 | 1.0766 | 1.0737 | 1.0707 | 1.0678 | 1.0648 | 1.0618 | 1.0588 | 1.0558 | 1.0528 | 1.0498 | 1.0468 | 1.0438 | 1.0407 | 1.0377 | 1.0346 | 1.0316 | 1.0285 | 1.0254 | 1.0223 | 1.0192 | 1.0161 | 1.013 | 1.0099 | 1.0067 | 1.0036 | 1.0036
F8_Residential_Single Family Regular Income_New_Secondary Heating_Natural Gas_Fireplace_Baseline Forecast | F8 | Residential | Single Family Regular Income | New | Secondary Heating | Natural Gas | Fireplace | Baseline Forecast | Avg. Replacement Winter Demand (kW) | 0.058703 | 0.056951 | 0.057977 | 0.063074 | 0.062905 | 0.062736 | 0.062566 | 0.062396 | 0.062225 | 0.062054 | 0.061882 | 0.06171 | 0.061537 | 0.061364 | 0.06119 | 0.061016 | 0.060842 | 0.060667 | 0.060491 | 0.060315 | 0.060138 | 0.059961 | 0.059783 | 0.059605 | 0.059427 | 0.059248 | 0.059068 | 0.058888 | 0.058707 | 0.058526 | 0.058343 | 0.058161 | 0.058161
F1_Residential_Single Family Regular Income_New_Water Heating_Natural Gas_Water Heater (<= 55 gal)_Baseline Forecast | F1 | Residential | Single Family Regular Income | New | Water Heating | Natural Gas | Water Heater (<= 55 gal) | Baseline Forecast | Units | 0 | 0 | 0 | 0 | 0 | 0 | 0 | 0 | 0 | 0 | 0 | 0 | 0 | 0 | 0 | 0 | 0 | 0 | 0 | 0 | 0 | 0 | 0 | 0 | 0 | 0 | 0 | 0 | 0 | 0 | 0 | 0 | 0
F2_Residential_Single Family Regular Income_New_Water Heating_Natural Gas_Water Heater (<= 55 gal)_Baseline Forecast | F2 | Residential | Single Family Regular Income | New | Water Heating | Natural Gas | Water Heater (<= 55 gal) | Baseline Forecast | Usage (MMtherm) | 0 | 0 | 0 | 0 | 0 | 0 | 0 | 0 | 0 | 0 | 0 | 0 | 0 | 0 | 0 | 0 | 0 | 0 | 0 | 0 | 0 | 0 | 0 | 0 | 0 | 0 | 0 | 0 | 0 | 0 | 0 | 0 | 0
F3_Residential_Single Family Regular Income_New_Water Heating_Natural Gas_Water Heater (<= 55 gal)_Baseline Forecast | F3 | Residential | Single Family Regular Income | New | Water Heating | Natural Gas | Water Heater (<= 55 gal) | Baseline Forecast | Summer Peak Demand (MW) | 0 | 0 | 0 | 0 | 0 | 0 | 0 | 0 | 0 | 0 | 0 | 0 | 0 | 0 | 0 | 0 | 0 | 0 | 0 | 0 | 0 | 0 | 0 | 0 | 0 | 0 | 0 | 0 | 0 | 0 | 0 | 0 | 0
F4_Residential_Single Family Regular Income_New_Water Heating_Natural Gas_Water Heater (<= 55 gal)_Baseline Forecast | F4 | Residential | Single Family Regular Income | New | Water Heating | Natural Gas | Water Heater (<= 55 gal) | Baseline Forecast | Winter Peak Demand (MW) | 0 | 0 | 0 | 0 | 0 | 0 | 0 | 0 | 0 | 0 | 0 | 0 | 0 | 0 | 0 | 0 | 0 | 0 | 0 | 0 | 0 | 0 | 0 | 0 | 0 | 0 | 0 | 0 | 0 | 0 | 0 | 0 | 0
F5_Residential_Single Family Regular Income_New_Water Heating_Natural Gas_Water Heater (<= 55 gal)_Baseline Forecast | F5 | Residential | Single Family Regular Income | New | Water Heating | Natural Gas | Water Heater (<= 55 gal) | Baseline Forecast | Turnover | 0 | 0 | 0 | 0 | 0 | 0 | 0 | 0 | 0 | 0 | 0 | 0 | 0 | 0 | 0 | 0 | 0 | 0 | 0 | 0 | 0 | 0 | 0 | 0 | 0 | 0 | 0 | 0 | 0 | 0 | 0 | 0 | 0
F6_Residential_Single Family Regular Income_New_Water Heating_Natural Gas_Water Heater (<= 55 gal)_Baseline Forecast | F6 | Residential | Single Family Regular Income | New | Water Heating | Natural Gas | Water Heater (<= 55 gal) | Baseline Forecast | Avg. Replacement Usage (kWh) | 135.812 | 131.7732 | 134.5425 | 146.7934 | 0 | 0 | 0 | 0 | 0 | 0 | 0 | 0 | 0 | 0 | 0 | 0 | 0 | 0 | 0 | 0 | 0 | 0 | 0 | 0 | 0 | 0 | 0 | 0 | 0 | 0 | 0 | 0 | 0
F7_Residential_Single Family Regular Income_New_Water Heating_Natural Gas_Water Heater (<= 55 gal)_Baseline Forecast | F7 | Residential | Single Family Regular Income | New | Water Heating | Natural Gas | Water Heater (<= 55 gal) | Baseline Forecast | Avg. Replacement Summer Demand (kW) | 0.44818 | 0.43485 | 0.44399 | 0.48442 | 0 | 0 | 0 | 0 | 0 | 0 | 0 | 0 | 0 | 0 | 0 | 0 | 0 | 0 | 0 | 0 | 0 | 0 | 0 | 0 | 0 | 0 | 0 | 0 | 0 | 0 | 0 | 0 | 0
F8_Residential_Single Family Regular Income_New_Water Heating_Natural Gas_Water Heater (<= 55 gal)_Baseline Forecast | F8 | Residential | Single Family Regular Income | New | Water Heating | Natural Gas | Water Heater (<= 55 gal) | Baseline Forecast | Avg. Replacement Winter Demand (kW) | 0.035278 | 0.034229 | 0.034948 | 0.03813 | 0 | 0 | 0 | 0 | 0 | 0 | 0 | 0 | 0 | 0 | 0 | 0 | 0 | 0 | 0 | 0 | 0 | 0 | 0 | 0 | 0 | 0 | 0 | 0 | 0 | 0 | 0 | 0 | 0
F1_Residential_Single Family Regular Income_New_Water Heating_Natural Gas_Water Heater (> 55 gal)_Baseline Forecast | F1 | Residential | Single Family Regular Income | New | Water Heating | Natural Gas | Water Heater (> 55 gal) | Baseline Forecast | Units | 0 | 0 | 0 | 0 | 0 | 0 | 0 | 0 | 0 | 0 | 0 | 0 | 0 | 0 | 0 | 0 | 0 | 0 | 0 | 0 | 0 | 0 | 0 | 0 | 0 | 0 | 0 | 0 | 0 | 0 | 0 | 0 | 0
F2_Residential_Single Family Regular Income_New_Water Heating_Natural Gas_Water Heater (> 55 gal)_Baseline Forecast | F2 | Residential | Single Family Regular Income | New | Water Heating | Natural Gas | Water Heater (> 55 gal) | Baseline Forecast | Usage (MMtherm) | 0 | 0 | 0 | 0 | 0 | 0 | 0 | 0 | 0 | 0 | 0 | 0 | 0 | 0 | 0 | 0 | 0 | 0 | 0 | 0 | 0 | 0 | 0 | 0 | 0 | 0 | 0 | 0 | 0 | 0 | 0 | 0 | 0
F3_Residential_Single Family Regular Income_New_Water Heating_Natural Gas_Water Heater (> 55 gal)_Baseline Forecast | F3 | Residential | Single Family Regular Income | New | Water Heating | Natural Gas | Water Heater (> 55 gal) | Baseline Forecast | Summer Peak Demand (MW) | 0 | 0 | 0 | 0 | 0 | 0 | 0 | 0 | 0 | 0 | 0 | 0 | 0 | 0 | 0 | 0 | 0 | 0 | 0 | 0 | 0 | 0 | 0 | 0 | 0 | 0 | 0 | 0 | 0 | 0 | 0 | 0 | 0
F4_Residential_Single Family Regular Income_New_Water Heating_Natural Gas_Water Heater (> 55 gal)_Baseline Forecast | F4 | Residential | Single Family Regular Income | New | Water Heating | Natural Gas | Water Heater (> 55 gal) | Baseline Forecast | Winter Peak Demand (MW) | 0 | 0 | 0 | 0 | 0 | 0 | 0 | 0 | 0 | 0 | 0 | 0 | 0 | 0 | 0 | 0 | 0 | 0 | 0 | 0 | 0 | 0 | 0 | 0 | 0 | 0 | 0 | 0 | 0 | 0 | 0 | 0 | 0
F5_Residential_Single Family Regular Income_New_Water Heating_Natural Gas_Water Heater (> 55 gal)_Baseline Forecast | F5 | Residential | Single Family Regular Income | New | Water Heating | Natural Gas | Water Heater (> 55 gal) | Baseline Forecast | Turnover | 0 | 0 | 0 | 0 | 0 | 0 | 0 | 0 | 0 | 0 | 0 | 0 | 0 | 0 | 0 | 0 | 0 | 0 | 0 | 0 | 0 | 0 | 0 | 0 | 0 | 0 | 0 | 0 | 0 | 0 | 0 | 0 | 0
F6_Residential_Single Family Regular Income_New_Water Heating_Natural Gas_Water Heater (> 55 gal)_Baseline Forecast | F6 | Residential | Single Family Regular Income | New | Water Heating | Natural Gas | Water Heater (> 55 gal) | Baseline Forecast | Avg. Replacement Usage (kWh) | 145.4771 | 141.1387 | 144.0739 | 157.1681 | 0 | 0 | 0 | 0 | 0 | 0 | 0 | 0 | 0 | 0 | 0 | 0 | 0 | 0 | 0 | 0 | 0 | 0 | 0 | 0 | 0 | 0 | 0 | 0 | 0 | 0 | 0 | 0 | 0
F7_Residential_Single Family Regular Income_New_Water Heating_Natural Gas_Water Heater (> 55 gal)_Baseline Forecast | F7 | Residential | Single Family Regular Income | New | Water Heating | Natural Gas | Water Heater (> 55 gal) | Baseline Forecast | Avg. Replacement Summer Demand (kW) | 0.48007 | 0.46576 | 0.47544 | 0.51865 | 0 | 0 | 0 | 0 | 0 | 0 | 0 | 0 | 0 | 0 | 0 | 0 | 0 | 0 | 0 | 0 | 0 | 0 | 0 | 0 | 0 | 0 | 0 | 0 | 0 | 0 | 0 | 0 | 0
F8_Residential_Single Family Regular Income_New_Water Heating_Natural Gas_Water Heater (> 55 gal)_Baseline Forecast | F8 | Residential | Single Family Regular Income | New | Water Heating | Natural Gas | Water Heater (> 55 gal) | Baseline Forecast | Avg. Replacement Winter Demand (kW) | 0.037788 | 0.036661 | 0.037424 | 0.040825 | 0 | 0 | 0 | 0 | 0 | 0 | 0 | 0 | 0 | 0 | 0 | 0 | 0 | 0 | 0 | 0 | 0 | 0 | 0 | 0 | 0 | 0 | 0 | 0 | 0 | 0 | 0 | 0 | 0
F1_Residential_Single Family Regular Income_New_Appliances_Natural Gas_Clothes Dryer_Baseline Forecast | F1 | Residential | Single Family Regular Income | New | Appliances | Natural Gas | Clothes Dryer | Baseline Forecast | Units | 0 | 490.6631 | 1243.4946 | 1966.3731 | 2658.0313 | 3315.1896 | 3974.2842 | 4635.4574 | 5295.4216 | 5958.6954 | 6629.8468 | 7308.8496 | 7996.853 | 8695.0266 | 9402.6773 | 10120.2527 | 10848.0182 | 11587.2717 | 12338.0348 | 13099.2432 | 13870.9438 | 14653.1968 | 15446.7494 | 16251.636 | 17067.1925 | 17893.4882 | 18730.5803 | 19578.8697 | 20438.4245 | 21309.0459 | 22190.8067 | 23083.8383 | 24012.8084
F2_Residential_Single Family Regular Income_New_Appliances_Natural Gas_Clothes Dryer_Baseline Forecast | F2 | Residential | Single Family Regular Income | New | Appliances | Natural Gas | Clothes Dryer | Baseline Forecast | Usage (MMtherm) | 0 | 0.0072506 | 0.018756 | 0.032354 | 0.043734 | 0.054546 | 0.06539 | 0.076269 | 0.087127 | 0.09804 | 0.10908 | 0.12025 | 0.13157 | 0.14306 | 0.1547 | 0.16651 | 0.17848 | 0.19065 | 0.203 | 0.21552 | 0.22822 | 0.24109 | 0.25414 | 0.26738 | 0.2808 | 0.29439 | 0.30817 | 0.32212 | 0.33626 | 0.35059 | 0.36509 | 0.37978 | 0.39507
F3_Residential_Single Family Regular Income_New_Appliances_Natural Gas_Clothes Dryer_Baseline Forecast | F3 | Residential | Single Family Regular Income | New | Appliances | Natural Gas | Clothes Dryer | Baseline Forecast | Summer Peak Demand (MW) | 0 | 0.019865 | 0.051387 | 0.08864 | 0.11982 | 0.14944 | 0.17915 | 0.20896 | 0.23871 | 0.2686 | 0.29886 | 0.32946 | 0.36048 | 0.39195 | 0.42385 | 0.45619 | 0.48899 | 0.52232 | 0.55616 | 0.59047 | 0.62525 | 0.66051 | 0.69628 | 0.73256 | 0.76932 | 0.80656 | 0.84429 | 0.88252 | 0.92127 | 0.96051 | 1.0003 | 1.0405 | 1.0824
F4_Residential_Single Family Regular Income_New_Appliances_Natural Gas_Clothes Dryer_Baseline Forecast | F4 | Residential | Single Family Regular Income | New | Appliances | Natural Gas | Clothes Dryer | Baseline Forecast | Winter Peak Demand (MW) | 0 | 0.0008277 | 0.0021411 | 0.0036933 | 0.0049924 | 0.0062267 | 0.0074647 | 0.0087065 | 0.009946 | 0.011192 | 0.012452 | 0.013728 | 0.01502 | 0.016331 | 0.01766 | 0.019008 | 0.020375 | 0.021763 | 0.023173 | 0.024603 | 0.026052 | 0.027521 | 0.029012 | 0.030523 | 0.032055 | 0.033607 | 0.035179 | 0.036772 | 0.038386 | 0.040021 | 0.041677 | 0.043354 | 0.045099
F5_Residential_Single Family Regular Income_New_Appliances_Natural Gas_Clothes Dryer_Baseline Forecast | F5 | Residential | Single Family Regular Income | New | Appliances | Natural Gas | Clothes Dryer | Baseline Forecast | Turnover | 0 | 490.6631 | 752.8315 | 722.8785 | 691.6582 | 657.1582 | 659.0947 | 661.1732 | 659.9642 | 663.2738 | 671.1514 | 749.0976 | 855.632 | 945.1235 | 1018.1304 | 1077.5807 | 1130.4977 | 1178.9059 | 1364.8468 | 1458.704 | 1456.7056 | 1467.3179 | 1492.9325 | 1539.9368 | 1591.6523 | 1645.1086 | 1701.3957 | 1759.8313 | 1858.5647 | 1966.3415 | 2055.1243 | 2129.6596 | 2219.5343
F6_Residential_Single Family Regular Income_New_Appliances_Natural Gas_Clothes Dryer_Baseline Forecast | F6 | Residential | Single Family Regular Income | New | Appliances | Natural Gas | Clothes Dryer | Baseline Forecast | Avg. Replacement Usage (kWh) | 15.2319 | 14.7772 | 15.0834 | 16.4534 | 16.4534 | 16.4534 | 16.4533 | 16.4533 | 16.4532 | 16.4531 | 16.4531 | 16.453 | 16.453 | 16.4529 | 16.4529 | 16.4528 | 16.4527 | 16.4527 | 16.4526 | 16.4526 | 16.4525 | 16.4525 | 16.4524 | 16.4524 | 16.4524 | 16.4523 | 16.4523 | 16.4523 | 16.4523 | 16.4523 | 16.4524 | 16.4524 | 16.4524
F7_Residential_Single Family Regular Income_New_Appliances_Natural Gas_Clothes Dryer_Baseline Forecast | F7 | Residential | Single Family Regular Income | New | Appliances | Natural Gas | Clothes Dryer | Baseline Forecast | Avg. Replacement Summer Demand (kW) | 0.041731 | 0.040486 | 0.041324 | 0.045078 | 0.045078 | 0.045078 | 0.045078 | 0.045077 | 0.045077 | 0.045077 | 0.045077 | 0.045077 | 0.045077 | 0.045076 | 0.045076 | 0.045076 | 0.045076 | 0.045076 | 0.045076 | 0.045076 | 0.045075 | 0.045075 | 0.045075 | 0.045075 | 0.045075 | 0.045075 | 0.045075 | 0.045075 | 0.045075 | 0.045075 | 0.045075 | 0.045075 | 0.045075
F8_Residential_Single Family Regular Income_New_Appliances_Natural Gas_Clothes Dryer_Baseline Forecast | F8 | Residential | Single Family Regular Income | New | Appliances | Natural Gas | Clothes Dryer | Baseline Forecast | Avg. Replacement Winter Demand (kW) | 0.0017388 | 0.0016869 | 0.0017219 | 0.0018782 | 0.0018782 | 0.0018782 | 0.0018782 | 0.0018782 | 0.0018782 | 0.0018782 | 0.0018782 | 0.0018782 | 0.0018782 | 0.0018782 | 0.0018782 | 0.0018782 | 0.0018782 | 0.0018782 | 0.0018782 | 0.0018781 | 0.0018781 | 0.0018781 | 0.0018781 | 0.0018781 | 0.0018781 | 0.0018781 | 0.0018781 | 0.0018781 | 0.0018781 | 0.0018781 | 0.0018781 | 0.0018781 | 0.0018781
F1_Residential_Single Family Regular Income_New_Appliances_Natural Gas_Stove/Oven_Baseline Forecast | F1 | Residential | Single Family Regular Income | New | Appliances | Natural Gas | Stove/Oven | Baseline Forecast | Units | 0 | 433.1955 | 1090.4295 | 1712.6661 | 2299.4288 | 2848.5336 | 3391.7592 | 3929.2691 | 4458.3363 | 4982.8357 | 5506.5803 | 6029.4905 | 6552.4513 | 7076.3402 | 7600.5045 | 8125.2241 | 8650.6252 | 9177.6477 | 9706.201 | 10235.3477 | 10765.0364 | 11295.2273 | 11826.4064 | 12358.5034 | 12890.9221 | 13423.6311 | 13956.5904 | 14490.0144 | 15023.8665 | 15557.9154 | 16092.1322 | 16626.5302 | 17178.6748
F2_Residential_Single Family Regular Income_New_Appliances_Natural Gas_Stove/Oven_Baseline Forecast | F2 | Residential | Single Family Regular Income | New | Appliances | Natural Gas | Stove/Oven | Baseline Forecast | Usage (MMtherm) | 0 | 0.0069307 | 0.017807 | 0.030509 | 0.040961 | 0.050742 | 0.060419 | 0.069993 | 0.079417 | 0.088758 | 0.098087 | 0.1074 | 0.11671 | 0.12604 | 0.13537 | 0.14472 | 0.15407 | 0.16345 | 0.17286 | 0.18228 | 0.1917 | 0.20114 | 0.21059 | 0.22006 | 0.22954 | 0.23902 | 0.2485 | 0.25799 | 0.26749 | 0.277 | 0.2865 | 0.29602 | 0.30584
F3_Residential_Single Family Regular Income_New_Appliances_Natural Gas_Stove/Oven_Baseline Forecast | F3 | Residential | Single Family Regular Income | New | Appliances | Natural Gas | Stove/Oven | Baseline Forecast | Summer Peak Demand (MW) | 0 | 0.024685 | 0.063423 | 0.10866 | 0.14589 | 0.18073 | 0.21519 | 0.24929 | 0.28285 | 0.31613 | 0.34935 | 0.38252 | 0.41569 | 0.44891 | 0.48216 | 0.51543 | 0.54874 | 0.58216 | 0.61567 | 0.64921 | 0.68278 | 0.71639 | 0.75005 | 0.78378 | 0.81752 | 0.85129 | 0.88507 | 0.91888 | 0.95271 | 0.98656 | 1.0204 | 1.0543 | 1.0893
F4_Residential_Single Family Regular Income_New_Appliances_Natural Gas_Stove/Oven_Baseline Forecast | F4 | Residential | Single Family Regular Income | New | Appliances | Natural Gas | Stove/Oven | Baseline Forecast | Winter Peak Demand (MW) | 0 | 0.0049369 | 0.012685 | 0.021732 | 0.029178 | 0.036145 | 0.043038 | 0.049858 | 0.056571 | 0.063225 | 0.06987 | 0.076504 | 0.083138 | 0.089783 | 0.096431 | 0.10309 | 0.10975 | 0.11643 | 0.12313 | 0.12984 | 0.13656 | 0.14328 | 0.15001 | 0.15676 | 0.1635 | 0.17026 | 0.17701 | 0.18378 | 0.19054 | 0.19731 | 0.20409 | 0.21086 | 0.21786
F5_Residential_Single Family Regular Income_New_Appliances_Natural Gas_Stove/Oven_Baseline Forecast | F5 | Residential | Single Family Regular Income | New | Appliances | Natural Gas | Stove/Oven | Baseline Forecast | Turnover | 0 | 433.1955 | 657.2339 | 622.2367 | 586.7627 | 549.1048 | 543.2255 | 537.51 | 529.0672 | 524.4995 | 523.7446 | 584.7952 | 669.8958 | 738.724 | 792.132 | 832.8498 | 867.1162 | 896.7084 | 1047.2226 | 1113.924 | 1095.5504 | 1088.4217 | 1094.3901 | 1118.6685 | 1146.6906 | 1175.7465 | 1206.6772 | 1238.7777 | 1305.8318 | 1379.6725 | 1435.5978 | 1478.0598 | 1529.2025
F6_Residential_Single Family Regular Income_New_Appliances_Natural Gas_Stove/Oven_Baseline Forecast | F6 | Residential | Single Family Regular Income | New | Appliances | Natural Gas | Stove/Oven | Baseline Forecast | Avg. Replacement Usage (kWh) | 16.4914 | 15.999 | 16.3304 | 17.8134 | 17.8135 | 17.8133 | 17.8127 | 17.8122 | 17.8116 | 17.8111 | 17.8105 | 17.81 | 17.8094 | 17.8088 | 17.8083 | 17.8077 | 17.8071 | 17.8065 | 17.8059 | 17.8053 | 17.8048 | 17.8043 | 17.8039 | 17.8036 | 17.8034 | 17.8032 | 17.8031 | 17.803 | 17.803 | 17.8031 | 17.8033 | 17.8035 | 17.8039
F7_Residential_Single Family Regular Income_New_Appliances_Natural Gas_Stove/Oven_Baseline Forecast | F7 | Residential | Single Family Regular Income | New | Appliances | Natural Gas | Stove/Oven | Baseline Forecast | Avg. Replacement Summer Demand (kW) | 0.058736 | 0.056983 | 0.058163 | 0.063445 | 0.063446 | 0.063445 | 0.063443 | 0.063441 | 0.063439 | 0.063437 | 0.063435 | 0.063433 | 0.063431 | 0.063429 | 0.063427 | 0.063425 | 0.063423 | 0.063421 | 0.063418 | 0.063416 | 0.063414 | 0.063413 | 0.063411 | 0.06341 | 0.063409 | 0.063409 | 0.063408 | 0.063408 | 0.063408 | 0.063408 | 0.063409 | 0.06341 | 0.063411
F8_Residential_Single Family Regular Income_New_Appliances_Natural Gas_Stove/Oven_Baseline Forecast | F8 | Residential | Single Family Regular Income | New | Appliances | Natural Gas | Stove/Oven | Baseline Forecast | Avg. Replacement Winter Demand (kW) | 0.011747 | 0.011397 | 0.011633 | 0.012689 | 0.012689 | 0.012689 | 0.012689 | 0.012688 | 0.012688 | 0.012687 | 0.012687 | 0.012687 | 0.012686 | 0.012686 | 0.012685 | 0.012685 | 0.012685 | 0.012684 | 0.012684 | 0.012683 | 0.012683 | 0.012683 | 0.012682 | 0.012682 | 0.012682 | 0.012682 | 0.012682 | 0.012682 | 0.012682 | 0.012682 | 0.012682 | 0.012682 | 0.012682
F1_Residential_Single Family Regular Income_New_Miscellaneous_Natural Gas_Pool Heater_Baseline Forecast | F1 | Residential | Single Family Regular Income | New | Miscellaneous | Natural Gas | Pool Heater | Baseline Forecast | Units | 0 | 0 | 0 | 0 | 0 | 0 | 0 | 0 | 0 | 0 | 0 | 0 | 0 | 0 | 0 | 0 | 0 | 0 | 0 | 0 | 0 | 0 | 0 | 0 | 0 | 0 | 0 | 0 | 0 | 0 | 0 | 0 | 0
F2_Residential_Single Family Regular Income_New_Miscellaneous_Natural Gas_Pool Heater_Baseline Forecast | F2 | Residential | Single Family Regular Income | New | Miscellaneous | Natural Gas | Pool Heater | Baseline Forecast | Usage (MMtherm) | 0 | 0 | 0 | 0 | 0 | 0 | 0 | 0 | 0 | 0 | 0 | 0 | 0 | 0 | 0 | 0 | 0 | 0 | 0 | 0 | 0 | 0 | 0 | 0 | 0 | 0 | 0 | 0 | 0 | 0 | 0 | 0 | 0
F3_Residential_Single Family Regular Income_New_Miscellaneous_Natural Gas_Pool Heater_Baseline Forecast | F3 | Residential | Single Family Regular Income | New | Miscellaneous | Natural Gas | Pool Heater | Baseline Forecast | Summer Peak Demand (MW) | 0 | 0 | 0 | 0 | 0 | 0 | 0 | 0 | 0 | 0 | 0 | 0 | 0 | 0 | 0 | 0 | 0 | 0 | 0 | 0 | 0 | 0 | 0 | 0 | 0 | 0 | 0 | 0 | 0 | 0 | 0 | 0 | 0
F4_Residential_Single Family Regular Income_New_Miscellaneous_Natural Gas_Pool Heater_Baseline Forecast | F4 | Residential | Single Family Regular Income | New | Miscellaneous | Natural Gas | Pool Heater | Baseline Forecast | Winter Peak Demand (MW) | 0 | 0 | 0 | 0 | 0 | 0 | 0 | 0 | 0 | 0 | 0 | 0 | 0 | 0 | 0 | 0 | 0 | 0 | 0 | 0 | 0 | 0 | 0 | 0 | 0 | 0 | 0 | 0 | 0 | 0 | 0 | 0 | 0
F5_Residential_Single Family Regular Income_New_Miscellaneous_Natural Gas_Pool Heater_Baseline Forecast | F5 | Residential | Single Family Regular Income | New | Miscellaneous | Natural Gas | Pool Heater | Baseline Forecast | Turnover | 0 | 0 | 0 | 0 | 0 | 0 | 0 | 0 | 0 | 0 | 0 | 0 | 0 | 0 | 0 | 0 | 0 | 0 | 0 | 0 | 0 | 0 | 0 | 0 | 0 | 0 | 0 | 0 | 0 | 0 | 0 | 0 | 0
F6_Residential_Single Family Regular Income_New_Miscellaneous_Natural Gas_Pool Heater_Baseline Forecast | F6 | Residential | Single Family Regular Income | New | Miscellaneous | Natural Gas | Pool Heater | Baseline Forecast | Avg. Replacement Usage (kWh) | 76.5092 | 74.2254 | 75.7635 | 82.6448 | 82.6448 | 82.6448 | 82.6448 | 82.6448 | 82.6448 | 82.6448 | 82.6448 | 82.6448 | 82.6448 | 82.6448 | 82.6448 | 82.6448 | 82.6448 | 82.6448 | 82.6448 | 82.6448 | 82.6448 | 82.6448 | 82.6448 | 82.6448 | 82.6448 | 82.6448 | 82.6448 | 82.6448 | 82.6448 | 82.6448 | 82.6448 | 82.6448 | 82.6448
F7_Residential_Single Family Regular Income_New_Miscellaneous_Natural Gas_Pool Heater_Baseline Forecast | F7 | Residential | Single Family Regular Income | New | Miscellaneous | Natural Gas | Pool Heater | Baseline Forecast | Avg. Replacement Summer Demand (kW) | 0.20961 | 0.20336 | 0.20757 | 0.22642 | 0.22642 | 0.22642 | 0.22642 | 0.22642 | 0.22642 | 0.22642 | 0.22642 | 0.22642 | 0.22642 | 0.22642 | 0.22642 | 0.22642 | 0.22642 | 0.22642 | 0.22642 | 0.22642 | 0.22642 | 0.22642 | 0.22642 | 0.22642 | 0.22642 | 0.22642 | 0.22642 | 0.22642 | 0.22642 | 0.22642 | 0.22642 | 0.22642 | 0.22642
F8_Residential_Single Family Regular Income_New_Miscellaneous_Natural Gas_Pool Heater_Baseline Forecast | F8 | Residential | Single Family Regular Income | New | Miscellaneous | Natural Gas | Pool Heater | Baseline Forecast | Avg. Replacement Winter Demand (kW) | 0.0087339 | 0.0084732 | 0.0086488 | 0.0094343 | 0.0094343 | 0.0094343 | 0.0094343 | 0.0094343 | 0.0094343 | 0.0094343 | 0.0094343 | 0.0094343 | 0.0094343 | 0.0094343 | 0.0094343 | 0.0094343 | 0.0094343 | 0.0094343 | 0.0094343 | 0.0094343 | 0.0094343 | 0.0094343 | 0.0094343 | 0.0094343 | 0.0094343 | 0.0094343 | 0.0094343 | 0.0094343 | 0.0094343 | 0.0094343 | 0.0094343 | 0.0094343 | 0.0094343
F1_Residential_Single Family Regular Income_New_Miscellaneous_Natural Gas_Miscellaneous_Baseline Forecast | F1 | Residential | Single Family Regular Income | New | Miscellaneous | Natural Gas | Miscellaneous | Baseline Forecast | Units | 0 | 1080.8892 | 2715.5136 | 4256.8104 | 5704.1215 | 7052.5689 | 8381.2383 | 9690.6332 | 10974.1376 | 12241.4071 | 13501.8707 | 14755.3588 | 16004.0597 | 17250.1254 | 18491.9695 | 19730.2821 | 20965.3751 | 22199.527 | 23432.5103 | 24662.0589 | 25888.0555 | 27110.4108 | 28330.2962 | 29547.5445 | 30760.7339 | 31969.7996 | 33174.6564 | 34375.8237 | 35573.2224 | 36766.3142 | 37955.0421 | 39139.4489 | 40360.8157
F2_Residential_Single Family Regular Income_New_Miscellaneous_Natural Gas_Miscellaneous_Baseline Forecast | F2 | Residential | Single Family Regular Income | New | Miscellaneous | Natural Gas | Miscellaneous | Baseline Forecast | Usage (MMtherm) | 0 | 0.0029313 | 0.0075169 | 0.012854 | 0.017224 | 0.021295 | 0.025307 | 0.029261 | 0.033137 | 0.036963 | 0.040769 | 0.044554 | 0.048325 | 0.052087 | 0.055837 | 0.059576 | 0.063306 | 0.067032 | 0.070755 | 0.074468 | 0.07817 | 0.081861 | 0.085544 | 0.08922 | 0.092883 | 0.096534 | 0.10017 | 0.1038 | 0.10741 | 0.11102 | 0.11461 | 0.11818 | 0.12187
F3_Residential_Single Family Regular Income_New_Miscellaneous_Natural Gas_Miscellaneous_Baseline Forecast | F3 | Residential | Single Family Regular Income | New | Miscellaneous | Natural Gas | Miscellaneous | Baseline Forecast | Summer Peak Demand (MW) | 0 | 0.0080309 | 0.020594 | 0.035215 | 0.047188 | 0.058344 | 0.069335 | 0.080168 | 0.090786 | 0.10127 | 0.1117 | 0.12207 | 0.1324 | 0.14271 | 0.15298 | 0.16322 | 0.17344 | 0.18365 | 0.19385 | 0.20402 | 0.21416 | 0.22428 | 0.23437 | 0.24444 | 0.25447 | 0.26448 | 0.27444 | 0.28438 | 0.29429 | 0.30416 | 0.31399 | 0.32379 | 0.33389
F4_Residential_Single Family Regular Income_New_Miscellaneous_Natural Gas_Miscellaneous_Baseline Forecast | F4 | Residential | Single Family Regular Income | New | Miscellaneous | Natural Gas | Miscellaneous | Baseline Forecast | Winter Peak Demand (MW) | 0 | 0.00033462 | 0.00085809 | 0.0014673 | 0.0019662 | 0.002431 | 0.002889 | 0.0033403 | 0.0037827 | 0.0042196 | 0.004654 | 0.0050861 | 0.0055165 | 0.005946 | 0.0063741 | 0.0068009 | 0.0072267 | 0.0076521 | 0.0080771 | 0.0085009 | 0.0089235 | 0.0093448 | 0.0097653 | 0.010185 | 0.010603 | 0.01102 | 0.011435 | 0.011849 | 0.012262 | 0.012673 | 0.013083 | 0.013491 | 0.013912
F5_Residential_Single Family Regular Income_New_Miscellaneous_Natural Gas_Miscellaneous_Baseline Forecast | F5 | Residential | Single Family Regular Income | New | Miscellaneous | Natural Gas | Miscellaneous | Baseline Forecast | Turnover | 0 | 1080.8892 | 1634.6244 | 1541.2968 | 1447.3111 | 1348.4474 | 1328.6694 | 1489.5431 | 1706.0652 | 1876.2865 | 2009.1961 | 2102.1732 | 2177.3833 | 2569.8813 | 2783.9053 | 2810.0319 | 2853.4955 | 2905.5917 | 2983.2274 | 3161.2958 | 3360.1975 | 3516.7003 | 3644.5148 | 3747.9863 | 3840.332 | 4034.7729 | 4179.3759 | 4273.3414 | 4377.0928 | 4482.0404 | 4591.2403 | 4741.9917 | 4938.0934
F6_Residential_Single Family Regular Income_New_Miscellaneous_Natural Gas_Miscellaneous_Baseline Forecast | F6 | Residential | Single Family Regular Income | New | Miscellaneous | Natural Gas | Miscellaneous | Baseline Forecast | Avg. Replacement Usage (kWh) | 2.7954 | 2.7119 | 2.7681 | 3.0195 | 3.0195 | 3.0195 | 3.0195 | 3.0195 | 3.0195 | 3.0195 | 3.0195 | 3.0195 | 3.0195 | 3.0195 | 3.0195 | 3.0195 | 3.0195 | 3.0195 | 3.0195 | 3.0195 | 3.0195 | 3.0195 | 3.0195 | 3.0195 | 3.0195 | 3.0195 | 3.0195 | 3.0195 | 3.0195 | 3.0195 | 3.0195 | 3.0195 | 3.0195
F7_Residential_Single Family Regular Income_New_Miscellaneous_Natural Gas_Miscellaneous_Baseline Forecast | F7 | Residential | Single Family Regular Income | New | Miscellaneous | Natural Gas | Miscellaneous | Baseline Forecast | Avg. Replacement Summer Demand (kW) | 0.0076585 | 0.0074299 | 0.0075839 | 0.0082727 | 0.0082727 | 0.0082727 | 0.0082727 | 0.0082727 | 0.0082727 | 0.0082727 | 0.0082727 | 0.0082727 | 0.0082727 | 0.0082727 | 0.0082727 | 0.0082727 | 0.0082727 | 0.0082727 | 0.0082727 | 0.0082727 | 0.0082727 | 0.0082727 | 0.0082727 | 0.0082727 | 0.0082727 | 0.0082727 | 0.0082727 | 0.0082727 | 0.0082727 | 0.0082727 | 0.0082727 | 0.0082727 | 0.0082727
F8_Residential_Single Family Regular Income_New_Miscellaneous_Natural Gas_Miscellaneous_Baseline Forecast | F8 | Residential | Single Family Regular Income | New | Miscellaneous | Natural Gas | Miscellaneous | Baseline Forecast | Avg. Replacement Winter Demand (kW) | 0.00031911 | 0.00030958 | 0.000316 | 0.0003447 | 0.0003447 | 0.0003447 | 0.0003447 | 0.0003447 | 0.0003447 | 0.0003447 | 0.0003447 | 0.0003447 | 0.0003447 | 0.0003447 | 0.0003447 | 0.0003447 | 0.0003447 | 0.0003447 | 0.0003447 | 0.0003447 | 0.0003447 | 0.0003447 | 0.0003447 | 0.0003447 | 0.0003447 | 0.0003447 | 0.0003447 | 0.0003447 | 0.0003447 | 0.0003447 | 0.0003447 | 0.0003447 | 0.0003447
F1_Residential_Single Family Moderate Income_Existing_Space Heating_Natural Gas_Furnace_Baseline Forecast | F1 | Residential | Single Family Moderate Income | Existing | Space Heating | Natural Gas | Furnace | Baseline Forecast | Units | 26652.6981 | 27067.3131 | 27486.7229 | 27290.8899 | 26870.6499 | 26727.4461 | 26604.5813 | 26492.0572 | 26394.995 | 26306.7302 | 26220.4099 | 26136.2407 | 26052.73 | 25968.3606 | 25884.2023 | 25799.6928 | 25714.5492 | 25627.0333 | 25537.2673 | 25447.0184 | 25356.3349 | 25265.3198 | 25044.5305 | 24761.5666 | 24481.5118 | 24204.4095 | 23930.2723 | 23658.7518 | 23389.9066 | 23124.1784 | 22861.5411 | 22602.0209 | 22345.4468
F2_Residential_Single Family Moderate Income_Existing_Space Heating_Natural Gas_Furnace_Baseline Forecast | F2 | Residential | Single Family Moderate Income | Existing | Space Heating | Natural Gas | Furnace | Baseline Forecast | Usage (MMtherm) | 14.9873 | 14.7468 | 15.1844 | 16.3413 | 15.9866 | 15.7989 | 15.6241 | 15.4565 | 15.2991 | 15.1479 | 14.999 | 14.8527 | 14.7081 | 14.5646 | 14.4225 | 14.2819 | 14.1426 | 14.0039 | 13.8653 | 13.728 | 13.5918 | 13.457 | 13.2545 | 13.0215 | 12.7924 | 12.5677 | 12.3464 | 12.1287 | 11.9144 | 11.7038 | 11.4964 | 11.2925 | 11.1624
F3_Residential_Single Family Moderate Income_Existing_Space Heating_Natural Gas_Furnace_Baseline Forecast | F3 | Residential | Single Family Moderate Income | Existing | Space Heating | Natural Gas | Furnace | Baseline Forecast | Summer Peak Demand (MW) | 263.7773 | 259.5442 | 267.245 | 287.6061 | 281.3646 | 278.0608 | 274.9838 | 272.0344 | 269.2634 | 266.6037 | 263.9825 | 261.4071 | 258.8627 | 256.3362 | 253.8356 | 251.3607 | 248.9098 | 246.4685 | 244.0292 | 241.6121 | 239.2157 | 236.8437 | 233.2793 | 229.1784 | 225.1464 | 221.1914 | 217.2967 | 213.4647 | 209.6935 | 205.9876 | 202.3365 | 198.7487 | 196.4577
F4_Residential_Single Family Moderate Income_Existing_Space Heating_Natural Gas_Furnace_Baseline Forecast | F4 | Residential | Single Family Moderate Income | Existing | Space Heating | Natural Gas | Furnace | Baseline Forecast | Winter Peak Demand (MW) | 15.2871 | 15.0418 | 15.4881 | 16.6681 | 16.3064 | 16.1149 | 15.9366 | 15.7656 | 15.605 | 15.4509 | 15.299 | 15.1497 | 15.0023 | 14.8559 | 14.7109 | 14.5675 | 14.4255 | 14.284 | 14.1426 | 14.0025 | 13.8636 | 13.7262 | 13.5196 | 13.2819 | 13.0483 | 12.819 | 12.5933 | 12.3713 | 12.1527 | 11.9379 | 11.7263 | 11.5184 | 11.3856
F5_Residential_Single Family Moderate Income_Existing_Space Heating_Natural Gas_Furnace_Baseline Forecast | F5 | Residential | Single Family Moderate Income | Existing | Space Heating | Natural Gas | Furnace | Baseline Forecast | Turnover | 0 | 982.7927 | 1043.5443 | 670.6162 | 706.2551 | 744.4017 | 779.221 | 810.8316 | 839.741 | 866.0587 | 889.828 | 911.2867 | 930.5926 | 947.8792 | 963.3555 | 977.1573 | 989.8895 | 1001.1145 | 990.5101 | 985.2074 | 951.8972 | 924.8604 | 898.5844 | 874.9045 | 855.4335 | 840.7399 | 827.7017 | 816.5952 | 808.091 | 801.249 | 1058.2783 | 1045.2861 | 921.7764
F6_Residential_Single Family Moderate Income_Existing_Space Heating_Natural Gas_Furnace_Baseline Forecast | F6 | Residential | Single Family Moderate Income | Existing | Space Heating | Natural Gas | Furnace | Baseline Forecast | Avg. Replacement Usage (kWh) | 548.3652 | 531.9953 | 540.1402 | 586.0621 | 582.9292 | 579.7976 | 576.6581 | 573.5234 | 570.3883 | 567.2568 | 564.1204 | 560.9872 | 557.8547 | 554.7249 | 551.5896 | 548.4584 | 545.3271 | 542.1996 | 539.0647 | 535.9323 | 532.8 | 529.6772 | 526.5416 | 523.4118 | 520.2813 | 517.1597 | 514.0244 | 510.8968 | 507.7681 | 504.6431 | 501.5106 | 498.3817 | 498.3908
F7_Residential_Single Family Moderate Income_Existing_Space Heating_Natural Gas_Furnace_Baseline Forecast | F7 | Residential | Single Family Moderate Income | Existing | Space Heating | Natural Gas | Furnace | Baseline Forecast | Avg. Replacement Summer Demand (kW) | 9.6512 | 9.3631 | 9.5065 | 10.3147 | 10.2596 | 10.2044 | 10.1492 | 10.094 | 10.0388 | 9.9837 | 9.9285 | 9.8734 | 9.8182 | 9.7632 | 9.708 | 9.6529 | 9.5978 | 9.5427 | 9.4875 | 9.4324 | 9.3773 | 9.3223 | 9.2671 | 9.212 | 9.157 | 9.102 | 9.0468 | 8.9918 | 8.9367 | 8.8817 | 8.8266 | 8.7715 | 8.7717
F8_Residential_Single Family Moderate Income_Existing_Space Heating_Natural Gas_Furnace_Baseline Forecast | F8 | Residential | Single Family Moderate Income | Existing | Space Heating | Natural Gas | Furnace | Baseline Forecast | Avg. Replacement Winter Demand (kW) | 0.55933 | 0.54264 | 0.55094 | 0.59778 | 0.59459 | 0.59139 | 0.58819 | 0.58499 | 0.5818 | 0.5786 | 0.5754 | 0.57221 | 0.56901 | 0.56582 | 0.56262 | 0.55943 | 0.55623 | 0.55304 | 0.54985 | 0.54665 | 0.54346 | 0.54027 | 0.53707 | 0.53388 | 0.53069 | 0.5275 | 0.5243 | 0.52111 | 0.51792 | 0.51474 | 0.51154 | 0.50835 | 0.50836
F1_Residential_Single Family Moderate Income_Existing_Space Heating_Natural Gas_Boiler_Baseline Forecast | F1 | Residential | Single Family Moderate Income | Existing | Space Heating | Natural Gas | Boiler | Baseline Forecast | Units | 1031.1539 | 1047.1948 | 1063.4211 | 1055.8447 | 1039.5862 | 1034.0458 | 1029.2924 | 1024.939 | 1021.1838 | 1017.769 | 1014.4293 | 1011.173 | 1007.9421 | 1004.6779 | 1001.422 | 998.1524 | 994.8583 | 991.4725 | 987.9996 | 984.508 | 980.9995 | 977.4783 | 973.9072 | 970.2947 | 966.6841 | 963.0784 | 959.4794 | 955.874 | 952.2657 | 948.6735 | 945.0979 | 941.5413 | 937.9981
F2_Residential_Single Family Moderate Income_Existing_Space Heating_Natural Gas_Boiler_Baseline Forecast | F2 | Residential | Single Family Moderate Income | Existing | Space Heating | Natural Gas | Boiler | Baseline Forecast | Usage (MMtherm) | 0.50834 | 0.4987 | 0.5116 | 0.5491 | 0.53567 | 0.52782 | 0.52038 | 0.51319 | 0.50635 | 0.49974 | 0.49323 | 0.48685 | 0.48057 | 0.47437 | 0.46828 | 0.4623 | 0.45643 | 0.45064 | 0.44494 | 0.43936 | 0.4339 | 0.42858 | 0.42336 | 0.41827 | 0.41331 | 0.40847 | 0.40373 | 0.3991 | 0.39456 | 0.39011 | 0.38574 | 0.38145 | 0.37962
F3_Residential_Single Family Moderate Income_Existing_Space Heating_Natural Gas_Boiler_Baseline Forecast | F3 | Residential | Single Family Moderate Income | Existing | Space Heating | Natural Gas | Boiler | Baseline Forecast | Summer Peak Demand (MW) | 8.9468 | 8.777 | 9.0041 | 9.6642 | 9.4278 | 9.2896 | 9.1587 | 9.0322 | 8.9118 | 8.7954 | 8.6809 | 8.5685 | 8.458 | 8.3489 | 8.2418 | 8.1365 | 8.0332 | 7.9313 | 7.8309 | 7.7327 | 7.6367 | 7.5431 | 7.4512 | 7.3615 | 7.2742 | 7.1891 | 7.1057 | 7.0242 | 6.9442 | 6.8659 | 6.789 | 6.7135 | 6.6813
F4_Residential_Single Family Moderate Income_Existing_Space Heating_Natural Gas_Boiler_Baseline Forecast | F4 | Residential | Single Family Moderate Income | Existing | Space Heating | Natural Gas | Boiler | Baseline Forecast | Winter Peak Demand (MW) | 0.51851 | 0.50867 | 0.52183 | 0.56009 | 0.54638 | 0.53837 | 0.53079 | 0.52346 | 0.51648 | 0.50973 | 0.50309 | 0.49658 | 0.49018 | 0.48386 | 0.47765 | 0.47155 | 0.46556 | 0.45966 | 0.45384 | 0.44814 | 0.44258 | 0.43716 | 0.43183 | 0.42663 | 0.42157 | 0.41664 | 0.41181 | 0.40708 | 0.40245 | 0.39791 | 0.39345 | 0.38908 | 0.38721
F5_Residential_Single Family Moderate Income_Existing_Space Heating_Natural Gas_Boiler_Baseline Forecast | F5 | Residential | Single Family Moderate Income | Existing | Space Heating | Natural Gas | Boiler | Baseline Forecast | Turnover | 0 | 34.7891 | 37.0199 | 22.4915 | 23.7975 | 25.1649 | 26.4013 | 27.5137 | 28.5215 | 29.4306 | 30.2442 | 30.9719 | 31.6203 | 32.1952 | 32.7045 | 33.1538 | 33.5483 | 33.8906 | 34.1854 | 34.4392 | 34.6559 | 34.8389 | 34.4524 | 34.2749 | 32.9151 | 31.8154 | 30.9377 | 30.2485 | 29.7187 | 29.3238 | 29.042 | 28.8544 | 28.7444
F6_Residential_Single Family Moderate Income_Existing_Space Heating_Natural Gas_Boiler_Baseline Forecast | F6 | Residential | Single Family Moderate Income | Existing | Space Heating | Natural Gas | Boiler | Baseline Forecast | Avg. Replacement Usage (kWh) | 449.1905 | 435.7811 | 434.0902 | 470.9964 | 468.4784 | 465.962 | 463.4394 | 460.9203 | 458.4007 | 455.8836 | 453.3622 | 450.8434 | 448.3252 | 445.8093 | 443.2888 | 440.7713 | 438.2537 | 435.739 | 433.2187 | 430.7008 | 428.1831 | 425.6728 | 423.1523 | 420.6365 | 418.12 | 415.6106 | 413.0902 | 410.5759 | 408.0607 | 405.5493 | 403.0328 | 400.5202 | 400.5275
F7_Residential_Single Family Moderate Income_Existing_Space Heating_Natural Gas_Boiler_Baseline Forecast | F7 | Residential | Single Family Moderate Income | Existing | Space Heating | Natural Gas | Boiler | Baseline Forecast | Avg. Replacement Summer Demand (kW) | 7.9058 | 7.6697 | 7.64 | 8.2895 | 8.2452 | 8.2009 | 8.1565 | 8.1122 | 8.0679 | 8.0236 | 7.9792 | 7.9348 | 7.8905 | 7.8462 | 7.8019 | 7.7576 | 7.7133 | 7.669 | 7.6246 | 7.5803 | 7.536 | 7.4918 | 7.4475 | 7.4032 | 7.3589 | 7.3147 | 7.2704 | 7.2261 | 7.1819 | 7.1377 | 7.0934 | 7.0492 | 7.0493
F8_Residential_Single Family Moderate Income_Existing_Space Heating_Natural Gas_Boiler_Baseline Forecast | F8 | Residential | Single Family Moderate Income | Existing | Space Heating | Natural Gas | Boiler | Baseline Forecast | Avg. Replacement Winter Demand (kW) | 0.45817 | 0.4445 | 0.44277 | 0.48042 | 0.47785 | 0.47528 | 0.47271 | 0.47014 | 0.46757 | 0.465 | 0.46243 | 0.45986 | 0.45729 | 0.45473 | 0.45215 | 0.44959 | 0.44702 | 0.44445 | 0.44188 | 0.43931 | 0.43675 | 0.43419 | 0.43162 | 0.42905 | 0.42648 | 0.42392 | 0.42135 | 0.41879 | 0.41622 | 0.41366 | 0.41109 | 0.40853 | 0.40854
F1_Residential_Single Family Moderate Income_Existing_Secondary Heating_Natural Gas_Fireplace_Baseline Forecast | F1 | Residential | Single Family Moderate Income | Existing | Secondary Heating | Natural Gas | Fireplace | Baseline Forecast | Units | 5713.8069 | 5758.4911 | 5803.1754 | 5717.9402 | 5587.0075 | 5514.901 | 5447.7337 | 5383.3709 | 5322.7906 | 5264.5814 | 5207.3363 | 5151.0818 | 5095.5109 | 5040.3212 | 4985.7172 | 4931.5855 | 4877.8689 | 4824.2379 | 4770.7206 | 4717.6492 | 4665.0295 | 4612.8772 | 4561.0154 | 4509.4831 | 4458.4805 | 4408.0157 | 4358.0909 | 4308.6426 | 4259.6815 | 4211.2881 | 4163.4576 | 4116.1947 | 4069.4684
F2_Residential_Single Family Moderate Income_Existing_Secondary Heating_Natural Gas_Fireplace_Baseline Forecast | F2 | Residential | Single Family Moderate Income | Existing | Secondary Heating | Natural Gas | Fireplace | Baseline Forecast | Usage (MMtherm) | 0.59028 | 0.57714 | 0.59209 | 0.63469 | 0.61849 | 0.60887 | 0.59982 | 0.59112 | 0.58287 | 0.57491 | 0.56708 | 0.5594 | 0.55181 | 0.5443 | 0.53688 | 0.52954 | 0.52228 | 0.51505 | 0.50786 | 0.50075 | 0.49371 | 0.48676 | 0.47986 | 0.47302 | 0.46627 | 0.45961 | 0.45302 | 0.44651 | 0.44008 | 0.43374 | 0.42748 | 0.4213 | 0.41652
F3_Residential_Single Family Moderate Income_Existing_Secondary Heating_Natural Gas_Fireplace_Baseline Forecast | F3 | Residential | Single Family Moderate Income | Existing | Secondary Heating | Natural Gas | Fireplace | Baseline Forecast | Summer Peak Demand (MW) | 5.2284 | 5.112 | 5.2445 | 5.6217 | 5.4783 | 5.3931 | 5.3129 | 5.2359 | 5.1628 | 5.0923 | 5.023 | 4.9549 | 4.8877 | 4.8212 | 4.7554 | 4.6904 | 4.6261 | 4.562 | 4.4984 | 4.4354 | 4.3731 | 4.3115 | 4.2503 | 4.1898 | 4.13 | 4.071 | 4.0126 | 3.955 | 3.898 | 3.8419 | 3.7864 | 3.7317 | 3.6893
F4_Residential_Single Family Moderate Income_Existing_Secondary Heating_Natural Gas_Fireplace_Baseline Forecast | F4 | Residential | Single Family Moderate Income | Existing | Secondary Heating | Natural Gas | Fireplace | Baseline Forecast | Winter Peak Demand (MW) | 0.30301 | 0.29626 | 0.30394 | 0.32581 | 0.31749 | 0.31255 | 0.30791 | 0.30344 | 0.29921 | 0.29512 | 0.2911 | 0.28716 | 0.28326 | 0.27941 | 0.2756 | 0.27183 | 0.2681 | 0.26439 | 0.2607 | 0.25705 | 0.25344 | 0.24987 | 0.24633 | 0.24282 | 0.23935 | 0.23593 | 0.23255 | 0.22921 | 0.22591 | 0.22265 | 0.21944 | 0.21627 | 0.21381
F5_Residential_Single Family Moderate Income_Existing_Secondary Heating_Natural Gas_Fireplace_Baseline Forecast | F5 | Residential | Single Family Moderate Income | Existing | Secondary Heating | Natural Gas | Fireplace | Baseline Forecast | Turnover | 0 | 298.6312 | 302.1583 | 256.7814 | 253.5845 | 252.6658 | 251.6556 | 250.498 | 249.2749 | 247.9518 | 246.4892 | 244.911 | 243.2225 | 241.4267 | 240.7838 | 240.237 | 235.5575 | 231.4116 | 227.703 | 224.3654 | 221.3306 | 218.5421 | 215.9439 | 284.9601 | 274.821 | 255.18 | 248.0964 | 241.7148 | 235.97 | 230.402 | 225.0506 | 219.9411 | 215.085
F6_Residential_Single Family Moderate Income_Existing_Secondary Heating_Natural Gas_Fireplace_Baseline Forecast | F6 | Residential | Single Family Moderate Income | Existing | Secondary Heating | Natural Gas | Fireplace | Baseline Forecast | Avg. Replacement Usage (kWh) | 103.3071 | 100.2233 | 102.0288 | 110.9992 | 110.7019 | 110.4041 | 110.1049 | 109.8052 | 109.5047 | 109.2036 | 108.9011 | 108.5981 | 108.2943 | 107.9898 | 107.684 | 107.3776 | 107.0703 | 106.7626 | 106.4532 | 106.1432 | 105.8323 | 105.5214 | 105.2084 | 104.8949 | 104.5804 | 104.2659 | 103.9489 | 103.6318 | 103.3136 | 102.9947 | 102.6741 | 102.3528 | 102.3528
F7_Residential_Single Family Moderate Income_Existing_Secondary Heating_Natural Gas_Fireplace_Baseline Forecast | F7 | Residential | Single Family Moderate Income | Existing | Secondary Heating | Natural Gas | Fireplace | Baseline Forecast | Avg. Replacement Summer Demand (kW) | 0.91504 | 0.88773 | 0.90372 | 0.98318 | 0.98054 | 0.97791 | 0.97526 | 0.9726 | 0.96994 | 0.96727 | 0.96459 | 0.96191 | 0.95922 | 0.95652 | 0.95381 | 0.9511 | 0.94838 | 0.94565 | 0.94291 | 0.94017 | 0.93741 | 0.93466 | 0.93188 | 0.92911 | 0.92632 | 0.92354 | 0.92073 | 0.91792 | 0.9151 | 0.91228 | 0.90944 | 0.90659 | 0.90659
F8_Residential_Single Family Moderate Income_Existing_Secondary Heating_Natural Gas_Fireplace_Baseline Forecast | F8 | Residential | Single Family Moderate Income | Existing | Secondary Heating | Natural Gas | Fireplace | Baseline Forecast | Avg. Replacement Winter Demand (kW) | 0.053031 | 0.051448 | 0.052375 | 0.05698 | 0.056827 | 0.056674 | 0.05652 | 0.056367 | 0.056212 | 0.056058 | 0.055903 | 0.055747 | 0.055591 | 0.055435 | 0.055278 | 0.055121 | 0.054963 | 0.054805 | 0.054646 | 0.054487 | 0.054327 | 0.054168 | 0.054007 | 0.053846 | 0.053685 | 0.053523 | 0.05336 | 0.053198 | 0.053034 | 0.052871 | 0.052706 | 0.052541 | 0.052541
F1_Residential_Single Family Moderate Income_Existing_Water Heating_Natural Gas_Water Heater (<= 55 gal)_Baseline Forecast | F1 | Residential | Single Family Moderate Income | Existing | Water Heating | Natural Gas | Water Heater (<= 55 gal) | Baseline Forecast | Units | 25171.4258 | 25518.5534 | 25868.9103 | 25639.9477 | 25201.2379 | 25023.349 | 24865.0115 | 24716.7968 | 24583.423 | 24458.6176 | 24335.9767 | 24215.6812 | 24096.3395 | 23976.5468 | 23857.2924 | 23738.0571 | 23618.5818 | 23497.2751 | 23374.2593 | 23251.159 | 23128.0197 | 23004.9363 | 22881.0404 | 22756.5321 | 22632.4352 | 22508.8151 | 22385.71 | 22262.8187 | 22140.2183 | 22018.3521 | 21897.2256 | 21776.8947 | 21657.2251
F2_Residential_Single Family Moderate Income_Existing_Water Heating_Natural Gas_Water Heater (<= 55 gal)_Baseline Forecast | F2 | Residential | Single Family Moderate Income | Existing | Water Heating | Natural Gas | Water Heater (<= 55 gal) | Baseline Forecast | Usage (MMtherm) | 4.0664 | 3.9736 | 4.0828 | 4.3861 | 4.2826 | 4.2241 | 4.1698 | 4.1188 | 4.0723 | 4.0296 | 3.9895 | 3.9529 | 3.9189 | 3.887 | 3.857 | 3.8286 | 3.8015 | 3.7752 | 3.7496 | 3.7247 | 3.7006 | 3.6771 | 3.654 | 3.6312 | 3.609 | 3.5872 | 3.5658 | 3.5446 | 3.5239 | 3.5034 | 3.4832 | 3.4633 | 3.4436
F3_Residential_Single Family Moderate Income_Existing_Water Heating_Natural Gas_Water Heater (<= 55 gal)_Baseline Forecast | F3 | Residential | Single Family Moderate Income | Existing | Water Heating | Natural Gas | Water Heater (<= 55 gal) | Baseline Forecast | Summer Peak Demand (MW) | 13.4193 | 13.1128 | 13.4731 | 14.4741 | 14.1325 | 13.9394 | 13.7604 | 13.5921 | 13.4385 | 13.2975 | 13.1655 | 13.0446 | 12.9324 | 12.8271 | 12.7282 | 12.6344 | 12.5449 | 12.4581 | 12.3736 | 12.2916 | 12.2118 | 12.1343 | 12.0581 | 11.9831 | 11.9097 | 11.8377 | 11.767 | 11.6972 | 11.6287 | 11.5612 | 11.4946 | 11.4288 | 11.3638
F4_Residential_Single Family Moderate Income_Existing_Water Heating_Natural Gas_Water Heater (<= 55 gal)_Baseline Forecast | F4 | Residential | Single Family Moderate Income | Existing | Water Heating | Natural Gas | Water Heater (<= 55 gal) | Baseline Forecast | Winter Peak Demand (MW) | 1.0563 | 1.0322 | 1.0605 | 1.1393 | 1.1124 | 1.0972 | 1.0831 | 1.0699 | 1.0578 | 1.0467 | 1.0363 | 1.0268 | 1.018 | 1.0097 | 1.0019 | 0.9945 | 0.98745 | 0.98062 | 0.97397 | 0.96751 | 0.96124 | 0.95513 | 0.94913 | 0.94323 | 0.93745 | 0.93179 | 0.92622 | 0.92073 | 0.91534 | 0.91002 | 0.90478 | 0.8996 | 0.89449
F5_Residential_Single Family Moderate Income_Existing_Water Heating_Natural Gas_Water Heater (<= 55 gal)_Baseline Forecast | F5 | Residential | Single Family Moderate Income | Existing | Water Heating | Natural Gas | Water Heater (<= 55 gal) | Baseline Forecast | Turnover | 0 | 1176.9548 | 1338.2464 | 1113.4287 | 1207.5077 | 1295.2685 | 1369.0797 | 1430.7918 | 1482.639 | 1525.9108 | 1561.5832 | 1590.8151 | 1513.4513 | 1467.9878 | 1400.0191 | 1356.5046 | 1331.5168 | 1320.2628 | 1319.0258 | 1633.1801 | 1640.5975 | 1553.9504 | 1569.4447 | 1567.6157 | 1556.0475 | 1533.7073 | 1505.9668 | 1476.5121 | 1447.8121 | 1421.4417 | 1412.994 | 1415.1217 | 1399.2379
F6_Residential_Single Family Moderate Income_Existing_Water Heating_Natural Gas_Water Heater (<= 55 gal)_Baseline Forecast | F6 | Residential | Single Family Moderate Income | Existing | Water Heating | Natural Gas | Water Heater (<= 55 gal) | Baseline Forecast | Avg. Replacement Usage (kWh) | 147.2572 | 142.8783 | 145.8811 | 159.1652 | 159.189 | 159.2146 | 159.1852 | 159.1686 | 159.1636 | 159.1537 | 158.938 | 158.9342 | 158.9045 | 158.8946 | 158.8864 | 158.8806 | 158.8751 | 158.8695 | 158.8644 | 158.8616 | 158.8582 | 158.8521 | 158.8496 | 158.845 | 158.8383 | 158.8308 | 158.822 | 158.822 | 158.822 | 158.822 | 158.822 | 158.822 | 158.822
F7_Residential_Single Family Moderate Income_Existing_Water Heating_Natural Gas_Water Heater (<= 55 gal)_Baseline Forecast | F7 | Residential | Single Family Moderate Income | Existing | Water Heating | Natural Gas | Water Heater (<= 55 gal) | Baseline Forecast | Avg. Replacement Summer Demand (kW) | 0.48595 | 0.4715 | 0.48141 | 0.52525 | 0.52532 | 0.52541 | 0.52531 | 0.52526 | 0.52524 | 0.52521 | 0.5245 | 0.52448 | 0.52438 | 0.52435 | 0.52433 | 0.52431 | 0.52429 | 0.52427 | 0.52425 | 0.52424 | 0.52423 | 0.52421 | 0.5242 | 0.52419 | 0.52417 | 0.52414 | 0.52411 | 0.52411 | 0.52411 | 0.52411 | 0.52411 | 0.52411 | 0.52411
F8_Residential_Single Family Moderate Income_Existing_Water Heating_Natural Gas_Water Heater (<= 55 gal)_Baseline Forecast | F8 | Residential | Single Family Moderate Income | Existing | Water Heating | Natural Gas | Water Heater (<= 55 gal) | Baseline Forecast | Avg. Replacement Winter Demand (kW) | 0.038251 | 0.037113 | 0.037893 | 0.041344 | 0.04135 | 0.041357 | 0.041349 | 0.041345 | 0.041343 | 0.041341 | 0.041285 | 0.041284 | 0.041276 | 0.041274 | 0.041271 | 0.04127 | 0.041269 | 0.041267 | 0.041266 | 0.041265 | 0.041264 | 0.041263 | 0.041262 | 0.041261 | 0.041259 | 0.041257 | 0.041255 | 0.041255 | 0.041255 | 0.041255 | 0.041255 | 0.041255 | 0.041255
F1_Residential_Single Family Moderate Income_Existing_Water Heating_Natural Gas_Water Heater (> 55 gal)_Baseline Forecast | F1 | Residential | Single Family Moderate Income | Existing | Water Heating | Natural Gas | Water Heater (> 55 gal) | Baseline Forecast | Units | 787.291 | 798.1482 | 809.1064 | 801.9451 | 788.2235 | 782.6596 | 777.7072 | 773.0715 | 768.8999 | 764.9964 | 761.1605 | 757.398 | 753.6654 | 749.9186 | 746.1886 | 742.4593 | 738.7224 | 734.9283 | 731.0807 | 727.2305 | 723.379 | 719.5293 | 715.6542 | 711.76 | 707.8786 | 704.0121 | 700.1617 | 696.318 | 692.4834 | 688.6718 | 684.8833 | 681.1197 | 677.3768
F2_Residential_Single Family Moderate Income_Existing_Water Heating_Natural Gas_Water Heater (> 55 gal)_Baseline Forecast | F2 | Residential | Single Family Moderate Income | Existing | Water Heating | Natural Gas | Water Heater (> 55 gal) | Baseline Forecast | Usage (MMtherm) | 0.12719 | 0.12488 | 0.12897 | 0.13921 | 0.13659 | 0.13539 | 0.1343 | 0.13329 | 0.13236 | 0.13151 | 0.13068 | 0.1299 | 0.12914 | 0.12839 | 0.12766 | 0.12695 | 0.12624 | 0.12554 | 0.12483 | 0.12413 | 0.12344 | 0.12275 | 0.12206 | 0.12137 | 0.12069 | 0.12002 | 0.11934 | 0.11868 | 0.11801 | 0.11735 | 0.1167 | 0.11605 | 0.11541
F3_Residential_Single Family Moderate Income_Existing_Water Heating_Natural Gas_Water Heater (> 55 gal)_Baseline Forecast | F3 | Residential | Single Family Moderate Income | Existing | Water Heating | Natural Gas | Water Heater (> 55 gal) | Baseline Forecast | Summer Peak Demand (MW) | 0.41972 | 0.41209 | 0.42561 | 0.45939 | 0.45075 | 0.44679 | 0.4432 | 0.43984 | 0.4368 | 0.43398 | 0.43126 | 0.42866 | 0.42615 | 0.42369 | 0.42129 | 0.41893 | 0.41661 | 0.41428 | 0.41195 | 0.40964 | 0.40735 | 0.40508 | 0.4028 | 0.40053 | 0.39828 | 0.39605 | 0.39383 | 0.39163 | 0.38944 | 0.38726 | 0.38511 | 0.38297 | 0.38085
F4_Residential_Single Family Moderate Income_Existing_Water Heating_Natural Gas_Water Heater (> 55 gal)_Baseline Forecast | F4 | Residential | Single Family Moderate Income | Existing | Water Heating | Natural Gas | Water Heater (> 55 gal) | Baseline Forecast | Winter Peak Demand (MW) | 0.033037 | 0.032437 | 0.033501 | 0.03616 | 0.03548 | 0.035168 | 0.034886 | 0.034622 | 0.034382 | 0.03416 | 0.033946 | 0.033741 | 0.033544 | 0.03335 | 0.033161 | 0.032976 | 0.032793 | 0.03261 | 0.032426 | 0.032244 | 0.032064 | 0.031885 | 0.031706 | 0.031527 | 0.03135 | 0.031174 | 0.031 | 0.030826 | 0.030654 | 0.030483 | 0.030313 | 0.030145 | 0.029978
F5_Residential_Single Family Moderate Income_Existing_Water Heating_Natural Gas_Water Heater (> 55 gal)_Baseline Forecast | F5 | Residential | Single Family Moderate Income | Existing | Water Heating | Natural Gas | Water Heater (> 55 gal) | Baseline Forecast | Turnover | 0 | 36.8118 | 41.8566 | 34.8249 | 37.7674 | 40.5123 | 42.8209 | 44.7511 | 46.3728 | 47.7262 | 48.8419 | 49.7562 | 47.3365 | 45.9145 | 43.7886 | 42.4276 | 41.6461 | 41.2941 | 41.2554 | 51.0813 | 51.3133 | 48.6032 | 49.0878 | 49.0306 | 48.6688 | 47.97 | 47.1024 | 46.1811 | 45.2835 | 44.4587 | 44.1945 | 44.261 | 43.7642
F6_Residential_Single Family Moderate Income_Existing_Water Heating_Natural Gas_Water Heater (> 55 gal)_Baseline Forecast | F6 | Residential | Single Family Moderate Income | Existing | Water Heating | Natural Gas | Water Heater (> 55 gal) | Baseline Forecast | Avg. Replacement Usage (kWh) | 157.7438 | 153.0396 | 156.2225 | 170.421 | 170.4275 | 170.4345 | 170.4264 | 170.4219 | 170.4205 | 170.4178 | 170.3588 | 170.3578 | 170.3497 | 170.3469 | 170.3447 | 170.3431 | 170.3416 | 170.3401 | 170.3387 | 170.3379 | 170.337 | 170.3353 | 170.3346 | 170.3334 | 170.3316 | 170.3295 | 170.3271 | 170.3271 | 170.3271 | 170.3271 | 170.3271 | 170.3271 | 170.3271
F7_Residential_Single Family Moderate Income_Existing_Water Heating_Natural Gas_Water Heater (> 55 gal)_Baseline Forecast | F7 | Residential | Single Family Moderate Income | Existing | Water Heating | Natural Gas | Water Heater (> 55 gal) | Baseline Forecast | Avg. Replacement Summer Demand (kW) | 0.52055 | 0.50503 | 0.51553 | 0.56239 | 0.56241 | 0.56243 | 0.56241 | 0.56239 | 0.56239 | 0.56238 | 0.56218 | 0.56218 | 0.56215 | 0.56214 | 0.56214 | 0.56213 | 0.56213 | 0.56212 | 0.56212 | 0.56212 | 0.56211 | 0.56211 | 0.5621 | 0.5621 | 0.56209 | 0.56209 | 0.56208 | 0.56208 | 0.56208 | 0.56208 | 0.56208 | 0.56208 | 0.56208
F8_Residential_Single Family Moderate Income_Existing_Water Heating_Natural Gas_Water Heater (> 55 gal)_Baseline Forecast | F8 | Residential | Single Family Moderate Income | Existing | Water Heating | Natural Gas | Water Heater (> 55 gal) | Baseline Forecast | Avg. Replacement Winter Demand (kW) | 0.040975 | 0.039753 | 0.040579 | 0.044268 | 0.044269 | 0.044271 | 0.044269 | 0.044268 | 0.044267 | 0.044267 | 0.044251 | 0.044251 | 0.044249 | 0.044248 | 0.044248 | 0.044247 | 0.044247 | 0.044247 | 0.044246 | 0.044246 | 0.044246 | 0.044245 | 0.044245 | 0.044245 | 0.044244 | 0.044244 | 0.044243 | 0.044243 | 0.044243 | 0.044243 | 0.044243 | 0.044243 | 0.044243
F1_Residential_Single Family Moderate Income_Existing_Appliances_Natural Gas_Clothes Dryer_Baseline Forecast | F1 | Residential | Single Family Moderate Income | Existing | Appliances | Natural Gas | Clothes Dryer | Baseline Forecast | Units | 4900.277 | 4981.8824 | 5064.5419 | 5033.8907 | 4961.7301 | 4940.6184 | 4923.219 | 4907.6919 | 4894.993 | 4883.8941 | 4873.127 | 4862.731 | 4852.4296 | 4841.9402 | 4831.4619 | 4820.8896 | 4810.1702 | 4798.9778 | 4787.3338 | 4775.5685 | 4763.6904 | 4751.7188 | 4739.4733 | 4726.9935 | 4714.4911 | 4701.9801 | 4689.4687 | 4676.894 | 4664.2722 | 4651.697 | 4639.1703 | 4626.7047 | 4614.2727
F2_Residential_Single Family Moderate Income_Existing_Appliances_Natural Gas_Clothes Dryer_Baseline Forecast | F2 | Residential | Single Family Moderate Income | Existing | Appliances | Natural Gas | Clothes Dryer | Baseline Forecast | Usage (MMtherm) | 0.09001 | 0.087561 | 0.089511 | 0.095768 | 0.093101 | 0.091425 | 0.08987 | 0.088428 | 0.08714 | 0.086001 | 0.085007 | 0.084137 | 0.08337 | 0.082686 | 0.082077 | 0.081529 | 0.081032 | 0.080574 | 0.080148 | 0.079754 | 0.079387 | 0.079043 | 0.078716 | 0.078403 | 0.078106 | 0.077821 | 0.077548 | 0.077284 | 0.077027 | 0.076778 | 0.076536 | 0.076301 | 0.07607
F3_Residential_Single Family Moderate Income_Existing_Appliances_Natural Gas_Clothes Dryer_Baseline Forecast | F3 | Residential | Single Family Moderate Income | Existing | Appliances | Natural Gas | Clothes Dryer | Baseline Forecast | Summer Peak Demand (MW) | 0.2466 | 0.23989 | 0.24524 | 0.26238 | 0.25507 | 0.25048 | 0.24622 | 0.24227 | 0.23874 | 0.23562 | 0.2329 | 0.23051 | 0.22841 | 0.22654 | 0.22487 | 0.22337 | 0.22201 | 0.22075 | 0.21958 | 0.2185 | 0.2175 | 0.21656 | 0.21566 | 0.2148 | 0.21399 | 0.21321 | 0.21246 | 0.21174 | 0.21103 | 0.21035 | 0.20969 | 0.20904 | 0.20841
F4_Residential_Single Family Moderate Income_Existing_Appliances_Natural Gas_Clothes Dryer_Baseline Forecast | F4 | Residential | Single Family Moderate Income | Existing | Appliances | Natural Gas | Clothes Dryer | Baseline Forecast | Winter Peak Demand (MW) | 0.010275 | 0.0099955 | 0.010218 | 0.010932 | 0.010628 | 0.010437 | 0.010259 | 0.010095 | 0.0099474 | 0.0098175 | 0.009704 | 0.0096047 | 0.0095171 | 0.0094391 | 0.0093695 | 0.0093069 | 0.0092502 | 0.0091979 | 0.0091493 | 0.0091043 | 0.0090624 | 0.0090232 | 0.0089858 | 0.0089501 | 0.0089162 | 0.0088837 | 0.0088525 | 0.0088224 | 0.0087931 | 0.0087646 | 0.008737 | 0.0087101 | 0.0086838
F5_Residential_Single Family Moderate Income_Existing_Appliances_Natural Gas_Clothes Dryer_Baseline Forecast | F5 | Residential | Single Family Moderate Income | Existing | Appliances | Natural Gas | Clothes Dryer | Baseline Forecast | Turnover | 0 | 256.6154 | 291.0046 | 235.4843 | 256.1026 | 275.4917 | 292.0129 | 306.0373 | 318.0226 | 328.2286 | 336.8503 | 323.3114 | 316.368 | 302.9442 | 294.7301 | 290.4752 | 289.1834 | 290.0459 | 363.1145 | 365.7737 | 344.9589 | 346.7639 | 346.3273 | 343.2138 | 338.6731 | 333.5697 | 328.4883 | 323.8006 | 323.7516 | 325.9032 | 323.0286 | 322.2632 | 322.645
F6_Residential_Single Family Moderate Income_Existing_Appliances_Natural Gas_Clothes Dryer_Baseline Forecast | F6 | Residential | Single Family Moderate Income | Existing | Appliances | Natural Gas | Clothes Dryer | Baseline Forecast | Avg. Replacement Usage (kWh) | 15.2319 | 14.7772 | 15.0834 | 16.4534 | 16.4534 | 16.4534 | 16.4533 | 16.4532 | 16.4532 | 16.4531 | 16.4531 | 16.453 | 16.453 | 16.4529 | 16.4528 | 16.4528 | 16.4527 | 16.4527 | 16.4526 | 16.4525 | 16.4525 | 16.4524 | 16.4524 | 16.4524 | 16.4523 | 16.4523 | 16.4523 | 16.4523 | 16.4523 | 16.4523 | 16.4523 | 16.4524 | 16.4524
F7_Residential_Single Family Moderate Income_Existing_Appliances_Natural Gas_Clothes Dryer_Baseline Forecast | F7 | Residential | Single Family Moderate Income | Existing | Appliances | Natural Gas | Clothes Dryer | Baseline Forecast | Avg. Replacement Summer Demand (kW) | 0.041731 | 0.040486 | 0.041324 | 0.045078 | 0.045078 | 0.045078 | 0.045078 | 0.045077 | 0.045077 | 0.045077 | 0.045077 | 0.045077 | 0.045077 | 0.045076 | 0.045076 | 0.045076 | 0.045076 | 0.045076 | 0.045076 | 0.045075 | 0.045075 | 0.045075 | 0.045075 | 0.045075 | 0.045075 | 0.045075 | 0.045075 | 0.045075 | 0.045075 | 0.045075 | 0.045075 | 0.045075 | 0.045075
F8_Residential_Single Family Moderate Income_Existing_Appliances_Natural Gas_Clothes Dryer_Baseline Forecast | F8 | Residential | Single Family Moderate Income | Existing | Appliances | Natural Gas | Clothes Dryer | Baseline Forecast | Avg. Replacement Winter Demand (kW) | 0.0017388 | 0.0016869 | 0.0017219 | 0.0018782 | 0.0018782 | 0.0018782 | 0.0018782 | 0.0018782 | 0.0018782 | 0.0018782 | 0.0018782 | 0.0018782 | 0.0018782 | 0.0018782 | 0.0018782 | 0.0018782 | 0.0018782 | 0.0018782 | 0.0018782 | 0.0018781 | 0.0018781 | 0.0018781 | 0.0018781 | 0.0018781 | 0.0018781 | 0.0018781 | 0.0018781 | 0.0018781 | 0.0018781 | 0.0018781 | 0.0018781 | 0.0018781 | 0.0018781
F1_Residential_Single Family Moderate Income_Existing_Appliances_Natural Gas_Stove/Oven_Baseline Forecast | F1 | Residential | Single Family Moderate Income | Existing | Appliances | Natural Gas | Stove/Oven | Baseline Forecast | Units | 12596.2265 | 12719.3937 | 12842.9919 | 12678.9393 | 12412.6748 | 12276.2762 | 12150.3167 | 12030.0888 | 11917.8171 | 11810.383 | 11704.6537 | 11600.7 | 11497.8408 | 11395.3998 | 11293.8444 | 11192.9234 | 11092.5117 | 10991.8627 | 10891.0403 | 10790.8045 | 10691.1736 | 10592.1881 | 10493.446 | 10395.0399 | 10297.4355 | 10200.6569 | 10104.7156 | 10009.4701 | 9914.9505 | 9821.3498 | 9728.6633 | 9636.9087 | 9546.0196
F2_Residential_Single Family Moderate Income_Existing_Appliances_Natural Gas_Stove/Oven_Baseline Forecast | F2 | Residential | Single Family Moderate Income | Existing | Appliances | Natural Gas | Stove/Oven | Baseline Forecast | Usage (MMtherm) | 0.2327 | 0.22615 | 0.23105 | 0.24675 | 0.23949 | 0.23482 | 0.23046 | 0.22636 | 0.22259 | 0.21913 | 0.21593 | 0.21295 | 0.21017 | 0.20753 | 0.20503 | 0.20265 | 0.20036 | 0.19814 | 0.19599 | 0.19389 | 0.19185 | 0.18986 | 0.18791 | 0.186 | 0.18412 | 0.18228 | 0.18047 | 0.17868 | 0.17693 | 0.1752 | 0.1735 | 0.17182 | 0.17016
F3_Residential_Single Family Moderate Income_Existing_Appliances_Natural Gas_Stove/Oven_Baseline Forecast | F3 | Residential | Single Family Moderate Income | Existing | Appliances | Natural Gas | Stove/Oven | Baseline Forecast | Summer Peak Demand (MW) | 0.8288 | 0.80548 | 0.82293 | 0.87884 | 0.85299 | 0.83636 | 0.82083 | 0.80622 | 0.7928 | 0.78046 | 0.76905 | 0.75846 | 0.74854 | 0.73916 | 0.73026 | 0.72177 | 0.71362 | 0.70572 | 0.69803 | 0.69057 | 0.68331 | 0.67623 | 0.66928 | 0.66245 | 0.65577 | 0.6492 | 0.64276 | 0.63641 | 0.63015 | 0.62399 | 0.61793 | 0.61195 | 0.60605
F4_Residential_Single Family Moderate Income_Existing_Appliances_Natural Gas_Stove/Oven_Baseline Forecast | F4 | Residential | Single Family Moderate Income | Existing | Appliances | Natural Gas | Stove/Oven | Baseline Forecast | Winter Peak Demand (MW) | 0.16576 | 0.1611 | 0.16459 | 0.17577 | 0.1706 | 0.16727 | 0.16417 | 0.16124 | 0.15856 | 0.15609 | 0.15381 | 0.15169 | 0.14971 | 0.14783 | 0.14605 | 0.14435 | 0.14272 | 0.14114 | 0.13961 | 0.13811 | 0.13666 | 0.13525 | 0.13386 | 0.13249 | 0.13115 | 0.12984 | 0.12855 | 0.12728 | 0.12603 | 0.1248 | 0.12359 | 0.12239 | 0.12121
F5_Residential_Single Family Moderate Income_Existing_Appliances_Natural Gas_Stove/Oven_Baseline Forecast | F5 | Residential | Single Family Moderate Income | Existing | Appliances | Natural Gas | Stove/Oven | Baseline Forecast | Turnover | 0 | 573.0324 | 659.152 | 601.222 | 649.4416 | 693.8853 | 730.5238 | 760.4309 | 784.8677 | 804.5775 | 820.1279 | 770.6668 | 739.0165 | 704.993 | 683.3091 | 670.8386 | 665.1211 | 664.1886 | 808.1285 | 812.4057 | 784.7712 | 782.0849 | 773.3065 | 759.3976 | 743.0653 | 726.1292 | 709.7755 | 694.7175 | 684.4464 | 680.5848 | 673.0449 | 669.276 | 667.1713
F6_Residential_Single Family Moderate Income_Existing_Appliances_Natural Gas_Stove/Oven_Baseline Forecast | F6 | Residential | Single Family Moderate Income | Existing | Appliances | Natural Gas | Stove/Oven | Baseline Forecast | Avg. Replacement Usage (kWh) | 16.4914 | 15.999 | 16.3303 | 17.8134 | 17.8135 | 17.8133 | 17.8127 | 17.8122 | 17.8116 | 17.8111 | 17.8105 | 17.81 | 17.8094 | 17.8088 | 17.8083 | 17.8077 | 17.8071 | 17.8065 | 17.8059 | 17.8053 | 17.8048 | 17.8043 | 17.8039 | 17.8036 | 17.8033 | 17.8032 | 17.8031 | 17.803 | 17.803 | 17.8031 | 17.8033 | 17.8035 | 17.8039
F7_Residential_Single Family Moderate Income_Existing_Appliances_Natural Gas_Stove/Oven_Baseline Forecast | F7 | Residential | Single Family Moderate Income | Existing | Appliances | Natural Gas | Stove/Oven | Baseline Forecast | Avg. Replacement Summer Demand (kW) | 0.058736 | 0.056983 | 0.058163 | 0.063445 | 0.063445 | 0.063445 | 0.063443 | 0.063441 | 0.063439 | 0.063437 | 0.063435 | 0.063433 | 0.063431 | 0.063429 | 0.063427 | 0.063425 | 0.063423 | 0.06342 | 0.063418 | 0.063416 | 0.063414 | 0.063413 | 0.063411 | 0.06341 | 0.063409 | 0.063409 | 0.063408 | 0.063408 | 0.063408 | 0.063408 | 0.063409 | 0.06341 | 0.063411
F8_Residential_Single Family Moderate Income_Existing_Appliances_Natural Gas_Stove/Oven_Baseline Forecast | F8 | Residential | Single Family Moderate Income | Existing | Appliances | Natural Gas | Stove/Oven | Baseline Forecast | Avg. Replacement Winter Demand (kW) | 0.011747 | 0.011397 | 0.011633 | 0.012689 | 0.012689 | 0.012689 | 0.012689 | 0.012688 | 0.012688 | 0.012687 | 0.012687 | 0.012687 | 0.012686 | 0.012686 | 0.012685 | 0.012685 | 0.012685 | 0.012684 | 0.012684 | 0.012683 | 0.012683 | 0.012683 | 0.012682 | 0.012682 | 0.012682 | 0.012682 | 0.012682 | 0.012682 | 0.012682 | 0.012682 | 0.012682 | 0.012682 | 0.012682
F1_Residential_Single Family Moderate Income_Existing_Miscellaneous_Natural Gas_Pool Heater_Baseline Forecast | F1 | Residential | Single Family Moderate Income | Existing | Miscellaneous | Natural Gas | Pool Heater | Baseline Forecast | Units | 122.5669 | 123.5254 | 124.484 | 122.6556 | 119.8469 | 118.3002 | 116.8594 | 115.4787 | 114.1792 | 112.9306 | 111.7026 | 110.4959 | 109.3038 | 108.12 | 106.9487 | 105.7875 | 104.6352 | 103.4848 | 102.3368 | 101.1983 | 100.0696 | 98.9509 | 97.8384 | 96.7329 | 95.6389 | 94.5564 | 93.4854 | 92.4247 | 91.3745 | 90.3364 | 89.3104 | 88.2965 | 87.2942
F2_Residential_Single Family Moderate Income_Existing_Miscellaneous_Natural Gas_Pool Heater_Baseline Forecast | F2 | Residential | Single Family Moderate Income | Existing | Miscellaneous | Natural Gas | Pool Heater | Baseline Forecast | Usage (MMtherm) | 0.0093943 | 0.0091838 | 0.0094452 | 0.01015 | 0.0099158 | 0.0097861 | 0.0096653 | 0.0095497 | 0.0094411 | 0.0093369 | 0.0092346 | 0.0091343 | 0.0090353 | 0.008937 | 0.0088399 | 0.0087437 | 0.0086483 | 0.0085531 | 0.0084581 | 0.0083639 | 0.0082705 | 0.008178 | 0.008086 | 0.0079946 | 0.0079042 | 0.0078147 | 0.0077262 | 0.0076385 | 0.0075517 | 0.0074659 | 0.0073811 | 0.0072973 | 0.0072144
F3_Residential_Single Family Moderate Income_Existing_Miscellaneous_Natural Gas_Pool Heater_Baseline Forecast | F3 | Residential | Single Family Moderate Income | Existing | Miscellaneous | Natural Gas | Pool Heater | Baseline Forecast | Summer Peak Demand (MW) | 0.025738 | 0.025161 | 0.025877 | 0.027808 | 0.027167 | 0.026811 | 0.02648 | 0.026164 | 0.025866 | 0.02558 | 0.0253 | 0.025025 | 0.024754 | 0.024485 | 0.024219 | 0.023955 | 0.023694 | 0.023433 | 0.023173 | 0.022915 | 0.022659 | 0.022405 | 0.022153 | 0.021903 | 0.021655 | 0.02141 | 0.021168 | 0.020927 | 0.020689 | 0.020454 | 0.020222 | 0.019993 | 0.019766
F4_Residential_Single Family Moderate Income_Existing_Miscellaneous_Natural Gas_Pool Heater_Baseline Forecast | F4 | Residential | Single Family Moderate Income | Existing | Miscellaneous | Natural Gas | Pool Heater | Baseline Forecast | Winter Peak Demand (MW) | 0.0010724 | 0.0010484 | 0.0010782 | 0.0011587 | 0.0011319 | 0.0011171 | 0.0011033 | 0.0010901 | 0.0010777 | 0.0010659 | 0.0010542 | 0.0010427 | 0.0010314 | 0.0010202 | 0.0010091 | 0.00099814 | 0.00098725 | 0.00097638 | 0.00096553 | 0.00095478 | 0.00094412 | 0.00093356 | 0.00092306 | 0.00091263 | 0.0009023 | 0.00089209 | 0.00088198 | 0.00087197 | 0.00086206 | 0.00085227 | 0.00084259 | 0.00083302 | 0.00082356
F5_Residential_Single Family Moderate Income_Existing_Miscellaneous_Natural Gas_Pool Heater_Baseline Forecast | F5 | Residential | Single Family Moderate Income | Existing | Miscellaneous | Natural Gas | Pool Heater | Baseline Forecast | Turnover | 0 | 5.8612 | 7.332 | 7.4392 | 8.1751 | 8.7853 | 9.2438 | 9.5817 | 9.8275 | 9.9999 | 8.9648 | 8.396 | 7.9702 | 7.7821 | 7.7467 | 9.1094 | 9.2686 | 9.1623 | 9.2637 | 9.1134 | 8.8571 | 8.5499 | 8.2509 | 7.9903 | 7.7592 | 7.7064 | 7.6755 | 7.7212 | 7.7635 | 8.0632 | 7.9785 | 7.7986 | 7.6556
F6_Residential_Single Family Moderate Income_Existing_Miscellaneous_Natural Gas_Pool Heater_Baseline Forecast | F6 | Residential | Single Family Moderate Income | Existing | Miscellaneous | Natural Gas | Pool Heater | Baseline Forecast | Avg. Replacement Usage (kWh) | 76.5092 | 74.2254 | 75.7635 | 82.6448 | 82.6448 | 82.6448 | 82.6448 | 82.6448 | 82.6448 | 82.6448 | 82.6448 | 82.6448 | 82.6448 | 82.6448 | 82.6448 | 82.6448 | 82.6448 | 82.6448 | 82.6448 | 82.6448 | 82.6448 | 82.6448 | 82.6448 | 82.6448 | 82.6448 | 82.6448 | 82.6448 | 82.6448 | 82.6448 | 82.6448 | 82.6448 | 82.6448 | 82.6448
F7_Residential_Single Family Moderate Income_Existing_Miscellaneous_Natural Gas_Pool Heater_Baseline Forecast | F7 | Residential | Single Family Moderate Income | Existing | Miscellaneous | Natural Gas | Pool Heater | Baseline Forecast | Avg. Replacement Summer Demand (kW) | 0.20961 | 0.20336 | 0.20757 | 0.22642 | 0.22642 | 0.22642 | 0.22642 | 0.22642 | 0.22642 | 0.22642 | 0.22642 | 0.22642 | 0.22642 | 0.22642 | 0.22642 | 0.22642 | 0.22642 | 0.22642 | 0.22642 | 0.22642 | 0.22642 | 0.22642 | 0.22642 | 0.22642 | 0.22642 | 0.22642 | 0.22642 | 0.22642 | 0.22642 | 0.22642 | 0.22642 | 0.22642 | 0.22642
F8_Residential_Single Family Moderate Income_Existing_Miscellaneous_Natural Gas_Pool Heater_Baseline Forecast | F8 | Residential | Single Family Moderate Income | Existing | Miscellaneous | Natural Gas | Pool Heater | Baseline Forecast | Avg. Replacement Winter Demand (kW) | 0.0087339 | 0.0084732 | 0.0086488 | 0.0094343 | 0.0094343 | 0.0094343 | 0.0094343 | 0.0094343 | 0.0094343 | 0.0094343 | 0.0094343 | 0.0094343 | 0.0094343 | 0.0094343 | 0.0094343 | 0.0094343 | 0.0094343 | 0.0094343 | 0.0094343 | 0.0094343 | 0.0094343 | 0.0094343 | 0.0094343 | 0.0094343 | 0.0094343 | 0.0094343 | 0.0094343 | 0.0094343 | 0.0094343 | 0.0094343 | 0.0094343 | 0.0094343 | 0.0094343
F1_Residential_Single Family Moderate Income_Existing_Miscellaneous_Natural Gas_Miscellaneous_Baseline Forecast | F1 | Residential | Single Family Moderate Income | Existing | Miscellaneous | Natural Gas | Miscellaneous | Baseline Forecast | Units | 31374.5073 | 31619.8685 | 31865.2297 | 31397.2032 | 30678.2522 | 30282.3157 | 29913.4997 | 29560.0837 | 29227.4371 | 28907.8105 | 28593.4779 | 28284.5844 | 27979.4451 | 27676.398 | 27376.5677 | 27079.3306 | 26784.3728 | 26489.8853 | 26196.0218 | 25904.6066 | 25615.672 | 25329.3037 | 25044.5305 | 24761.5666 | 24481.5118 | 24204.4095 | 23930.2723 | 23658.7518 | 23389.9066 | 23124.1784 | 22861.5411 | 22602.0209 | 22345.4468
F2_Residential_Single Family Moderate Income_Existing_Miscellaneous_Natural Gas_Miscellaneous_Baseline Forecast | F2 | Residential | Single Family Moderate Income | Existing | Miscellaneous | Natural Gas | Miscellaneous | Baseline Forecast | Usage (MMtherm) | 0.19178 | 0.18751 | 0.19288 | 0.20731 | 0.20257 | 0.19995 | 0.19752 | 0.19518 | 0.19299 | 0.19088 | 0.1888 | 0.18676 | 0.18475 | 0.18274 | 0.18076 | 0.1788 | 0.17685 | 0.17491 | 0.17297 | 0.17105 | 0.16914 | 0.16725 | 0.16537 | 0.1635 | 0.16165 | 0.15982 | 0.15801 | 0.15622 | 0.15444 | 0.15269 | 0.15095 | 0.14924 | 0.14754
F3_Residential_Single Family Moderate Income_Existing_Miscellaneous_Natural Gas_Miscellaneous_Baseline Forecast | F3 | Residential | Single Family Moderate Income | Existing | Miscellaneous | Natural Gas | Miscellaneous | Baseline Forecast | Summer Peak Demand (MW) | 0.52543 | 0.51373 | 0.52845 | 0.56798 | 0.55497 | 0.54781 | 0.54114 | 0.53474 | 0.52873 | 0.52295 | 0.51726 | 0.51167 | 0.50615 | 0.50067 | 0.49524 | 0.48987 | 0.48453 | 0.4792 | 0.47389 | 0.46862 | 0.46339 | 0.45821 | 0.45306 | 0.44794 | 0.44287 | 0.43786 | 0.4329 | 0.42799 | 0.42313 | 0.41832 | 0.41357 | 0.40887 | 0.40423
F4_Residential_Single Family Moderate Income_Existing_Miscellaneous_Natural Gas_Miscellaneous_Baseline Forecast | F4 | Residential | Single Family Moderate Income | Existing | Miscellaneous | Natural Gas | Miscellaneous | Baseline Forecast | Winter Peak Demand (MW) | 0.021893 | 0.021406 | 0.022019 | 0.023666 | 0.023124 | 0.022825 | 0.022547 | 0.022281 | 0.02203 | 0.021789 | 0.021552 | 0.02132 | 0.02109 | 0.020861 | 0.020635 | 0.020411 | 0.020189 | 0.019967 | 0.019745 | 0.019526 | 0.019308 | 0.019092 | 0.018877 | 0.018664 | 0.018453 | 0.018244 | 0.018038 | 0.017833 | 0.01763 | 0.01743 | 0.017232 | 0.017036 | 0.016843
F5_Residential_Single Family Moderate Income_Existing_Miscellaneous_Natural Gas_Miscellaneous_Baseline Forecast | F5 | Residential | Single Family Moderate Income | Existing | Miscellaneous | Natural Gas | Miscellaneous | Baseline Forecast | Turnover | 0 | 1988.3894 | 2395.0959 | 2452.1043 | 2667.8691 | 2857.1082 | 3006.433 | 2783.1857 | 2659.36 | 2568.1788 | 2531.3063 | 2531.4047 | 2555.4216 | 3022.7338 | 3004.3304 | 2899.5716 | 2851.4365 | 2799.8069 | 2751.0451 | 2692.6594 | 2664.7433 | 2632.6395 | 2611.3831 | 2594.4597 | 2578.6288 | 2664.6695 | 2613.8096 | 2545.7053 | 2499.7565 | 2458.3404 | 2422.3708 | 2403.6725 | 2387.6217
F6_Residential_Single Family Moderate Income_Existing_Miscellaneous_Natural Gas_Miscellaneous_Baseline Forecast | F6 | Residential | Single Family Moderate Income | Existing | Miscellaneous | Natural Gas | Miscellaneous | Baseline Forecast | Avg. Replacement Usage (kWh) | 6.1127 | 5.9302 | 6.0531 | 6.6029 | 6.6029 | 6.6029 | 6.6029 | 6.6029 | 6.6029 | 6.6029 | 6.6029 | 6.6029 | 6.6029 | 6.6029 | 6.6029 | 6.6029 | 6.6029 | 6.6029 | 6.6029 | 6.6029 | 6.6029 | 6.6029 | 6.6029 | 6.6029 | 6.6029 | 6.6029 | 6.6029 | 6.6029 | 6.6029 | 6.6029 | 6.6029 | 6.6029 | 6.6029
F7_Residential_Single Family Moderate Income_Existing_Miscellaneous_Natural Gas_Miscellaneous_Baseline Forecast | F7 | Residential | Single Family Moderate Income | Existing | Miscellaneous | Natural Gas | Miscellaneous | Baseline Forecast | Avg. Replacement Summer Demand (kW) | 0.016747 | 0.016247 | 0.016584 | 0.01809 | 0.01809 | 0.01809 | 0.01809 | 0.01809 | 0.01809 | 0.01809 | 0.01809 | 0.01809 | 0.01809 | 0.01809 | 0.01809 | 0.01809 | 0.01809 | 0.01809 | 0.01809 | 0.01809 | 0.01809 | 0.01809 | 0.01809 | 0.01809 | 0.01809 | 0.01809 | 0.01809 | 0.01809 | 0.01809 | 0.01809 | 0.01809 | 0.01809 | 0.01809
F8_Residential_Single Family Moderate Income_Existing_Miscellaneous_Natural Gas_Miscellaneous_Baseline Forecast | F8 | Residential | Single Family Moderate Income | Existing | Miscellaneous | Natural Gas | Miscellaneous | Baseline Forecast | Avg. Replacement Winter Demand (kW) | 0.0006978 | 0.00067697 | 0.00069099 | 0.00075375 | 0.00075375 | 0.00075375 | 0.00075375 | 0.00075375 | 0.00075375 | 0.00075375 | 0.00075375 | 0.00075375 | 0.00075375 | 0.00075375 | 0.00075375 | 0.00075375 | 0.00075375 | 0.00075375 | 0.00075375 | 0.00075375 | 0.00075375 | 0.00075375 | 0.00075375 | 0.00075375 | 0.00075375 | 0.00075375 | 0.00075375 | 0.00075375 | 0.00075375 | 0.00075375 | 0.00075375 | 0.00075375 | 0.00075375
F1_Residential_Single Family Moderate Income_New_Space Heating_Natural Gas_Furnace_Baseline Forecast | F1 | Residential | Single Family Moderate Income | New | Space Heating | Natural Gas | Furnace | Baseline Forecast | Units | 0 | 178.765 | 449.1105 | 704.0209 | 943.3872 | 1166.4028 | 1386.1474 | 1602.7042 | 1814.9791 | 2024.569 | 2233.0332 | 2440.3438 | 2646.8626 | 2852.9456 | 3058.3304 | 3263.1311 | 3467.3994 | 3671.512 | 3875.4313 | 4078.7826 | 4281.5465 | 4483.7081 | 4685.4612 | 4886.7782 | 5087.4239 | 5287.3876 | 5486.6552 | 5685.3126 | 5883.3467 | 6080.6685 | 6277.2686 | 6473.154 | 6675.1521
F2_Residential_Single Family Moderate Income_New_Space Heating_Natural Gas_Furnace_Baseline Forecast | F2 | Residential | Single Family Moderate Income | New | Space Heating | Natural Gas | Furnace | Baseline Forecast | Usage (MMtherm) | 0 | 0.082514 | 0.21047 | 0.35799 | 0.47713 | 0.55681 | 0.63438 | 0.70992 | 0.78304 | 0.85436 | 0.92442 | 0.99324 | 1.061 | 1.1277 | 1.1934 | 1.258 | 1.3217 | 1.3845 | 1.4445 | 1.5009 | 1.5541 | 1.6046 | 1.6548 | 1.7048 | 1.7545 | 1.8039 | 1.8527 | 1.901 | 1.9488 | 1.9961 | 2.036 | 2.0724 | 2.1252
F3_Residential_Single Family Moderate Income_New_Space Heating_Natural Gas_Furnace_Baseline Forecast | F3 | Residential | Single Family Moderate Income | New | Space Heating | Natural Gas | Furnace | Baseline Forecast | Summer Peak Demand (MW) | 0 | 1.4522 | 3.7043 | 6.3006 | 8.3976 | 9.7998 | 11.1651 | 12.4946 | 13.7816 | 15.0366 | 16.2698 | 17.4811 | 18.6729 | 19.8477 | 21.0034 | 22.1413 | 23.2616 | 24.3668 | 25.4235 | 26.4164 | 27.3529 | 28.2402 | 29.1244 | 30.0053 | 30.8799 | 31.748 | 32.607 | 33.4581 | 34.2998 | 35.1312 | 35.833 | 36.4747 | 37.4035
F4_Residential_Single Family Moderate Income_New_Space Heating_Natural Gas_Furnace_Baseline Forecast | F4 | Residential | Single Family Moderate Income | New | Space Heating | Natural Gas | Furnace | Baseline Forecast | Winter Peak Demand (MW) | 0 | 0.084164 | 0.21468 | 0.36515 | 0.48668 | 0.56794 | 0.64707 | 0.72412 | 0.7987 | 0.87144 | 0.94291 | 1.0131 | 1.0822 | 1.1503 | 1.2172 | 1.2832 | 1.3481 | 1.4122 | 1.4734 | 1.531 | 1.5852 | 1.6366 | 1.6879 | 1.7389 | 1.7896 | 1.8399 | 1.8897 | 1.939 | 1.9878 | 2.036 | 2.0767 | 2.1139 | 2.1677
F5_Residential_Single Family Moderate Income_New_Space Heating_Natural Gas_Furnace_Baseline Forecast | F5 | Residential | Single Family Moderate Income | New | Space Heating | Natural Gas | Furnace | Baseline Forecast | Turnover | 0 | 178.765 | 270.3455 | 254.9104 | 239.3664 | 223.0156 | 219.7446 | 216.5568 | 212.2749 | 209.5898 | 208.4642 | 207.3106 | 206.5188 | 206.083 | 205.3848 | 204.8007 | 204.2831 | 204.1481 | 250.7162 | 298.2733 | 338.4431 | 371.9535 | 381.385 | 388.8762 | 394.5175 | 463.8579 | 456.9057 | 450.5892 | 444.448 | 439.143 | 492.4197 | 519.7816 | 523.6683
F6_Residential_Single Family Moderate Income_New_Space Heating_Natural Gas_Furnace_Baseline Forecast | F6 | Residential | Single Family Moderate Income | New | Space Heating | Natural Gas | Furnace | Baseline Forecast | Avg. Replacement Usage (kWh) | 475.7806 | 461.5773 | 468.6429 | 508.4854 | 505.7689 | 368.7366 | 366.7406 | 364.747 | 362.7531 | 360.7611 | 358.7654 | 356.7715 | 354.7781 | 352.7863 | 350.7907 | 348.7975 | 346.8042 | 344.8131 | 342.8176 | 340.8241 | 338.8305 | 336.8428 | 334.8469 | 332.8547 | 330.8618 | 328.8744 | 326.8783 | 324.8869 | 322.8946 | 320.9046 | 318.9096 | 316.9169 | 316.9169
F7_Residential_Single Family Moderate Income_New_Space Heating_Natural Gas_Furnace_Baseline Forecast | F7 | Residential | Single Family Moderate Income | New | Space Heating | Natural Gas | Furnace | Baseline Forecast | Avg. Replacement Summer Demand (kW) | 8.3737 | 8.1238 | 8.2481 | 8.9493 | 8.9015 | 6.4898 | 6.4546 | 6.4195 | 6.3845 | 6.3494 | 6.3143 | 6.2792 | 6.2441 | 6.209 | 6.1739 | 6.1388 | 6.1038 | 6.0687 | 6.0336 | 5.9985 | 5.9634 | 5.9284 | 5.8933 | 5.8582 | 5.8232 | 5.7882 | 5.7531 | 5.718 | 5.6829 | 5.6479 | 5.6128 | 5.5777 | 5.5777
F8_Residential_Single Family Moderate Income_New_Space Heating_Natural Gas_Furnace_Baseline Forecast | F8 | Residential | Single Family Moderate Income | New | Space Heating | Natural Gas | Furnace | Baseline Forecast | Avg. Replacement Winter Demand (kW) | 0.4853 | 0.47081 | 0.47802 | 0.51866 | 0.51588 | 0.37611 | 0.37408 | 0.37204 | 0.37001 | 0.36798 | 0.36594 | 0.36391 | 0.36187 | 0.35984 | 0.35781 | 0.35577 | 0.35374 | 0.35171 | 0.34967 | 0.34764 | 0.34561 | 0.34358 | 0.34154 | 0.33951 | 0.33748 | 0.33545 | 0.33342 | 0.33138 | 0.32935 | 0.32732 | 0.32529 | 0.32326 | 0.32326
F1_Residential_Single Family Moderate Income_New_Space Heating_Natural Gas_Boiler_Baseline Forecast | F1 | Residential | Single Family Moderate Income | New | Space Heating | Natural Gas | Boiler | Baseline Forecast | Units | 0 | 0 | 0 | 0 | 0 | 0 | 0 | 0 | 0 | 0 | 0 | 0 | 0 | 0 | 0 | 0 | 0 | 0 | 0 | 0 | 0 | 0 | 0 | 0 | 0 | 0 | 0 | 0 | 0 | 0 | 0 | 0 | 0
F2_Residential_Single Family Moderate Income_New_Space Heating_Natural Gas_Boiler_Baseline Forecast | F2 | Residential | Single Family Moderate Income | New | Space Heating | Natural Gas | Boiler | Baseline Forecast | Usage (MMtherm) | 0 | 0 | 0 | 0 | 0 | 0 | 0 | 0 | 0 | 0 | 0 | 0 | 0 | 0 | 0 | 0 | 0 | 0 | 0 | 0 | 0 | 0 | 0 | 0 | 0 | 0 | 0 | 0 | 0 | 0 | 0 | 0 | 0
F3_Residential_Single Family Moderate Income_New_Space Heating_Natural Gas_Boiler_Baseline Forecast | F3 | Residential | Single Family Moderate Income | New | Space Heating | Natural Gas | Boiler | Baseline Forecast | Summer Peak Demand (MW) | 0 | 0 | 0 | 0 | 0 | 0 | 0 | 0 | 0 | 0 | 0 | 0 | 0 | 0 | 0 | 0 | 0 | 0 | 0 | 0 | 0 | 0 | 0 | 0 | 0 | 0 | 0 | 0 | 0 | 0 | 0 | 0 | 0
F4_Residential_Single Family Moderate Income_New_Space Heating_Natural Gas_Boiler_Baseline Forecast | F4 | Residential | Single Family Moderate Income | New | Space Heating | Natural Gas | Boiler | Baseline Forecast | Winter Peak Demand (MW) | 0 | 0 | 0 | 0 | 0 | 0 | 0 | 0 | 0 | 0 | 0 | 0 | 0 | 0 | 0 | 0 | 0 | 0 | 0 | 0 | 0 | 0 | 0 | 0 | 0 | 0 | 0 | 0 | 0 | 0 | 0 | 0 | 0
F5_Residential_Single Family Moderate Income_New_Space Heating_Natural Gas_Boiler_Baseline Forecast | F5 | Residential | Single Family Moderate Income | New | Space Heating | Natural Gas | Boiler | Baseline Forecast | Turnover | 0 | 0 | 0 | 0 | 0 | 0 | 0 | 0 | 0 | 0 | 0 | 0 | 0 | 0 | 0 | 0 | 0 | 0 | 0 | 0 | 0 | 0 | 0 | 0 | 0 | 0 | 0 | 0 | 0 | 0 | 0 | 0 | 0
F6_Residential_Single Family Moderate Income_New_Space Heating_Natural Gas_Boiler_Baseline Forecast | F6 | Residential | Single Family Moderate Income | New | Space Heating | Natural Gas | Boiler | Baseline Forecast | Avg. Replacement Usage (kWh) | 310.5561 | 301.2854 | 277.5205 | 301.1065 | 299.5108 | 177.332 | 176.3721 | 175.4133 | 174.4544 | 173.4964 | 172.5367 | 171.5778 | 170.6191 | 169.6612 | 168.7015 | 167.7429 | 166.7843 | 165.8268 | 164.8671 | 163.9084 | 162.9496 | 161.9937 | 161.0338 | 160.0758 | 159.1173 | 158.1616 | 157.2016 | 156.2439 | 155.2858 | 154.3288 | 153.3693 | 152.411 | 152.411
F7_Residential_Single Family Moderate Income_New_Space Heating_Natural Gas_Boiler_Baseline Forecast | F7 | Residential | Single Family Moderate Income | New | Space Heating | Natural Gas | Boiler | Baseline Forecast | Avg. Replacement Summer Demand (kW) | 5.4658 | 5.3026 | 4.8844 | 5.2995 | 5.2714 | 3.121 | 3.1041 | 3.0873 | 3.0704 | 3.0535 | 3.0366 | 3.0198 | 3.0029 | 2.986 | 2.9691 | 2.9523 | 2.9354 | 2.9186 | 2.9017 | 2.8848 | 2.8679 | 2.8511 | 2.8342 | 2.8173 | 2.8005 | 2.7836 | 2.7667 | 2.7499 | 2.733 | 2.7162 | 2.6993 | 2.6824 | 2.6824
F8_Residential_Single Family Moderate Income_New_Space Heating_Natural Gas_Boiler_Baseline Forecast | F8 | Residential | Single Family Moderate Income | New | Space Heating | Natural Gas | Boiler | Baseline Forecast | Avg. Replacement Winter Demand (kW) | 0.31677 | 0.30731 | 0.28307 | 0.30713 | 0.3055 | 0.18088 | 0.1799 | 0.17892 | 0.17794 | 0.17697 | 0.17599 | 0.17501 | 0.17403 | 0.17305 | 0.17208 | 0.1711 | 0.17012 | 0.16914 | 0.16816 | 0.16719 | 0.16621 | 0.16523 | 0.16425 | 0.16328 | 0.1623 | 0.16132 | 0.16035 | 0.15937 | 0.15839 | 0.15742 | 0.15644 | 0.15546 | 0.15546
F1_Residential_Single Family Moderate Income_New_Secondary Heating_Natural Gas_Fireplace_Baseline Forecast | F1 | Residential | Single Family Moderate Income | New | Secondary Heating | Natural Gas | Fireplace | Baseline Forecast | Units | 0 | 402.2212 | 1010.4986 | 1584.047 | 2122.6213 | 2624.4064 | 3118.8317 | 3606.0846 | 4083.703 | 4555.2802 | 5024.3247 | 5490.7735 | 5955.4408 | 6419.1276 | 6881.2434 | 7342.0451 | 7801.6486 | 8260.902 | 8719.7205 | 9177.2609 | 9633.4796 | 10088.3432 | 10542.2877 | 10995.2509 | 11446.7037 | 11896.622 | 12344.9741 | 12791.9532 | 13237.53 | 13681.5041 | 14123.8543 | 14564.5965 | 15019.0923
F2_Residential_Single Family Moderate Income_New_Secondary Heating_Natural Gas_Fireplace_Baseline Forecast | F2 | Residential | Single Family Moderate Income | New | Secondary Heating | Natural Gas | Fireplace | Baseline Forecast | Usage (MMtherm) | 0 | 0.040312 | 0.1031 | 0.17583 | 0.23498 | 0.28975 | 0.3434 | 0.39597 | 0.44718 | 0.49745 | 0.54715 | 0.59629 | 0.64494 | 0.6932 | 0.741 | 0.78837 | 0.83533 | 0.88195 | 0.92824 | 0.9741 | 1.0195 | 1.0645 | 1.1091 | 1.1533 | 1.1971 | 1.2404 | 1.2832 | 1.3257 | 1.3676 | 1.4091 | 1.4502 | 1.4907 | 1.5372
F3_Residential_Single Family Moderate Income_New_Secondary Heating_Natural Gas_Fireplace_Baseline Forecast | F3 | Residential | Single Family Moderate Income | New | Secondary Heating | Natural Gas | Fireplace | Baseline Forecast | Summer Peak Demand (MW) | 0 | 0.35706 | 0.91321 | 1.5574 | 2.0813 | 2.5664 | 3.0417 | 3.5073 | 3.9609 | 4.4062 | 4.8464 | 5.2816 | 5.7126 | 6.14 | 6.5634 | 6.983 | 7.3989 | 7.8119 | 8.2219 | 8.6281 | 9.0305 | 9.4291 | 9.8242 | 10.2158 | 10.6033 | 10.987 | 11.3664 | 11.742 | 12.1137 | 12.4813 | 12.8448 | 13.2041 | 13.6162
F4_Residential_Single Family Moderate Income_New_Secondary Heating_Natural Gas_Fireplace_Baseline Forecast | F4 | Residential | Single Family Moderate Income | New | Secondary Heating | Natural Gas | Fireplace | Baseline Forecast | Winter Peak Demand (MW) | 0 | 0.020693 | 0.052925 | 0.090258 | 0.12062 | 0.14874 | 0.17628 | 0.20326 | 0.22955 | 0.25536 | 0.28087 | 0.30609 | 0.33107 | 0.35584 | 0.38038 | 0.4047 | 0.4288 | 0.45274 | 0.4765 | 0.50004 | 0.52336 | 0.54646 | 0.56936 | 0.59205 | 0.61451 | 0.63674 | 0.65873 | 0.6805 | 0.70204 | 0.72335 | 0.74441 | 0.76524 | 0.78912
F5_Residential_Single Family Moderate Income_New_Secondary Heating_Natural Gas_Fireplace_Baseline Forecast | F5 | Residential | Single Family Moderate Income | New | Secondary Heating | Natural Gas | Fireplace | Baseline Forecast | Turnover | 0 | 402.2212 | 608.2775 | 573.5483 | 538.5743 | 501.7851 | 494.4253 | 487.2529 | 477.6184 | 471.5772 | 469.0445 | 466.4488 | 464.6673 | 463.6868 | 506.8071 | 568.1136 | 618.7196 | 660.5314 | 693.4862 | 721.0701 | 744.6064 | 764.277 | 781.3761 | 919.992 | 981.8714 | 962.3365 | 944.5856 | 933.0584 | 938.5045 | 948.67 | 961.3942 | 977.3084 | 1010.7825
F6_Residential_Single Family Moderate Income_New_Secondary Heating_Natural Gas_Fireplace_Baseline Forecast | F6 | Residential | Single Family Moderate Income | New | Secondary Heating | Natural Gas | Fireplace | Baseline Forecast | Avg. Replacement Usage (kWh) | 103.3071 | 100.2233 | 102.0288 | 110.9992 | 110.7019 | 110.4041 | 110.1049 | 109.8052 | 109.5047 | 109.2036 | 108.9011 | 108.5981 | 108.2943 | 107.9898 | 107.684 | 107.3776 | 107.0703 | 106.7626 | 106.4532 | 106.1432 | 105.8323 | 105.5214 | 105.2084 | 104.8949 | 104.5804 | 104.2659 | 103.9489 | 103.6318 | 103.3136 | 102.9947 | 102.6741 | 102.3528 | 102.3528
F7_Residential_Single Family Moderate Income_New_Secondary Heating_Natural Gas_Fireplace_Baseline Forecast | F7 | Residential | Single Family Moderate Income | New | Secondary Heating | Natural Gas | Fireplace | Baseline Forecast | Avg. Replacement Summer Demand (kW) | 0.91504 | 0.88773 | 0.90372 | 0.98318 | 0.98054 | 0.97791 | 0.97526 | 0.9726 | 0.96994 | 0.96727 | 0.96459 | 0.96191 | 0.95922 | 0.95652 | 0.95381 | 0.9511 | 0.94838 | 0.94565 | 0.94291 | 0.94017 | 0.93741 | 0.93466 | 0.93188 | 0.92911 | 0.92632 | 0.92354 | 0.92073 | 0.91792 | 0.9151 | 0.91228 | 0.90944 | 0.90659 | 0.90659
F8_Residential_Single Family Moderate Income_New_Secondary Heating_Natural Gas_Fireplace_Baseline Forecast | F8 | Residential | Single Family Moderate Income | New | Secondary Heating | Natural Gas | Fireplace | Baseline Forecast | Avg. Replacement Winter Demand (kW) | 0.053031 | 0.051448 | 0.052375 | 0.05698 | 0.056827 | 0.056674 | 0.05652 | 0.056367 | 0.056212 | 0.056058 | 0.055903 | 0.055747 | 0.055591 | 0.055435 | 0.055278 | 0.055121 | 0.054963 | 0.054805 | 0.054646 | 0.054487 | 0.054327 | 0.054168 | 0.054007 | 0.053846 | 0.053685 | 0.053523 | 0.05336 | 0.053198 | 0.053034 | 0.052871 | 0.052706 | 0.052541 | 0.052541
F1_Residential_Single Family Moderate Income_New_Water Heating_Natural Gas_Water Heater (<= 55 gal)_Baseline Forecast | F1 | Residential | Single Family Moderate Income | New | Water Heating | Natural Gas | Water Heater (<= 55 gal) | Baseline Forecast | Units | 0 | 0 | 0 | 0 | 0 | 0 | 0 | 0 | 0 | 0 | 0 | 0 | 0 | 0 | 0 | 0 | 0 | 0 | 0 | 0 | 0 | 0 | 0 | 0 | 0 | 0 | 0 | 0 | 0 | 0 | 0 | 0 | 0
F2_Residential_Single Family Moderate Income_New_Water Heating_Natural Gas_Water Heater (<= 55 gal)_Baseline Forecast | F2 | Residential | Single Family Moderate Income | New | Water Heating | Natural Gas | Water Heater (<= 55 gal) | Baseline Forecast | Usage (MMtherm) | 0 | 0 | 0 | 0 | 0 | 0 | 0 | 0 | 0 | 0 | 0 | 0 | 0 | 0 | 0 | 0 | 0 | 0 | 0 | 0 | 0 | 0 | 0 | 0 | 0 | 0 | 0 | 0 | 0 | 0 | 0 | 0 | 0
F3_Residential_Single Family Moderate Income_New_Water Heating_Natural Gas_Water Heater (<= 55 gal)_Baseline Forecast | F3 | Residential | Single Family Moderate Income | New | Water Heating | Natural Gas | Water Heater (<= 55 gal) | Baseline Forecast | Summer Peak Demand (MW) | 0 | 0 | 0 | 0 | 0 | 0 | 0 | 0 | 0 | 0 | 0 | 0 | 0 | 0 | 0 | 0 | 0 | 0 | 0 | 0 | 0 | 0 | 0 | 0 | 0 | 0 | 0 | 0 | 0 | 0 | 0 | 0 | 0
F4_Residential_Single Family Moderate Income_New_Water Heating_Natural Gas_Water Heater (<= 55 gal)_Baseline Forecast | F4 | Residential | Single Family Moderate Income | New | Water Heating | Natural Gas | Water Heater (<= 55 gal) | Baseline Forecast | Winter Peak Demand (MW) | 0 | 0 | 0 | 0 | 0 | 0 | 0 | 0 | 0 | 0 | 0 | 0 | 0 | 0 | 0 | 0 | 0 | 0 | 0 | 0 | 0 | 0 | 0 | 0 | 0 | 0 | 0 | 0 | 0 | 0 | 0 | 0 | 0
F5_Residential_Single Family Moderate Income_New_Water Heating_Natural Gas_Water Heater (<= 55 gal)_Baseline Forecast | F5 | Residential | Single Family Moderate Income | New | Water Heating | Natural Gas | Water Heater (<= 55 gal) | Baseline Forecast | Turnover | 0 | 0 | 0 | 0 | 0 | 0 | 0 | 0 | 0 | 0 | 0 | 0 | 0 | 0 | 0 | 0 | 0 | 0 | 0 | 0 | 0 | 0 | 0 | 0 | 0 | 0 | 0 | 0 | 0 | 0 | 0 | 0 | 0
F6_Residential_Single Family Moderate Income_New_Water Heating_Natural Gas_Water Heater (<= 55 gal)_Baseline Forecast | F6 | Residential | Single Family Moderate Income | New | Water Heating | Natural Gas | Water Heater (<= 55 gal) | Baseline Forecast | Avg. Replacement Usage (kWh) | 147.266 | 142.8866 | 145.8895 | 159.1736 | 0 | 0 | 0 | 0 | 0 | 0 | 0 | 0 | 0 | 0 | 0 | 0 | 0 | 0 | 0 | 0 | 0 | 0 | 0 | 0 | 0 | 0 | 0 | 0 | 0 | 0 | 0 | 0 | 0
F7_Residential_Single Family Moderate Income_New_Water Heating_Natural Gas_Water Heater (<= 55 gal)_Baseline Forecast | F7 | Residential | Single Family Moderate Income | New | Water Heating | Natural Gas | Water Heater (<= 55 gal) | Baseline Forecast | Avg. Replacement Summer Demand (kW) | 0.48598 | 0.47153 | 0.48144 | 0.52527 | 0 | 0 | 0 | 0 | 0 | 0 | 0 | 0 | 0 | 0 | 0 | 0 | 0 | 0 | 0 | 0 | 0 | 0 | 0 | 0 | 0 | 0 | 0 | 0 | 0 | 0 | 0 | 0 | 0
F8_Residential_Single Family Moderate Income_New_Water Heating_Natural Gas_Water Heater (<= 55 gal)_Baseline Forecast | F8 | Residential | Single Family Moderate Income | New | Water Heating | Natural Gas | Water Heater (<= 55 gal) | Baseline Forecast | Avg. Replacement Winter Demand (kW) | 0.038253 | 0.037115 | 0.037895 | 0.041346 | 0 | 0 | 0 | 0 | 0 | 0 | 0 | 0 | 0 | 0 | 0 | 0 | 0 | 0 | 0 | 0 | 0 | 0 | 0 | 0 | 0 | 0 | 0 | 0 | 0 | 0 | 0 | 0 | 0
F1_Residential_Single Family Moderate Income_New_Water Heating_Natural Gas_Water Heater (> 55 gal)_Baseline Forecast | F1 | Residential | Single Family Moderate Income | New | Water Heating | Natural Gas | Water Heater (> 55 gal) | Baseline Forecast | Units | 0 | 0 | 0 | 0 | 0 | 0 | 0 | 0 | 0 | 0 | 0 | 0 | 0 | 0 | 0 | 0 | 0 | 0 | 0 | 0 | 0 | 0 | 0 | 0 | 0 | 0 | 0 | 0 | 0 | 0 | 0 | 0 | 0
F2_Residential_Single Family Moderate Income_New_Water Heating_Natural Gas_Water Heater (> 55 gal)_Baseline Forecast | F2 | Residential | Single Family Moderate Income | New | Water Heating | Natural Gas | Water Heater (> 55 gal) | Baseline Forecast | Usage (MMtherm) | 0 | 0 | 0 | 0 | 0 | 0 | 0 | 0 | 0 | 0 | 0 | 0 | 0 | 0 | 0 | 0 | 0 | 0 | 0 | 0 | 0 | 0 | 0 | 0 | 0 | 0 | 0 | 0 | 0 | 0 | 0 | 0 | 0
F3_Residential_Single Family Moderate Income_New_Water Heating_Natural Gas_Water Heater (> 55 gal)_Baseline Forecast | F3 | Residential | Single Family Moderate Income | New | Water Heating | Natural Gas | Water Heater (> 55 gal) | Baseline Forecast | Summer Peak Demand (MW) | 0 | 0 | 0 | 0 | 0 | 0 | 0 | 0 | 0 | 0 | 0 | 0 | 0 | 0 | 0 | 0 | 0 | 0 | 0 | 0 | 0 | 0 | 0 | 0 | 0 | 0 | 0 | 0 | 0 | 0 | 0 | 0 | 0
F4_Residential_Single Family Moderate Income_New_Water Heating_Natural Gas_Water Heater (> 55 gal)_Baseline Forecast | F4 | Residential | Single Family Moderate Income | New | Water Heating | Natural Gas | Water Heater (> 55 gal) | Baseline Forecast | Winter Peak Demand (MW) | 0 | 0 | 0 | 0 | 0 | 0 | 0 | 0 | 0 | 0 | 0 | 0 | 0 | 0 | 0 | 0 | 0 | 0 | 0 | 0 | 0 | 0 | 0 | 0 | 0 | 0 | 0 | 0 | 0 | 0 | 0 | 0 | 0
F5_Residential_Single Family Moderate Income_New_Water Heating_Natural Gas_Water Heater (> 55 gal)_Baseline Forecast | F5 | Residential | Single Family Moderate Income | New | Water Heating | Natural Gas | Water Heater (> 55 gal) | Baseline Forecast | Turnover | 0 | 0 | 0 | 0 | 0 | 0 | 0 | 0 | 0 | 0 | 0 | 0 | 0 | 0 | 0 | 0 | 0 | 0 | 0 | 0 | 0 | 0 | 0 | 0 | 0 | 0 | 0 | 0 | 0 | 0 | 0 | 0 | 0
F6_Residential_Single Family Moderate Income_New_Water Heating_Natural Gas_Water Heater (> 55 gal)_Baseline Forecast | F6 | Residential | Single Family Moderate Income | New | Water Heating | Natural Gas | Water Heater (> 55 gal) | Baseline Forecast | Avg. Replacement Usage (kWh) | 157.7462 | 153.0419 | 156.2248 | 170.4232 | 0 | 0 | 0 | 0 | 0 | 0 | 0 | 0 | 0 | 0 | 0 | 0 | 0 | 0 | 0 | 0 | 0 | 0 | 0 | 0 | 0 | 0 | 0 | 0 | 0 | 0 | 0 | 0 | 0
F7_Residential_Single Family Moderate Income_New_Water Heating_Natural Gas_Water Heater (> 55 gal)_Baseline Forecast | F7 | Residential | Single Family Moderate Income | New | Water Heating | Natural Gas | Water Heater (> 55 gal) | Baseline Forecast | Avg. Replacement Summer Demand (kW) | 0.52056 | 0.50504 | 0.51554 | 0.5624 | 0 | 0 | 0 | 0 | 0 | 0 | 0 | 0 | 0 | 0 | 0 | 0 | 0 | 0 | 0 | 0 | 0 | 0 | 0 | 0 | 0 | 0 | 0 | 0 | 0 | 0 | 0 | 0 | 0
F8_Residential_Single Family Moderate Income_New_Water Heating_Natural Gas_Water Heater (> 55 gal)_Baseline Forecast | F8 | Residential | Single Family Moderate Income | New | Water Heating | Natural Gas | Water Heater (> 55 gal) | Baseline Forecast | Avg. Replacement Winter Demand (kW) | 0.040975 | 0.039753 | 0.04058 | 0.044268 | 0 | 0 | 0 | 0 | 0 | 0 | 0 | 0 | 0 | 0 | 0 | 0 | 0 | 0 | 0 | 0 | 0 | 0 | 0 | 0 | 0 | 0 | 0 | 0 | 0 | 0 | 0 | 0 | 0
F1_Residential_Single Family Moderate Income_New_Appliances_Natural Gas_Clothes Dryer_Baseline Forecast | F1 | Residential | Single Family Moderate Income | New | Appliances | Natural Gas | Clothes Dryer | Baseline Forecast | Units | 0 | 405.7464 | 1028.2889 | 1626.0622 | 2198.0184 | 2741.4454 | 3286.4737 | 3833.2207 | 4378.968 | 4927.4522 | 5482.4506 | 6043.9416 | 6612.8756 | 7190.2195 | 7775.4005 | 8368.7886 | 8970.6031 | 9581.9175 | 10202.7495 | 10832.2193 | 11470.3652 | 12117.2374 | 12773.4537 | 13439.0423 | 14113.4543 | 14796.747 | 15488.9676 | 16190.4475 | 16901.2432 | 17621.1903 | 18350.3489 | 19088.8278 | 19857.0254
F2_Residential_Single Family Moderate Income_New_Appliances_Natural Gas_Clothes Dryer_Baseline Forecast | F2 | Residential | Single Family Moderate Income | New | Appliances | Natural Gas | Clothes Dryer | Baseline Forecast | Usage (MMtherm) | 0 | 0.0059958 | 0.01551 | 0.026754 | 0.036165 | 0.045106 | 0.054074 | 0.063069 | 0.072049 | 0.081073 | 0.090204 | 0.099443 | 0.1088 | 0.1183 | 0.12793 | 0.13769 | 0.14759 | 0.15765 | 0.16787 | 0.17822 | 0.18872 | 0.19936 | 0.21016 | 0.22111 | 0.2322 | 0.24344 | 0.25483 | 0.26637 | 0.27807 | 0.28991 | 0.30191 | 0.31406 | 0.3267
F3_Residential_Single Family Moderate Income_New_Appliances_Natural Gas_Clothes Dryer_Baseline Forecast | F3 | Residential | Single Family Moderate Income | New | Appliances | Natural Gas | Clothes Dryer | Baseline Forecast | Summer Peak Demand (MW) | 0 | 0.016427 | 0.042494 | 0.073299 | 0.099082 | 0.12358 | 0.14815 | 0.17279 | 0.19739 | 0.22212 | 0.24714 | 0.27245 | 0.29809 | 0.32412 | 0.35049 | 0.37724 | 0.40437 | 0.43192 | 0.45991 | 0.48828 | 0.51704 | 0.5462 | 0.57578 | 0.60578 | 0.63617 | 0.66697 | 0.69817 | 0.72979 | 0.76183 | 0.79428 | 0.82714 | 0.86043 | 0.89506
F4_Residential_Single Family Moderate Income_New_Appliances_Natural Gas_Clothes Dryer_Baseline Forecast | F4 | Residential | Single Family Moderate Income | New | Appliances | Natural Gas | Clothes Dryer | Baseline Forecast | Winter Peak Demand (MW) | 0 | 0.00068445 | 0.0017706 | 0.0030541 | 0.0041284 | 0.0051491 | 0.0061728 | 0.0071997 | 0.0082247 | 0.0092549 | 0.010297 | 0.011352 | 0.01242 | 0.013505 | 0.014604 | 0.015718 | 0.016849 | 0.017997 | 0.019163 | 0.020345 | 0.021543 | 0.022758 | 0.023991 | 0.025241 | 0.026507 | 0.02779 | 0.029091 | 0.030408 | 0.031743 | 0.033095 | 0.034464 | 0.035851 | 0.037294
F5_Residential_Single Family Moderate Income_New_Appliances_Natural Gas_Clothes Dryer_Baseline Forecast | F5 | Residential | Single Family Moderate Income | New | Appliances | Natural Gas | Clothes Dryer | Baseline Forecast | Turnover | 0 | 405.7464 | 622.5425 | 597.7734 | 571.9562 | 543.427 | 545.0283 | 546.7471 | 545.7473 | 548.4842 | 554.9984 | 619.4548 | 707.5518 | 781.5555 | 841.9274 | 891.0889 | 934.8478 | 974.8783 | 1128.6392 | 1206.253 | 1204.6004 | 1213.3761 | 1234.5577 | 1273.4272 | 1316.1926 | 1360.3974 | 1406.9432 | 1455.2656 | 1536.9117 | 1626.0361 | 1699.4536 | 1761.0895 | 1835.41
F6_Residential_Single Family Moderate Income_New_Appliances_Natural Gas_Clothes Dryer_Baseline Forecast | F6 | Residential | Single Family Moderate Income | New | Appliances | Natural Gas | Clothes Dryer | Baseline Forecast | Avg. Replacement Usage (kWh) | 15.2319 | 14.7772 | 15.0834 | 16.4534 | 16.4534 | 16.4534 | 16.4533 | 16.4533 | 16.4532 | 16.4531 | 16.4531 | 16.453 | 16.453 | 16.4529 | 16.4529 | 16.4528 | 16.4527 | 16.4527 | 16.4526 | 16.4526 | 16.4525 | 16.4525 | 16.4524 | 16.4524 | 16.4524 | 16.4523 | 16.4523 | 16.4523 | 16.4523 | 16.4523 | 16.4524 | 16.4524 | 16.4524
F7_Residential_Single Family Moderate Income_New_Appliances_Natural Gas_Clothes Dryer_Baseline Forecast | F7 | Residential | Single Family Moderate Income | New | Appliances | Natural Gas | Clothes Dryer | Baseline Forecast | Avg. Replacement Summer Demand (kW) | 0.041731 | 0.040486 | 0.041324 | 0.045078 | 0.045078 | 0.045078 | 0.045078 | 0.045077 | 0.045077 | 0.045077 | 0.045077 | 0.045077 | 0.045077 | 0.045076 | 0.045076 | 0.045076 | 0.045076 | 0.045076 | 0.045076 | 0.045076 | 0.045075 | 0.045075 | 0.045075 | 0.045075 | 0.045075 | 0.045075 | 0.045075 | 0.045075 | 0.045075 | 0.045075 | 0.045075 | 0.045075 | 0.045075
F8_Residential_Single Family Moderate Income_New_Appliances_Natural Gas_Clothes Dryer_Baseline Forecast | F8 | Residential | Single Family Moderate Income | New | Appliances | Natural Gas | Clothes Dryer | Baseline Forecast | Avg. Replacement Winter Demand (kW) | 0.0017388 | 0.0016869 | 0.0017219 | 0.0018782 | 0.0018782 | 0.0018782 | 0.0018782 | 0.0018782 | 0.0018782 | 0.0018782 | 0.0018782 | 0.0018782 | 0.0018782 | 0.0018782 | 0.0018782 | 0.0018782 | 0.0018782 | 0.0018782 | 0.0018782 | 0.0018781 | 0.0018781 | 0.0018781 | 0.0018781 | 0.0018781 | 0.0018781 | 0.0018781 | 0.0018781 | 0.0018781 | 0.0018781 | 0.0018781 | 0.0018781 | 0.0018781 | 0.0018781
F1_Residential_Single Family Moderate Income_New_Appliances_Natural Gas_Stove/Oven_Baseline Forecast | F1 | Residential | Single Family Moderate Income | New | Appliances | Natural Gas | Stove/Oven | Baseline Forecast | Units | 0 | 358.2244 | 901.714 | 1416.2631 | 1901.4776 | 2355.5514 | 2804.7635 | 3249.2491 | 3686.7532 | 4120.48 | 4553.5825 | 4985.9951 | 5418.4496 | 5851.6715 | 6285.1212 | 6719.0301 | 7153.5025 | 7589.3157 | 8026.3948 | 8463.9646 | 8901.9826 | 9340.4159 | 9779.6662 | 10219.6758 | 10659.9513 | 11100.4669 | 11541.1894 | 11982.2962 | 12423.7571 | 12865.3807 | 13307.1432 | 13749.0554 | 14205.643
F2_Residential_Single Family Moderate Income_New_Appliances_Natural Gas_Stove/Oven_Baseline Forecast | F2 | Residential | Single Family Moderate Income | New | Appliances | Natural Gas | Stove/Oven | Baseline Forecast | Usage (MMtherm) | 0 | 0.0057312 | 0.014725 | 0.025229 | 0.033872 | 0.041961 | 0.049962 | 0.05788 | 0.065672 | 0.073397 | 0.081111 | 0.088812 | 0.096514 | 0.10423 | 0.11195 | 0.11967 | 0.12741 | 0.13516 | 0.14294 | 0.15073 | 0.15853 | 0.16633 | 0.17415 | 0.18198 | 0.18981 | 0.19765 | 0.20549 | 0.21334 | 0.2212 | 0.22906 | 0.23692 | 0.24479 | 0.25291
F3_Residential_Single Family Moderate Income_New_Appliances_Natural Gas_Stove/Oven_Baseline Forecast | F3 | Residential | Single Family Moderate Income | New | Appliances | Natural Gas | Stove/Oven | Baseline Forecast | Summer Peak Demand (MW) | 0 | 0.020413 | 0.052447 | 0.089856 | 0.12064 | 0.14945 | 0.17795 | 0.20615 | 0.2339 | 0.26142 | 0.28889 | 0.31632 | 0.34375 | 0.37122 | 0.39871 | 0.42623 | 0.45378 | 0.48141 | 0.50912 | 0.53685 | 0.56462 | 0.59241 | 0.62025 | 0.64813 | 0.67604 | 0.70396 | 0.73189 | 0.75985 | 0.78783 | 0.81582 | 0.84383 | 0.87184 | 0.90079
F4_Residential_Single Family Moderate Income_New_Appliances_Natural Gas_Stove/Oven_Baseline Forecast | F4 | Residential | Single Family Moderate Income | New | Appliances | Natural Gas | Stove/Oven | Baseline Forecast | Winter Peak Demand (MW) | 0 | 0.0040825 | 0.010489 | 0.017971 | 0.024128 | 0.02989 | 0.03559 | 0.041229 | 0.04678 | 0.052283 | 0.057778 | 0.063264 | 0.068749 | 0.074245 | 0.079742 | 0.085245 | 0.090755 | 0.096282 | 0.10182 | 0.10737 | 0.11292 | 0.11848 | 0.12405 | 0.12963 | 0.13521 | 0.14079 | 0.14638 | 0.15197 | 0.15757 | 0.16316 | 0.16877 | 0.17437 | 0.18016
F5_Residential_Single Family Moderate Income_New_Appliances_Natural Gas_Stove/Oven_Baseline Forecast | F5 | Residential | Single Family Moderate Income | New | Appliances | Natural Gas | Stove/Oven | Baseline Forecast | Turnover | 0 | 358.2244 | 543.4896 | 514.5491 | 485.2145 | 454.0738 | 449.2121 | 444.4857 | 437.504 | 433.7268 | 433.1026 | 483.5875 | 553.9601 | 610.8765 | 655.0414 | 688.7124 | 717.0485 | 741.5193 | 865.9847 | 921.1424 | 905.9487 | 900.0537 | 904.9892 | 925.0658 | 948.2383 | 972.2656 | 997.8433 | 1024.3883 | 1079.8376 | 1140.8991 | 1187.1457 | 1222.259 | 1264.5507
F6_Residential_Single Family Moderate Income_New_Appliances_Natural Gas_Stove/Oven_Baseline Forecast | F6 | Residential | Single Family Moderate Income | New | Appliances | Natural Gas | Stove/Oven | Baseline Forecast | Avg. Replacement Usage (kWh) | 16.4914 | 15.999 | 16.3304 | 17.8134 | 17.8135 | 17.8133 | 17.8127 | 17.8122 | 17.8116 | 17.8111 | 17.8105 | 17.81 | 17.8094 | 17.8088 | 17.8083 | 17.8077 | 17.8071 | 17.8065 | 17.8059 | 17.8053 | 17.8048 | 17.8043 | 17.8039 | 17.8036 | 17.8034 | 17.8032 | 17.8031 | 17.803 | 17.803 | 17.8031 | 17.8033 | 17.8035 | 17.8039
F7_Residential_Single Family Moderate Income_New_Appliances_Natural Gas_Stove/Oven_Baseline Forecast | F7 | Residential | Single Family Moderate Income | New | Appliances | Natural Gas | Stove/Oven | Baseline Forecast | Avg. Replacement Summer Demand (kW) | 0.058736 | 0.056983 | 0.058163 | 0.063445 | 0.063446 | 0.063445 | 0.063443 | 0.063441 | 0.063439 | 0.063437 | 0.063435 | 0.063433 | 0.063431 | 0.063429 | 0.063427 | 0.063425 | 0.063423 | 0.063421 | 0.063418 | 0.063416 | 0.063414 | 0.063413 | 0.063411 | 0.06341 | 0.063409 | 0.063409 | 0.063408 | 0.063408 | 0.063408 | 0.063408 | 0.063409 | 0.06341 | 0.063411
F8_Residential_Single Family Moderate Income_New_Appliances_Natural Gas_Stove/Oven_Baseline Forecast | F8 | Residential | Single Family Moderate Income | New | Appliances | Natural Gas | Stove/Oven | Baseline Forecast | Avg. Replacement Winter Demand (kW) | 0.011747 | 0.011397 | 0.011633 | 0.012689 | 0.012689 | 0.012689 | 0.012689 | 0.012688 | 0.012688 | 0.012687 | 0.012687 | 0.012687 | 0.012686 | 0.012686 | 0.012685 | 0.012685 | 0.012685 | 0.012684 | 0.012684 | 0.012683 | 0.012683 | 0.012683 | 0.012682 | 0.012682 | 0.012682 | 0.012682 | 0.012682 | 0.012682 | 0.012682 | 0.012682 | 0.012682 | 0.012682 | 0.012682
F1_Residential_Single Family Moderate Income_New_Miscellaneous_Natural Gas_Pool Heater_Baseline Forecast | F1 | Residential | Single Family Moderate Income | New | Miscellaneous | Natural Gas | Pool Heater | Baseline Forecast | Units | 0 | 0 | 0 | 0 | 0 | 0 | 0 | 0 | 0 | 0 | 0 | 0 | 0 | 0 | 0 | 0 | 0 | 0 | 0 | 0 | 0 | 0 | 0 | 0 | 0 | 0 | 0 | 0 | 0 | 0 | 0 | 0 | 0
F2_Residential_Single Family Moderate Income_New_Miscellaneous_Natural Gas_Pool Heater_Baseline Forecast | F2 | Residential | Single Family Moderate Income | New | Miscellaneous | Natural Gas | Pool Heater | Baseline Forecast | Usage (MMtherm) | 0 | 0 | 0 | 0 | 0 | 0 | 0 | 0 | 0 | 0 | 0 | 0 | 0 | 0 | 0 | 0 | 0 | 0 | 0 | 0 | 0 | 0 | 0 | 0 | 0 | 0 | 0 | 0 | 0 | 0 | 0 | 0 | 0
F3_Residential_Single Family Moderate Income_New_Miscellaneous_Natural Gas_Pool Heater_Baseline Forecast | F3 | Residential | Single Family Moderate Income | New | Miscellaneous | Natural Gas | Pool Heater | Baseline Forecast | Summer Peak Demand (MW) | 0 | 0 | 0 | 0 | 0 | 0 | 0 | 0 | 0 | 0 | 0 | 0 | 0 | 0 | 0 | 0 | 0 | 0 | 0 | 0 | 0 | 0 | 0 | 0 | 0 | 0 | 0 | 0 | 0 | 0 | 0 | 0 | 0
F4_Residential_Single Family Moderate Income_New_Miscellaneous_Natural Gas_Pool Heater_Baseline Forecast | F4 | Residential | Single Family Moderate Income | New | Miscellaneous | Natural Gas | Pool Heater | Baseline Forecast | Winter Peak Demand (MW) | 0 | 0 | 0 | 0 | 0 | 0 | 0 | 0 | 0 | 0 | 0 | 0 | 0 | 0 | 0 | 0 | 0 | 0 | 0 | 0 | 0 | 0 | 0 | 0 | 0 | 0 | 0 | 0 | 0 | 0 | 0 | 0 | 0
F5_Residential_Single Family Moderate Income_New_Miscellaneous_Natural Gas_Pool Heater_Baseline Forecast | F5 | Residential | Single Family Moderate Income | New | Miscellaneous | Natural Gas | Pool Heater | Baseline Forecast | Turnover | 0 | 0 | 0 | 0 | 0 | 0 | 0 | 0 | 0 | 0 | 0 | 0 | 0 | 0 | 0 | 0 | 0 | 0 | 0 | 0 | 0 | 0 | 0 | 0 | 0 | 0 | 0 | 0 | 0 | 0 | 0 | 0 | 0
F6_Residential_Single Family Moderate Income_New_Miscellaneous_Natural Gas_Pool Heater_Baseline Forecast | F6 | Residential | Single Family Moderate Income | New | Miscellaneous | Natural Gas | Pool Heater | Baseline Forecast | Avg. Replacement Usage (kWh) | 76.5092 | 74.2254 | 75.7635 | 82.6448 | 82.6448 | 82.6448 | 82.6448 | 82.6448 | 82.6448 | 82.6448 | 82.6448 | 82.6448 | 82.6448 | 82.6448 | 82.6448 | 82.6448 | 82.6448 | 82.6448 | 82.6448 | 82.6448 | 82.6448 | 82.6448 | 82.6448 | 82.6448 | 82.6448 | 82.6448 | 82.6448 | 82.6448 | 82.6448 | 82.6448 | 82.6448 | 82.6448 | 82.6448
F7_Residential_Single Family Moderate Income_New_Miscellaneous_Natural Gas_Pool Heater_Baseline Forecast | F7 | Residential | Single Family Moderate Income | New | Miscellaneous | Natural Gas | Pool Heater | Baseline Forecast | Avg. Replacement Summer Demand (kW) | 0.20961 | 0.20336 | 0.20757 | 0.22642 | 0.22642 | 0.22642 | 0.22642 | 0.22642 | 0.22642 | 0.22642 | 0.22642 | 0.22642 | 0.22642 | 0.22642 | 0.22642 | 0.22642 | 0.22642 | 0.22642 | 0.22642 | 0.22642 | 0.22642 | 0.22642 | 0.22642 | 0.22642 | 0.22642 | 0.22642 | 0.22642 | 0.22642 | 0.22642 | 0.22642 | 0.22642 | 0.22642 | 0.22642
F8_Residential_Single Family Moderate Income_New_Miscellaneous_Natural Gas_Pool Heater_Baseline Forecast | F8 | Residential | Single Family Moderate Income | New | Miscellaneous | Natural Gas | Pool Heater | Baseline Forecast | Avg. Replacement Winter Demand (kW) | 0.0087339 | 0.0084732 | 0.0086488 | 0.0094343 | 0.0094343 | 0.0094343 | 0.0094343 | 0.0094343 | 0.0094343 | 0.0094343 | 0.0094343 | 0.0094343 | 0.0094343 | 0.0094343 | 0.0094343 | 0.0094343 | 0.0094343 | 0.0094343 | 0.0094343 | 0.0094343 | 0.0094343 | 0.0094343 | 0.0094343 | 0.0094343 | 0.0094343 | 0.0094343 | 0.0094343 | 0.0094343 | 0.0094343 | 0.0094343 | 0.0094343 | 0.0094343 | 0.0094343
F1_Residential_Single Family Moderate Income_New_Miscellaneous_Natural Gas_Miscellaneous_Baseline Forecast | F1 | Residential | Single Family Moderate Income | New | Miscellaneous | Natural Gas | Miscellaneous | Baseline Forecast | Units | 0 | 893.8248 | 2245.5525 | 3520.1044 | 4716.9362 | 5832.0142 | 6930.7371 | 8013.5212 | 9074.8956 | 10122.8448 | 11165.1659 | 12201.7188 | 13234.3129 | 14264.7279 | 15291.652 | 16315.6557 | 17336.997 | 18357.56 | 19377.1567 | 20393.9132 | 21407.7324 | 22418.5404 | 23427.3061 | 24433.891 | 25437.1194 | 26436.9379 | 27433.2758 | 28426.5628 | 29416.7334 | 30403.3424 | 31386.3428 | 32365.7699 | 33375.7606
F2_Residential_Single Family Moderate Income_New_Miscellaneous_Natural Gas_Miscellaneous_Baseline Forecast | F2 | Residential | Single Family Moderate Income | New | Miscellaneous | Natural Gas | Miscellaneous | Baseline Forecast | Usage (MMtherm) | 0 | 0.0053006 | 0.013593 | 0.023243 | 0.031145 | 0.038508 | 0.045763 | 0.052912 | 0.059921 | 0.06684 | 0.073722 | 0.080567 | 0.087385 | 0.094188 | 0.10097 | 0.10773 | 0.11447 | 0.12121 | 0.12795 | 0.13466 | 0.14135 | 0.14803 | 0.15469 | 0.16133 | 0.16796 | 0.17456 | 0.18114 | 0.1877 | 0.19424 | 0.20075 | 0.20724 | 0.21371 | 0.22038
F3_Residential_Single Family Moderate Income_New_Miscellaneous_Natural Gas_Miscellaneous_Baseline Forecast | F3 | Residential | Single Family Moderate Income | New | Miscellaneous | Natural Gas | Miscellaneous | Baseline Forecast | Summer Peak Demand (MW) | 0 | 0.014522 | 0.03724 | 0.063679 | 0.08533 | 0.1055 | 0.12538 | 0.14497 | 0.16417 | 0.18312 | 0.20198 | 0.22073 | 0.23941 | 0.25805 | 0.27663 | 0.29515 | 0.31363 | 0.33209 | 0.35053 | 0.36893 | 0.38727 | 0.40555 | 0.4238 | 0.44201 | 0.46016 | 0.47825 | 0.49627 | 0.51424 | 0.53215 | 0.55 | 0.56778 | 0.5855 | 0.60377
F4_Residential_Single Family Moderate Income_New_Miscellaneous_Natural Gas_Miscellaneous_Baseline Forecast | F4 | Residential | Single Family Moderate Income | New | Miscellaneous | Natural Gas | Miscellaneous | Baseline Forecast | Winter Peak Demand (MW) | 0 | 0.00060509 | 0.0015517 | 0.0026533 | 0.0035554 | 0.0043959 | 0.0052241 | 0.0060402 | 0.0068402 | 0.0076301 | 0.0084158 | 0.0091971 | 0.0099754 | 0.010752 | 0.011526 | 0.012298 | 0.013068 | 0.013837 | 0.014606 | 0.015372 | 0.016136 | 0.016898 | 0.017658 | 0.018417 | 0.019173 | 0.019927 | 0.020678 | 0.021427 | 0.022173 | 0.022917 | 0.023658 | 0.024396 | 0.025157
F5_Residential_Single Family Moderate Income_New_Miscellaneous_Natural Gas_Miscellaneous_Baseline Forecast | F5 | Residential | Single Family Moderate Income | New | Miscellaneous | Natural Gas | Miscellaneous | Baseline Forecast | Turnover | 0 | 893.8248 | 1351.7277 | 1274.5518 | 1196.8319 | 1115.078 | 1098.7229 | 1231.7549 | 1410.8046 | 1551.5665 | 1661.4741 | 1738.36 | 1800.5539 | 2125.1241 | 2302.108 | 2323.713 | 2359.6546 | 2402.7347 | 2466.9344 | 2614.1853 | 2778.6641 | 2908.0817 | 3013.7759 | 3099.3401 | 3175.704 | 3336.4939 | 3456.0711 | 3533.7744 | 3619.5701 | 3706.3549 | 3796.6561 | 3921.3176 | 4083.4809
F6_Residential_Single Family Moderate Income_New_Miscellaneous_Natural Gas_Miscellaneous_Baseline Forecast | F6 | Residential | Single Family Moderate Income | New | Miscellaneous | Natural Gas | Miscellaneous | Baseline Forecast | Avg. Replacement Usage (kWh) | 6.1127 | 5.9302 | 6.0531 | 6.6029 | 6.6029 | 6.6029 | 6.6029 | 6.6029 | 6.6029 | 6.6029 | 6.6029 | 6.6029 | 6.6029 | 6.6029 | 6.6029 | 6.6029 | 6.6029 | 6.6029 | 6.6029 | 6.6029 | 6.6029 | 6.6029 | 6.6029 | 6.6029 | 6.6029 | 6.6029 | 6.6029 | 6.6029 | 6.6029 | 6.6029 | 6.6029 | 6.6029 | 6.6029
F7_Residential_Single Family Moderate Income_New_Miscellaneous_Natural Gas_Miscellaneous_Baseline Forecast | F7 | Residential | Single Family Moderate Income | New | Miscellaneous | Natural Gas | Miscellaneous | Baseline Forecast | Avg. Replacement Summer Demand (kW) | 0.016747 | 0.016247 | 0.016584 | 0.01809 | 0.01809 | 0.01809 | 0.01809 | 0.01809 | 0.01809 | 0.01809 | 0.01809 | 0.01809 | 0.01809 | 0.01809 | 0.01809 | 0.01809 | 0.01809 | 0.01809 | 0.01809 | 0.01809 | 0.01809 | 0.01809 | 0.01809 | 0.01809 | 0.01809 | 0.01809 | 0.01809 | 0.01809 | 0.01809 | 0.01809 | 0.01809 | 0.01809 | 0.01809
F8_Residential_Single Family Moderate Income_New_Miscellaneous_Natural Gas_Miscellaneous_Baseline Forecast | F8 | Residential | Single Family Moderate Income | New | Miscellaneous | Natural Gas | Miscellaneous | Baseline Forecast | Avg. Replacement Winter Demand (kW) | 0.0006978 | 0.00067697 | 0.00069099 | 0.00075375 | 0.00075375 | 0.00075375 | 0.00075375 | 0.00075375 | 0.00075375 | 0.00075375 | 0.00075375 | 0.00075375 | 0.00075375 | 0.00075375 | 0.00075375 | 0.00075375 | 0.00075375 | 0.00075375 | 0.00075375 | 0.00075375 | 0.00075375 | 0.00075375 | 0.00075375 | 0.00075375 | 0.00075375 | 0.00075375 | 0.00075375 | 0.00075375 | 0.00075375 | 0.00075375 | 0.00075375 | 0.00075375 | 0.00075375
F1_Residential_Single Family Low Income_Existing_Space Heating_Natural Gas_Furnace_Baseline Forecast | F1 | Residential | Single Family Low Income | Existing | Space Heating | Natural Gas | Furnace | Baseline Forecast | Units | 940.3844 | 955.0132 | 969.8112 | 962.9016 | 948.0743 | 943.0217 | 938.6867 | 934.7165 | 931.2919 | 928.1776 | 918.4369 | 908.5151 | 898.7138 | 888.9798 | 879.3491 | 869.8017 | 860.3275 | 850.8684 | 841.4294 | 832.069 | 822.7883 | 813.59 | 804.4429 | 795.354 | 786.3585 | 777.4578 | 768.6524 | 759.931 | 751.2956 | 742.7602 | 734.3242 | 725.9883 | 717.747
F2_Residential_Single Family Low Income_Existing_Space Heating_Natural Gas_Furnace_Baseline Forecast | F2 | Residential | Single Family Low Income | Existing | Space Heating | Natural Gas | Furnace | Baseline Forecast | Usage (MMtherm) | 0.39216 | 0.38597 | 0.39753 | 0.4279 | 0.4187 | 0.41387 | 0.40938 | 0.40508 | 0.40103 | 0.39716 | 0.39049 | 0.38381 | 0.37725 | 0.37079 | 0.36444 | 0.3582 | 0.35206 | 0.346 | 0.34001 | 0.33412 | 0.32832 | 0.32262 | 0.31699 | 0.31144 | 0.30599 | 0.30063 | 0.29536 | 0.29017 | 0.28506 | 0.28003 | 0.27508 | 0.27022 | 0.26711
F3_Residential_Single Family Low Income_Existing_Space Heating_Natural Gas_Furnace_Baseline Forecast | F3 | Residential | Single Family Low Income | Existing | Space Heating | Natural Gas | Furnace | Baseline Forecast | Summer Peak Demand (MW) | 6.9021 | 6.7931 | 6.9964 | 7.531 | 7.3691 | 7.2841 | 7.2051 | 7.1293 | 7.0582 | 6.99 | 6.8726 | 6.755 | 6.6396 | 6.5259 | 6.4142 | 6.3043 | 6.1962 | 6.0896 | 5.9841 | 5.8804 | 5.7784 | 5.6781 | 5.579 | 5.4814 | 5.3854 | 5.2911 | 5.1983 | 5.1069 | 5.017 | 4.9286 | 4.8415 | 4.7558 | 4.7012
F4_Residential_Single Family Low Income_Existing_Space Heating_Natural Gas_Furnace_Baseline Forecast | F4 | Residential | Single Family Low Income | Existing | Space Heating | Natural Gas | Furnace | Baseline Forecast | Winter Peak Demand (MW) | 0.40001 | 0.39369 | 0.40548 | 0.43646 | 0.42707 | 0.42215 | 0.41757 | 0.41318 | 0.40906 | 0.4051 | 0.3983 | 0.39149 | 0.3848 | 0.37821 | 0.37173 | 0.36536 | 0.3591 | 0.35292 | 0.34681 | 0.3408 | 0.33488 | 0.32907 | 0.32333 | 0.31767 | 0.31211 | 0.30665 | 0.30127 | 0.29597 | 0.29076 | 0.28563 | 0.28058 | 0.27562 | 0.27245
F5_Residential_Single Family Low Income_Existing_Space Heating_Natural Gas_Furnace_Baseline Forecast | F5 | Residential | Single Family Low Income | Existing | Space Heating | Natural Gas | Furnace | Baseline Forecast | Turnover | 0 | 34.6758 | 36.8193 | 23.6613 | 24.9187 | 26.2646 | 27.4932 | 28.6085 | 29.6285 | 30.5571 | 31.1685 | 31.677 | 32.1017 | 32.4489 | 32.7275 | 32.9435 | 33.1186 | 33.239 | 32.6364 | 32.2144 | 30.8881 | 29.7822 | 28.863 | 28.1024 | 27.477 | 27.005 | 26.5862 | 26.2295 | 25.9563 | 25.7366 | 33.9925 | 33.5752 | 29.608
F6_Residential_Single Family Low Income_Existing_Space Heating_Natural Gas_Furnace_Baseline Forecast | F6 | Residential | Single Family Low Income | Existing | Space Heating | Natural Gas | Furnace | Baseline Forecast | Avg. Replacement Usage (kWh) | 408.7019 | 396.5012 | 402.5711 | 436.7967 | 434.4625 | 432.1288 | 429.7886 | 427.452 | 425.115 | 422.7807 | 420.4426 | 418.1071 | 415.7722 | 413.4394 | 411.1026 | 408.7689 | 406.4355 | 404.1048 | 401.7689 | 399.4349 | 397.1012 | 394.7745 | 392.4383 | 390.1065 | 387.7743 | 385.4486 | 383.1129 | 380.7829 | 378.4522 | 376.1243 | 373.7908 | 371.4601 | 371.468
F7_Residential_Single Family Low Income_Existing_Space Heating_Natural Gas_Furnace_Baseline Forecast | F7 | Residential | Single Family Low Income | Existing | Space Heating | Natural Gas | Furnace | Baseline Forecast | Avg. Replacement Summer Demand (kW) | 7.1932 | 6.9784 | 7.0853 | 7.6876 | 7.6465 | 7.6055 | 7.5643 | 7.5232 | 7.482 | 7.4409 | 7.3998 | 7.3587 | 7.3176 | 7.2765 | 7.2354 | 7.1943 | 7.1533 | 7.1122 | 7.0711 | 7.0301 | 6.989 | 6.948 | 6.9069 | 6.8659 | 6.8248 | 6.7839 | 6.7428 | 6.7018 | 6.6608 | 6.6198 | 6.5787 | 6.5377 | 6.5378
F8_Residential_Single Family Low Income_Existing_Space Heating_Natural Gas_Furnace_Baseline Forecast | F8 | Residential | Single Family Low Income | Existing | Space Heating | Natural Gas | Furnace | Baseline Forecast | Avg. Replacement Winter Demand (kW) | 0.41688 | 0.40443 | 0.41062 | 0.44553 | 0.44315 | 0.44077 | 0.43838 | 0.436 | 0.43362 | 0.43124 | 0.42885 | 0.42647 | 0.42409 | 0.42171 | 0.41932 | 0.41694 | 0.41456 | 0.41219 | 0.4098 | 0.40742 | 0.40504 | 0.40267 | 0.40029 | 0.39791 | 0.39553 | 0.39316 | 0.39078 | 0.3884 | 0.38602 | 0.38365 | 0.38127 | 0.37889 | 0.3789
F1_Residential_Single Family Low Income_Existing_Space Heating_Natural Gas_Boiler_Baseline Forecast | F1 | Residential | Single Family Low Income | Existing | Space Heating | Natural Gas | Boiler | Baseline Forecast | Units | 39.4028 | 40.0157 | 40.6358 | 40.3463 | 39.725 | 39.5133 | 39.3317 | 39.1653 | 39.0218 | 38.8913 | 38.7637 | 38.6393 | 38.5158 | 38.3911 | 38.2667 | 38.1417 | 38.0158 | 37.8865 | 37.7538 | 37.6203 | 37.4863 | 37.3517 | 37.2153 | 37.0772 | 36.9392 | 36.8015 | 36.6639 | 36.5262 | 36.3883 | 36.251 | 36.1144 | 35.9785 | 35.8431
F2_Residential_Single Family Low Income_Existing_Space Heating_Natural Gas_Boiler_Baseline Forecast | F2 | Residential | Single Family Low Income | Existing | Space Heating | Natural Gas | Boiler | Baseline Forecast | Usage (MMtherm) | 0.014406 | 0.014137 | 0.014506 | 0.015572 | 0.015193 | 0.014973 | 0.014764 | 0.014563 | 0.014371 | 0.014186 | 0.014003 | 0.013824 | 0.013647 | 0.013473 | 0.013301 | 0.013133 | 0.012967 | 0.012803 | 0.012642 | 0.012483 | 0.012329 | 0.012177 | 0.012029 | 0.011884 | 0.011742 | 0.011605 | 0.01147 | 0.011338 | 0.011209 | 0.011082 | 0.010958 | 0.010836 | 0.010784
F3_Residential_Single Family Low Income_Existing_Space Heating_Natural Gas_Boiler_Baseline Forecast | F3 | Residential | Single Family Low Income | Existing | Space Heating | Natural Gas | Boiler | Baseline Forecast | Summer Peak Demand (MW) | 0.25354 | 0.24882 | 0.2553 | 0.27406 | 0.2674 | 0.26352 | 0.25985 | 0.25631 | 0.25293 | 0.24967 | 0.24645 | 0.2433 | 0.24019 | 0.23712 | 0.2341 | 0.23113 | 0.22822 | 0.22534 | 0.22249 | 0.21971 | 0.21698 | 0.21432 | 0.2117 | 0.20915 | 0.20666 | 0.20424 | 0.20187 | 0.19955 | 0.19727 | 0.19505 | 0.19286 | 0.19071 | 0.1898
F4_Residential_Single Family Low Income_Existing_Space Heating_Natural Gas_Boiler_Baseline Forecast | F4 | Residential | Single Family Low Income | Existing | Space Heating | Natural Gas | Boiler | Baseline Forecast | Winter Peak Demand (MW) | 0.014694 | 0.01442 | 0.014796 | 0.015883 | 0.015497 | 0.015272 | 0.01506 | 0.014854 | 0.014658 | 0.014469 | 0.014283 | 0.0141 | 0.01392 | 0.013742 | 0.013567 | 0.013395 | 0.013226 | 0.013059 | 0.012894 | 0.012733 | 0.012575 | 0.012421 | 0.012269 | 0.012121 | 0.011977 | 0.011837 | 0.011699 | 0.011565 | 0.011433 | 0.011304 | 0.011177 | 0.011053 | 0.011
F5_Residential_Single Family Low Income_Existing_Space Heating_Natural Gas_Boiler_Baseline Forecast | F5 | Residential | Single Family Low Income | Existing | Space Heating | Natural Gas | Boiler | Baseline Forecast | Turnover | 0 | 1.3294 | 1.4146 | 0.85945 | 0.90936 | 0.96161 | 1.0089 | 1.0514 | 1.0899 | 1.1246 | 1.1557 | 1.1835 | 1.2083 | 1.2303 | 1.2497 | 1.2669 | 1.282 | 1.295 | 1.3063 | 1.316 | 1.3243 | 1.3313 | 1.3165 | 1.3097 | 1.2578 | 1.2157 | 1.1822 | 1.1559 | 1.1356 | 1.1205 | 1.1098 | 1.1026 | 1.0984
F6_Residential_Single Family Low Income_Existing_Space Heating_Natural Gas_Boiler_Baseline Forecast | F6 | Residential | Single Family Low Income | Existing | Space Heating | Natural Gas | Boiler | Baseline Forecast | Avg. Replacement Usage (kWh) | 335.7269 | 325.7044 | 322.6615 | 350.0939 | 348.2226 | 346.3524 | 344.4772 | 342.6048 | 340.7319 | 338.8611 | 336.987 | 335.115 | 333.2434 | 331.3736 | 329.5003 | 327.6294 | 325.7584 | 323.8895 | 322.0165 | 320.1453 | 318.2742 | 316.4087 | 314.5356 | 312.666 | 310.7959 | 308.9311 | 307.0582 | 305.1898 | 303.3208 | 301.4549 | 299.5853 | 297.719 | 297.7262
F7_Residential_Single Family Low Income_Existing_Space Heating_Natural Gas_Boiler_Baseline Forecast | F7 | Residential | Single Family Low Income | Existing | Space Heating | Natural Gas | Boiler | Baseline Forecast | Avg. Replacement Summer Demand (kW) | 5.9088 | 5.7324 | 5.6788 | 6.1617 | 6.1287 | 6.0958 | 6.0628 | 6.0298 | 5.9969 | 5.964 | 5.931 | 5.898 | 5.8651 | 5.8322 | 5.7992 | 5.7663 | 5.7333 | 5.7005 | 5.6675 | 5.6346 | 5.6016 | 5.5688 | 5.5358 | 5.5029 | 5.47 | 5.4372 | 5.4042 | 5.3713 | 5.3384 | 5.3056 | 5.2727 | 5.2399 | 5.24
F8_Residential_Single Family Low Income_Existing_Space Heating_Natural Gas_Boiler_Baseline Forecast | F8 | Residential | Single Family Low Income | Existing | Space Heating | Natural Gas | Boiler | Baseline Forecast | Avg. Replacement Winter Demand (kW) | 0.34244 | 0.33222 | 0.32911 | 0.3571 | 0.35519 | 0.35328 | 0.35137 | 0.34946 | 0.34755 | 0.34564 | 0.34373 | 0.34182 | 0.33991 | 0.338 | 0.33609 | 0.33418 | 0.33227 | 0.33037 | 0.32846 | 0.32655 | 0.32464 | 0.32274 | 0.32083 | 0.31892 | 0.31701 | 0.31511 | 0.3132 | 0.31129 | 0.30939 | 0.30748 | 0.30558 | 0.30367 | 0.30368
F1_Residential_Single Family Low Income_Existing_Secondary Heating_Natural Gas_Fireplace_Baseline Forecast | F1 | Residential | Single Family Low Income | Existing | Secondary Heating | Natural Gas | Fireplace | Baseline Forecast | Units | 218.3378 | 220.0453 | 221.7528 | 218.4958 | 213.4925 | 210.7372 | 208.1706 | 205.7111 | 203.3962 | 201.1719 | 198.9844 | 196.8348 | 194.7113 | 192.6024 | 190.5158 | 188.4473 | 186.3947 | 184.3453 | 182.3003 | 180.2723 | 178.2616 | 176.2687 | 174.287 | 172.3178 | 170.3689 | 168.4405 | 166.5328 | 164.6432 | 162.7723 | 160.9231 | 159.0954 | 157.2894 | 155.5038
F2_Residential_Single Family Low Income_Existing_Secondary Heating_Natural Gas_Fireplace_Baseline Forecast | F2 | Residential | Single Family Low Income | Existing | Secondary Heating | Natural Gas | Fireplace | Baseline Forecast | Usage (MMtherm) | 0.016728 | 0.016355 | 0.016779 | 0.017986 | 0.017527 | 0.017255 | 0.016998 | 0.016752 | 0.016518 | 0.016292 | 0.016071 | 0.015853 | 0.015638 | 0.015425 | 0.015215 | 0.015007 | 0.014801 | 0.014596 | 0.014392 | 0.014191 | 0.013991 | 0.013794 | 0.013599 | 0.013405 | 0.013214 | 0.013025 | 0.012838 | 0.012654 | 0.012471 | 0.012292 | 0.012114 | 0.011939 | 0.011804
F3_Residential_Single Family Low Income_Existing_Secondary Heating_Natural Gas_Fireplace_Baseline Forecast | F3 | Residential | Single Family Low Income | Existing | Secondary Heating | Natural Gas | Fireplace | Baseline Forecast | Summer Peak Demand (MW) | 0.14817 | 0.14487 | 0.14862 | 0.15931 | 0.15525 | 0.15283 | 0.15056 | 0.14838 | 0.14631 | 0.14431 | 0.14234 | 0.14042 | 0.13851 | 0.13663 | 0.13476 | 0.13292 | 0.1311 | 0.12928 | 0.12748 | 0.12569 | 0.12393 | 0.12218 | 0.12045 | 0.11873 | 0.11704 | 0.11537 | 0.11371 | 0.11208 | 0.11047 | 0.10887 | 0.1073 | 0.10575 | 0.10455
F4_Residential_Single Family Low Income_Existing_Secondary Heating_Natural Gas_Fireplace_Baseline Forecast | F4 | Residential | Single Family Low Income | Existing | Secondary Heating | Natural Gas | Fireplace | Baseline Forecast | Winter Peak Demand (MW) | 0.0085869 | 0.0083957 | 0.0086133 | 0.009233 | 0.0089974 | 0.0088574 | 0.0087258 | 0.0085992 | 0.0084792 | 0.0083634 | 0.0082495 | 0.0081377 | 0.0080274 | 0.0079181 | 0.0078102 | 0.0077034 | 0.0075977 | 0.0074925 | 0.007388 | 0.0072845 | 0.0071821 | 0.007081 | 0.0069806 | 0.0068812 | 0.006783 | 0.006686 | 0.0065902 | 0.0064955 | 0.006402 | 0.0063097 | 0.0062187 | 0.0061288 | 0.0060593
F5_Residential_Single Family Low Income_Existing_Secondary Heating_Natural Gas_Fireplace_Baseline Forecast | F5 | Residential | Single Family Low Income | Existing | Secondary Heating | Natural Gas | Fireplace | Baseline Forecast | Turnover | 0 | 11.4114 | 11.5462 | 9.8122 | 9.6901 | 9.6549 | 9.6163 | 9.5721 | 9.5254 | 9.4748 | 9.4189 | 9.3586 | 9.2941 | 9.2255 | 9.2009 | 9.18 | 9.0012 | 8.8428 | 8.7011 | 8.5735 | 8.4576 | 8.351 | 8.2517 | 10.889 | 10.5015 | 9.751 | 9.4803 | 9.2365 | 9.017 | 8.8042 | 8.5997 | 8.4045 | 8.2189
F6_Residential_Single Family Low Income_Existing_Secondary Heating_Natural Gas_Fireplace_Baseline Forecast | F6 | Residential | Single Family Low Income | Existing | Secondary Heating | Natural Gas | Fireplace | Baseline Forecast | Avg. Replacement Usage (kWh) | 76.6141 | 74.3271 | 75.6661 | 82.3187 | 82.0982 | 81.8774 | 81.6555 | 81.4332 | 81.2103 | 80.9871 | 80.7627 | 80.538 | 80.3127 | 80.0869 | 79.8601 | 79.6329 | 79.405 | 79.1768 | 78.9473 | 78.7174 | 78.4869 | 78.2563 | 78.0241 | 77.7917 | 77.5585 | 77.3252 | 77.0901 | 76.855 | 76.619 | 76.3825 | 76.1447 | 75.9064 | 75.9064
F7_Residential_Single Family Low Income_Existing_Secondary Heating_Natural Gas_Fireplace_Baseline Forecast | F7 | Residential | Single Family Low Income | Existing | Secondary Heating | Natural Gas | Fireplace | Baseline Forecast | Avg. Replacement Summer Demand (kW) | 0.67861 | 0.65835 | 0.67021 | 0.72914 | 0.72719 | 0.72523 | 0.72326 | 0.7213 | 0.71932 | 0.71734 | 0.71536 | 0.71337 | 0.71137 | 0.70937 | 0.70736 | 0.70535 | 0.70333 | 0.70131 | 0.69928 | 0.69724 | 0.6952 | 0.69316 | 0.6911 | 0.68904 | 0.68698 | 0.68491 | 0.68283 | 0.68074 | 0.67865 | 0.67656 | 0.67445 | 0.67234 | 0.67234
F8_Residential_Single Family Low Income_Existing_Secondary Heating_Natural Gas_Fireplace_Baseline Forecast | F8 | Residential | Single Family Low Income | Existing | Secondary Heating | Natural Gas | Fireplace | Baseline Forecast | Avg. Replacement Winter Demand (kW) | 0.039329 | 0.038155 | 0.038842 | 0.042257 | 0.042144 | 0.04203 | 0.041916 | 0.041802 | 0.041688 | 0.041573 | 0.041458 | 0.041343 | 0.041227 | 0.041111 | 0.040995 | 0.040878 | 0.040761 | 0.040644 | 0.040526 | 0.040408 | 0.04029 | 0.040172 | 0.040052 | 0.039933 | 0.039813 | 0.039694 | 0.039573 | 0.039452 | 0.039331 | 0.03921 | 0.039088 | 0.038965 | 0.038965
F1_Residential_Single Family Low Income_Existing_Water Heating_Natural Gas_Water Heater (<= 55 gal)_Baseline Forecast | F1 | Residential | Single Family Low Income | Existing | Water Heating | Natural Gas | Water Heater (<= 55 gal) | Baseline Forecast | Units | 747.8799 | 758.1936 | 768.6032 | 761.8004 | 748.7657 | 743.4803 | 738.7759 | 734.3722 | 730.4095 | 726.7014 | 723.0575 | 719.4834 | 715.9375 | 712.3783 | 708.8351 | 705.2924 | 701.7427 | 698.1385 | 694.4835 | 690.826 | 687.1673 | 683.5104 | 679.8292 | 676.1299 | 672.4428 | 668.7699 | 665.1122 | 661.461 | 657.8183 | 654.1975 | 650.5986 | 647.0234 | 643.4679
F2_Residential_Single Family Low Income_Existing_Water Heating_Natural Gas_Water Heater (<= 55 gal)_Baseline Forecast | F2 | Residential | Single Family Low Income | Existing | Water Heating | Natural Gas | Water Heater (<= 55 gal) | Baseline Forecast | Usage (MMtherm) | 0.10203 | 0.099718 | 0.10248 | 0.11012 | 0.10755 | 0.1061 | 0.10476 | 0.1035 | 0.10236 | 0.1013 | 0.10031 | 0.099408 | 0.098566 | 0.097775 | 0.09703 | 0.096323 | 0.095648 | 0.094992 | 0.094353 | 0.093732 | 0.093127 | 0.092539 | 0.09196 | 0.091391 | 0.090833 | 0.090286 | 0.089748 | 0.089217 | 0.088695 | 0.088181 | 0.087674 | 0.087173 | 0.086678
F3_Residential_Single Family Low Income_Existing_Water Heating_Natural Gas_Water Heater (<= 55 gal)_Baseline Forecast | F3 | Residential | Single Family Low Income | Existing | Water Heating | Natural Gas | Water Heater (<= 55 gal) | Baseline Forecast | Summer Peak Demand (MW) | 0.33669 | 0.32907 | 0.33819 | 0.3634 | 0.3549 | 0.35013 | 0.34572 | 0.34157 | 0.33778 | 0.3343 | 0.33104 | 0.32805 | 0.32527 | 0.32266 | 0.3202 | 0.31787 | 0.31564 | 0.31347 | 0.31136 | 0.30931 | 0.30732 | 0.30538 | 0.30347 | 0.30159 | 0.29975 | 0.29794 | 0.29617 | 0.29442 | 0.29269 | 0.291 | 0.28932 | 0.28767 | 0.28604
F4_Residential_Single Family Low Income_Existing_Water Heating_Natural Gas_Water Heater (<= 55 gal)_Baseline Forecast | F4 | Residential | Single Family Low Income | Existing | Water Heating | Natural Gas | Water Heater (<= 55 gal) | Baseline Forecast | Winter Peak Demand (MW) | 0.026502 | 0.025902 | 0.02662 | 0.028604 | 0.027936 | 0.02756 | 0.027213 | 0.026886 | 0.026588 | 0.026314 | 0.026057 | 0.025822 | 0.025603 | 0.025397 | 0.025204 | 0.02502 | 0.024845 | 0.024675 | 0.024509 | 0.024347 | 0.02419 | 0.024037 | 0.023887 | 0.023739 | 0.023594 | 0.023452 | 0.023312 | 0.023174 | 0.023039 | 0.022905 | 0.022774 | 0.022644 | 0.022515
F5_Residential_Single Family Low Income_Existing_Water Heating_Natural Gas_Water Heater (<= 55 gal)_Baseline Forecast | F5 | Residential | Single Family Low Income | Existing | Water Heating | Natural Gas | Water Heater (<= 55 gal) | Baseline Forecast | Turnover | 0 | 34.9691 | 39.7613 | 33.0816 | 35.8768 | 38.4843 | 40.6774 | 42.5109 | 44.0514 | 45.337 | 46.3969 | 47.2654 | 44.9669 | 43.6161 | 41.5966 | 40.3037 | 39.5613 | 39.2269 | 39.1902 | 48.5242 | 48.7446 | 46.1701 | 46.6305 | 46.5762 | 46.2324 | 45.5687 | 44.7445 | 43.8693 | 43.0166 | 42.2331 | 41.9821 | 42.0453 | 41.5734
F6_Residential_Single Family Low Income_Existing_Water Heating_Natural Gas_Water Heater (<= 55 gal)_Baseline Forecast | F6 | Residential | Single Family Low Income | Existing | Water Heating | Natural Gas | Water Heater (<= 55 gal) | Baseline Forecast | Avg. Replacement Usage (kWh) | 124.7569 | 121.0471 | 123.5911 | 134.8455 | 134.8657 | 134.8873 | 134.8624 | 134.8484 | 134.8441 | 134.8358 | 134.653 | 134.6498 | 134.6246 | 134.6162 | 134.6093 | 134.6044 | 134.5997 | 134.595 | 134.5906 | 134.5883 | 134.5854 | 134.5803 | 134.5781 | 134.5742 | 134.5686 | 134.5622 | 134.5547 | 134.5547 | 134.5547 | 134.5547 | 134.5547 | 134.5547 | 134.5547
F7_Residential_Single Family Low Income_Existing_Water Heating_Natural Gas_Water Heater (<= 55 gal)_Baseline Forecast | F7 | Residential | Single Family Low Income | Existing | Water Heating | Natural Gas | Water Heater (<= 55 gal) | Baseline Forecast | Avg. Replacement Summer Demand (kW) | 0.4117 | 0.39946 | 0.40785 | 0.44499 | 0.44506 | 0.44513 | 0.44505 | 0.445 | 0.44499 | 0.44496 | 0.44435 | 0.44434 | 0.44426 | 0.44423 | 0.44421 | 0.44419 | 0.44418 | 0.44416 | 0.44415 | 0.44414 | 0.44413 | 0.44411 | 0.44411 | 0.44409 | 0.44408 | 0.44406 | 0.44403 | 0.44403 | 0.44403 | 0.44403 | 0.44403 | 0.44403 | 0.44403
F8_Residential_Single Family Low Income_Existing_Water Heating_Natural Gas_Water Heater (<= 55 gal)_Baseline Forecast | F8 | Residential | Single Family Low Income | Existing | Water Heating | Natural Gas | Water Heater (<= 55 gal) | Baseline Forecast | Avg. Replacement Winter Demand (kW) | 0.032406 | 0.031443 | 0.032103 | 0.035027 | 0.035032 | 0.035038 | 0.035031 | 0.035027 | 0.035026 | 0.035024 | 0.034977 | 0.034976 | 0.034969 | 0.034967 | 0.034965 | 0.034964 | 0.034963 | 0.034962 | 0.034961 | 0.03496 | 0.034959 | 0.034958 | 0.034957 | 0.034956 | 0.034955 | 0.034953 | 0.034951 | 0.034951 | 0.034951 | 0.034951 | 0.034951 | 0.034951 | 0.034951
F1_Residential_Single Family Low Income_Existing_Water Heating_Natural Gas_Water Heater (> 55 gal)_Baseline Forecast | F1 | Residential | Single Family Low Income | Existing | Water Heating | Natural Gas | Water Heater (> 55 gal) | Baseline Forecast | Units | 23.3916 | 23.7142 | 24.0397 | 23.827 | 23.4193 | 23.254 | 23.1068 | 22.9691 | 22.8451 | 22.7292 | 22.6152 | 22.5034 | 22.3925 | 22.2812 | 22.1704 | 22.0596 | 21.9485 | 21.8358 | 21.7215 | 21.6071 | 21.4927 | 21.3783 | 21.2631 | 21.1474 | 21.0321 | 20.9172 | 20.8028 | 20.6886 | 20.5747 | 20.4614 | 20.3489 | 20.2371 | 20.1259
F2_Residential_Single Family Low Income_Existing_Water Heating_Natural Gas_Water Heater (> 55 gal)_Baseline Forecast | F2 | Residential | Single Family Low Income | Existing | Water Heating | Natural Gas | Water Heater (> 55 gal) | Baseline Forecast | Usage (MMtherm) | 0.0031911 | 0.0031333 | 0.0032363 | 0.0034933 | 0.0034278 | 0.0033979 | 0.0033709 | 0.0033455 | 0.0033226 | 0.0033012 | 0.0032807 | 0.0032611 | 0.0032421 | 0.0032234 | 0.0032052 | 0.0031874 | 0.0031697 | 0.0031521 | 0.0031344 | 0.0031169 | 0.0030995 | 0.0030822 | 0.0030649 | 0.0030477 | 0.0030306 | 0.0030136 | 0.0029967 | 0.00298 | 0.0029633 | 0.0029468 | 0.0029304 | 0.0029141 | 0.002898
F3_Residential_Single Family Low Income_Existing_Water Heating_Natural Gas_Water Heater (> 55 gal)_Baseline Forecast | F3 | Residential | Single Family Low Income | Existing | Water Heating | Natural Gas | Water Heater (> 55 gal) | Baseline Forecast | Summer Peak Demand (MW) | 0.010531 | 0.01034 | 0.01068 | 0.011528 | 0.011312 | 0.011213 | 0.011124 | 0.01104 | 0.010964 | 0.010894 | 0.010826 | 0.010762 | 0.010699 | 0.010637 | 0.010577 | 0.010518 | 0.01046 | 0.010402 | 0.010344 | 0.010286 | 0.010228 | 0.010171 | 0.010114 | 0.010057 | 0.010001 | 0.0099448 | 0.0098892 | 0.0098338 | 0.0097788 | 0.0097243 | 0.0096702 | 0.0096165 | 0.0095632
F4_Residential_Single Family Low Income_Existing_Water Heating_Natural Gas_Water Heater (> 55 gal)_Baseline Forecast | F4 | Residential | Single Family Low Income | Existing | Water Heating | Natural Gas | Water Heater (> 55 gal) | Baseline Forecast | Winter Peak Demand (MW) | 0.0008289 | 0.00081389 | 0.00084065 | 0.00090741 | 0.0008904 | 0.00088263 | 0.0008756 | 0.00086901 | 0.00086305 | 0.00085751 | 0.00085218 | 0.00084708 | 0.00084214 | 0.0008373 | 0.00083258 | 0.00082794 | 0.00082336 | 0.00081877 | 0.00081418 | 0.00080962 | 0.0008051 | 0.00080061 | 0.00079613 | 0.00079165 | 0.0007872 | 0.00078279 | 0.00077841 | 0.00077406 | 0.00076973 | 0.00076543 | 0.00076118 | 0.00075695 | 0.00075276
F5_Residential_Single Family Low Income_Existing_Water Heating_Natural Gas_Water Heater (> 55 gal)_Baseline Forecast | F5 | Residential | Single Family Low Income | Existing | Water Heating | Natural Gas | Water Heater (> 55 gal) | Baseline Forecast | Turnover | 0 | 1.0937 | 1.2436 | 1.0347 | 1.1221 | 1.2037 | 1.2723 | 1.3296 | 1.3778 | 1.418 | 1.4512 | 1.4783 | 1.4064 | 1.3642 | 1.301 | 1.2606 | 1.2374 | 1.2269 | 1.2258 | 1.5177 | 1.5246 | 1.4441 | 1.4585 | 1.4568 | 1.446 | 1.4253 | 1.3995 | 1.3721 | 1.3454 | 1.3209 | 1.3131 | 1.3151 | 1.3003
F6_Residential_Single Family Low Income_Existing_Water Heating_Natural Gas_Water Heater (> 55 gal)_Baseline Forecast | F6 | Residential | Single Family Low Income | Existing | Water Heating | Natural Gas | Water Heater (> 55 gal) | Baseline Forecast | Avg. Replacement Usage (kWh) | 133.317 | 129.3413 | 132.0313 | 144.0311 | 144.0366 | 144.0425 | 144.0358 | 144.0319 | 144.0307 | 144.0285 | 143.9786 | 143.9777 | 143.9709 | 143.9686 | 143.9667 | 143.9653 | 143.9641 | 143.9628 | 143.9616 | 143.9609 | 143.9602 | 143.9588 | 143.9582 | 143.9571 | 143.9556 | 143.9538 | 143.9518 | 143.9518 | 143.9518 | 143.9518 | 143.9518 | 143.9518 | 143.9518
F7_Residential_Single Family Low Income_Existing_Water Heating_Natural Gas_Water Heater (> 55 gal)_Baseline Forecast | F7 | Residential | Single Family Low Income | Existing | Water Heating | Natural Gas | Water Heater (> 55 gal) | Baseline Forecast | Avg. Replacement Summer Demand (kW) | 0.43995 | 0.42683 | 0.4357 | 0.4753 | 0.47532 | 0.47534 | 0.47532 | 0.47531 | 0.4753 | 0.47529 | 0.47513 | 0.47513 | 0.4751 | 0.4751 | 0.47509 | 0.47509 | 0.47508 | 0.47508 | 0.47507 | 0.47507 | 0.47507 | 0.47506 | 0.47506 | 0.47506 | 0.47505 | 0.47505 | 0.47504 | 0.47504 | 0.47504 | 0.47504 | 0.47504 | 0.47504 | 0.47504
F8_Residential_Single Family Low Income_Existing_Water Heating_Natural Gas_Water Heater (> 55 gal)_Baseline Forecast | F8 | Residential | Single Family Low Income | Existing | Water Heating | Natural Gas | Water Heater (> 55 gal) | Baseline Forecast | Avg. Replacement Winter Demand (kW) | 0.03463 | 0.033597 | 0.034296 | 0.037413 | 0.037414 | 0.037416 | 0.037414 | 0.037413 | 0.037413 | 0.037412 | 0.037399 | 0.037399 | 0.037397 | 0.037396 | 0.037396 | 0.037396 | 0.037395 | 0.037395 | 0.037395 | 0.037394 | 0.037394 | 0.037394 | 0.037394 | 0.037394 | 0.037393 | 0.037393 | 0.037392 | 0.037392 | 0.037392 | 0.037392 | 0.037392 | 0.037392 | 0.037392
F1_Residential_Single Family Low Income_Existing_Appliances_Natural Gas_Clothes Dryer_Baseline Forecast | F1 | Residential | Single Family Low Income | Existing | Appliances | Natural Gas | Clothes Dryer | Baseline Forecast | Units | 157.3994 | 160.0206 | 162.6756 | 161.6911 | 159.3733 | 158.6951 | 158.1363 | 157.6375 | 157.2296 | 156.8731 | 156.5273 | 156.1934 | 155.8625 | 155.5256 | 155.189 | 154.8494 | 154.5051 | 154.1456 | 153.7716 | 153.3937 | 153.0121 | 152.6276 | 152.2343 | 151.8334 | 151.4318 | 151.03 | 150.6281 | 150.2242 | 149.8188 | 149.4148 | 149.0125 | 148.6121 | 148.2128
F2_Residential_Single Family Low Income_Existing_Appliances_Natural Gas_Clothes Dryer_Baseline Forecast | F2 | Residential | Single Family Low Income | Existing | Appliances | Natural Gas | Clothes Dryer | Baseline Forecast | Usage (MMtherm) | 0.0028912 | 0.0028125 | 0.0028752 | 0.0030762 | 0.0029905 | 0.0029367 | 0.0028868 | 0.0028405 | 0.0027991 | 0.0027626 | 0.0027306 | 0.0027027 | 0.0026781 | 0.0026561 | 0.0026366 | 0.002619 | 0.002603 | 0.0025883 | 0.0025746 | 0.002562 | 0.0025502 | 0.0025391 | 0.0025286 | 0.0025186 | 0.002509 | 0.0024999 | 0.0024911 | 0.0024826 | 0.0024744 | 0.0024664 | 0.0024586 | 0.0024511 | 0.0024436
F3_Residential_Single Family Low Income_Existing_Appliances_Natural Gas_Clothes Dryer_Baseline Forecast | F3 | Residential | Single Family Low Income | Existing | Appliances | Natural Gas | Clothes Dryer | Baseline Forecast | Summer Peak Demand (MW) | 0.007921 | 0.0077055 | 0.0078772 | 0.0084279 | 0.0081932 | 0.0080458 | 0.007909 | 0.0077822 | 0.0076688 | 0.0075687 | 0.0074812 | 0.0074047 | 0.0073372 | 0.0072771 | 0.0072234 | 0.0071752 | 0.0071315 | 0.0070912 | 0.0070538 | 0.0070191 | 0.0069868 | 0.0069565 | 0.0069278 | 0.0069002 | 0.0068741 | 0.006849 | 0.006825 | 0.0068017 | 0.0067792 | 0.0067573 | 0.006736 | 0.0067152 | 0.0066949
F4_Residential_Single Family Low Income_Existing_Appliances_Natural Gas_Clothes Dryer_Baseline Forecast | F4 | Residential | Single Family Low Income | Existing | Appliances | Natural Gas | Clothes Dryer | Baseline Forecast | Winter Peak Demand (MW) | 0.00033004 | 0.00032106 | 0.00032822 | 0.00035116 | 0.00034138 | 0.00033524 | 0.00032954 | 0.00032426 | 0.00031953 | 0.00031536 | 0.00031172 | 0.00030853 | 0.00030572 | 0.00030321 | 0.00030098 | 0.00029897 | 0.00029715 | 0.00029547 | 0.00029391 | 0.00029246 | 0.00029112 | 0.00028986 | 0.00028866 | 0.00028751 | 0.00028642 | 0.00028538 | 0.00028438 | 0.00028341 | 0.00028246 | 0.00028155 | 0.00028066 | 0.0002798 | 0.00027895
F5_Residential_Single Family Low Income_Existing_Appliances_Natural Gas_Clothes Dryer_Baseline Forecast | F5 | Residential | Single Family Low Income | Existing | Appliances | Natural Gas | Clothes Dryer | Baseline Forecast | Turnover | 0 | 8.2426 | 9.3472 | 7.5639 | 8.2261 | 8.8489 | 9.3796 | 9.8301 | 10.215 | 10.5429 | 10.8198 | 10.3849 | 10.1619 | 9.7307 | 9.4669 | 9.3302 | 9.2887 | 9.3164 | 11.6634 | 11.7488 | 11.0803 | 11.1382 | 11.1242 | 11.0242 | 10.8784 | 10.7144 | 10.5512 | 10.4006 | 10.3991 | 10.4682 | 10.3758 | 10.3513 | 10.3635
F6_Residential_Single Family Low Income_Existing_Appliances_Natural Gas_Clothes Dryer_Baseline Forecast | F6 | Residential | Single Family Low Income | Existing | Appliances | Natural Gas | Clothes Dryer | Baseline Forecast | Avg. Replacement Usage (kWh) | 15.2334 | 14.7787 | 15.0849 | 16.455 | 16.455 | 16.455 | 16.4549 | 16.4549 | 16.4548 | 16.4548 | 16.4547 | 16.4546 | 16.4546 | 16.4545 | 16.4545 | 16.4544 | 16.4544 | 16.4543 | 16.4542 | 16.4542 | 16.4541 | 16.4541 | 16.454 | 16.454 | 16.454 | 16.454 | 16.4539 | 16.4539 | 16.4539 | 16.454 | 16.454 | 16.454 | 16.454
F7_Residential_Single Family Low Income_Existing_Appliances_Natural Gas_Clothes Dryer_Baseline Forecast | F7 | Residential | Single Family Low Income | Existing | Appliances | Natural Gas | Clothes Dryer | Baseline Forecast | Avg. Replacement Summer Demand (kW) | 0.041735 | 0.04049 | 0.041329 | 0.045082 | 0.045082 | 0.045082 | 0.045082 | 0.045082 | 0.045082 | 0.045082 | 0.045081 | 0.045081 | 0.045081 | 0.045081 | 0.045081 | 0.045081 | 0.04508 | 0.04508 | 0.04508 | 0.04508 | 0.04508 | 0.04508 | 0.04508 | 0.045079 | 0.045079 | 0.045079 | 0.045079 | 0.045079 | 0.045079 | 0.045079 | 0.045079 | 0.045079 | 0.04508
F8_Residential_Single Family Low Income_Existing_Appliances_Natural Gas_Clothes Dryer_Baseline Forecast | F8 | Residential | Single Family Low Income | Existing | Appliances | Natural Gas | Clothes Dryer | Baseline Forecast | Avg. Replacement Winter Demand (kW) | 0.001739 | 0.0016871 | 0.001722 | 0.0018784 | 0.0018784 | 0.0018784 | 0.0018784 | 0.0018784 | 0.0018784 | 0.0018784 | 0.0018784 | 0.0018784 | 0.0018784 | 0.0018784 | 0.0018784 | 0.0018784 | 0.0018784 | 0.0018783 | 0.0018783 | 0.0018783 | 0.0018783 | 0.0018783 | 0.0018783 | 0.0018783 | 0.0018783 | 0.0018783 | 0.0018783 | 0.0018783 | 0.0018783 | 0.0018783 | 0.0018783 | 0.0018783 | 0.0018783
F1_Residential_Single Family Low Income_Existing_Appliances_Natural Gas_Stove/Oven_Baseline Forecast | F1 | Residential | Single Family Low Income | Existing | Appliances | Natural Gas | Stove/Oven | Baseline Forecast | Units | 404.5971 | 408.5533 | 412.5234 | 407.2539 | 398.7013 | 394.3202 | 390.2743 | 386.4125 | 382.8063 | 379.3554 | 375.9594 | 372.6203 | 369.3164 | 366.026 | 362.764 | 359.5223 | 356.297 | 353.0642 | 349.8257 | 346.6061 | 343.4059 | 340.2264 | 337.0548 | 333.8939 | 330.7588 | 327.6502 | 324.5685 | 321.5092 | 318.4732 | 315.4667 | 312.4896 | 309.5424 | 306.6229
F2_Residential_Single Family Low Income_Existing_Appliances_Natural Gas_Stove/Oven_Baseline Forecast | F2 | Residential | Single Family Low Income | Existing | Appliances | Natural Gas | Stove/Oven | Baseline Forecast | Usage (MMtherm) | 0.0074745 | 0.0072645 | 0.0074222 | 0.0079268 | 0.007694 | 0.0075443 | 0.0074046 | 0.0072732 | 0.0071524 | 0.0070413 | 0.0069386 | 0.0068433 | 0.0067539 | 0.0066694 | 0.0065892 | 0.0065127 | 0.0064393 | 0.006368 | 0.0062987 | 0.0062314 | 0.006166 | 0.0061021 | 0.0060395 | 0.0059779 | 0.0059176 | 0.0058584 | 0.0058002 | 0.0057429 | 0.0056865 | 0.0056309 | 0.0055762 | 0.0055223 | 0.005469
F3_Residential_Single Family Low Income_Existing_Appliances_Natural Gas_Stove/Oven_Baseline Forecast | F3 | Residential | Single Family Low Income | Existing | Appliances | Natural Gas | Stove/Oven | Baseline Forecast | Summer Peak Demand (MW) | 0.026622 | 0.025873 | 0.026435 | 0.028232 | 0.027403 | 0.02687 | 0.026373 | 0.025904 | 0.025474 | 0.025079 | 0.024713 | 0.024373 | 0.024055 | 0.023754 | 0.023468 | 0.023196 | 0.022934 | 0.022681 | 0.022434 | 0.022194 | 0.021961 | 0.021734 | 0.02151 | 0.021291 | 0.021076 | 0.020865 | 0.020658 | 0.020454 | 0.020253 | 0.020055 | 0.01986 | 0.019668 | 0.019479
F4_Residential_Single Family Low Income_Existing_Appliances_Natural Gas_Stove/Oven_Baseline Forecast | F4 | Residential | Single Family Low Income | Existing | Appliances | Natural Gas | Stove/Oven | Baseline Forecast | Winter Peak Demand (MW) | 0.0053243 | 0.0051747 | 0.0052871 | 0.0056465 | 0.0054807 | 0.005374 | 0.0052745 | 0.0051809 | 0.0050949 | 0.0050157 | 0.0049426 | 0.0048746 | 0.004811 | 0.0047508 | 0.0046937 | 0.0046392 | 0.0045869 | 0.0045361 | 0.0044868 | 0.0044388 | 0.0043922 | 0.0043467 | 0.0043021 | 0.0042582 | 0.0042152 | 0.0041731 | 0.0041317 | 0.0040909 | 0.0040507 | 0.0040111 | 0.0039721 | 0.0039337 | 0.0038958
F5_Residential_Single Family Low Income_Existing_Appliances_Natural Gas_Stove/Oven_Baseline Forecast | F5 | Residential | Single Family Low Income | Existing | Appliances | Natural Gas | Stove/Oven | Baseline Forecast | Turnover | 0 | 18.4061 | 21.1723 | 19.3116 | 20.8604 | 22.2879 | 23.4648 | 24.4254 | 25.2103 | 25.8434 | 26.3429 | 24.7542 | 23.7376 | 22.6447 | 21.9482 | 21.5477 | 21.364 | 21.3341 | 25.9575 | 26.0949 | 25.2072 | 25.121 | 24.839 | 24.3922 | 23.8676 | 23.3236 | 22.7983 | 22.3147 | 21.9848 | 21.8607 | 21.6185 | 21.4975 | 21.4299
F6_Residential_Single Family Low Income_Existing_Appliances_Natural Gas_Stove/Oven_Baseline Forecast | F6 | Residential | Single Family Low Income | Existing | Appliances | Natural Gas | Stove/Oven | Baseline Forecast | Avg. Replacement Usage (kWh) | 16.5017 | 16.0091 | 16.3406 | 17.8245 | 17.8247 | 17.8245 | 17.8239 | 17.8234 | 17.8228 | 17.8222 | 17.8217 | 17.8212 | 17.8206 | 17.82 | 17.8194 | 17.8189 | 17.8183 | 17.8177 | 17.8171 | 17.8165 | 17.816 | 17.8155 | 17.8151 | 17.8147 | 17.8145 | 17.8143 | 17.8142 | 17.8142 | 17.8142 | 17.8143 | 17.8145 | 17.8147 | 17.815
F7_Residential_Single Family Low Income_Existing_Appliances_Natural Gas_Stove/Oven_Baseline Forecast | F7 | Residential | Single Family Low Income | Existing | Appliances | Natural Gas | Stove/Oven | Baseline Forecast | Avg. Replacement Summer Demand (kW) | 0.058773 | 0.057019 | 0.058199 | 0.063485 | 0.063485 | 0.063484 | 0.063482 | 0.063481 | 0.063479 | 0.063477 | 0.063474 | 0.063473 | 0.063471 | 0.063469 | 0.063467 | 0.063464 | 0.063462 | 0.06346 | 0.063458 | 0.063456 | 0.063454 | 0.063452 | 0.063451 | 0.06345 | 0.063449 | 0.063448 | 0.063448 | 0.063448 | 0.063448 | 0.063448 | 0.063449 | 0.06345 | 0.063451
F8_Residential_Single Family Low Income_Existing_Appliances_Natural Gas_Stove/Oven_Baseline Forecast | F8 | Residential | Single Family Low Income | Existing | Appliances | Natural Gas | Stove/Oven | Baseline Forecast | Avg. Replacement Winter Demand (kW) | 0.011755 | 0.011404 | 0.01164 | 0.012697 | 0.012697 | 0.012697 | 0.012696 | 0.012696 | 0.012696 | 0.012695 | 0.012695 | 0.012695 | 0.012694 | 0.012694 | 0.012693 | 0.012693 | 0.012692 | 0.012692 | 0.012692 | 0.012691 | 0.012691 | 0.01269 | 0.01269 | 0.01269 | 0.01269 | 0.01269 | 0.01269 | 0.01269 | 0.01269 | 0.01269 | 0.01269 | 0.01269 | 0.01269
F1_Residential_Single Family Low Income_Existing_Miscellaneous_Natural Gas_Pool Heater_Baseline Forecast | F1 | Residential | Single Family Low Income | Existing | Miscellaneous | Natural Gas | Pool Heater | Baseline Forecast | Units | 3.9369 | 3.9677 | 3.9985 | 3.9398 | 3.8495 | 3.7999 | 3.7536 | 3.7092 | 3.6675 | 3.6274 | 3.5879 | 3.5492 | 3.5109 | 3.4729 | 3.4352 | 3.3979 | 3.3609 | 3.324 | 3.2871 | 3.2505 | 3.2143 | 3.1784 | 3.1426 | 3.1071 | 3.072 | 3.0372 | 3.0028 | 2.9687 | 2.935 | 2.9016 | 2.8687 | 2.8361 | 2.8039
F2_Residential_Single Family Low Income_Existing_Miscellaneous_Natural Gas_Pool Heater_Baseline Forecast | F2 | Residential | Single Family Low Income | Existing | Miscellaneous | Natural Gas | Pool Heater | Baseline Forecast | Usage (MMtherm) | 0.00030175 | 0.00029499 | 0.00030339 | 0.00032602 | 0.0003185 | 0.00031433 | 0.00031045 | 0.00030674 | 0.00030325 | 0.00029991 | 0.00029662 | 0.0002934 | 0.00029022 | 0.00028706 | 0.00028394 | 0.00028085 | 0.00027779 | 0.00027473 | 0.00027168 | 0.00026865 | 0.00026565 | 0.00026268 | 0.00025973 | 0.00025679 | 0.00025389 | 0.00025101 | 0.00024817 | 0.00024535 | 0.00024256 | 0.00023981 | 0.00023708 | 0.00023439 | 0.00023173
F3_Residential_Single Family Low Income_Existing_Miscellaneous_Natural Gas_Pool Heater_Baseline Forecast | F3 | Residential | Single Family Low Income | Existing | Miscellaneous | Natural Gas | Pool Heater | Baseline Forecast | Summer Peak Demand (MW) | 0.00082671 | 0.00080819 | 0.00083119 | 0.00089321 | 0.0008726 | 0.00086119 | 0.00085056 | 0.00084039 | 0.00083083 | 0.00082166 | 0.00081266 | 0.00080383 | 0.00079511 | 0.00078647 | 0.00077792 | 0.00076946 | 0.00076106 | 0.00075268 | 0.00074432 | 0.00073603 | 0.00072782 | 0.00071968 | 0.00071158 | 0.00070354 | 0.00069558 | 0.0006877 | 0.00067991 | 0.0006722 | 0.00066456 | 0.00065701 | 0.00064954 | 0.00064217 | 0.00063488
F4_Residential_Single Family Low Income_Existing_Miscellaneous_Natural Gas_Pool Heater_Baseline Forecast | F4 | Residential | Single Family Low Income | Existing | Miscellaneous | Natural Gas | Pool Heater | Baseline Forecast | Winter Peak Demand (MW) | 3.4446e-05 | 3.3675e-05 | 3.4633e-05 | 3.7217e-05 | 3.6358e-05 | 3.5883e-05 | 3.544e-05 | 3.5016e-05 | 3.4618e-05 | 3.4236e-05 | 3.3861e-05 | 3.3493e-05 | 3.313e-05 | 3.277e-05 | 3.2414e-05 | 3.2061e-05 | 3.1711e-05 | 3.1362e-05 | 3.1013e-05 | 3.0668e-05 | 3.0326e-05 | 2.9986e-05 | 2.9649e-05 | 2.9314e-05 | 2.8982e-05 | 2.8654e-05 | 2.833e-05 | 2.8008e-05 | 2.769e-05 | 2.7375e-05 | 2.7064e-05 | 2.6757e-05 | 2.6453e-05
F5_Residential_Single Family Low Income_Existing_Miscellaneous_Natural Gas_Pool Heater_Baseline Forecast | F5 | Residential | Single Family Low Income | Existing | Miscellaneous | Natural Gas | Pool Heater | Baseline Forecast | Turnover | 0 | 0.18826 | 0.23551 | 0.23895 | 0.26259 | 0.28219 | 0.29692 | 0.30777 | 0.31566 | 0.3212 | 0.28795 | 0.26968 | 0.25601 | 0.24997 | 0.24883 | 0.2926 | 0.29771 | 0.2943 | 0.29756 | 0.29273 | 0.28449 | 0.27463 | 0.26502 | 0.25665 | 0.24923 | 0.24753 | 0.24654 | 0.24801 | 0.24937 | 0.25899 | 0.25627 | 0.2505 | 0.2459
F6_Residential_Single Family Low Income_Existing_Miscellaneous_Natural Gas_Pool Heater_Baseline Forecast | F6 | Residential | Single Family Low Income | Existing | Miscellaneous | Natural Gas | Pool Heater | Baseline Forecast | Avg. Replacement Usage (kWh) | 76.5092 | 74.2254 | 75.7635 | 82.6448 | 82.6448 | 82.6448 | 82.6448 | 82.6448 | 82.6448 | 82.6448 | 82.6448 | 82.6448 | 82.6448 | 82.6448 | 82.6448 | 82.6448 | 82.6448 | 82.6448 | 82.6448 | 82.6448 | 82.6448 | 82.6448 | 82.6448 | 82.6448 | 82.6448 | 82.6448 | 82.6448 | 82.6448 | 82.6448 | 82.6448 | 82.6448 | 82.6448 | 82.6448
F7_Residential_Single Family Low Income_Existing_Miscellaneous_Natural Gas_Pool Heater_Baseline Forecast | F7 | Residential | Single Family Low Income | Existing | Miscellaneous | Natural Gas | Pool Heater | Baseline Forecast | Avg. Replacement Summer Demand (kW) | 0.20961 | 0.20336 | 0.20757 | 0.22642 | 0.22642 | 0.22642 | 0.22642 | 0.22642 | 0.22642 | 0.22642 | 0.22642 | 0.22642 | 0.22642 | 0.22642 | 0.22642 | 0.22642 | 0.22642 | 0.22642 | 0.22642 | 0.22642 | 0.22642 | 0.22642 | 0.22642 | 0.22642 | 0.22642 | 0.22642 | 0.22642 | 0.22642 | 0.22642 | 0.22642 | 0.22642 | 0.22642 | 0.22642
F8_Residential_Single Family Low Income_Existing_Miscellaneous_Natural Gas_Pool Heater_Baseline Forecast | F8 | Residential | Single Family Low Income | Existing | Miscellaneous | Natural Gas | Pool Heater | Baseline Forecast | Avg. Replacement Winter Demand (kW) | 0.0087339 | 0.0084732 | 0.0086488 | 0.0094343 | 0.0094343 | 0.0094343 | 0.0094343 | 0.0094343 | 0.0094343 | 0.0094343 | 0.0094343 | 0.0094343 | 0.0094343 | 0.0094343 | 0.0094343 | 0.0094343 | 0.0094343 | 0.0094343 | 0.0094343 | 0.0094343 | 0.0094343 | 0.0094343 | 0.0094343 | 0.0094343 | 0.0094343 | 0.0094343 | 0.0094343 | 0.0094343 | 0.0094343 | 0.0094343 | 0.0094343 | 0.0094343 | 0.0094343
F1_Residential_Single Family Low Income_Existing_Miscellaneous_Natural Gas_Miscellaneous_Baseline Forecast | F1 | Residential | Single Family Low Income | Existing | Miscellaneous | Natural Gas | Miscellaneous | Baseline Forecast | Units | 1007.7649 | 1015.6461 | 1023.5272 | 1008.4939 | 985.4009 | 972.6832 | 960.8366 | 949.4847 | 938.8 | 928.5334 | 918.4369 | 908.5151 | 898.7138 | 888.9798 | 879.3491 | 869.8017 | 860.3275 | 850.8684 | 841.4294 | 832.069 | 822.7883 | 813.59 | 804.4429 | 795.354 | 786.3585 | 777.4578 | 768.6524 | 759.931 | 751.2956 | 742.7602 | 734.3242 | 725.9883 | 717.747
F2_Residential_Single Family Low Income_Existing_Miscellaneous_Natural Gas_Miscellaneous_Baseline Forecast | F2 | Residential | Single Family Low Income | Existing | Miscellaneous | Natural Gas | Miscellaneous | Baseline Forecast | Usage (MMtherm) | 0.0029184 | 0.0028534 | 0.0029351 | 0.0031547 | 0.0030825 | 0.0030427 | 0.0030056 | 0.0029701 | 0.0029367 | 0.0029046 | 0.002873 | 0.002842 | 0.0028113 | 0.0027808 | 0.0027507 | 0.0027209 | 0.0026912 | 0.0026616 | 0.0026321 | 0.0026028 | 0.0025738 | 0.002545 | 0.0025164 | 0.002488 | 0.0024598 | 0.002432 | 0.0024044 | 0.0023772 | 0.0023502 | 0.0023235 | 0.0022971 | 0.002271 | 0.0022452
F3_Residential_Single Family Low Income_Existing_Miscellaneous_Natural Gas_Miscellaneous_Baseline Forecast | F3 | Residential | Single Family Low Income | Existing | Miscellaneous | Natural Gas | Miscellaneous | Baseline Forecast | Summer Peak Demand (MW) | 0.0079956 | 0.0078176 | 0.0080415 | 0.008643 | 0.0084451 | 0.0083361 | 0.0082346 | 0.0081373 | 0.0080457 | 0.0079577 | 0.0078712 | 0.0077862 | 0.0077022 | 0.0076188 | 0.0075362 | 0.0074544 | 0.0073732 | 0.0072921 | 0.0072112 | 0.007131 | 0.0070515 | 0.0069726 | 0.0068943 | 0.0068164 | 0.0067393 | 0.006663 | 0.0065875 | 0.0065128 | 0.0064388 | 0.0063656 | 0.0062933 | 0.0062219 | 0.0061513
F4_Residential_Single Family Low Income_Existing_Miscellaneous_Natural Gas_Miscellaneous_Baseline Forecast | F4 | Residential | Single Family Low Income | Existing | Miscellaneous | Natural Gas | Miscellaneous | Baseline Forecast | Winter Peak Demand (MW) | 0.00033315 | 0.00032573 | 0.00033506 | 0.00036013 | 0.00035188 | 0.00034734 | 0.00034311 | 0.00033905 | 0.00033524 | 0.00033157 | 0.00032797 | 0.00032442 | 0.00032092 | 0.00031745 | 0.00031401 | 0.0003106 | 0.00030722 | 0.00030384 | 0.00030047 | 0.00029713 | 0.00029381 | 0.00029053 | 0.00028726 | 0.00028401 | 0.0002808 | 0.00027762 | 0.00027448 | 0.00027137 | 0.00026828 | 0.00026523 | 0.00026222 | 0.00025924 | 0.0002563
F5_Residential_Single Family Low Income_Existing_Miscellaneous_Natural Gas_Miscellaneous_Baseline Forecast | F5 | Residential | Single Family Low Income | Existing | Miscellaneous | Natural Gas | Miscellaneous | Baseline Forecast | Turnover | 0 | 63.8681 | 76.9317 | 78.7628 | 85.6933 | 91.7717 | 96.5681 | 89.3973 | 85.42 | 82.4912 | 81.3068 | 81.31 | 82.0814 | 97.0917 | 96.5006 | 93.1357 | 91.5896 | 89.9312 | 88.365 | 86.4896 | 85.5929 | 84.5617 | 83.8789 | 83.3353 | 82.8269 | 85.5905 | 83.9569 | 81.7693 | 80.2934 | 78.9631 | 77.8078 | 77.2072 | 76.6916
F6_Residential_Single Family Low Income_Existing_Miscellaneous_Natural Gas_Miscellaneous_Baseline Forecast | F6 | Residential | Single Family Low Income | Existing | Miscellaneous | Natural Gas | Miscellaneous | Baseline Forecast | Avg. Replacement Usage (kWh) | 2.8959 | 2.8095 | 2.8677 | 3.1281 | 3.1281 | 3.1281 | 3.1281 | 3.1281 | 3.1281 | 3.1281 | 3.1281 | 3.1281 | 3.1281 | 3.1281 | 3.1281 | 3.1281 | 3.1281 | 3.1281 | 3.1281 | 3.1281 | 3.1281 | 3.1281 | 3.1281 | 3.1281 | 3.1281 | 3.1281 | 3.1281 | 3.1281 | 3.1281 | 3.1281 | 3.1281 | 3.1281 | 3.1281
F7_Residential_Single Family Low Income_Existing_Miscellaneous_Natural Gas_Miscellaneous_Baseline Forecast | F7 | Residential | Single Family Low Income | Existing | Miscellaneous | Natural Gas | Miscellaneous | Baseline Forecast | Avg. Replacement Summer Demand (kW) | 0.007934 | 0.0076971 | 0.0078566 | 0.0085702 | 0.0085702 | 0.0085702 | 0.0085702 | 0.0085702 | 0.0085702 | 0.0085702 | 0.0085702 | 0.0085702 | 0.0085702 | 0.0085702 | 0.0085702 | 0.0085702 | 0.0085702 | 0.0085702 | 0.0085702 | 0.0085702 | 0.0085702 | 0.0085702 | 0.0085702 | 0.0085702 | 0.0085702 | 0.0085702 | 0.0085702 | 0.0085702 | 0.0085702 | 0.0085702 | 0.0085702 | 0.0085702 | 0.0085702
F8_Residential_Single Family Low Income_Existing_Miscellaneous_Natural Gas_Miscellaneous_Baseline Forecast | F8 | Residential | Single Family Low Income | Existing | Miscellaneous | Natural Gas | Miscellaneous | Baseline Forecast | Avg. Replacement Winter Demand (kW) | 0.00033058 | 0.00032071 | 0.00032736 | 0.00035709 | 0.00035709 | 0.00035709 | 0.00035709 | 0.00035709 | 0.00035709 | 0.00035709 | 0.00035709 | 0.00035709 | 0.00035709 | 0.00035709 | 0.00035709 | 0.00035709 | 0.00035709 | 0.00035709 | 0.00035709 | 0.00035709 | 0.00035709 | 0.00035709 | 0.00035709 | 0.00035709 | 0.00035709 | 0.00035709 | 0.00035709 | 0.00035709 | 0.00035709 | 0.00035709 | 0.00035709 | 0.00035709 | 0.00035709
F1_Residential_Single Family Low Income_New_Space Heating_Natural Gas_Furnace_Baseline Forecast | F1 | Residential | Single Family Low Income | New | Space Heating | Natural Gas | Furnace | Baseline Forecast | Units | 0 | 5.742 | 14.4257 | 22.6135 | 30.3021 | 37.4654 | 44.5238 | 51.4797 | 58.298 | 65.0302 | 71.7261 | 78.3851 | 85.0186 | 91.638 | 98.2351 | 104.8134 | 111.3746 | 117.9308 | 124.4808 | 131.0125 | 137.5254 | 144.019 | 150.4994 | 156.9658 | 163.4106 | 169.8335 | 176.2341 | 182.6151 | 188.9761 | 195.3141 | 201.629 | 207.921 | 214.4092
F2_Residential_Single Family Low Income_New_Space Heating_Natural Gas_Furnace_Baseline Forecast | F2 | Residential | Single Family Low Income | New | Space Heating | Natural Gas | Furnace | Baseline Forecast | Usage (MMtherm) | 0 | 0.0019656 | 0.0050137 | 0.0085277 | 0.011366 | 0.012989 | 0.01457 | 0.016108 | 0.017597 | 0.019049 | 0.020476 | 0.021877 | 0.023255 | 0.024614 | 0.025951 | 0.027266 | 0.028561 | 0.029839 | 0.031037 | 0.032128 | 0.033125 | 0.034043 | 0.034968 | 0.035897 | 0.036828 | 0.037759 | 0.038687 | 0.039611 | 0.040531 | 0.041444 | 0.042127 | 0.04271 | 0.04365
F3_Residential_Single Family Low Income_New_Space Heating_Natural Gas_Furnace_Baseline Forecast | F3 | Residential | Single Family Low Income | New | Space Heating | Natural Gas | Furnace | Baseline Forecast | Summer Peak Demand (MW) | 0 | 0.034594 | 0.088241 | 0.15009 | 0.20004 | 0.22861 | 0.25642 | 0.2835 | 0.30971 | 0.33527 | 0.36038 | 0.38504 | 0.4093 | 0.43321 | 0.45673 | 0.47989 | 0.50268 | 0.52517 | 0.54625 | 0.56545 | 0.58301 | 0.59916 | 0.61543 | 0.6318 | 0.64818 | 0.66457 | 0.68089 | 0.69716 | 0.71334 | 0.72941 | 0.74144 | 0.7517 | 0.76825
F4_Residential_Single Family Low Income_New_Space Heating_Natural Gas_Furnace_Baseline Forecast | F4 | Residential | Single Family Low Income | New | Space Heating | Natural Gas | Furnace | Baseline Forecast | Winter Peak Demand (MW) | 0 | 0.0020049 | 0.005114 | 0.0086982 | 0.011593 | 0.013249 | 0.014861 | 0.01643 | 0.017949 | 0.01943 | 0.020885 | 0.022315 | 0.023721 | 0.025106 | 0.02647 | 0.027812 | 0.029133 | 0.030436 | 0.031657 | 0.03277 | 0.033788 | 0.034724 | 0.035667 | 0.036615 | 0.037565 | 0.038515 | 0.039461 | 0.040404 | 0.041341 | 0.042273 | 0.04297 | 0.043564 | 0.044523
F5_Residential_Single Family Low Income_New_Space Heating_Natural Gas_Furnace_Baseline Forecast | F5 | Residential | Single Family Low Income | New | Space Heating | Natural Gas | Furnace | Baseline Forecast | Turnover | 0 | 5.742 | 8.6836 | 8.1878 | 7.6886 | 7.1634 | 7.0583 | 6.9559 | 6.8184 | 6.7321 | 6.696 | 6.6589 | 6.6335 | 6.6195 | 6.5971 | 6.5783 | 6.562 | 6.5581 | 7.0308 | 7.6962 | 9.0576 | 10.2281 | 10.6351 | 10.9741 | 11.252 | 11.4901 | 11.6897 | 11.8596 | 12.003 | 14.323 | 15.9926 | 16.6197 | 16.2946
F6_Residential_Single Family Low Income_New_Space Heating_Natural Gas_Furnace_Baseline Forecast | F6 | Residential | Single Family Low Income | New | Space Heating | Natural Gas | Furnace | Baseline Forecast | Avg. Replacement Usage (kWh) | 352.8462 | 342.3134 | 347.5555 | 377.1053 | 375.088 | 235.132 | 233.8591 | 232.5879 | 231.3165 | 230.0462 | 228.7736 | 227.5022 | 226.231 | 224.9609 | 223.6884 | 222.4174 | 221.1463 | 219.8767 | 218.6042 | 217.333 | 216.0618 | 214.7943 | 213.5216 | 212.2512 | 210.9804 | 209.7131 | 208.4402 | 207.1704 | 205.9 | 204.631 | 203.3589 | 202.0881 | 202.0881
F7_Residential_Single Family Low Income_New_Space Heating_Natural Gas_Furnace_Baseline Forecast | F7 | Residential | Single Family Low Income | New | Space Heating | Natural Gas | Furnace | Baseline Forecast | Avg. Replacement Summer Demand (kW) | 6.2101 | 6.0247 | 6.117 | 6.6371 | 6.6015 | 4.1383 | 4.1159 | 4.0935 | 4.0712 | 4.0488 | 4.0264 | 4.004 | 3.9817 | 3.9593 | 3.9369 | 3.9145 | 3.8922 | 3.8698 | 3.8474 | 3.8251 | 3.8027 | 3.7804 | 3.758 | 3.7356 | 3.7133 | 3.691 | 3.6685 | 3.6462 | 3.6238 | 3.6015 | 3.5791 | 3.5568 | 3.5568
F8_Residential_Single Family Low Income_New_Space Heating_Natural Gas_Furnace_Baseline Forecast | F8 | Residential | Single Family Low Income | New | Space Heating | Natural Gas | Furnace | Baseline Forecast | Avg. Replacement Winter Demand (kW) | 0.3599 | 0.34916 | 0.35451 | 0.38465 | 0.38259 | 0.23983 | 0.23854 | 0.23724 | 0.23594 | 0.23465 | 0.23335 | 0.23205 | 0.23076 | 0.22946 | 0.22816 | 0.22687 | 0.22557 | 0.22427 | 0.22298 | 0.22168 | 0.22038 | 0.21909 | 0.21779 | 0.2165 | 0.2152 | 0.21391 | 0.21261 | 0.21131 | 0.21002 | 0.20872 | 0.20743 | 0.20613 | 0.20613
F1_Residential_Single Family Low Income_New_Space Heating_Natural Gas_Boiler_Baseline Forecast | F1 | Residential | Single Family Low Income | New | Space Heating | Natural Gas | Boiler | Baseline Forecast | Units | 0 | 0 | 0 | 0 | 0 | 0 | 0 | 0 | 0 | 0 | 0 | 0 | 0 | 0 | 0 | 0 | 0 | 0 | 0 | 0 | 0 | 0 | 0 | 0 | 0 | 0 | 0 | 0 | 0 | 0 | 0 | 0 | 0
F2_Residential_Single Family Low Income_New_Space Heating_Natural Gas_Boiler_Baseline Forecast | F2 | Residential | Single Family Low Income | New | Space Heating | Natural Gas | Boiler | Baseline Forecast | Usage (MMtherm) | 0 | 0 | 0 | 0 | 0 | 0 | 0 | 0 | 0 | 0 | 0 | 0 | 0 | 0 | 0 | 0 | 0 | 0 | 0 | 0 | 0 | 0 | 0 | 0 | 0 | 0 | 0 | 0 | 0 | 0 | 0 | 0 | 0
F3_Residential_Single Family Low Income_New_Space Heating_Natural Gas_Boiler_Baseline Forecast | F3 | Residential | Single Family Low Income | New | Space Heating | Natural Gas | Boiler | Baseline Forecast | Summer Peak Demand (MW) | 0 | 0 | 0 | 0 | 0 | 0 | 0 | 0 | 0 | 0 | 0 | 0 | 0 | 0 | 0 | 0 | 0 | 0 | 0 | 0 | 0 | 0 | 0 | 0 | 0 | 0 | 0 | 0 | 0 | 0 | 0 | 0 | 0
F4_Residential_Single Family Low Income_New_Space Heating_Natural Gas_Boiler_Baseline Forecast | F4 | Residential | Single Family Low Income | New | Space Heating | Natural Gas | Boiler | Baseline Forecast | Winter Peak Demand (MW) | 0 | 0 | 0 | 0 | 0 | 0 | 0 | 0 | 0 | 0 | 0 | 0 | 0 | 0 | 0 | 0 | 0 | 0 | 0 | 0 | 0 | 0 | 0 | 0 | 0 | 0 | 0 | 0 | 0 | 0 | 0 | 0 | 0
F5_Residential_Single Family Low Income_New_Space Heating_Natural Gas_Boiler_Baseline Forecast | F5 | Residential | Single Family Low Income | New | Space Heating | Natural Gas | Boiler | Baseline Forecast | Turnover | 0 | 0 | 0 | 0 | 0 | 0 | 0 | 0 | 0 | 0 | 0 | 0 | 0 | 0 | 0 | 0 | 0 | 0 | 0 | 0 | 0 | 0 | 0 | 0 | 0 | 0 | 0 | 0 | 0 | 0 | 0 | 0 | 0
F6_Residential_Single Family Low Income_New_Space Heating_Natural Gas_Boiler_Baseline Forecast | F6 | Residential | Single Family Low Income | New | Space Heating | Natural Gas | Boiler | Baseline Forecast | Avg. Replacement Usage (kWh) | 230.3132 | 223.4379 | 210.4266 | 228.3126 | 227.0994 | 131.6861 | 130.9733 | 130.2614 | 129.5494 | 128.838 | 128.1254 | 127.4133 | 126.7013 | 125.9899 | 125.2771 | 124.5651 | 123.8531 | 123.1419 | 122.4291 | 121.717 | 121.0049 | 120.2949 | 119.5821 | 118.8705 | 118.1587 | 117.4488 | 116.7359 | 116.0246 | 115.313 | 114.6022 | 113.8896 | 113.1778 | 113.1776
F7_Residential_Single Family Low Income_New_Space Heating_Natural Gas_Boiler_Baseline Forecast | F7 | Residential | Single Family Low Income | New | Space Heating | Natural Gas | Boiler | Baseline Forecast | Avg. Replacement Summer Demand (kW) | 4.0535 | 3.9325 | 3.7035 | 4.0183 | 3.997 | 2.3177 | 2.3051 | 2.2926 | 2.2801 | 2.2675 | 2.255 | 2.2425 | 2.2299 | 2.2174 | 2.2049 | 2.1923 | 2.1798 | 2.1673 | 2.1548 | 2.1422 | 2.1297 | 2.1172 | 2.1046 | 2.0921 | 2.0796 | 2.0671 | 2.0546 | 2.042 | 2.0295 | 2.017 | 2.0045 | 1.9919 | 1.9919
F8_Residential_Single Family Low Income_New_Space Heating_Natural Gas_Boiler_Baseline Forecast | F8 | Residential | Single Family Low Income | New | Space Heating | Natural Gas | Boiler | Baseline Forecast | Avg. Replacement Winter Demand (kW) | 0.23492 | 0.22791 | 0.21464 | 0.23288 | 0.23164 | 0.13432 | 0.13359 | 0.13287 | 0.13214 | 0.13141 | 0.13069 | 0.12996 | 0.12924 | 0.12851 | 0.12778 | 0.12706 | 0.12633 | 0.1256 | 0.12488 | 0.12415 | 0.12342 | 0.1227 | 0.12197 | 0.12125 | 0.12052 | 0.1198 | 0.11907 | 0.11835 | 0.11762 | 0.11689 | 0.11617 | 0.11544 | 0.11544
F1_Residential_Single Family Low Income_New_Secondary Heating_Natural Gas_Fireplace_Baseline Forecast | F1 | Residential | Single Family Low Income | New | Secondary Heating | Natural Gas | Fireplace | Baseline Forecast | Units | 0 | 12.9195 | 32.4577 | 50.8804 | 68.1797 | 84.2973 | 100.1784 | 115.8292 | 131.1706 | 146.3179 | 161.3838 | 176.3664 | 191.2918 | 206.1856 | 221.029 | 235.8302 | 250.5929 | 265.3443 | 280.0818 | 294.7782 | 309.4322 | 324.0427 | 338.6236 | 353.173 | 367.6739 | 382.1255 | 396.5268 | 410.884 | 425.1961 | 439.4568 | 453.6653 | 467.8222 | 482.4208
F2_Residential_Single Family Low Income_New_Secondary Heating_Natural Gas_Fireplace_Baseline Forecast | F2 | Residential | Single Family Low Income | New | Secondary Heating | Natural Gas | Fireplace | Baseline Forecast | Usage (MMtherm) | 0 | 0.00096027 | 0.002456 | 0.0041884 | 0.0055974 | 0.006902 | 0.0081801 | 0.0094323 | 0.010652 | 0.01185 | 0.013034 | 0.014204 | 0.015363 | 0.016513 | 0.017651 | 0.01878 | 0.019898 | 0.021009 | 0.022112 | 0.023204 | 0.024286 | 0.025358 | 0.026421 | 0.027474 | 0.028516 | 0.029548 | 0.030568 | 0.031578 | 0.032578 | 0.033567 | 0.034544 | 0.035511 | 0.036619
F3_Residential_Single Family Low Income_New_Secondary Heating_Natural Gas_Fireplace_Baseline Forecast | F3 | Residential | Single Family Low Income | New | Secondary Heating | Natural Gas | Fireplace | Baseline Forecast | Summer Peak Demand (MW) | 0 | 0.0085056 | 0.021754 | 0.037099 | 0.049579 | 0.061135 | 0.072456 | 0.083547 | 0.094354 | 0.10496 | 0.11545 | 0.12581 | 0.13608 | 0.14626 | 0.15635 | 0.16634 | 0.17625 | 0.18609 | 0.19585 | 0.20553 | 0.21512 | 0.22461 | 0.23402 | 0.24335 | 0.25258 | 0.26172 | 0.27076 | 0.27971 | 0.28856 | 0.29732 | 0.30598 | 0.31454 | 0.32435
F4_Residential_Single Family Low Income_New_Secondary Heating_Natural Gas_Fireplace_Baseline Forecast | F4 | Residential | Single Family Low Income | New | Secondary Heating | Natural Gas | Fireplace | Baseline Forecast | Winter Peak Demand (MW) | 0 | 0.00049294 | 0.0012607 | 0.00215 | 0.0028733 | 0.003543 | 0.0041991 | 0.0048419 | 0.0054682 | 0.0060829 | 0.0066907 | 0.0072915 | 0.0078864 | 0.0084766 | 0.0090611 | 0.0096403 | 0.010214 | 0.010785 | 0.011351 | 0.011911 | 0.012467 | 0.013017 | 0.013563 | 0.014103 | 0.014638 | 0.015168 | 0.015692 | 0.01621 | 0.016723 | 0.017231 | 0.017733 | 0.018229 | 0.018798
F5_Residential_Single Family Low Income_New_Secondary Heating_Natural Gas_Fireplace_Baseline Forecast | F5 | Residential | Single Family Low Income | New | Secondary Heating | Natural Gas | Fireplace | Baseline Forecast | Turnover | 0 | 12.9195 | 19.5382 | 18.4227 | 17.2993 | 16.1176 | 15.8812 | 15.6508 | 15.3413 | 15.1473 | 15.0659 | 14.9826 | 14.9253 | 14.8939 | 16.2789 | 18.2481 | 19.8736 | 21.2166 | 22.2751 | 23.1611 | 23.9171 | 24.549 | 25.0982 | 29.5506 | 31.5382 | 30.9107 | 30.3406 | 29.9703 | 30.1452 | 30.4718 | 30.8805 | 31.3916 | 32.4668
F6_Residential_Single Family Low Income_New_Secondary Heating_Natural Gas_Fireplace_Baseline Forecast | F6 | Residential | Single Family Low Income | New | Secondary Heating | Natural Gas | Fireplace | Baseline Forecast | Avg. Replacement Usage (kWh) | 76.6141 | 74.3271 | 75.6661 | 82.3187 | 82.0982 | 81.8774 | 81.6555 | 81.4332 | 81.2103 | 80.9871 | 80.7627 | 80.538 | 80.3127 | 80.0869 | 79.8601 | 79.6329 | 79.405 | 79.1768 | 78.9473 | 78.7174 | 78.4869 | 78.2563 | 78.0241 | 77.7917 | 77.5585 | 77.3252 | 77.0901 | 76.855 | 76.619 | 76.3825 | 76.1447 | 75.9064 | 75.9064
F7_Residential_Single Family Low Income_New_Secondary Heating_Natural Gas_Fireplace_Baseline Forecast | F7 | Residential | Single Family Low Income | New | Secondary Heating | Natural Gas | Fireplace | Baseline Forecast | Avg. Replacement Summer Demand (kW) | 0.67861 | 0.65835 | 0.67021 | 0.72914 | 0.72719 | 0.72523 | 0.72326 | 0.7213 | 0.71932 | 0.71734 | 0.71536 | 0.71337 | 0.71137 | 0.70937 | 0.70736 | 0.70535 | 0.70333 | 0.70131 | 0.69928 | 0.69724 | 0.6952 | 0.69316 | 0.6911 | 0.68904 | 0.68698 | 0.68491 | 0.68283 | 0.68074 | 0.67865 | 0.67656 | 0.67445 | 0.67234 | 0.67234
F8_Residential_Single Family Low Income_New_Secondary Heating_Natural Gas_Fireplace_Baseline Forecast | F8 | Residential | Single Family Low Income | New | Secondary Heating | Natural Gas | Fireplace | Baseline Forecast | Avg. Replacement Winter Demand (kW) | 0.039329 | 0.038155 | 0.038842 | 0.042257 | 0.042144 | 0.04203 | 0.041916 | 0.041802 | 0.041688 | 0.041573 | 0.041458 | 0.041343 | 0.041227 | 0.041111 | 0.040995 | 0.040878 | 0.040761 | 0.040644 | 0.040526 | 0.040408 | 0.04029 | 0.040172 | 0.040052 | 0.039933 | 0.039813 | 0.039694 | 0.039573 | 0.039452 | 0.039331 | 0.03921 | 0.039088 | 0.038965 | 0.038965
F1_Residential_Single Family Low Income_New_Water Heating_Natural Gas_Water Heater (<= 55 gal)_Baseline Forecast | F1 | Residential | Single Family Low Income | New | Water Heating | Natural Gas | Water Heater (<= 55 gal) | Baseline Forecast | Units | 0 | 0 | 0 | 0 | 0 | 0 | 0 | 0 | 0 | 0 | 0 | 0 | 0 | 0 | 0 | 0 | 0 | 0 | 0 | 0 | 0 | 0 | 0 | 0 | 0 | 0 | 0 | 0 | 0 | 0 | 0 | 0 | 0
F2_Residential_Single Family Low Income_New_Water Heating_Natural Gas_Water Heater (<= 55 gal)_Baseline Forecast | F2 | Residential | Single Family Low Income | New | Water Heating | Natural Gas | Water Heater (<= 55 gal) | Baseline Forecast | Usage (MMtherm) | 0 | 0 | 0 | 0 | 0 | 0 | 0 | 0 | 0 | 0 | 0 | 0 | 0 | 0 | 0 | 0 | 0 | 0 | 0 | 0 | 0 | 0 | 0 | 0 | 0 | 0 | 0 | 0 | 0 | 0 | 0 | 0 | 0
F3_Residential_Single Family Low Income_New_Water Heating_Natural Gas_Water Heater (<= 55 gal)_Baseline Forecast | F3 | Residential | Single Family Low Income | New | Water Heating | Natural Gas | Water Heater (<= 55 gal) | Baseline Forecast | Summer Peak Demand (MW) | 0 | 0 | 0 | 0 | 0 | 0 | 0 | 0 | 0 | 0 | 0 | 0 | 0 | 0 | 0 | 0 | 0 | 0 | 0 | 0 | 0 | 0 | 0 | 0 | 0 | 0 | 0 | 0 | 0 | 0 | 0 | 0 | 0
F4_Residential_Single Family Low Income_New_Water Heating_Natural Gas_Water Heater (<= 55 gal)_Baseline Forecast | F4 | Residential | Single Family Low Income | New | Water Heating | Natural Gas | Water Heater (<= 55 gal) | Baseline Forecast | Winter Peak Demand (MW) | 0 | 0 | 0 | 0 | 0 | 0 | 0 | 0 | 0 | 0 | 0 | 0 | 0 | 0 | 0 | 0 | 0 | 0 | 0 | 0 | 0 | 0 | 0 | 0 | 0 | 0 | 0 | 0 | 0 | 0 | 0 | 0 | 0
F5_Residential_Single Family Low Income_New_Water Heating_Natural Gas_Water Heater (<= 55 gal)_Baseline Forecast | F5 | Residential | Single Family Low Income | New | Water Heating | Natural Gas | Water Heater (<= 55 gal) | Baseline Forecast | Turnover | 0 | 0 | 0 | 0 | 0 | 0 | 0 | 0 | 0 | 0 | 0 | 0 | 0 | 0 | 0 | 0 | 0 | 0 | 0 | 0 | 0 | 0 | 0 | 0 | 0 | 0 | 0 | 0 | 0 | 0 | 0 | 0 | 0
F6_Residential_Single Family Low Income_New_Water Heating_Natural Gas_Water Heater (<= 55 gal)_Baseline Forecast | F6 | Residential | Single Family Low Income | New | Water Heating | Natural Gas | Water Heater (<= 55 gal) | Baseline Forecast | Avg. Replacement Usage (kWh) | 124.7635 | 121.0533 | 123.5973 | 134.8516 | 0 | 0 | 0 | 0 | 0 | 0 | 0 | 0 | 0 | 0 | 0 | 0 | 0 | 0 | 0 | 0 | 0 | 0 | 0 | 0 | 0 | 0 | 0 | 0 | 0 | 0 | 0 | 0 | 0
F7_Residential_Single Family Low Income_New_Water Heating_Natural Gas_Water Heater (<= 55 gal)_Baseline Forecast | F7 | Residential | Single Family Low Income | New | Water Heating | Natural Gas | Water Heater (<= 55 gal) | Baseline Forecast | Avg. Replacement Summer Demand (kW) | 0.41172 | 0.39948 | 0.40787 | 0.44501 | 0 | 0 | 0 | 0 | 0 | 0 | 0 | 0 | 0 | 0 | 0 | 0 | 0 | 0 | 0 | 0 | 0 | 0 | 0 | 0 | 0 | 0 | 0 | 0 | 0 | 0 | 0 | 0 | 0
F8_Residential_Single Family Low Income_New_Water Heating_Natural Gas_Water Heater (<= 55 gal)_Baseline Forecast | F8 | Residential | Single Family Low Income | New | Water Heating | Natural Gas | Water Heater (<= 55 gal) | Baseline Forecast | Avg. Replacement Winter Demand (kW) | 0.032408 | 0.031444 | 0.032105 | 0.035028 | 0 | 0 | 0 | 0 | 0 | 0 | 0 | 0 | 0 | 0 | 0 | 0 | 0 | 0 | 0 | 0 | 0 | 0 | 0 | 0 | 0 | 0 | 0 | 0 | 0 | 0 | 0 | 0 | 0
F1_Residential_Single Family Low Income_New_Water Heating_Natural Gas_Water Heater (> 55 gal)_Baseline Forecast | F1 | Residential | Single Family Low Income | New | Water Heating | Natural Gas | Water Heater (> 55 gal) | Baseline Forecast | Units | 0 | 0 | 0 | 0 | 0 | 0 | 0 | 0 | 0 | 0 | 0 | 0 | 0 | 0 | 0 | 0 | 0 | 0 | 0 | 0 | 0 | 0 | 0 | 0 | 0 | 0 | 0 | 0 | 0 | 0 | 0 | 0 | 0
F2_Residential_Single Family Low Income_New_Water Heating_Natural Gas_Water Heater (> 55 gal)_Baseline Forecast | F2 | Residential | Single Family Low Income | New | Water Heating | Natural Gas | Water Heater (> 55 gal) | Baseline Forecast | Usage (MMtherm) | 0 | 0 | 0 | 0 | 0 | 0 | 0 | 0 | 0 | 0 | 0 | 0 | 0 | 0 | 0 | 0 | 0 | 0 | 0 | 0 | 0 | 0 | 0 | 0 | 0 | 0 | 0 | 0 | 0 | 0 | 0 | 0 | 0
F3_Residential_Single Family Low Income_New_Water Heating_Natural Gas_Water Heater (> 55 gal)_Baseline Forecast | F3 | Residential | Single Family Low Income | New | Water Heating | Natural Gas | Water Heater (> 55 gal) | Baseline Forecast | Summer Peak Demand (MW) | 0 | 0 | 0 | 0 | 0 | 0 | 0 | 0 | 0 | 0 | 0 | 0 | 0 | 0 | 0 | 0 | 0 | 0 | 0 | 0 | 0 | 0 | 0 | 0 | 0 | 0 | 0 | 0 | 0 | 0 | 0 | 0 | 0
F4_Residential_Single Family Low Income_New_Water Heating_Natural Gas_Water Heater (> 55 gal)_Baseline Forecast | F4 | Residential | Single Family Low Income | New | Water Heating | Natural Gas | Water Heater (> 55 gal) | Baseline Forecast | Winter Peak Demand (MW) | 0 | 0 | 0 | 0 | 0 | 0 | 0 | 0 | 0 | 0 | 0 | 0 | 0 | 0 | 0 | 0 | 0 | 0 | 0 | 0 | 0 | 0 | 0 | 0 | 0 | 0 | 0 | 0 | 0 | 0 | 0 | 0 | 0
F5_Residential_Single Family Low Income_New_Water Heating_Natural Gas_Water Heater (> 55 gal)_Baseline Forecast | F5 | Residential | Single Family Low Income | New | Water Heating | Natural Gas | Water Heater (> 55 gal) | Baseline Forecast | Turnover | 0 | 0 | 0 | 0 | 0 | 0 | 0 | 0 | 0 | 0 | 0 | 0 | 0 | 0 | 0 | 0 | 0 | 0 | 0 | 0 | 0 | 0 | 0 | 0 | 0 | 0 | 0 | 0 | 0 | 0 | 0 | 0 | 0
F6_Residential_Single Family Low Income_New_Water Heating_Natural Gas_Water Heater (> 55 gal)_Baseline Forecast | F6 | Residential | Single Family Low Income | New | Water Heating | Natural Gas | Water Heater (> 55 gal) | Baseline Forecast | Avg. Replacement Usage (kWh) | 133.3188 | 129.343 | 132.0329 | 144.0328 | 0 | 0 | 0 | 0 | 0 | 0 | 0 | 0 | 0 | 0 | 0 | 0 | 0 | 0 | 0 | 0 | 0 | 0 | 0 | 0 | 0 | 0 | 0 | 0 | 0 | 0 | 0 | 0 | 0
F7_Residential_Single Family Low Income_New_Water Heating_Natural Gas_Water Heater (> 55 gal)_Baseline Forecast | F7 | Residential | Single Family Low Income | New | Water Heating | Natural Gas | Water Heater (> 55 gal) | Baseline Forecast | Avg. Replacement Summer Demand (kW) | 0.43995 | 0.42683 | 0.43571 | 0.47531 | 0 | 0 | 0 | 0 | 0 | 0 | 0 | 0 | 0 | 0 | 0 | 0 | 0 | 0 | 0 | 0 | 0 | 0 | 0 | 0 | 0 | 0 | 0 | 0 | 0 | 0 | 0 | 0 | 0
F8_Residential_Single Family Low Income_New_Water Heating_Natural Gas_Water Heater (> 55 gal)_Baseline Forecast | F8 | Residential | Single Family Low Income | New | Water Heating | Natural Gas | Water Heater (> 55 gal) | Baseline Forecast | Avg. Replacement Winter Demand (kW) | 0.03463 | 0.033597 | 0.034296 | 0.037413 | 0 | 0 | 0 | 0 | 0 | 0 | 0 | 0 | 0 | 0 | 0 | 0 | 0 | 0 | 0 | 0 | 0 | 0 | 0 | 0 | 0 | 0 | 0 | 0 | 0 | 0 | 0 | 0 | 0
F1_Residential_Single Family Low Income_New_Appliances_Natural Gas_Clothes Dryer_Baseline Forecast | F1 | Residential | Single Family Low Income | New | Appliances | Natural Gas | Clothes Dryer | Baseline Forecast | Units | 0 | 13.0328 | 33.0292 | 52.2299 | 70.6015 | 88.0566 | 105.5632 | 123.125 | 140.6547 | 158.2722 | 176.0991 | 194.1344 | 212.4089 | 230.9535 | 249.7498 | 268.8097 | 288.1403 | 307.776 | 327.7174 | 347.9363 | 368.4339 | 389.2118 | 410.2897 | 431.6688 | 453.3312 | 475.2789 | 497.5134 | 520.0453 | 542.8764 | 566.0015 | 589.4224 | 613.1427 | 637.8176
F2_Residential_Single Family Low Income_New_Appliances_Natural Gas_Clothes Dryer_Baseline Forecast | F2 | Residential | Single Family Low Income | New | Appliances | Natural Gas | Clothes Dryer | Baseline Forecast | Usage (MMtherm) | 0 | 0.00019261 | 0.00049824 | 0.00085945 | 0.0011618 | 0.001449 | 0.001737 | 0.002026 | 0.0023145 | 0.0026044 | 0.0028977 | 0.0031945 | 0.0034952 | 0.0038003 | 0.0041096 | 0.0044232 | 0.0047413 | 0.0050644 | 0.0053925 | 0.0057251 | 0.0060624 | 0.0064043 | 0.0067511 | 0.0071028 | 0.0074593 | 0.0078204 | 0.0081862 | 0.0085569 | 0.0089326 | 0.0093131 | 0.0096984 | 0.010089 | 0.010495
F3_Residential_Single Family Low Income_New_Appliances_Natural Gas_Clothes Dryer_Baseline Forecast | F3 | Residential | Single Family Low Income | New | Appliances | Natural Gas | Clothes Dryer | Baseline Forecast | Summer Peak Demand (MW) | 0 | 0.00052769 | 0.0013651 | 0.0023547 | 0.0031829 | 0.0039698 | 0.004759 | 0.0055508 | 0.006341 | 0.0071353 | 0.0079389 | 0.008752 | 0.0095758 | 0.010412 | 0.011259 | 0.012118 | 0.01299 | 0.013875 | 0.014774 | 0.015685 | 0.016609 | 0.017546 | 0.018496 | 0.01946 | 0.020436 | 0.021426 | 0.022428 | 0.023444 | 0.024473 | 0.025515 | 0.026571 | 0.02764 | 0.028753
F4_Residential_Single Family Low Income_New_Appliances_Natural Gas_Clothes Dryer_Baseline Forecast | F4 | Residential | Single Family Low Income | New | Appliances | Natural Gas | Clothes Dryer | Baseline Forecast | Winter Peak Demand (MW) | 0 | 2.1987e-05 | 5.6877e-05 | 9.8111e-05 | 0.00013262 | 0.00016541 | 0.00019829 | 0.00023128 | 0.00026421 | 0.0002973 | 0.00033079 | 0.00036467 | 0.00039899 | 0.00043383 | 0.00046913 | 0.00050493 | 0.00054124 | 0.00057812 | 0.00061558 | 0.00065356 | 0.00069206 | 0.00073108 | 0.00077067 | 0.00081083 | 0.00085151 | 0.00089274 | 0.0009345 | 0.00097682 | 0.0010197 | 0.0010631 | 0.0011071 | 0.0011517 | 0.001198
F5_Residential_Single Family Low Income_New_Appliances_Natural Gas_Clothes Dryer_Baseline Forecast | F5 | Residential | Single Family Low Income | New | Appliances | Natural Gas | Clothes Dryer | Baseline Forecast | Turnover | 0 | 13.0328 | 19.9964 | 19.2008 | 18.3715 | 17.4551 | 17.5066 | 17.5618 | 17.5297 | 17.6176 | 17.8268 | 19.8972 | 22.7269 | 25.104 | 27.0431 | 28.6222 | 30.0278 | 31.3136 | 36.2525 | 38.7455 | 38.6924 | 38.9743 | 39.6546 | 40.9031 | 42.2768 | 43.6966 | 45.1917 | 46.7439 | 49.3664 | 52.2291 | 54.5873 | 56.5671 | 58.9543
F6_Residential_Single Family Low Income_New_Appliances_Natural Gas_Clothes Dryer_Baseline Forecast | F6 | Residential | Single Family Low Income | New | Appliances | Natural Gas | Clothes Dryer | Baseline Forecast | Avg. Replacement Usage (kWh) | 15.2335 | 14.7788 | 15.085 | 16.4551 | 16.4551 | 16.4551 | 16.455 | 16.455 | 16.4549 | 16.4548 | 16.4548 | 16.4547 | 16.4547 | 16.4546 | 16.4546 | 16.4545 | 16.4544 | 16.4544 | 16.4543 | 16.4543 | 16.4542 | 16.4542 | 16.4541 | 16.4541 | 16.4541 | 16.454 | 16.454 | 16.454 | 16.454 | 16.454 | 16.4541 | 16.4541 | 16.4541
F7_Residential_Single Family Low Income_New_Appliances_Natural Gas_Clothes Dryer_Baseline Forecast | F7 | Residential | Single Family Low Income | New | Appliances | Natural Gas | Clothes Dryer | Baseline Forecast | Avg. Replacement Summer Demand (kW) | 0.041736 | 0.04049 | 0.041329 | 0.045082 | 0.045082 | 0.045082 | 0.045082 | 0.045082 | 0.045082 | 0.045082 | 0.045082 | 0.045081 | 0.045081 | 0.045081 | 0.045081 | 0.045081 | 0.045081 | 0.04508 | 0.04508 | 0.04508 | 0.04508 | 0.04508 | 0.04508 | 0.04508 | 0.04508 | 0.04508 | 0.04508 | 0.04508 | 0.04508 | 0.04508 | 0.04508 | 0.04508 | 0.04508
F8_Residential_Single Family Low Income_New_Appliances_Natural Gas_Clothes Dryer_Baseline Forecast | F8 | Residential | Single Family Low Income | New | Appliances | Natural Gas | Clothes Dryer | Baseline Forecast | Avg. Replacement Winter Demand (kW) | 0.001739 | 0.0016871 | 0.001722 | 0.0018784 | 0.0018784 | 0.0018784 | 0.0018784 | 0.0018784 | 0.0018784 | 0.0018784 | 0.0018784 | 0.0018784 | 0.0018784 | 0.0018784 | 0.0018784 | 0.0018784 | 0.0018784 | 0.0018784 | 0.0018783 | 0.0018783 | 0.0018783 | 0.0018783 | 0.0018783 | 0.0018783 | 0.0018783 | 0.0018783 | 0.0018783 | 0.0018783 | 0.0018783 | 0.0018783 | 0.0018783 | 0.0018783 | 0.0018783
F1_Residential_Single Family Low Income_New_Appliances_Natural Gas_Stove/Oven_Baseline Forecast | F1 | Residential | Single Family Low Income | New | Appliances | Natural Gas | Stove/Oven | Baseline Forecast | Units | 0 | 11.5063 | 28.9635 | 45.4911 | 61.0764 | 75.6615 | 90.0904 | 104.3675 | 118.4204 | 132.3519 | 146.2634 | 160.1527 | 174.0433 | 187.9586 | 201.8812 | 215.8186 | 229.7741 | 243.7726 | 257.8118 | 271.8668 | 285.9362 | 300.0188 | 314.1278 | 328.2611 | 342.403 | 356.5526 | 370.7088 | 384.8774 | 399.0573 | 413.2425 | 427.4321 | 441.6266 | 456.2924
F2_Residential_Single Family Low Income_New_Appliances_Natural Gas_Stove/Oven_Baseline Forecast | F2 | Residential | Single Family Low Income | New | Appliances | Natural Gas | Stove/Oven | Baseline Forecast | Usage (MMtherm) | 0 | 0.00018421 | 0.00047328 | 0.00081087 | 0.0010887 | 0.0013486 | 0.0016058 | 0.0018603 | 0.0021107 | 0.002359 | 0.002607 | 0.0028545 | 0.003102 | 0.00335 | 0.003598 | 0.0038463 | 0.0040949 | 0.0043443 | 0.0045943 | 0.0048446 | 0.0050952 | 0.0053459 | 0.0055972 | 0.0058488 | 0.0061006 | 0.0063526 | 0.0066047 | 0.006857 | 0.0071095 | 0.0073621 | 0.0076148 | 0.0078676 | 0.0081288
F3_Residential_Single Family Low Income_New_Appliances_Natural Gas_Stove/Oven_Baseline Forecast | F3 | Residential | Single Family Low Income | New | Appliances | Natural Gas | Stove/Oven | Baseline Forecast | Summer Peak Demand (MW) | 0 | 0.00065608 | 0.0016857 | 0.002888 | 0.0038775 | 0.0048034 | 0.0057194 | 0.0066257 | 0.0075177 | 0.0084021 | 0.0092851 | 0.010167 | 0.011048 | 0.011931 | 0.012815 | 0.013699 | 0.014585 | 0.015473 | 0.016363 | 0.017255 | 0.018147 | 0.01904 | 0.019935 | 0.020831 | 0.021728 | 0.022626 | 0.023524 | 0.024422 | 0.025321 | 0.026221 | 0.027121 | 0.028022 | 0.028952
F4_Residential_Single Family Low Income_New_Appliances_Natural Gas_Stove/Oven_Baseline Forecast | F4 | Residential | Single Family Low Income | New | Appliances | Natural Gas | Stove/Oven | Baseline Forecast | Winter Peak Demand (MW) | 0 | 0.00013122 | 0.00033713 | 0.0005776 | 0.00077549 | 0.00096068 | 0.0011439 | 0.0013251 | 0.0015035 | 0.0016804 | 0.001857 | 0.0020333 | 0.0022096 | 0.0023863 | 0.002563 | 0.0027398 | 0.0029169 | 0.0030946 | 0.0032727 | 0.003451 | 0.0036294 | 0.0038081 | 0.003987 | 0.0041663 | 0.0043457 | 0.0045251 | 0.0047047 | 0.0048844 | 0.0050643 | 0.0052442 | 0.0054242 | 0.0056043 | 0.0057904
F5_Residential_Single Family Low Income_New_Appliances_Natural Gas_Stove/Oven_Baseline Forecast | F5 | Residential | Single Family Low Income | New | Appliances | Natural Gas | Stove/Oven | Baseline Forecast | Turnover | 0 | 11.5063 | 17.4572 | 16.5276 | 15.5853 | 14.5851 | 14.4289 | 14.2771 | 14.0528 | 13.9315 | 13.9115 | 15.5331 | 17.7935 | 19.6217 | 21.0403 | 22.1218 | 23.032 | 23.818 | 27.8159 | 29.5876 | 29.0995 | 28.9102 | 29.0687 | 29.7136 | 30.4579 | 31.2297 | 32.0512 | 32.9039 | 34.6849 | 36.6463 | 38.1317 | 39.2596 | 40.618
F6_Residential_Single Family Low Income_New_Appliances_Natural Gas_Stove/Oven_Baseline Forecast | F6 | Residential | Single Family Low Income | New | Appliances | Natural Gas | Stove/Oven | Baseline Forecast | Avg. Replacement Usage (kWh) | 16.5017 | 16.0091 | 16.3406 | 17.8246 | 17.8247 | 17.8245 | 17.8239 | 17.8234 | 17.8228 | 17.8223 | 17.8217 | 17.8212 | 17.8206 | 17.82 | 17.8195 | 17.8189 | 17.8183 | 17.8177 | 17.8171 | 17.8165 | 17.816 | 17.8155 | 17.8151 | 17.8148 | 17.8145 | 17.8143 | 17.8142 | 17.8142 | 17.8142 | 17.8143 | 17.8145 | 17.8147 | 17.815
F7_Residential_Single Family Low Income_New_Appliances_Natural Gas_Stove/Oven_Baseline Forecast | F7 | Residential | Single Family Low Income | New | Appliances | Natural Gas | Stove/Oven | Baseline Forecast | Avg. Replacement Summer Demand (kW) | 0.058773 | 0.057019 | 0.058199 | 0.063485 | 0.063485 | 0.063484 | 0.063482 | 0.063481 | 0.063479 | 0.063477 | 0.063475 | 0.063473 | 0.063471 | 0.063469 | 0.063467 | 0.063465 | 0.063462 | 0.06346 | 0.063458 | 0.063456 | 0.063454 | 0.063452 | 0.063451 | 0.06345 | 0.063449 | 0.063448 | 0.063448 | 0.063448 | 0.063448 | 0.063448 | 0.063449 | 0.06345 | 0.063451
F8_Residential_Single Family Low Income_New_Appliances_Natural Gas_Stove/Oven_Baseline Forecast | F8 | Residential | Single Family Low Income | New | Appliances | Natural Gas | Stove/Oven | Baseline Forecast | Avg. Replacement Winter Demand (kW) | 0.011755 | 0.011404 | 0.01164 | 0.012697 | 0.012697 | 0.012697 | 0.012696 | 0.012696 | 0.012696 | 0.012695 | 0.012695 | 0.012695 | 0.012694 | 0.012694 | 0.012693 | 0.012693 | 0.012692 | 0.012692 | 0.012692 | 0.012691 | 0.012691 | 0.01269 | 0.01269 | 0.01269 | 0.01269 | 0.01269 | 0.01269 | 0.01269 | 0.01269 | 0.01269 | 0.01269 | 0.01269 | 0.01269
F1_Residential_Single Family Low Income_New_Miscellaneous_Natural Gas_Pool Heater_Baseline Forecast | F1 | Residential | Single Family Low Income | New | Miscellaneous | Natural Gas | Pool Heater | Baseline Forecast | Units | 0 | 0 | 0 | 0 | 0 | 0 | 0 | 0 | 0 | 0 | 0 | 0 | 0 | 0 | 0 | 0 | 0 | 0 | 0 | 0 | 0 | 0 | 0 | 0 | 0 | 0 | 0 | 0 | 0 | 0 | 0 | 0 | 0
F2_Residential_Single Family Low Income_New_Miscellaneous_Natural Gas_Pool Heater_Baseline Forecast | F2 | Residential | Single Family Low Income | New | Miscellaneous | Natural Gas | Pool Heater | Baseline Forecast | Usage (MMtherm) | 0 | 0 | 0 | 0 | 0 | 0 | 0 | 0 | 0 | 0 | 0 | 0 | 0 | 0 | 0 | 0 | 0 | 0 | 0 | 0 | 0 | 0 | 0 | 0 | 0 | 0 | 0 | 0 | 0 | 0 | 0 | 0 | 0
F3_Residential_Single Family Low Income_New_Miscellaneous_Natural Gas_Pool Heater_Baseline Forecast | F3 | Residential | Single Family Low Income | New | Miscellaneous | Natural Gas | Pool Heater | Baseline Forecast | Summer Peak Demand (MW) | 0 | 0 | 0 | 0 | 0 | 0 | 0 | 0 | 0 | 0 | 0 | 0 | 0 | 0 | 0 | 0 | 0 | 0 | 0 | 0 | 0 | 0 | 0 | 0 | 0 | 0 | 0 | 0 | 0 | 0 | 0 | 0 | 0
F4_Residential_Single Family Low Income_New_Miscellaneous_Natural Gas_Pool Heater_Baseline Forecast | F4 | Residential | Single Family Low Income | New | Miscellaneous | Natural Gas | Pool Heater | Baseline Forecast | Winter Peak Demand (MW) | 0 | 0 | 0 | 0 | 0 | 0 | 0 | 0 | 0 | 0 | 0 | 0 | 0 | 0 | 0 | 0 | 0 | 0 | 0 | 0 | 0 | 0 | 0 | 0 | 0 | 0 | 0 | 0 | 0 | 0 | 0 | 0 | 0
F5_Residential_Single Family Low Income_New_Miscellaneous_Natural Gas_Pool Heater_Baseline Forecast | F5 | Residential | Single Family Low Income | New | Miscellaneous | Natural Gas | Pool Heater | Baseline Forecast | Turnover | 0 | 0 | 0 | 0 | 0 | 0 | 0 | 0 | 0 | 0 | 0 | 0 | 0 | 0 | 0 | 0 | 0 | 0 | 0 | 0 | 0 | 0 | 0 | 0 | 0 | 0 | 0 | 0 | 0 | 0 | 0 | 0 | 0
F6_Residential_Single Family Low Income_New_Miscellaneous_Natural Gas_Pool Heater_Baseline Forecast | F6 | Residential | Single Family Low Income | New | Miscellaneous | Natural Gas | Pool Heater | Baseline Forecast | Avg. Replacement Usage (kWh) | 76.5092 | 74.2254 | 75.7635 | 82.6448 | 82.6448 | 82.6448 | 82.6448 | 82.6448 | 82.6448 | 82.6448 | 82.6448 | 82.6448 | 82.6448 | 82.6448 | 82.6448 | 82.6448 | 82.6448 | 82.6448 | 82.6448 | 82.6448 | 82.6448 | 82.6448 | 82.6448 | 82.6448 | 82.6448 | 82.6448 | 82.6448 | 82.6448 | 82.6448 | 82.6448 | 82.6448 | 82.6448 | 82.6448
F7_Residential_Single Family Low Income_New_Miscellaneous_Natural Gas_Pool Heater_Baseline Forecast | F7 | Residential | Single Family Low Income | New | Miscellaneous | Natural Gas | Pool Heater | Baseline Forecast | Avg. Replacement Summer Demand (kW) | 0.20961 | 0.20336 | 0.20757 | 0.22642 | 0.22642 | 0.22642 | 0.22642 | 0.22642 | 0.22642 | 0.22642 | 0.22642 | 0.22642 | 0.22642 | 0.22642 | 0.22642 | 0.22642 | 0.22642 | 0.22642 | 0.22642 | 0.22642 | 0.22642 | 0.22642 | 0.22642 | 0.22642 | 0.22642 | 0.22642 | 0.22642 | 0.22642 | 0.22642 | 0.22642 | 0.22642 | 0.22642 | 0.22642
F8_Residential_Single Family Low Income_New_Miscellaneous_Natural Gas_Pool Heater_Baseline Forecast | F8 | Residential | Single Family Low Income | New | Miscellaneous | Natural Gas | Pool Heater | Baseline Forecast | Avg. Replacement Winter Demand (kW) | 0.0087339 | 0.0084732 | 0.0086488 | 0.0094343 | 0.0094343 | 0.0094343 | 0.0094343 | 0.0094343 | 0.0094343 | 0.0094343 | 0.0094343 | 0.0094343 | 0.0094343 | 0.0094343 | 0.0094343 | 0.0094343 | 0.0094343 | 0.0094343 | 0.0094343 | 0.0094343 | 0.0094343 | 0.0094343 | 0.0094343 | 0.0094343 | 0.0094343 | 0.0094343 | 0.0094343 | 0.0094343 | 0.0094343 | 0.0094343 | 0.0094343 | 0.0094343 | 0.0094343
F1_Residential_Single Family Low Income_New_Miscellaneous_Natural Gas_Miscellaneous_Baseline Forecast | F1 | Residential | Single Family Low Income | New | Miscellaneous | Natural Gas | Miscellaneous | Baseline Forecast | Units | 0 | 28.7101 | 72.1283 | 113.0675 | 151.5104 | 187.3272 | 222.6188 | 257.3983 | 291.4902 | 325.1509 | 358.6307 | 391.9253 | 425.0928 | 458.1902 | 491.1755 | 524.0671 | 556.8731 | 589.6541 | 622.404 | 655.0627 | 687.6271 | 720.0948 | 752.4968 | 784.8289 | 817.0531 | 849.1677 | 881.1706 | 913.0755 | 944.8803 | 976.5706 | 1008.1451 | 1039.6048 | 1072.0462
F2_Residential_Single Family Low Income_New_Miscellaneous_Natural Gas_Miscellaneous_Baseline Forecast | F2 | Residential | Single Family Low Income | New | Miscellaneous | Natural Gas | Miscellaneous | Baseline Forecast | Usage (MMtherm) | 0 | 8.066e-05 | 0.00020684 | 0.00035369 | 0.00047394 | 0.00058598 | 0.00069638 | 0.00080518 | 0.00091182 | 0.0010171 | 0.0011218 | 0.001226 | 0.0013297 | 0.0014333 | 0.0015365 | 0.0016394 | 0.001742 | 0.0018445 | 0.001947 | 0.0020491 | 0.002151 | 0.0022526 | 0.0023539 | 0.002455 | 0.0025558 | 0.0026563 | 0.0027564 | 0.0028562 | 0.0029557 | 0.0030548 | 0.0031536 | 0.003252 | 0.0033535
F3_Residential_Single Family Low Income_New_Miscellaneous_Natural Gas_Miscellaneous_Baseline Forecast | F3 | Residential | Single Family Low Income | New | Miscellaneous | Natural Gas | Miscellaneous | Baseline Forecast | Summer Peak Demand (MW) | 0 | 0.00022099 | 0.00056669 | 0.00096901 | 0.0012985 | 0.0016054 | 0.0019079 | 0.002206 | 0.0024981 | 0.0027866 | 0.0030735 | 0.0033589 | 0.0036431 | 0.0039268 | 0.0042095 | 0.0044914 | 0.0047725 | 0.0050535 | 0.0053341 | 0.005614 | 0.0058931 | 0.0061714 | 0.0064491 | 0.0067262 | 0.0070023 | 0.0072776 | 0.0075518 | 0.0078253 | 0.0080978 | 0.0083694 | 0.00864 | 0.0089096 | 0.0091877
F4_Residential_Single Family Low Income_New_Miscellaneous_Natural Gas_Miscellaneous_Baseline Forecast | F4 | Residential | Single Family Low Income | New | Miscellaneous | Natural Gas | Miscellaneous | Baseline Forecast | Winter Peak Demand (MW) | 0 | 9.2077e-06 | 2.3612e-05 | 4.0376e-05 | 5.4103e-05 | 6.6893e-05 | 7.9495e-05 | 9.1915e-05 | 0.00010409 | 0.00011611 | 0.00012806 | 0.00013995 | 0.0001518 | 0.00016362 | 0.0001754 | 0.00018714 | 0.00019886 | 0.00021056 | 0.00022226 | 0.00023392 | 0.00024555 | 0.00025714 | 0.00026871 | 0.00028026 | 0.00029176 | 0.00030323 | 0.00031466 | 0.00032605 | 0.00033741 | 0.00034873 | 0.00036 | 0.00037124 | 0.00038282
F5_Residential_Single Family Low Income_New_Miscellaneous_Natural Gas_Miscellaneous_Baseline Forecast | F5 | Residential | Single Family Low Income | New | Miscellaneous | Natural Gas | Miscellaneous | Baseline Forecast | Turnover | 0 | 28.7101 | 43.4182 | 40.9392 | 38.4428 | 35.8169 | 35.2915 | 39.5646 | 45.3158 | 49.8371 | 53.3674 | 55.837 | 57.8347 | 68.2601 | 73.9449 | 74.6388 | 75.7933 | 77.177 | 79.2392 | 83.9689 | 89.2521 | 93.409 | 96.804 | 99.5524 | 102.0052 | 107.1699 | 111.0107 | 113.5066 | 116.2624 | 119.05 | 121.9505 | 125.9547 | 131.1635
F6_Residential_Single Family Low Income_New_Miscellaneous_Natural Gas_Miscellaneous_Baseline Forecast | F6 | Residential | Single Family Low Income | New | Miscellaneous | Natural Gas | Miscellaneous | Baseline Forecast | Avg. Replacement Usage (kWh) | 2.8959 | 2.8095 | 2.8677 | 3.1281 | 3.1281 | 3.1281 | 3.1281 | 3.1281 | 3.1281 | 3.1281 | 3.1281 | 3.1281 | 3.1281 | 3.1281 | 3.1281 | 3.1281 | 3.1281 | 3.1281 | 3.1281 | 3.1281 | 3.1281 | 3.1281 | 3.1281 | 3.1281 | 3.1281 | 3.1281 | 3.1281 | 3.1281 | 3.1281 | 3.1281 | 3.1281 | 3.1281 | 3.1281
F7_Residential_Single Family Low Income_New_Miscellaneous_Natural Gas_Miscellaneous_Baseline Forecast | F7 | Residential | Single Family Low Income | New | Miscellaneous | Natural Gas | Miscellaneous | Baseline Forecast | Avg. Replacement Summer Demand (kW) | 0.007934 | 0.0076971 | 0.0078566 | 0.0085702 | 0.0085702 | 0.0085702 | 0.0085702 | 0.0085702 | 0.0085702 | 0.0085702 | 0.0085702 | 0.0085702 | 0.0085702 | 0.0085702 | 0.0085702 | 0.0085702 | 0.0085702 | 0.0085702 | 0.0085702 | 0.0085702 | 0.0085702 | 0.0085702 | 0.0085702 | 0.0085702 | 0.0085702 | 0.0085702 | 0.0085702 | 0.0085702 | 0.0085702 | 0.0085702 | 0.0085702 | 0.0085702 | 0.0085702
F8_Residential_Single Family Low Income_New_Miscellaneous_Natural Gas_Miscellaneous_Baseline Forecast | F8 | Residential | Single Family Low Income | New | Miscellaneous | Natural Gas | Miscellaneous | Baseline Forecast | Avg. Replacement Winter Demand (kW) | 0.00033058 | 0.00032071 | 0.00032736 | 0.00035709 | 0.00035709 | 0.00035709 | 0.00035709 | 0.00035709 | 0.00035709 | 0.00035709 | 0.00035709 | 0.00035709 | 0.00035709 | 0.00035709 | 0.00035709 | 0.00035709 | 0.00035709 | 0.00035709 | 0.00035709 | 0.00035709 | 0.00035709 | 0.00035709 | 0.00035709 | 0.00035709 | 0.00035709 | 0.00035709 | 0.00035709 | 0.00035709 | 0.00035709 | 0.00035709 | 0.00035709 | 0.00035709 | 0.00035709
F1_Residential_Multi-Family Regular Income_Existing_Space Heating_Natural Gas_Furnace_Baseline Forecast | F1 | Residential | Multi-Family Regular Income | Existing | Space Heating | Natural Gas | Furnace | Baseline Forecast | Units | 2071.246 | 2125.9881 | 2182.0456 | 2189.6955 | 2179.0609 | 2190.6542 | 2203.9309 | 2218.1065 | 2233.6415 | 2250.0073 | 2266.6356 | 2283.55 | 2300.6249 | 2317.727 | 2334.9506 | 2352.2453 | 2369.5843 | 2385.7827 | 2359.3162 | 2333.0702 | 2307.0476 | 2281.2561 | 2255.6084 | 2230.1235 | 2204.9007 | 2179.9438 | 2155.2539 | 2130.7997 | 2106.5865 | 2082.6539 | 2058.9998 | 2035.6264 | 2012.5183
F2_Residential_Multi-Family Regular Income_Existing_Space Heating_Natural Gas_Furnace_Baseline Forecast | F2 | Residential | Multi-Family Regular Income | Existing | Space Heating | Natural Gas | Furnace | Baseline Forecast | Usage (MMtherm) | 0.71545 | 0.71133 | 0.74011 | 0.80499 | 0.79597 | 0.79499 | 0.79455 | 0.79439 | 0.79467 | 0.7952 | 0.79578 | 0.79644 | 0.79712 | 0.79778 | 0.79846 | 0.79915 | 0.79985 | 0.80017 | 0.78628 | 0.77261 | 0.75917 | 0.74596 | 0.73292 | 0.72007 | 0.70744 | 0.69505 | 0.68284 | 0.67083 | 0.659 | 0.64738 | 0.63592 | 0.62466 | 0.61747
F3_Residential_Multi-Family Regular Income_Existing_Space Heating_Natural Gas_Furnace_Baseline Forecast | F3 | Residential | Multi-Family Regular Income | Existing | Space Heating | Natural Gas | Furnace | Baseline Forecast | Summer Peak Demand (MW) | 12.5919 | 12.5194 | 13.026 | 14.1678 | 14.0091 | 13.9918 | 13.9841 | 13.9813 | 13.9862 | 13.9956 | 14.0058 | 14.0173 | 14.0293 | 14.041 | 14.053 | 14.0651 | 14.0774 | 14.083 | 13.8385 | 13.5979 | 13.3614 | 13.1289 | 12.8993 | 12.6732 | 12.4509 | 12.2328 | 12.0181 | 11.8066 | 11.5984 | 11.3939 | 11.1922 | 10.994 | 10.8675
F4_Residential_Multi-Family Regular Income_Existing_Space Heating_Natural Gas_Furnace_Baseline Forecast | F4 | Residential | Multi-Family Regular Income | Existing | Space Heating | Natural Gas | Furnace | Baseline Forecast | Winter Peak Demand (MW) | 0.72976 | 0.72556 | 0.75492 | 0.82109 | 0.81189 | 0.81089 | 0.81044 | 0.81028 | 0.81056 | 0.81111 | 0.8117 | 0.81237 | 0.81306 | 0.81374 | 0.81443 | 0.81514 | 0.81585 | 0.81617 | 0.802 | 0.78806 | 0.77435 | 0.76088 | 0.74758 | 0.73447 | 0.72158 | 0.70895 | 0.6965 | 0.68425 | 0.67218 | 0.66033 | 0.64864 | 0.63715 | 0.62982
F5_Residential_Multi-Family Regular Income_Existing_Space Heating_Natural Gas_Furnace_Baseline Forecast | F5 | Residential | Multi-Family Regular Income | Existing | Space Heating | Natural Gas | Furnace | Baseline Forecast | Turnover | 0 | 98.8965 | 104.5605 | 60.1391 | 55.8705 | 70.797 | 75.5358 | 79.2356 | 83.1624 | 86.3467 | 88.7666 | 91.0302 | 93.0035 | 94.6924 | 96.3372 | 97.8046 | 99.1941 | 99.2885 | 83.4188 | 84.0776 | 81.0461 | 77.9296 | 76.2206 | 74.9733 | 74.0598 | 73.6254 | 73.2381 | 72.9097 | 72.7703 | 72.742 | 99.986 | 99.0142 | 84.6558
F6_Residential_Multi-Family Regular Income_Existing_Space Heating_Natural Gas_Furnace_Baseline Forecast | F6 | Residential | Multi-Family Regular Income | Existing | Space Heating | Natural Gas | Furnace | Baseline Forecast | Avg. Replacement Usage (kWh) | 336.8487 | 326.793 | 331.7961 | 360.0048 | 358.0805 | 356.1569 | 354.2283 | 352.3027 | 350.3768 | 348.4531 | 346.5264 | 344.6017 | 342.6774 | 340.7549 | 338.829 | 336.9056 | 334.9822 | 333.0611 | 331.1356 | 329.2115 | 327.2876 | 325.3695 | 323.4436 | 321.5212 | 319.5984 | 317.681 | 315.7553 | 313.8343 | 311.9127 | 309.9933 | 308.0693 | 306.1475 | 306.1533
F7_Residential_Multi-Family Regular Income_Existing_Space Heating_Natural Gas_Furnace_Baseline Forecast | F7 | Residential | Multi-Family Regular Income | Existing | Space Heating | Natural Gas | Furnace | Baseline Forecast | Avg. Replacement Summer Demand (kW) | 5.9285 | 5.7516 | 5.8396 | 6.3361 | 6.3022 | 6.2684 | 6.2344 | 6.2005 | 6.1666 | 6.1328 | 6.0989 | 6.065 | 6.0311 | 5.9973 | 5.9634 | 5.9295 | 5.8957 | 5.8619 | 5.828 | 5.7941 | 5.7603 | 5.7265 | 5.6926 | 5.6588 | 5.6249 | 5.5912 | 5.5573 | 5.5235 | 5.4897 | 5.4559 | 5.422 | 5.3882 | 5.3883
F8_Residential_Multi-Family Regular Income_Existing_Space Heating_Natural Gas_Furnace_Baseline Forecast | F8 | Residential | Multi-Family Regular Income | Existing | Space Heating | Natural Gas | Furnace | Baseline Forecast | Avg. Replacement Winter Demand (kW) | 0.34359 | 0.33333 | 0.33843 | 0.3672 | 0.36524 | 0.36328 | 0.36131 | 0.35935 | 0.35738 | 0.35542 | 0.35346 | 0.35149 | 0.34953 | 0.34757 | 0.34561 | 0.34364 | 0.34168 | 0.33972 | 0.33776 | 0.3358 | 0.33383 | 0.33188 | 0.32991 | 0.32795 | 0.32599 | 0.32403 | 0.32207 | 0.32011 | 0.31815 | 0.31619 | 0.31423 | 0.31227 | 0.31228
F1_Residential_Multi-Family Regular Income_Existing_Space Heating_Natural Gas_Boiler_Baseline Forecast | F1 | Residential | Multi-Family Regular Income | Existing | Space Heating | Natural Gas | Boiler | Baseline Forecast | Units | 633.9803 | 650.7361 | 667.8945 | 670.236 | 666.9809 | 670.5295 | 674.5933 | 678.9323 | 683.6873 | 688.6967 | 693.7863 | 698.9636 | 704.19 | 709.4247 | 714.6966 | 719.9903 | 725.2976 | 730.5683 | 735.8039 | 741.0538 | 746.3189 | 751.6021 | 756.874 | 762.1401 | 767.4338 | 772.7574 | 778.1124 | 783.4883 | 788.8876 | 794.3264 | 799.8051 | 805.3264 | 810.8858
F2_Residential_Multi-Family Regular Income_Existing_Space Heating_Natural Gas_Boiler_Baseline Forecast | F2 | Residential | Multi-Family Regular Income | Existing | Space Heating | Natural Gas | Boiler | Baseline Forecast | Usage (MMtherm) | 0.19199 | 0.19019 | 0.19693 | 0.21353 | 0.21051 | 0.20952 | 0.20865 | 0.20783 | 0.20713 | 0.20648 | 0.20586 | 0.20527 | 0.20469 | 0.20413 | 0.2036 | 0.20308 | 0.20259 | 0.20212 | 0.20165 | 0.20121 | 0.20081 | 0.20044 | 0.20009 | 0.19977 | 0.19949 | 0.19925 | 0.19904 | 0.19886 | 0.19869 | 0.19855 | 0.19843 | 0.19833 | 0.19949
F3_Residential_Multi-Family Regular Income_Existing_Space Heating_Natural Gas_Boiler_Baseline Forecast | F3 | Residential | Multi-Family Regular Income | Existing | Space Heating | Natural Gas | Boiler | Baseline Forecast | Summer Peak Demand (MW) | 3.379 | 3.3473 | 3.466 | 3.7581 | 3.705 | 3.6875 | 3.6722 | 3.6579 | 3.6454 | 3.6341 | 3.6232 | 3.6127 | 3.6026 | 3.5928 | 3.5833 | 3.5743 | 3.5656 | 3.5572 | 3.549 | 3.5414 | 3.5343 | 3.5278 | 3.5215 | 3.516 | 3.5111 | 3.5069 | 3.5031 | 3.4999 | 3.497 | 3.4945 | 3.4924 | 3.4905 | 3.511
F4_Residential_Multi-Family Regular Income_Existing_Space Heating_Natural Gas_Boiler_Baseline Forecast | F4 | Residential | Multi-Family Regular Income | Existing | Space Heating | Natural Gas | Boiler | Baseline Forecast | Winter Peak Demand (MW) | 0.19583 | 0.19399 | 0.20087 | 0.2178 | 0.21472 | 0.21371 | 0.21282 | 0.21199 | 0.21127 | 0.21061 | 0.20998 | 0.20937 | 0.20879 | 0.20822 | 0.20767 | 0.20714 | 0.20664 | 0.20616 | 0.20568 | 0.20524 | 0.20483 | 0.20445 | 0.20409 | 0.20377 | 0.20348 | 0.20324 | 0.20302 | 0.20283 | 0.20267 | 0.20252 | 0.2024 | 0.20229 | 0.20348
F5_Residential_Multi-Family Regular Income_Existing_Space Heating_Natural Gas_Boiler_Baseline Forecast | F5 | Residential | Multi-Family Regular Income | Existing | Space Heating | Natural Gas | Boiler | Baseline Forecast | Turnover | 0 | 28.2827 | 29.9428 | 16.2691 | 14.8941 | 19.3828 | 20.7528 | 21.805 | 22.9274 | 23.8239 | 24.488 | 25.1063 | 25.6379 | 26.0848 | 26.5207 | 26.9049 | 27.248 | 27.5111 | 27.7483 | 28.0102 | 28.2505 | 28.4731 | 28.9124 | 29.4663 | 28.7657 | 28.0158 | 27.7463 | 27.6183 | 27.602 | 27.7072 | 27.8886 | 28.1201 | 28.3862
F6_Residential_Multi-Family Regular Income_Existing_Space Heating_Natural Gas_Boiler_Baseline Forecast | F6 | Residential | Multi-Family Regular Income | Existing | Space Heating | Natural Gas | Boiler | Baseline Forecast | Avg. Replacement Usage (kWh) | 275.9278 | 267.6907 | 264.0939 | 286.547 | 285.0152 | 283.4844 | 281.9496 | 280.4171 | 278.8842 | 277.3529 | 275.8189 | 274.2866 | 272.7547 | 271.2241 | 269.6908 | 268.1594 | 266.6279 | 265.0981 | 263.5649 | 262.0332 | 260.5016 | 258.9746 | 257.4413 | 255.9109 | 254.3801 | 252.8536 | 251.3204 | 249.791 | 248.261 | 246.7335 | 245.2029 | 243.6748 | 243.68
F7_Residential_Multi-Family Regular Income_Existing_Space Heating_Natural Gas_Boiler_Baseline Forecast | F7 | Residential | Multi-Family Regular Income | Existing | Space Heating | Natural Gas | Boiler | Baseline Forecast | Avg. Replacement Summer Demand (kW) | 4.8563 | 4.7114 | 4.6481 | 5.0432 | 5.0163 | 4.9893 | 4.9623 | 4.9353 | 4.9084 | 4.8814 | 4.8544 | 4.8274 | 4.8005 | 4.7735 | 4.7466 | 4.7196 | 4.6927 | 4.6657 | 4.6387 | 4.6118 | 4.5848 | 4.558 | 4.531 | 4.504 | 4.4771 | 4.4502 | 4.4232 | 4.3963 | 4.3694 | 4.3425 | 4.3156 | 4.2887 | 4.2888
F8_Residential_Multi-Family Regular Income_Existing_Space Heating_Natural Gas_Boiler_Baseline Forecast | F8 | Residential | Multi-Family Regular Income | Existing | Space Heating | Natural Gas | Boiler | Baseline Forecast | Avg. Replacement Winter Demand (kW) | 0.28145 | 0.27304 | 0.26938 | 0.29228 | 0.29072 | 0.28915 | 0.28759 | 0.28603 | 0.28446 | 0.2829 | 0.28134 | 0.27977 | 0.27821 | 0.27665 | 0.27508 | 0.27352 | 0.27196 | 0.2704 | 0.26884 | 0.26727 | 0.26571 | 0.26415 | 0.26259 | 0.26103 | 0.25947 | 0.25791 | 0.25635 | 0.25479 | 0.25323 | 0.25167 | 0.25011 | 0.24855 | 0.24855
F1_Residential_Multi-Family Regular Income_Existing_Secondary Heating_Natural Gas_Fireplace_Baseline Forecast | F1 | Residential | Multi-Family Regular Income | Existing | Secondary Heating | Natural Gas | Fireplace | Baseline Forecast | Units | 660.8414 | 666.0095 | 671.1775 | 661.3195 | 646.1762 | 637.8366 | 630.0682 | 622.6242 | 615.6177 | 608.8854 | 602.2646 | 595.7584 | 589.3312 | 582.9481 | 576.6328 | 570.3721 | 564.1594 | 557.9566 | 551.767 | 545.6289 | 539.543 | 533.5113 | 527.5131 | 521.553 | 515.6542 | 509.8176 | 504.0435 | 498.3244 | 492.6617 | 487.0647 | 481.5328 | 476.0665 | 470.6623
F2_Residential_Multi-Family Regular Income_Existing_Secondary Heating_Natural Gas_Fireplace_Baseline Forecast | F2 | Residential | Multi-Family Regular Income | Existing | Secondary Heating | Natural Gas | Fireplace | Baseline Forecast | Usage (MMtherm) | 0.041937 | 0.041003 | 0.042065 | 0.045092 | 0.043941 | 0.043257 | 0.042615 | 0.041997 | 0.04141 | 0.040845 | 0.040289 | 0.039743 | 0.039204 | 0.03867 | 0.038143 | 0.037622 | 0.037105 | 0.036592 | 0.036081 | 0.035576 | 0.035076 | 0.034582 | 0.034092 | 0.033606 | 0.033126 | 0.032653 | 0.032185 | 0.031723 | 0.031266 | 0.030815 | 0.03037 | 0.029932 | 0.029592
F3_Residential_Multi-Family Regular Income_Existing_Secondary Heating_Natural Gas_Fireplace_Baseline Forecast | F3 | Residential | Multi-Family Regular Income | Existing | Secondary Heating | Natural Gas | Fireplace | Baseline Forecast | Summer Peak Demand (MW) | 0.37145 | 0.36318 | 0.3726 | 0.3994 | 0.38921 | 0.38315 | 0.37746 | 0.37199 | 0.36679 | 0.36178 | 0.35686 | 0.35202 | 0.34725 | 0.34252 | 0.33785 | 0.33323 | 0.32866 | 0.32411 | 0.31959 | 0.31511 | 0.31069 | 0.30631 | 0.30197 | 0.29767 | 0.29342 | 0.28922 | 0.28508 | 0.28098 | 0.27694 | 0.27295 | 0.26901 | 0.26512 | 0.26211
F4_Residential_Multi-Family Regular Income_Existing_Secondary Heating_Natural Gas_Fireplace_Baseline Forecast | F4 | Residential | Multi-Family Regular Income | Existing | Secondary Heating | Natural Gas | Fireplace | Baseline Forecast | Winter Peak Demand (MW) | 0.021527 | 0.021048 | 0.021594 | 0.023147 | 0.022556 | 0.022205 | 0.021876 | 0.021558 | 0.021257 | 0.020967 | 0.020682 | 0.020401 | 0.020125 | 0.019851 | 0.01958 | 0.019312 | 0.019047 | 0.018784 | 0.018522 | 0.018262 | 0.018006 | 0.017752 | 0.0175 | 0.017251 | 0.017005 | 0.016762 | 0.016522 | 0.016284 | 0.01605 | 0.015819 | 0.01559 | 0.015365 | 0.015191
F5_Residential_Multi-Family Regular Income_Existing_Secondary Heating_Natural Gas_Fireplace_Baseline Forecast | F5 | Residential | Multi-Family Regular Income | Existing | Secondary Heating | Natural Gas | Fireplace | Baseline Forecast | Turnover | 0 | 34.5388 | 34.9467 | 29.6986 | 29.3288 | 29.2226 | 29.1057 | 28.9718 | 28.8304 | 28.6773 | 28.5082 | 28.3257 | 28.1304 | 27.9227 | 27.8483 | 27.7851 | 27.2439 | 26.7644 | 26.3354 | 25.9494 | 25.5984 | 25.2759 | 24.9754 | 32.9576 | 31.785 | 29.5133 | 28.6941 | 27.956 | 27.2916 | 26.6476 | 26.0287 | 25.4377 | 24.8761
F6_Residential_Multi-Family Regular Income_Existing_Secondary Heating_Natural Gas_Fireplace_Baseline Forecast | F6 | Residential | Multi-Family Regular Income | Existing | Secondary Heating | Natural Gas | Fireplace | Baseline Forecast | Avg. Replacement Usage (kWh) | 63.4593 | 61.565 | 62.674 | 68.1844 | 68.0017 | 67.8188 | 67.635 | 67.4509 | 67.2663 | 67.0814 | 66.8956 | 66.7094 | 66.5228 | 66.3358 | 66.1479 | 65.9597 | 65.771 | 65.5819 | 65.3918 | 65.2014 | 65.0105 | 64.8195 | 64.6272 | 64.4346 | 64.2415 | 64.0482 | 63.8536 | 63.6588 | 63.4633 | 63.2674 | 63.0704 | 62.8731 | 62.8731
F7_Residential_Multi-Family Regular Income_Existing_Secondary Heating_Natural Gas_Fireplace_Baseline Forecast | F7 | Residential | Multi-Family Regular Income | Existing | Secondary Heating | Natural Gas | Fireplace | Baseline Forecast | Avg. Replacement Summer Demand (kW) | 0.56209 | 0.54531 | 0.55514 | 0.60394 | 0.60233 | 0.60071 | 0.59908 | 0.59745 | 0.59581 | 0.59417 | 0.59253 | 0.59088 | 0.58923 | 0.58757 | 0.58591 | 0.58424 | 0.58257 | 0.58089 | 0.57921 | 0.57752 | 0.57583 | 0.57414 | 0.57244 | 0.57073 | 0.56902 | 0.56731 | 0.56558 | 0.56386 | 0.56213 | 0.56039 | 0.55865 | 0.5569 | 0.5569
F8_Residential_Multi-Family Regular Income_Existing_Secondary Heating_Natural Gas_Fireplace_Baseline Forecast | F8 | Residential | Multi-Family Regular Income | Existing | Secondary Heating | Natural Gas | Fireplace | Baseline Forecast | Avg. Replacement Winter Demand (kW) | 0.032576 | 0.031603 | 0.032173 | 0.035001 | 0.034908 | 0.034814 | 0.034719 | 0.034625 | 0.03453 | 0.034435 | 0.03434 | 0.034244 | 0.034148 | 0.034052 | 0.033956 | 0.033859 | 0.033762 | 0.033665 | 0.033568 | 0.03347 | 0.033372 | 0.033274 | 0.033175 | 0.033076 | 0.032977 | 0.032878 | 0.032778 | 0.032678 | 0.032578 | 0.032477 | 0.032376 | 0.032275 | 0.032275
F1_Residential_Multi-Family Regular Income_Existing_Water Heating_Natural Gas_Water Heater (<= 55 gal)_Baseline Forecast | F1 | Residential | Multi-Family Regular Income | Existing | Water Heating | Natural Gas | Water Heater (<= 55 gal) | Baseline Forecast | Units | 1734.9865 | 1751.4138 | 1767.8903 | 1744.7723 | 1707.6071 | 1688.3247 | 1670.4892 | 1653.4522 | 1637.5187 | 1622.2593 | 1607.2432 | 1592.4799 | 1577.8757 | 1563.3377 | 1548.93 | 1534.6179 | 1520.3842 | 1506.1266 | 1491.8539 | 1477.6702 | 1463.5777 | 1449.5822 | 1435.6283 | 1421.7289 | 1407.9475 | 1394.2872 | 1380.7497 | 1367.3153 | 1353.9882 | 1340.7946 | 1327.7337 | 1314.8079 | 1302.0079
F2_Residential_Multi-Family Regular Income_Existing_Water Heating_Natural Gas_Water Heater (<= 55 gal)_Baseline Forecast | F2 | Residential | Multi-Family Regular Income | Existing | Water Heating | Natural Gas | Water Heater (<= 55 gal) | Baseline Forecast | Usage (MMtherm) | 0.21537 | 0.20962 | 0.21453 | 0.22947 | 0.22309 | 0.21909 | 0.21534 | 0.21179 | 0.20849 | 0.20541 | 0.2025 | 0.19978 | 0.19722 | 0.19478 | 0.19245 | 0.19022 | 0.18807 | 0.18597 | 0.18393 | 0.18193 | 0.17999 | 0.17808 | 0.17622 | 0.17438 | 0.17257 | 0.1708 | 0.16906 | 0.16735 | 0.16566 | 0.16399 | 0.16236 | 0.16074 | 0.15915
F3_Residential_Multi-Family Regular Income_Existing_Water Heating_Natural Gas_Water Heater (<= 55 gal)_Baseline Forecast | F3 | Residential | Multi-Family Regular Income | Existing | Water Heating | Natural Gas | Water Heater (<= 55 gal) | Baseline Forecast | Summer Peak Demand (MW) | 0.71071 | 0.69176 | 0.70795 | 0.75726 | 0.73619 | 0.72299 | 0.71062 | 0.6989 | 0.68802 | 0.67786 | 0.66825 | 0.65928 | 0.65082 | 0.64276 | 0.63509 | 0.62772 | 0.62062 | 0.61371 | 0.60696 | 0.60038 | 0.59396 | 0.58768 | 0.58151 | 0.57545 | 0.56949 | 0.56365 | 0.5579 | 0.55224 | 0.54667 | 0.54118 | 0.53577 | 0.53044 | 0.52518
F4_Residential_Multi-Family Regular Income_Existing_Water Heating_Natural Gas_Water Heater (<= 55 gal)_Baseline Forecast | F4 | Residential | Multi-Family Regular Income | Existing | Water Heating | Natural Gas | Water Heater (<= 55 gal) | Baseline Forecast | Winter Peak Demand (MW) | 0.055942 | 0.054451 | 0.055725 | 0.059606 | 0.057948 | 0.056909 | 0.055936 | 0.055013 | 0.054156 | 0.053357 | 0.0526 | 0.051894 | 0.051228 | 0.050594 | 0.04999 | 0.04941 | 0.048851 | 0.048307 | 0.047776 | 0.047258 | 0.046752 | 0.046258 | 0.045773 | 0.045295 | 0.044827 | 0.044367 | 0.043915 | 0.043469 | 0.04303 | 0.042598 | 0.042173 | 0.041753 | 0.041339
F5_Residential_Multi-Family Regular Income_Existing_Water Heating_Natural Gas_Water Heater (<= 55 gal)_Baseline Forecast | F5 | Residential | Multi-Family Regular Income | Existing | Water Heating | Natural Gas | Water Heater (<= 55 gal) | Baseline Forecast | Turnover | 0 | 73.6247 | 84.5686 | 76.4179 | 82.5215 | 88.1417 | 92.7673 | 96.5355 | 99.6071 | 102.0772 | 104.0181 | 105.5135 | 98.9981 | 94.7571 | 90.1633 | 87.1632 | 85.3576 | 84.4261 | 84.1224 | 102.1896 | 102.5515 | 98.7575 | 99.3169 | 98.6552 | 97.2977 | 95.3416 | 93.1145 | 90.8366 | 88.652 | 86.6488 | 85.304 | 84.7512 | 83.6975
F6_Residential_Multi-Family Regular Income_Existing_Water Heating_Natural Gas_Water Heater (<= 55 gal)_Baseline Forecast | F6 | Residential | Multi-Family Regular Income | Existing | Water Heating | Natural Gas | Water Heater (<= 55 gal) | Baseline Forecast | Avg. Replacement Usage (kWh) | 113.1492 | 109.7819 | 112.0832 | 122.2848 | 122.2996 | 122.3154 | 122.2971 | 122.2868 | 122.2838 | 122.2777 | 122.1579 | 122.1562 | 122.1399 | 122.1344 | 122.1299 | 122.1267 | 122.1237 | 122.1205 | 122.1176 | 122.1161 | 122.1142 | 122.1108 | 122.1094 | 122.1067 | 122.1029 | 122.0986 | 122.0936 | 122.0936 | 122.0936 | 122.0936 | 122.0936 | 122.0936 | 122.0936
F7_Residential_Multi-Family Regular Income_Existing_Water Heating_Natural Gas_Water Heater (<= 55 gal)_Baseline Forecast | F7 | Residential | Multi-Family Regular Income | Existing | Water Heating | Natural Gas | Water Heater (<= 55 gal) | Baseline Forecast | Avg. Replacement Summer Demand (kW) | 0.37339 | 0.36228 | 0.36987 | 0.40354 | 0.40359 | 0.40364 | 0.40358 | 0.40355 | 0.40354 | 0.40352 | 0.40312 | 0.40312 | 0.40306 | 0.40304 | 0.40303 | 0.40302 | 0.40301 | 0.403 | 0.40299 | 0.40298 | 0.40298 | 0.40297 | 0.40296 | 0.40295 | 0.40294 | 0.40293 | 0.40291 | 0.40291 | 0.40291 | 0.40291 | 0.40291 | 0.40291 | 0.40291
F8_Residential_Multi-Family Regular Income_Existing_Water Heating_Natural Gas_Water Heater (<= 55 gal)_Baseline Forecast | F8 | Residential | Multi-Family Regular Income | Existing | Water Heating | Natural Gas | Water Heater (<= 55 gal) | Baseline Forecast | Avg. Replacement Winter Demand (kW) | 0.029391 | 0.028516 | 0.029114 | 0.031764 | 0.031768 | 0.031772 | 0.031767 | 0.031765 | 0.031764 | 0.031762 | 0.031731 | 0.031731 | 0.031726 | 0.031725 | 0.031724 | 0.031723 | 0.031722 | 0.031721 | 0.031721 | 0.03172 | 0.03172 | 0.031719 | 0.031718 | 0.031718 | 0.031717 | 0.031716 | 0.031714 | 0.031714 | 0.031714 | 0.031714 | 0.031714 | 0.031714 | 0.031714
F1_Residential_Multi-Family Regular Income_Existing_Water Heating_Natural Gas_Water Heater (> 55 gal)_Baseline Forecast | F1 | Residential | Multi-Family Regular Income | Existing | Water Heating | Natural Gas | Water Heater (> 55 gal) | Baseline Forecast | Units | 0 | 0 | 0 | 0 | 0 | 0 | 0 | 0 | 0 | 0 | 0 | 0 | 0 | 0 | 0 | 0 | 0 | 0 | 0 | 0 | 0 | 0 | 0 | 0 | 0 | 0 | 0 | 0 | 0 | 0 | 0 | 0 | 0
F2_Residential_Multi-Family Regular Income_Existing_Water Heating_Natural Gas_Water Heater (> 55 gal)_Baseline Forecast | F2 | Residential | Multi-Family Regular Income | Existing | Water Heating | Natural Gas | Water Heater (> 55 gal) | Baseline Forecast | Usage (MMtherm) | 0 | 0 | 0 | 0 | 0 | 0 | 0 | 0 | 0 | 0 | 0 | 0 | 0 | 0 | 0 | 0 | 0 | 0 | 0 | 0 | 0 | 0 | 0 | 0 | 0 | 0 | 0 | 0 | 0 | 0 | 0 | 0 | 0
F3_Residential_Multi-Family Regular Income_Existing_Water Heating_Natural Gas_Water Heater (> 55 gal)_Baseline Forecast | F3 | Residential | Multi-Family Regular Income | Existing | Water Heating | Natural Gas | Water Heater (> 55 gal) | Baseline Forecast | Summer Peak Demand (MW) | 0 | 0 | 0 | 0 | 0 | 0 | 0 | 0 | 0 | 0 | 0 | 0 | 0 | 0 | 0 | 0 | 0 | 0 | 0 | 0 | 0 | 0 | 0 | 0 | 0 | 0 | 0 | 0 | 0 | 0 | 0 | 0 | 0
F4_Residential_Multi-Family Regular Income_Existing_Water Heating_Natural Gas_Water Heater (> 55 gal)_Baseline Forecast | F4 | Residential | Multi-Family Regular Income | Existing | Water Heating | Natural Gas | Water Heater (> 55 gal) | Baseline Forecast | Winter Peak Demand (MW) | 0 | 0 | 0 | 0 | 0 | 0 | 0 | 0 | 0 | 0 | 0 | 0 | 0 | 0 | 0 | 0 | 0 | 0 | 0 | 0 | 0 | 0 | 0 | 0 | 0 | 0 | 0 | 0 | 0 | 0 | 0 | 0 | 0
F5_Residential_Multi-Family Regular Income_Existing_Water Heating_Natural Gas_Water Heater (> 55 gal)_Baseline Forecast | F5 | Residential | Multi-Family Regular Income | Existing | Water Heating | Natural Gas | Water Heater (> 55 gal) | Baseline Forecast | Turnover | 0 | 0 | 0 | 0 | 0 | 0 | 0 | 0 | 0 | 0 | 0 | 0 | 0 | 0 | 0 | 0 | 0 | 0 | 0 | 0 | 0 | 0 | 0 | 0 | 0 | 0 | 0 | 0 | 0 | 0 | 0 | 0 | 0
F6_Residential_Multi-Family Regular Income_Existing_Water Heating_Natural Gas_Water Heater (> 55 gal)_Baseline Forecast | F6 | Residential | Multi-Family Regular Income | Existing | Water Heating | Natural Gas | Water Heater (> 55 gal) | Baseline Forecast | Avg. Replacement Usage (kWh) | 121.2069 | 117.5916 | 120.0356 | 130.9439 | 130.9479 | 130.9523 | 130.9472 | 130.9444 | 130.9436 | 130.9419 | 130.9091 | 130.9086 | 130.9041 | 130.9026 | 130.9014 | 130.9005 | 130.8997 | 130.8988 | 130.898 | 130.8976 | 130.8971 | 130.8962 | 130.8958 | 130.895 | 130.894 | 130.8928 | 130.8915 | 130.8915 | 130.8915 | 130.8915 | 130.8915 | 130.8915 | 130.8915
F7_Residential_Multi-Family Regular Income_Existing_Water Heating_Natural Gas_Water Heater (> 55 gal)_Baseline Forecast | F7 | Residential | Multi-Family Regular Income | Existing | Water Heating | Natural Gas | Water Heater (> 55 gal) | Baseline Forecast | Avg. Replacement Summer Demand (kW) | 0.39998 | 0.38805 | 0.39612 | 0.43211 | 0.43213 | 0.43214 | 0.43213 | 0.43212 | 0.43211 | 0.43211 | 0.432 | 0.432 | 0.43198 | 0.43198 | 0.43197 | 0.43197 | 0.43197 | 0.43197 | 0.43196 | 0.43196 | 0.43196 | 0.43196 | 0.43196 | 0.43195 | 0.43195 | 0.43195 | 0.43194 | 0.43194 | 0.43194 | 0.43194 | 0.43194 | 0.43194 | 0.43194
F8_Residential_Multi-Family Regular Income_Existing_Water Heating_Natural Gas_Water Heater (> 55 gal)_Baseline Forecast | F8 | Residential | Multi-Family Regular Income | Existing | Water Heating | Natural Gas | Water Heater (> 55 gal) | Baseline Forecast | Avg. Replacement Winter Demand (kW) | 0.031484 | 0.030545 | 0.03118 | 0.034013 | 0.034014 | 0.034015 | 0.034014 | 0.034013 | 0.034013 | 0.034013 | 0.034004 | 0.034004 | 0.034003 | 0.034003 | 0.034002 | 0.034002 | 0.034002 | 0.034002 | 0.034001 | 0.034001 | 0.034001 | 0.034001 | 0.034001 | 0.034001 | 0.034 | 0.034 | 0.034 | 0.034 | 0.034 | 0.034 | 0.034 | 0.034 | 0.034
F1_Residential_Multi-Family Regular Income_Existing_Appliances_Natural Gas_Clothes Dryer_Baseline Forecast | F1 | Residential | Multi-Family Regular Income | Existing | Appliances | Natural Gas | Clothes Dryer | Baseline Forecast | Units | 0 | 0 | 0 | 0 | 0 | 0 | 0 | 0 | 0 | 0 | 0 | 0 | 0 | 0 | 0 | 0 | 0 | 0 | 0 | 0 | 0 | 0 | 0 | 0 | 0 | 0 | 0 | 0 | 0 | 0 | 0 | 0 | 0
F2_Residential_Multi-Family Regular Income_Existing_Appliances_Natural Gas_Clothes Dryer_Baseline Forecast | F2 | Residential | Multi-Family Regular Income | Existing | Appliances | Natural Gas | Clothes Dryer | Baseline Forecast | Usage (MMtherm) | 0 | 0 | 0 | 0 | 0 | 0 | 0 | 0 | 0 | 0 | 0 | 0 | 0 | 0 | 0 | 0 | 0 | 0 | 0 | 0 | 0 | 0 | 0 | 0 | 0 | 0 | 0 | 0 | 0 | 0 | 0 | 0 | 0
F3_Residential_Multi-Family Regular Income_Existing_Appliances_Natural Gas_Clothes Dryer_Baseline Forecast | F3 | Residential | Multi-Family Regular Income | Existing | Appliances | Natural Gas | Clothes Dryer | Baseline Forecast | Summer Peak Demand (MW) | 0 | 0 | 0 | 0 | 0 | 0 | 0 | 0 | 0 | 0 | 0 | 0 | 0 | 0 | 0 | 0 | 0 | 0 | 0 | 0 | 0 | 0 | 0 | 0 | 0 | 0 | 0 | 0 | 0 | 0 | 0 | 0 | 0
F4_Residential_Multi-Family Regular Income_Existing_Appliances_Natural Gas_Clothes Dryer_Baseline Forecast | F4 | Residential | Multi-Family Regular Income | Existing | Appliances | Natural Gas | Clothes Dryer | Baseline Forecast | Winter Peak Demand (MW) | 0 | 0 | 0 | 0 | 0 | 0 | 0 | 0 | 0 | 0 | 0 | 0 | 0 | 0 | 0 | 0 | 0 | 0 | 0 | 0 | 0 | 0 | 0 | 0 | 0 | 0 | 0 | 0 | 0 | 0 | 0 | 0 | 0
F5_Residential_Multi-Family Regular Income_Existing_Appliances_Natural Gas_Clothes Dryer_Baseline Forecast | F5 | Residential | Multi-Family Regular Income | Existing | Appliances | Natural Gas | Clothes Dryer | Baseline Forecast | Turnover | 0 | 0 | 0 | 0 | 0 | 0 | 0 | 0 | 0 | 0 | 0 | 0 | 0 | 0 | 0 | 0 | 0 | 0 | 0 | 0 | 0 | 0 | 0 | 0 | 0 | 0 | 0 | 0 | 0 | 0 | 0 | 0 | 0
F6_Residential_Multi-Family Regular Income_Existing_Appliances_Natural Gas_Clothes Dryer_Baseline Forecast | F6 | Residential | Multi-Family Regular Income | Existing | Appliances | Natural Gas | Clothes Dryer | Baseline Forecast | Avg. Replacement Usage (kWh) | 12.053 | 11.6932 | 11.9355 | 13.0195 | 13.0196 | 13.0195 | 13.0195 | 13.0195 | 13.0194 | 13.0194 | 13.0193 | 13.0193 | 13.0193 | 13.0192 | 13.0192 | 13.0192 | 13.0191 | 13.0191 | 13.019 | 13.019 | 13.019 | 13.0189 | 13.0189 | 13.0189 | 13.0189 | 13.0188 | 13.0188 | 13.0188 | 13.0188 | 13.0188 | 13.0188 | 13.0189 | 13.0189
F7_Residential_Multi-Family Regular Income_Existing_Appliances_Natural Gas_Clothes Dryer_Baseline Forecast | F7 | Residential | Multi-Family Regular Income | Existing | Appliances | Natural Gas | Clothes Dryer | Baseline Forecast | Avg. Replacement Summer Demand (kW) | 0.033022 | 0.032036 | 0.0327 | 0.03567 | 0.03567 | 0.03567 | 0.03567 | 0.03567 | 0.03567 | 0.03567 | 0.035669 | 0.035669 | 0.035669 | 0.035669 | 0.035669 | 0.035669 | 0.035669 | 0.035669 | 0.035669 | 0.035668 | 0.035668 | 0.035668 | 0.035668 | 0.035668 | 0.035668 | 0.035668 | 0.035668 | 0.035668 | 0.035668 | 0.035668 | 0.035668 | 0.035668 | 0.035668
F8_Residential_Multi-Family Regular Income_Existing_Appliances_Natural Gas_Clothes Dryer_Baseline Forecast | F8 | Residential | Multi-Family Regular Income | Existing | Appliances | Natural Gas | Clothes Dryer | Baseline Forecast | Avg. Replacement Winter Demand (kW) | 0.0013759 | 0.0013348 | 0.0013625 | 0.0014862 | 0.0014863 | 0.0014862 | 0.0014862 | 0.0014862 | 0.0014862 | 0.0014862 | 0.0014862 | 0.0014862 | 0.0014862 | 0.0014862 | 0.0014862 | 0.0014862 | 0.0014862 | 0.0014862 | 0.0014862 | 0.0014862 | 0.0014862 | 0.0014862 | 0.0014862 | 0.0014862 | 0.0014862 | 0.0014862 | 0.0014862 | 0.0014862 | 0.0014862 | 0.0014862 | 0.0014862 | 0.0014862 | 0.0014862
F1_Residential_Multi-Family Regular Income_Existing_Appliances_Natural Gas_Stove/Oven_Baseline Forecast | F1 | Residential | Multi-Family Regular Income | Existing | Appliances | Natural Gas | Stove/Oven | Baseline Forecast | Units | 626.1973 | 630.7052 | 635.2074 | 625.4917 | 610.7919 | 602.5372 | 594.8317 | 587.4415 | 580.4727 | 573.7706 | 567.1817 | 560.7085 | 554.3174 | 547.9754 | 541.7047 | 535.4928 | 529.3333 | 523.1906 | 517.0676 | 511.0002 | 504.989 | 499.0356 | 493.1207 | 487.2485 | 481.4406 | 475.6978 | 470.02 | 464.4004 | 458.8401 | 453.3476 | 447.9222 | 442.5644 | 437.2706
F2_Residential_Multi-Family Regular Income_Existing_Appliances_Natural Gas_Stove/Oven_Baseline Forecast | F2 | Residential | Multi-Family Regular Income | Existing | Appliances | Natural Gas | Stove/Oven | Baseline Forecast | Usage (MMtherm) | 0.010122 | 0.0098149 | 0.010004 | 0.010656 | 0.010316 | 0.010088 | 0.0098754 | 0.0096745 | 0.0094889 | 0.009317 | 0.0091571 | 0.0090077 | 0.0088671 | 0.0087334 | 0.0086061 | 0.0084842 | 0.0083669 | 0.0082531 | 0.0081423 | 0.0080346 | 0.0079298 | 0.0078276 | 0.0077274 | 0.007629 | 0.0075327 | 0.0074383 | 0.0073456 | 0.0072545 | 0.0071648 | 0.0070767 | 0.00699 | 0.0069047 | 0.0068206
F3_Residential_Multi-Family Regular Income_Existing_Appliances_Natural Gas_Stove/Oven_Baseline Forecast | F3 | Residential | Multi-Family Regular Income | Existing | Appliances | Natural Gas | Stove/Oven | Baseline Forecast | Summer Peak Demand (MW) | 0.036052 | 0.034957 | 0.035631 | 0.037953 | 0.036741 | 0.035931 | 0.035173 | 0.034457 | 0.033796 | 0.033184 | 0.032614 | 0.032082 | 0.031581 | 0.031105 | 0.030652 | 0.030218 | 0.0298 | 0.029395 | 0.029 | 0.028616 | 0.028243 | 0.027879 | 0.027522 | 0.027172 | 0.026829 | 0.026492 | 0.026162 | 0.025838 | 0.025518 | 0.025205 | 0.024896 | 0.024592 | 0.024293
F4_Residential_Multi-Family Regular Income_Existing_Appliances_Natural Gas_Stove/Oven_Baseline Forecast | F4 | Residential | Multi-Family Regular Income | Existing | Appliances | Natural Gas | Stove/Oven | Baseline Forecast | Winter Peak Demand (MW) | 0.0072105 | 0.0069915 | 0.0071262 | 0.0075906 | 0.0073483 | 0.0071863 | 0.0070345 | 0.0068914 | 0.0067592 | 0.0066367 | 0.0065229 | 0.0064165 | 0.0063163 | 0.006221 | 0.0061304 | 0.0060435 | 0.00596 | 0.0058789 | 0.0058 | 0.0057233 | 0.0056486 | 0.0055758 | 0.0055044 | 0.0054344 | 0.0053658 | 0.0052985 | 0.0052325 | 0.0051676 | 0.0051037 | 0.0050409 | 0.0049792 | 0.0049184 | 0.0048585
F5_Residential_Multi-Family Regular Income_Existing_Appliances_Natural Gas_Stove/Oven_Baseline Forecast | F5 | Residential | Multi-Family Regular Income | Existing | Appliances | Natural Gas | Stove/Oven | Baseline Forecast | Turnover | 0 | 26.8721 | 31.1262 | 29.8123 | 32.121 | 34.2315 | 35.947 | 37.323 | 38.424 | 39.2883 | 39.9454 | 37.2368 | 35.4338 | 33.7554 | 32.6718 | 32.0294 | 31.7078 | 31.6114 | 38.0412 | 38.2198 | 37.2581 | 37.0099 | 36.4566 | 35.6781 | 34.8001 | 33.9061 | 33.0498 | 32.2626 | 31.6079 | 31.2836 | 30.9116 | 30.7016 | 30.5554
F6_Residential_Multi-Family Regular Income_Existing_Appliances_Natural Gas_Stove/Oven_Baseline Forecast | F6 | Residential | Multi-Family Regular Income | Existing | Appliances | Natural Gas | Stove/Oven | Baseline Forecast | Avg. Replacement Usage (kWh) | 14.4301 | 13.9993 | 14.2892 | 15.5869 | 15.587 | 15.5868 | 15.5863 | 15.586 | 15.5855 | 15.5851 | 15.5846 | 15.5842 | 15.5838 | 15.5833 | 15.5829 | 15.5824 | 15.582 | 15.5815 | 15.581 | 15.5805 | 15.5801 | 15.5797 | 15.5794 | 15.5791 | 15.579 | 15.5788 | 15.5787 | 15.5787 | 15.5787 | 15.5788 | 15.5789 | 15.5791 | 15.5794
F7_Residential_Multi-Family Regular Income_Existing_Appliances_Natural Gas_Stove/Oven_Baseline Forecast | F7 | Residential | Multi-Family Regular Income | Existing | Appliances | Natural Gas | Stove/Oven | Baseline Forecast | Avg. Replacement Summer Demand (kW) | 0.051395 | 0.04986 | 0.050893 | 0.055515 | 0.055515 | 0.055515 | 0.055513 | 0.055512 | 0.05551 | 0.055508 | 0.055507 | 0.055505 | 0.055504 | 0.055502 | 0.055501 | 0.055499 | 0.055497 | 0.055496 | 0.055494 | 0.055492 | 0.055491 | 0.055489 | 0.055488 | 0.055487 | 0.055487 | 0.055486 | 0.055486 | 0.055486 | 0.055486 | 0.055486 | 0.055487 | 0.055487 | 0.055488
F8_Residential_Multi-Family Regular Income_Existing_Appliances_Natural Gas_Stove/Oven_Baseline Forecast | F8 | Residential | Multi-Family Regular Income | Existing | Appliances | Natural Gas | Stove/Oven | Baseline Forecast | Avg. Replacement Winter Demand (kW) | 0.010279 | 0.0099721 | 0.010179 | 0.011103 | 0.011103 | 0.011103 | 0.011103 | 0.011102 | 0.011102 | 0.011102 | 0.011101 | 0.011101 | 0.011101 | 0.0111 | 0.0111 | 0.0111 | 0.011099 | 0.011099 | 0.011099 | 0.011098 | 0.011098 | 0.011098 | 0.011098 | 0.011097 | 0.011097 | 0.011097 | 0.011097 | 0.011097 | 0.011097 | 0.011097 | 0.011097 | 0.011097 | 0.011098
F1_Residential_Multi-Family Regular Income_Existing_Miscellaneous_Natural Gas_Pool Heater_Baseline Forecast | F1 | Residential | Multi-Family Regular Income | Existing | Miscellaneous | Natural Gas | Pool Heater | Baseline Forecast | Units | 0 | 0 | 0 | 0 | 0 | 0 | 0 | 0 | 0 | 0 | 0 | 0 | 0 | 0 | 0 | 0 | 0 | 0 | 0 | 0 | 0 | 0 | 0 | 0 | 0 | 0 | 0 | 0 | 0 | 0 | 0 | 0 | 0
F2_Residential_Multi-Family Regular Income_Existing_Miscellaneous_Natural Gas_Pool Heater_Baseline Forecast | F2 | Residential | Multi-Family Regular Income | Existing | Miscellaneous | Natural Gas | Pool Heater | Baseline Forecast | Usage (MMtherm) | 0 | 0 | 0 | 0 | 0 | 0 | 0 | 0 | 0 | 0 | 0 | 0 | 0 | 0 | 0 | 0 | 0 | 0 | 0 | 0 | 0 | 0 | 0 | 0 | 0 | 0 | 0 | 0 | 0 | 0 | 0 | 0 | 0
F3_Residential_Multi-Family Regular Income_Existing_Miscellaneous_Natural Gas_Pool Heater_Baseline Forecast | F3 | Residential | Multi-Family Regular Income | Existing | Miscellaneous | Natural Gas | Pool Heater | Baseline Forecast | Summer Peak Demand (MW) | 0 | 0 | 0 | 0 | 0 | 0 | 0 | 0 | 0 | 0 | 0 | 0 | 0 | 0 | 0 | 0 | 0 | 0 | 0 | 0 | 0 | 0 | 0 | 0 | 0 | 0 | 0 | 0 | 0 | 0 | 0 | 0 | 0
F4_Residential_Multi-Family Regular Income_Existing_Miscellaneous_Natural Gas_Pool Heater_Baseline Forecast | F4 | Residential | Multi-Family Regular Income | Existing | Miscellaneous | Natural Gas | Pool Heater | Baseline Forecast | Winter Peak Demand (MW) | 0 | 0 | 0 | 0 | 0 | 0 | 0 | 0 | 0 | 0 | 0 | 0 | 0 | 0 | 0 | 0 | 0 | 0 | 0 | 0 | 0 | 0 | 0 | 0 | 0 | 0 | 0 | 0 | 0 | 0 | 0 | 0 | 0
F5_Residential_Multi-Family Regular Income_Existing_Miscellaneous_Natural Gas_Pool Heater_Baseline Forecast | F5 | Residential | Multi-Family Regular Income | Existing | Miscellaneous | Natural Gas | Pool Heater | Baseline Forecast | Turnover | 0 | 0 | 0 | 0 | 0 | 0 | 0 | 0 | 0 | 0 | 0 | 0 | 0 | 0 | 0 | 0 | 0 | 0 | 0 | 0 | 0 | 0 | 0 | 0 | 0 | 0 | 0 | 0 | 0 | 0 | 0 | 0 | 0
F6_Residential_Multi-Family Regular Income_Existing_Miscellaneous_Natural Gas_Pool Heater_Baseline Forecast | F6 | Residential | Multi-Family Regular Income | Existing | Miscellaneous | Natural Gas | Pool Heater | Baseline Forecast | Avg. Replacement Usage (kWh) | 59.6772 | 57.8958 | 59.0955 | 64.4629 | 64.4629 | 64.4629 | 64.4629 | 64.4629 | 64.4629 | 64.4629 | 64.4629 | 64.4629 | 64.4629 | 64.4629 | 64.4629 | 64.4629 | 64.4629 | 64.4629 | 64.4629 | 64.4629 | 64.4629 | 64.4629 | 64.4629 | 64.4629 | 64.4629 | 64.4629 | 64.4629 | 64.4629 | 64.4629 | 64.4629 | 64.4629 | 64.4629 | 64.4629
F7_Residential_Multi-Family Regular Income_Existing_Miscellaneous_Natural Gas_Pool Heater_Baseline Forecast | F7 | Residential | Multi-Family Regular Income | Existing | Miscellaneous | Natural Gas | Pool Heater | Baseline Forecast | Avg. Replacement Summer Demand (kW) | 0.1635 | 0.15862 | 0.16191 | 0.17661 | 0.17661 | 0.17661 | 0.17661 | 0.17661 | 0.17661 | 0.17661 | 0.17661 | 0.17661 | 0.17661 | 0.17661 | 0.17661 | 0.17661 | 0.17661 | 0.17661 | 0.17661 | 0.17661 | 0.17661 | 0.17661 | 0.17661 | 0.17661 | 0.17661 | 0.17661 | 0.17661 | 0.17661 | 0.17661 | 0.17661 | 0.17661 | 0.17661 | 0.17661
F8_Residential_Multi-Family Regular Income_Existing_Miscellaneous_Natural Gas_Pool Heater_Baseline Forecast | F8 | Residential | Multi-Family Regular Income | Existing | Miscellaneous | Natural Gas | Pool Heater | Baseline Forecast | Avg. Replacement Winter Demand (kW) | 0.0068125 | 0.0066091 | 0.0067461 | 0.0073588 | 0.0073588 | 0.0073588 | 0.0073588 | 0.0073588 | 0.0073588 | 0.0073588 | 0.0073588 | 0.0073588 | 0.0073588 | 0.0073588 | 0.0073588 | 0.0073588 | 0.0073588 | 0.0073588 | 0.0073588 | 0.0073588 | 0.0073588 | 0.0073588 | 0.0073588 | 0.0073588 | 0.0073588 | 0.0073588 | 0.0073588 | 0.0073588 | 0.0073588 | 0.0073588 | 0.0073588 | 0.0073588 | 0.0073588
F1_Residential_Multi-Family Regular Income_Existing_Miscellaneous_Natural Gas_Miscellaneous_Baseline Forecast | F1 | Residential | Multi-Family Regular Income | Existing | Miscellaneous | Natural Gas | Miscellaneous | Baseline Forecast | Units | 2825.7108 | 2847.809 | 2869.9072 | 2827.7549 | 2763.0034 | 2727.3438 | 2694.1268 | 2662.2967 | 2632.3373 | 2603.5505 | 2575.2404 | 2547.4203 | 2519.9382 | 2492.6446 | 2465.6407 | 2438.8704 | 2412.3054 | 2385.7827 | 2359.3162 | 2333.0702 | 2307.0476 | 2281.2561 | 2255.6084 | 2230.1235 | 2204.9007 | 2179.9438 | 2155.2539 | 2130.7997 | 2106.5865 | 2082.6539 | 2058.9998 | 2035.6264 | 2012.5183
F2_Residential_Multi-Family Regular Income_Existing_Miscellaneous_Natural Gas_Miscellaneous_Baseline Forecast | F2 | Residential | Multi-Family Regular Income | Existing | Miscellaneous | Natural Gas | Miscellaneous | Baseline Forecast | Usage (MMtherm) | 0.010481 | 0.010248 | 0.010541 | 0.01133 | 0.01107 | 0.010928 | 0.010794 | 0.010667 | 0.010547 | 0.010432 | 0.010318 | 0.010207 | 0.010097 | 0.0099872 | 0.009879 | 0.0097717 | 0.0096653 | 0.009559 | 0.009453 | 0.0093478 | 0.0092436 | 0.0091402 | 0.0090375 | 0.0089354 | 0.0088343 | 0.0087343 | 0.0086354 | 0.0085374 | 0.0084404 | 0.0083445 | 0.0082497 | 0.0081561 | 0.0080635
F3_Residential_Multi-Family Regular Income_Existing_Miscellaneous_Natural Gas_Miscellaneous_Baseline Forecast | F3 | Residential | Multi-Family Regular Income | Existing | Miscellaneous | Natural Gas | Miscellaneous | Baseline Forecast | Summer Peak Demand (MW) | 0.028716 | 0.028076 | 0.02888 | 0.031041 | 0.03033 | 0.029939 | 0.029574 | 0.029224 | 0.028896 | 0.02858 | 0.028269 | 0.027963 | 0.027662 | 0.027362 | 0.027066 | 0.026772 | 0.02648 | 0.026189 | 0.025899 | 0.025611 | 0.025325 | 0.025042 | 0.02476 | 0.02448 | 0.024204 | 0.02393 | 0.023659 | 0.02339 | 0.023124 | 0.022862 | 0.022602 | 0.022345 | 0.022092
F4_Residential_Multi-Family Regular Income_Existing_Miscellaneous_Natural Gas_Miscellaneous_Baseline Forecast | F4 | Residential | Multi-Family Regular Income | Existing | Miscellaneous | Natural Gas | Miscellaneous | Baseline Forecast | Winter Peak Demand (MW) | 0.0011965 | 0.0011698 | 0.0012033 | 0.0012934 | 0.0012637 | 0.0012474 | 0.0012322 | 0.0012177 | 0.001204 | 0.0011908 | 0.0011779 | 0.0011651 | 0.0011526 | 0.0011401 | 0.0011277 | 0.0011155 | 0.0011033 | 0.0010912 | 0.0010791 | 0.0010671 | 0.0010552 | 0.0010434 | 0.0010317 | 0.00102 | 0.0010085 | 0.00099707 | 0.00098577 | 0.00097459 | 0.00096352 | 0.00095257 | 0.00094175 | 0.00093106 | 0.00092049
F5_Residential_Multi-Family Regular Income_Existing_Miscellaneous_Natural Gas_Miscellaneous_Baseline Forecast | F5 | Residential | Multi-Family Regular Income | Existing | Miscellaneous | Natural Gas | Miscellaneous | Baseline Forecast | Turnover | 0 | 179.0821 | 215.7117 | 220.8461 | 240.2787 | 257.3223 | 270.7711 | 250.6646 | 239.5124 | 231.3002 | 227.9793 | 227.9882 | 230.1513 | 272.2392 | 270.5817 | 261.1468 | 256.8115 | 252.1616 | 247.7699 | 242.5114 | 239.9972 | 237.1058 | 235.1914 | 233.6672 | 232.2414 | 239.9906 | 235.4099 | 229.2762 | 225.1378 | 221.4077 | 218.1682 | 216.4841 | 215.0385
F6_Residential_Multi-Family Regular Income_Existing_Miscellaneous_Natural Gas_Miscellaneous_Baseline Forecast | F6 | Residential | Multi-Family Regular Income | Existing | Miscellaneous | Natural Gas | Miscellaneous | Baseline Forecast | Avg. Replacement Usage (kWh) | 3.7092 | 3.5985 | 3.6731 | 4.0067 | 4.0067 | 4.0067 | 4.0067 | 4.0067 | 4.0067 | 4.0067 | 4.0067 | 4.0067 | 4.0067 | 4.0067 | 4.0067 | 4.0067 | 4.0067 | 4.0067 | 4.0067 | 4.0067 | 4.0067 | 4.0067 | 4.0067 | 4.0067 | 4.0067 | 4.0067 | 4.0067 | 4.0067 | 4.0067 | 4.0067 | 4.0067 | 4.0067 | 4.0067
F7_Residential_Multi-Family Regular Income_Existing_Miscellaneous_Natural Gas_Miscellaneous_Baseline Forecast | F7 | Residential | Multi-Family Regular Income | Existing | Miscellaneous | Natural Gas | Miscellaneous | Baseline Forecast | Avg. Replacement Summer Demand (kW) | 0.010162 | 0.0098589 | 0.010063 | 0.010977 | 0.010977 | 0.010977 | 0.010977 | 0.010977 | 0.010977 | 0.010977 | 0.010977 | 0.010977 | 0.010977 | 0.010977 | 0.010977 | 0.010977 | 0.010977 | 0.010977 | 0.010977 | 0.010977 | 0.010977 | 0.010977 | 0.010977 | 0.010977 | 0.010977 | 0.010977 | 0.010977 | 0.010977 | 0.010977 | 0.010977 | 0.010977 | 0.010977 | 0.010977
F8_Residential_Multi-Family Regular Income_Existing_Miscellaneous_Natural Gas_Miscellaneous_Baseline Forecast | F8 | Residential | Multi-Family Regular Income | Existing | Miscellaneous | Natural Gas | Miscellaneous | Baseline Forecast | Avg. Replacement Winter Demand (kW) | 0.00042343 | 0.00041079 | 0.0004193 | 0.00045738 | 0.00045738 | 0.00045738 | 0.00045738 | 0.00045738 | 0.00045738 | 0.00045738 | 0.00045738 | 0.00045738 | 0.00045738 | 0.00045738 | 0.00045738 | 0.00045738 | 0.00045738 | 0.00045738 | 0.00045738 | 0.00045738 | 0.00045738 | 0.00045738 | 0.00045738 | 0.00045738 | 0.00045738 | 0.00045738 | 0.00045738 | 0.00045738 | 0.00045738 | 0.00045738 | 0.00045738 | 0.00045738 | 0.00045738
F1_Residential_Multi-Family Regular Income_New_Space Heating_Natural Gas_Furnace_Baseline Forecast | F1 | Residential | Multi-Family Regular Income | New | Space Heating | Natural Gas | Furnace | Baseline Forecast | Units | 0 | 0 | 0 | 0 | 0 | 0 | 0 | 0 | 0 | 0 | 0 | 0 | 0 | 0 | 0 | 0 | 0 | 0 | 0 | 0 | 0 | 0 | 0 | 0 | 0 | 0 | 0 | 0 | 0 | 0 | 0 | 0 | 0
F2_Residential_Multi-Family Regular Income_New_Space Heating_Natural Gas_Furnace_Baseline Forecast | F2 | Residential | Multi-Family Regular Income | New | Space Heating | Natural Gas | Furnace | Baseline Forecast | Usage (MMtherm) | 0 | 0 | 0 | 0 | 0 | 0 | 0 | 0 | 0 | 0 | 0 | 0 | 0 | 0 | 0 | 0 | 0 | 0 | 0 | 0 | 0 | 0 | 0 | 0 | 0 | 0 | 0 | 0 | 0 | 0 | 0 | 0 | 0
F3_Residential_Multi-Family Regular Income_New_Space Heating_Natural Gas_Furnace_Baseline Forecast | F3 | Residential | Multi-Family Regular Income | New | Space Heating | Natural Gas | Furnace | Baseline Forecast | Summer Peak Demand (MW) | 0 | 0 | 0 | 0 | 0 | 0 | 0 | 0 | 0 | 0 | 0 | 0 | 0 | 0 | 0 | 0 | 0 | 0 | 0 | 0 | 0 | 0 | 0 | 0 | 0 | 0 | 0 | 0 | 0 | 0 | 0 | 0 | 0
F4_Residential_Multi-Family Regular Income_New_Space Heating_Natural Gas_Furnace_Baseline Forecast | F4 | Residential | Multi-Family Regular Income | New | Space Heating | Natural Gas | Furnace | Baseline Forecast | Winter Peak Demand (MW) | 0 | 0 | 0 | 0 | 0 | 0 | 0 | 0 | 0 | 0 | 0 | 0 | 0 | 0 | 0 | 0 | 0 | 0 | 0 | 0 | 0 | 0 | 0 | 0 | 0 | 0 | 0 | 0 | 0 | 0 | 0 | 0 | 0
F5_Residential_Multi-Family Regular Income_New_Space Heating_Natural Gas_Furnace_Baseline Forecast | F5 | Residential | Multi-Family Regular Income | New | Space Heating | Natural Gas | Furnace | Baseline Forecast | Turnover | 0 | 0 | 0 | 0 | 0 | 0 | 0 | 0 | 0 | 0 | 0 | 0 | 0 | 0 | 0 | 0 | 0 | 0 | 0 | 0 | 0 | 0 | 0 | 0 | 0 | 0 | 0 | 0 | 0 | 0 | 0 | 0 | 0
F6_Residential_Multi-Family Regular Income_New_Space Heating_Natural Gas_Furnace_Baseline Forecast | F6 | Residential | Multi-Family Regular Income | New | Space Heating | Natural Gas | Furnace | Baseline Forecast | Avg. Replacement Usage (kWh) | 343.8703 | 333.6054 | 338.7138 | 367.5116 | 365.546 | 243.4813 | 242.1633 | 240.8469 | 239.5303 | 238.215 | 236.8972 | 235.5806 | 234.2643 | 232.9491 | 231.6314 | 230.3153 | 228.9991 | 227.6843 | 226.3667 | 225.0503 | 223.7339 | 222.4215 | 221.1035 | 219.7881 | 218.4721 | 217.1598 | 215.8417 | 214.5268 | 213.2113 | 211.8973 | 210.58 | 209.2641 | 209.2641
F7_Residential_Multi-Family Regular Income_New_Space Heating_Natural Gas_Furnace_Baseline Forecast | F7 | Residential | Multi-Family Regular Income | New | Space Heating | Natural Gas | Furnace | Baseline Forecast | Avg. Replacement Summer Demand (kW) | 6.0521 | 5.8715 | 5.9614 | 6.4682 | 6.4336 | 4.2853 | 4.2621 | 4.2389 | 4.2157 | 4.1926 | 4.1694 | 4.1462 | 4.1231 | 4.0999 | 4.0767 | 4.0535 | 4.0304 | 4.0072 | 3.9841 | 3.9609 | 3.9377 | 3.9146 | 3.8914 | 3.8683 | 3.8451 | 3.822 | 3.7988 | 3.7757 | 3.7525 | 3.7294 | 3.7062 | 3.683 | 3.683
F8_Residential_Multi-Family Regular Income_New_Space Heating_Natural Gas_Furnace_Baseline Forecast | F8 | Residential | Multi-Family Regular Income | New | Space Heating | Natural Gas | Furnace | Baseline Forecast | Avg. Replacement Winter Demand (kW) | 0.35075 | 0.34028 | 0.34549 | 0.37486 | 0.37286 | 0.24835 | 0.24701 | 0.24566 | 0.24432 | 0.24298 | 0.24164 | 0.24029 | 0.23895 | 0.23761 | 0.23626 | 0.23492 | 0.23358 | 0.23224 | 0.23089 | 0.22955 | 0.22821 | 0.22687 | 0.22553 | 0.22418 | 0.22284 | 0.2215 | 0.22016 | 0.21882 | 0.21748 | 0.21614 | 0.21479 | 0.21345 | 0.21345
F1_Residential_Multi-Family Regular Income_New_Space Heating_Natural Gas_Boiler_Baseline Forecast | F1 | Residential | Multi-Family Regular Income | New | Space Heating | Natural Gas | Boiler | Baseline Forecast | Units | 0 | 0 | 0 | 0 | 0 | 0 | 0 | 0 | 0 | 0 | 0 | 0 | 0 | 0 | 0 | 0 | 0 | 0 | 0 | 0 | 0 | 0 | 0 | 0 | 0 | 0 | 0 | 0 | 0 | 0 | 0 | 0 | 0
F2_Residential_Multi-Family Regular Income_New_Space Heating_Natural Gas_Boiler_Baseline Forecast | F2 | Residential | Multi-Family Regular Income | New | Space Heating | Natural Gas | Boiler | Baseline Forecast | Usage (MMtherm) | 0 | 0 | 0 | 0 | 0 | 0 | 0 | 0 | 0 | 0 | 0 | 0 | 0 | 0 | 0 | 0 | 0 | 0 | 0 | 0 | 0 | 0 | 0 | 0 | 0 | 0 | 0 | 0 | 0 | 0 | 0 | 0 | 0
F3_Residential_Multi-Family Regular Income_New_Space Heating_Natural Gas_Boiler_Baseline Forecast | F3 | Residential | Multi-Family Regular Income | New | Space Heating | Natural Gas | Boiler | Baseline Forecast | Summer Peak Demand (MW) | 0 | 0 | 0 | 0 | 0 | 0 | 0 | 0 | 0 | 0 | 0 | 0 | 0 | 0 | 0 | 0 | 0 | 0 | 0 | 0 | 0 | 0 | 0 | 0 | 0 | 0 | 0 | 0 | 0 | 0 | 0 | 0 | 0
F4_Residential_Multi-Family Regular Income_New_Space Heating_Natural Gas_Boiler_Baseline Forecast | F4 | Residential | Multi-Family Regular Income | New | Space Heating | Natural Gas | Boiler | Baseline Forecast | Winter Peak Demand (MW) | 0 | 0 | 0 | 0 | 0 | 0 | 0 | 0 | 0 | 0 | 0 | 0 | 0 | 0 | 0 | 0 | 0 | 0 | 0 | 0 | 0 | 0 | 0 | 0 | 0 | 0 | 0 | 0 | 0 | 0 | 0 | 0 | 0
F5_Residential_Multi-Family Regular Income_New_Space Heating_Natural Gas_Boiler_Baseline Forecast | F5 | Residential | Multi-Family Regular Income | New | Space Heating | Natural Gas | Boiler | Baseline Forecast | Turnover | 0 | 0 | 0 | 0 | 0 | 0 | 0 | 0 | 0 | 0 | 0 | 0 | 0 | 0 | 0 | 0 | 0 | 0 | 0 | 0 | 0 | 0 | 0 | 0 | 0 | 0 | 0 | 0 | 0 | 0 | 0 | 0 | 0
F6_Residential_Multi-Family Regular Income_New_Space Heating_Natural Gas_Boiler_Baseline Forecast | F6 | Residential | Multi-Family Regular Income | New | Space Heating | Natural Gas | Boiler | Baseline Forecast | Avg. Replacement Usage (kWh) | 177.7912 | 172.4838 | 170.5579 | 185.0584 | 184.0695 | 101.2576 | 100.7095 | 100.1621 | 99.6145 | 99.0675 | 98.5195 | 97.972 | 97.4246 | 96.8776 | 96.3296 | 95.7822 | 95.2348 | 94.688 | 94.14 | 93.5925 | 93.0451 | 92.4992 | 91.9511 | 91.404 | 90.8568 | 90.311 | 89.7628 | 89.216 | 88.6689 | 88.1224 | 87.5745 | 87.0273 | 87.0273
F7_Residential_Multi-Family Regular Income_New_Space Heating_Natural Gas_Boiler_Baseline Forecast | F7 | Residential | Multi-Family Regular Income | New | Space Heating | Natural Gas | Boiler | Baseline Forecast | Avg. Replacement Summer Demand (kW) | 3.1291 | 3.0357 | 3.0018 | 3.257 | 3.2396 | 1.7821 | 1.7725 | 1.7629 | 1.7532 | 1.7436 | 1.7339 | 1.7243 | 1.7147 | 1.705 | 1.6954 | 1.6858 | 1.6761 | 1.6665 | 1.6569 | 1.6472 | 1.6376 | 1.628 | 1.6183 | 1.6087 | 1.5991 | 1.5895 | 1.5798 | 1.5702 | 1.5606 | 1.551 | 1.5413 | 1.5317 | 1.5317
F8_Residential_Multi-Family Regular Income_New_Space Heating_Natural Gas_Boiler_Baseline Forecast | F8 | Residential | Multi-Family Regular Income | New | Space Heating | Natural Gas | Boiler | Baseline Forecast | Avg. Replacement Winter Demand (kW) | 0.18135 | 0.17593 | 0.17397 | 0.18876 | 0.18775 | 0.10328 | 0.10272 | 0.10217 | 0.10161 | 0.10105 | 0.10049 | 0.099931 | 0.099373 | 0.098815 | 0.098256 | 0.097698 | 0.097139 | 0.096582 | 0.096023 | 0.095464 | 0.094906 | 0.094349 | 0.09379 | 0.093232 | 0.092674 | 0.092117 | 0.091558 | 0.091 | 0.090442 | 0.089885 | 0.089326 | 0.088768 | 0.088768
F1_Residential_Multi-Family Regular Income_New_Secondary Heating_Natural Gas_Fireplace_Baseline Forecast | F1 | Residential | Multi-Family Regular Income | New | Secondary Heating | Natural Gas | Fireplace | Baseline Forecast | Units | 0 | 0 | 0 | 0 | 0 | 0 | 0 | 0 | 0 | 0 | 0 | 0 | 0 | 0 | 0 | 0 | 0 | 0 | 0 | 0 | 0 | 0 | 0 | 0 | 0 | 0 | 0 | 0 | 0 | 0 | 0 | 0 | 0
F2_Residential_Multi-Family Regular Income_New_Secondary Heating_Natural Gas_Fireplace_Baseline Forecast | F2 | Residential | Multi-Family Regular Income | New | Secondary Heating | Natural Gas | Fireplace | Baseline Forecast | Usage (MMtherm) | 0 | 0 | 0 | 0 | 0 | 0 | 0 | 0 | 0 | 0 | 0 | 0 | 0 | 0 | 0 | 0 | 0 | 0 | 0 | 0 | 0 | 0 | 0 | 0 | 0 | 0 | 0 | 0 | 0 | 0 | 0 | 0 | 0
F3_Residential_Multi-Family Regular Income_New_Secondary Heating_Natural Gas_Fireplace_Baseline Forecast | F3 | Residential | Multi-Family Regular Income | New | Secondary Heating | Natural Gas | Fireplace | Baseline Forecast | Summer Peak Demand (MW) | 0 | 0 | 0 | 0 | 0 | 0 | 0 | 0 | 0 | 0 | 0 | 0 | 0 | 0 | 0 | 0 | 0 | 0 | 0 | 0 | 0 | 0 | 0 | 0 | 0 | 0 | 0 | 0 | 0 | 0 | 0 | 0 | 0
F4_Residential_Multi-Family Regular Income_New_Secondary Heating_Natural Gas_Fireplace_Baseline Forecast | F4 | Residential | Multi-Family Regular Income | New | Secondary Heating | Natural Gas | Fireplace | Baseline Forecast | Winter Peak Demand (MW) | 0 | 0 | 0 | 0 | 0 | 0 | 0 | 0 | 0 | 0 | 0 | 0 | 0 | 0 | 0 | 0 | 0 | 0 | 0 | 0 | 0 | 0 | 0 | 0 | 0 | 0 | 0 | 0 | 0 | 0 | 0 | 0 | 0
F5_Residential_Multi-Family Regular Income_New_Secondary Heating_Natural Gas_Fireplace_Baseline Forecast | F5 | Residential | Multi-Family Regular Income | New | Secondary Heating | Natural Gas | Fireplace | Baseline Forecast | Turnover | 0 | 0 | 0 | 0 | 0 | 0 | 0 | 0 | 0 | 0 | 0 | 0 | 0 | 0 | 0 | 0 | 0 | 0 | 0 | 0 | 0 | 0 | 0 | 0 | 0 | 0 | 0 | 0 | 0 | 0 | 0 | 0 | 0
F6_Residential_Multi-Family Regular Income_New_Secondary Heating_Natural Gas_Fireplace_Baseline Forecast | F6 | Residential | Multi-Family Regular Income | New | Secondary Heating | Natural Gas | Fireplace | Baseline Forecast | Avg. Replacement Usage (kWh) | 63.4593 | 61.565 | 62.674 | 68.1844 | 68.0017 | 67.8188 | 67.635 | 67.4509 | 67.2663 | 67.0814 | 66.8956 | 66.7094 | 66.5228 | 66.3358 | 66.1479 | 65.9597 | 65.771 | 65.5819 | 65.3918 | 65.2014 | 65.0105 | 64.8195 | 64.6272 | 64.4346 | 64.2415 | 64.0482 | 63.8536 | 63.6588 | 63.4633 | 63.2674 | 63.0704 | 62.8731 | 62.8731
F7_Residential_Multi-Family Regular Income_New_Secondary Heating_Natural Gas_Fireplace_Baseline Forecast | F7 | Residential | Multi-Family Regular Income | New | Secondary Heating | Natural Gas | Fireplace | Baseline Forecast | Avg. Replacement Summer Demand (kW) | 0.56209 | 0.54531 | 0.55514 | 0.60394 | 0.60233 | 0.60071 | 0.59908 | 0.59745 | 0.59581 | 0.59417 | 0.59253 | 0.59088 | 0.58923 | 0.58757 | 0.58591 | 0.58424 | 0.58257 | 0.58089 | 0.57921 | 0.57752 | 0.57583 | 0.57414 | 0.57244 | 0.57073 | 0.56902 | 0.56731 | 0.56558 | 0.56386 | 0.56213 | 0.56039 | 0.55865 | 0.5569 | 0.5569
F8_Residential_Multi-Family Regular Income_New_Secondary Heating_Natural Gas_Fireplace_Baseline Forecast | F8 | Residential | Multi-Family Regular Income | New | Secondary Heating | Natural Gas | Fireplace | Baseline Forecast | Avg. Replacement Winter Demand (kW) | 0.032576 | 0.031603 | 0.032173 | 0.035001 | 0.034908 | 0.034814 | 0.034719 | 0.034625 | 0.03453 | 0.034435 | 0.03434 | 0.034244 | 0.034148 | 0.034052 | 0.033956 | 0.033859 | 0.033762 | 0.033665 | 0.033568 | 0.03347 | 0.033372 | 0.033274 | 0.033175 | 0.033076 | 0.032977 | 0.032878 | 0.032778 | 0.032678 | 0.032578 | 0.032477 | 0.032376 | 0.032275 | 0.032275
F1_Residential_Multi-Family Regular Income_New_Water Heating_Natural Gas_Water Heater (<= 55 gal)_Baseline Forecast | F1 | Residential | Multi-Family Regular Income | New | Water Heating | Natural Gas | Water Heater (<= 55 gal) | Baseline Forecast | Units | 0 | 0 | 0 | 0 | 0 | 0 | 0 | 0 | 0 | 0 | 0 | 0 | 0 | 0 | 0 | 0 | 0 | 0 | 0 | 0 | 0 | 0 | 0 | 0 | 0 | 0 | 0 | 0 | 0 | 0 | 0 | 0 | 0
F2_Residential_Multi-Family Regular Income_New_Water Heating_Natural Gas_Water Heater (<= 55 gal)_Baseline Forecast | F2 | Residential | Multi-Family Regular Income | New | Water Heating | Natural Gas | Water Heater (<= 55 gal) | Baseline Forecast | Usage (MMtherm) | 0 | 0 | 0 | 0 | 0 | 0 | 0 | 0 | 0 | 0 | 0 | 0 | 0 | 0 | 0 | 0 | 0 | 0 | 0 | 0 | 0 | 0 | 0 | 0 | 0 | 0 | 0 | 0 | 0 | 0 | 0 | 0 | 0
F3_Residential_Multi-Family Regular Income_New_Water Heating_Natural Gas_Water Heater (<= 55 gal)_Baseline Forecast | F3 | Residential | Multi-Family Regular Income | New | Water Heating | Natural Gas | Water Heater (<= 55 gal) | Baseline Forecast | Summer Peak Demand (MW) | 0 | 0 | 0 | 0 | 0 | 0 | 0 | 0 | 0 | 0 | 0 | 0 | 0 | 0 | 0 | 0 | 0 | 0 | 0 | 0 | 0 | 0 | 0 | 0 | 0 | 0 | 0 | 0 | 0 | 0 | 0 | 0 | 0
F4_Residential_Multi-Family Regular Income_New_Water Heating_Natural Gas_Water Heater (<= 55 gal)_Baseline Forecast | F4 | Residential | Multi-Family Regular Income | New | Water Heating | Natural Gas | Water Heater (<= 55 gal) | Baseline Forecast | Winter Peak Demand (MW) | 0 | 0 | 0 | 0 | 0 | 0 | 0 | 0 | 0 | 0 | 0 | 0 | 0 | 0 | 0 | 0 | 0 | 0 | 0 | 0 | 0 | 0 | 0 | 0 | 0 | 0 | 0 | 0 | 0 | 0 | 0 | 0 | 0
F5_Residential_Multi-Family Regular Income_New_Water Heating_Natural Gas_Water Heater (<= 55 gal)_Baseline Forecast | F5 | Residential | Multi-Family Regular Income | New | Water Heating | Natural Gas | Water Heater (<= 55 gal) | Baseline Forecast | Turnover | 0 | 0 | 0 | 0 | 0 | 0 | 0 | 0 | 0 | 0 | 0 | 0 | 0 | 0 | 0 | 0 | 0 | 0 | 0 | 0 | 0 | 0 | 0 | 0 | 0 | 0 | 0 | 0 | 0 | 0 | 0 | 0 | 0
F6_Residential_Multi-Family Regular Income_New_Water Heating_Natural Gas_Water Heater (<= 55 gal)_Baseline Forecast | F6 | Residential | Multi-Family Regular Income | New | Water Heating | Natural Gas | Water Heater (<= 55 gal) | Baseline Forecast | Avg. Replacement Usage (kWh) | 113.156 | 109.7885 | 112.0898 | 122.2917 | 0 | 0 | 0 | 0 | 0 | 0 | 0 | 0 | 0 | 0 | 0 | 0 | 0 | 0 | 0 | 0 | 0 | 0 | 0 | 0 | 0 | 0 | 0 | 0 | 0 | 0 | 0 | 0 | 0
F7_Residential_Multi-Family Regular Income_New_Water Heating_Natural Gas_Water Heater (<= 55 gal)_Baseline Forecast | F7 | Residential | Multi-Family Regular Income | New | Water Heating | Natural Gas | Water Heater (<= 55 gal) | Baseline Forecast | Avg. Replacement Summer Demand (kW) | 0.37341 | 0.3623 | 0.3699 | 0.40356 | 0 | 0 | 0 | 0 | 0 | 0 | 0 | 0 | 0 | 0 | 0 | 0 | 0 | 0 | 0 | 0 | 0 | 0 | 0 | 0 | 0 | 0 | 0 | 0 | 0 | 0 | 0 | 0 | 0
F8_Residential_Multi-Family Regular Income_New_Water Heating_Natural Gas_Water Heater (<= 55 gal)_Baseline Forecast | F8 | Residential | Multi-Family Regular Income | New | Water Heating | Natural Gas | Water Heater (<= 55 gal) | Baseline Forecast | Avg. Replacement Winter Demand (kW) | 0.029393 | 0.028518 | 0.029116 | 0.031766 | 0 | 0 | 0 | 0 | 0 | 0 | 0 | 0 | 0 | 0 | 0 | 0 | 0 | 0 | 0 | 0 | 0 | 0 | 0 | 0 | 0 | 0 | 0 | 0 | 0 | 0 | 0 | 0 | 0
F1_Residential_Multi-Family Regular Income_New_Water Heating_Natural Gas_Water Heater (> 55 gal)_Baseline Forecast | F1 | Residential | Multi-Family Regular Income | New | Water Heating | Natural Gas | Water Heater (> 55 gal) | Baseline Forecast | Units | 0 | 0 | 0 | 0 | 0 | 0 | 0 | 0 | 0 | 0 | 0 | 0 | 0 | 0 | 0 | 0 | 0 | 0 | 0 | 0 | 0 | 0 | 0 | 0 | 0 | 0 | 0 | 0 | 0 | 0 | 0 | 0 | 0
F2_Residential_Multi-Family Regular Income_New_Water Heating_Natural Gas_Water Heater (> 55 gal)_Baseline Forecast | F2 | Residential | Multi-Family Regular Income | New | Water Heating | Natural Gas | Water Heater (> 55 gal) | Baseline Forecast | Usage (MMtherm) | 0 | 0 | 0 | 0 | 0 | 0 | 0 | 0 | 0 | 0 | 0 | 0 | 0 | 0 | 0 | 0 | 0 | 0 | 0 | 0 | 0 | 0 | 0 | 0 | 0 | 0 | 0 | 0 | 0 | 0 | 0 | 0 | 0
F3_Residential_Multi-Family Regular Income_New_Water Heating_Natural Gas_Water Heater (> 55 gal)_Baseline Forecast | F3 | Residential | Multi-Family Regular Income | New | Water Heating | Natural Gas | Water Heater (> 55 gal) | Baseline Forecast | Summer Peak Demand (MW) | 0 | 0 | 0 | 0 | 0 | 0 | 0 | 0 | 0 | 0 | 0 | 0 | 0 | 0 | 0 | 0 | 0 | 0 | 0 | 0 | 0 | 0 | 0 | 0 | 0 | 0 | 0 | 0 | 0 | 0 | 0 | 0 | 0
F4_Residential_Multi-Family Regular Income_New_Water Heating_Natural Gas_Water Heater (> 55 gal)_Baseline Forecast | F4 | Residential | Multi-Family Regular Income | New | Water Heating | Natural Gas | Water Heater (> 55 gal) | Baseline Forecast | Winter Peak Demand (MW) | 0 | 0 | 0 | 0 | 0 | 0 | 0 | 0 | 0 | 0 | 0 | 0 | 0 | 0 | 0 | 0 | 0 | 0 | 0 | 0 | 0 | 0 | 0 | 0 | 0 | 0 | 0 | 0 | 0 | 0 | 0 | 0 | 0
F5_Residential_Multi-Family Regular Income_New_Water Heating_Natural Gas_Water Heater (> 55 gal)_Baseline Forecast | F5 | Residential | Multi-Family Regular Income | New | Water Heating | Natural Gas | Water Heater (> 55 gal) | Baseline Forecast | Turnover | 0 | 0 | 0 | 0 | 0 | 0 | 0 | 0 | 0 | 0 | 0 | 0 | 0 | 0 | 0 | 0 | 0 | 0 | 0 | 0 | 0 | 0 | 0 | 0 | 0 | 0 | 0 | 0 | 0 | 0 | 0 | 0 | 0
F6_Residential_Multi-Family Regular Income_New_Water Heating_Natural Gas_Water Heater (> 55 gal)_Baseline Forecast | F6 | Residential | Multi-Family Regular Income | New | Water Heating | Natural Gas | Water Heater (> 55 gal) | Baseline Forecast | Avg. Replacement Usage (kWh) | 121.2087 | 117.5934 | 120.0374 | 130.9457 | 0 | 0 | 0 | 0 | 0 | 0 | 0 | 0 | 0 | 0 | 0 | 0 | 0 | 0 | 0 | 0 | 0 | 0 | 0 | 0 | 0 | 0 | 0 | 0 | 0 | 0 | 0 | 0 | 0
F7_Residential_Multi-Family Regular Income_New_Water Heating_Natural Gas_Water Heater (> 55 gal)_Baseline Forecast | F7 | Residential | Multi-Family Regular Income | New | Water Heating | Natural Gas | Water Heater (> 55 gal) | Baseline Forecast | Avg. Replacement Summer Demand (kW) | 0.39999 | 0.38806 | 0.39612 | 0.43212 | 0 | 0 | 0 | 0 | 0 | 0 | 0 | 0 | 0 | 0 | 0 | 0 | 0 | 0 | 0 | 0 | 0 | 0 | 0 | 0 | 0 | 0 | 0 | 0 | 0 | 0 | 0 | 0 | 0
F8_Residential_Multi-Family Regular Income_New_Water Heating_Natural Gas_Water Heater (> 55 gal)_Baseline Forecast | F8 | Residential | Multi-Family Regular Income | New | Water Heating | Natural Gas | Water Heater (> 55 gal) | Baseline Forecast | Avg. Replacement Winter Demand (kW) | 0.031485 | 0.030545 | 0.03118 | 0.034014 | 0 | 0 | 0 | 0 | 0 | 0 | 0 | 0 | 0 | 0 | 0 | 0 | 0 | 0 | 0 | 0 | 0 | 0 | 0 | 0 | 0 | 0 | 0 | 0 | 0 | 0 | 0 | 0 | 0
F1_Residential_Multi-Family Regular Income_New_Appliances_Natural Gas_Clothes Dryer_Baseline Forecast | F1 | Residential | Multi-Family Regular Income | New | Appliances | Natural Gas | Clothes Dryer | Baseline Forecast | Units | 0 | 0 | 0 | 0 | 0 | 0 | 0 | 0 | 0 | 0 | 0 | 0 | 0 | 0 | 0 | 0 | 0 | 0 | 0 | 0 | 0 | 0 | 0 | 0 | 0 | 0 | 0 | 0 | 0 | 0 | 0 | 0 | 0
F2_Residential_Multi-Family Regular Income_New_Appliances_Natural Gas_Clothes Dryer_Baseline Forecast | F2 | Residential | Multi-Family Regular Income | New | Appliances | Natural Gas | Clothes Dryer | Baseline Forecast | Usage (MMtherm) | 0 | 0 | 0 | 0 | 0 | 0 | 0 | 0 | 0 | 0 | 0 | 0 | 0 | 0 | 0 | 0 | 0 | 0 | 0 | 0 | 0 | 0 | 0 | 0 | 0 | 0 | 0 | 0 | 0 | 0 | 0 | 0 | 0
F3_Residential_Multi-Family Regular Income_New_Appliances_Natural Gas_Clothes Dryer_Baseline Forecast | F3 | Residential | Multi-Family Regular Income | New | Appliances | Natural Gas | Clothes Dryer | Baseline Forecast | Summer Peak Demand (MW) | 0 | 0 | 0 | 0 | 0 | 0 | 0 | 0 | 0 | 0 | 0 | 0 | 0 | 0 | 0 | 0 | 0 | 0 | 0 | 0 | 0 | 0 | 0 | 0 | 0 | 0 | 0 | 0 | 0 | 0 | 0 | 0 | 0
F4_Residential_Multi-Family Regular Income_New_Appliances_Natural Gas_Clothes Dryer_Baseline Forecast | F4 | Residential | Multi-Family Regular Income | New | Appliances | Natural Gas | Clothes Dryer | Baseline Forecast | Winter Peak Demand (MW) | 0 | 0 | 0 | 0 | 0 | 0 | 0 | 0 | 0 | 0 | 0 | 0 | 0 | 0 | 0 | 0 | 0 | 0 | 0 | 0 | 0 | 0 | 0 | 0 | 0 | 0 | 0 | 0 | 0 | 0 | 0 | 0 | 0
F5_Residential_Multi-Family Regular Income_New_Appliances_Natural Gas_Clothes Dryer_Baseline Forecast | F5 | Residential | Multi-Family Regular Income | New | Appliances | Natural Gas | Clothes Dryer | Baseline Forecast | Turnover | 0 | 0 | 0 | 0 | 0 | 0 | 0 | 0 | 0 | 0 | 0 | 0 | 0 | 0 | 0 | 0 | 0 | 0 | 0 | 0 | 0 | 0 | 0 | 0 | 0 | 0 | 0 | 0 | 0 | 0 | 0 | 0 | 0
F6_Residential_Multi-Family Regular Income_New_Appliances_Natural Gas_Clothes Dryer_Baseline Forecast | F6 | Residential | Multi-Family Regular Income | New | Appliances | Natural Gas | Clothes Dryer | Baseline Forecast | Avg. Replacement Usage (kWh) | 12.053 | 11.6932 | 11.9355 | 13.0196 | 13.0196 | 13.0196 | 13.0195 | 13.0195 | 13.0194 | 13.0194 | 13.0194 | 13.0193 | 13.0193 | 13.0192 | 13.0192 | 13.0192 | 13.0191 | 13.0191 | 13.019 | 13.019 | 13.019 | 13.0189 | 13.0189 | 13.0189 | 13.0189 | 13.0189 | 13.0188 | 13.0188 | 13.0188 | 13.0189 | 13.0189 | 13.0189 | 13.0189
F7_Residential_Multi-Family Regular Income_New_Appliances_Natural Gas_Clothes Dryer_Baseline Forecast | F7 | Residential | Multi-Family Regular Income | New | Appliances | Natural Gas | Clothes Dryer | Baseline Forecast | Avg. Replacement Summer Demand (kW) | 0.033022 | 0.032036 | 0.0327 | 0.03567 | 0.03567 | 0.03567 | 0.03567 | 0.03567 | 0.03567 | 0.03567 | 0.035669 | 0.035669 | 0.035669 | 0.035669 | 0.035669 | 0.035669 | 0.035669 | 0.035669 | 0.035669 | 0.035669 | 0.035668 | 0.035668 | 0.035668 | 0.035668 | 0.035668 | 0.035668 | 0.035668 | 0.035668 | 0.035668 | 0.035668 | 0.035668 | 0.035668 | 0.035668
F8_Residential_Multi-Family Regular Income_New_Appliances_Natural Gas_Clothes Dryer_Baseline Forecast | F8 | Residential | Multi-Family Regular Income | New | Appliances | Natural Gas | Clothes Dryer | Baseline Forecast | Avg. Replacement Winter Demand (kW) | 0.0013759 | 0.0013348 | 0.0013625 | 0.0014863 | 0.0014863 | 0.0014863 | 0.0014862 | 0.0014862 | 0.0014862 | 0.0014862 | 0.0014862 | 0.0014862 | 0.0014862 | 0.0014862 | 0.0014862 | 0.0014862 | 0.0014862 | 0.0014862 | 0.0014862 | 0.0014862 | 0.0014862 | 0.0014862 | 0.0014862 | 0.0014862 | 0.0014862 | 0.0014862 | 0.0014862 | 0.0014862 | 0.0014862 | 0.0014862 | 0.0014862 | 0.0014862 | 0.0014862
F1_Residential_Multi-Family Regular Income_New_Appliances_Natural Gas_Stove/Oven_Baseline Forecast | F1 | Residential | Multi-Family Regular Income | New | Appliances | Natural Gas | Stove/Oven | Baseline Forecast | Units | 0 | 0 | 0 | 0 | 0 | 0 | 0 | 0 | 0 | 0 | 0 | 0 | 0 | 0 | 0 | 0 | 0 | 0 | 0 | 0 | 0 | 0 | 0 | 0 | 0 | 0 | 0 | 0 | 0 | 0 | 0 | 0 | 0
F2_Residential_Multi-Family Regular Income_New_Appliances_Natural Gas_Stove/Oven_Baseline Forecast | F2 | Residential | Multi-Family Regular Income | New | Appliances | Natural Gas | Stove/Oven | Baseline Forecast | Usage (MMtherm) | 0 | 0 | 0 | 0 | 0 | 0 | 0 | 0 | 0 | 0 | 0 | 0 | 0 | 0 | 0 | 0 | 0 | 0 | 0 | 0 | 0 | 0 | 0 | 0 | 0 | 0 | 0 | 0 | 0 | 0 | 0 | 0 | 0
F3_Residential_Multi-Family Regular Income_New_Appliances_Natural Gas_Stove/Oven_Baseline Forecast | F3 | Residential | Multi-Family Regular Income | New | Appliances | Natural Gas | Stove/Oven | Baseline Forecast | Summer Peak Demand (MW) | 0 | 0 | 0 | 0 | 0 | 0 | 0 | 0 | 0 | 0 | 0 | 0 | 0 | 0 | 0 | 0 | 0 | 0 | 0 | 0 | 0 | 0 | 0 | 0 | 0 | 0 | 0 | 0 | 0 | 0 | 0 | 0 | 0
F4_Residential_Multi-Family Regular Income_New_Appliances_Natural Gas_Stove/Oven_Baseline Forecast | F4 | Residential | Multi-Family Regular Income | New | Appliances | Natural Gas | Stove/Oven | Baseline Forecast | Winter Peak Demand (MW) | 0 | 0 | 0 | 0 | 0 | 0 | 0 | 0 | 0 | 0 | 0 | 0 | 0 | 0 | 0 | 0 | 0 | 0 | 0 | 0 | 0 | 0 | 0 | 0 | 0 | 0 | 0 | 0 | 0 | 0 | 0 | 0 | 0
F5_Residential_Multi-Family Regular Income_New_Appliances_Natural Gas_Stove/Oven_Baseline Forecast | F5 | Residential | Multi-Family Regular Income | New | Appliances | Natural Gas | Stove/Oven | Baseline Forecast | Turnover | 0 | 0 | 0 | 0 | 0 | 0 | 0 | 0 | 0 | 0 | 0 | 0 | 0 | 0 | 0 | 0 | 0 | 0 | 0 | 0 | 0 | 0 | 0 | 0 | 0 | 0 | 0 | 0 | 0 | 0 | 0 | 0 | 0
F6_Residential_Multi-Family Regular Income_New_Appliances_Natural Gas_Stove/Oven_Baseline Forecast | F6 | Residential | Multi-Family Regular Income | New | Appliances | Natural Gas | Stove/Oven | Baseline Forecast | Avg. Replacement Usage (kWh) | 14.4301 | 13.9993 | 14.2892 | 15.5869 | 15.587 | 15.5868 | 15.5864 | 15.586 | 15.5855 | 15.5851 | 15.5846 | 15.5842 | 15.5838 | 15.5833 | 15.5829 | 15.5824 | 15.582 | 15.5815 | 15.581 | 15.5805 | 15.5801 | 15.5797 | 15.5794 | 15.5792 | 15.579 | 15.5788 | 15.5787 | 15.5787 | 15.5787 | 15.5788 | 15.5789 | 15.5791 | 15.5794
F7_Residential_Multi-Family Regular Income_New_Appliances_Natural Gas_Stove/Oven_Baseline Forecast | F7 | Residential | Multi-Family Regular Income | New | Appliances | Natural Gas | Stove/Oven | Baseline Forecast | Avg. Replacement Summer Demand (kW) | 0.051395 | 0.04986 | 0.050893 | 0.055515 | 0.055515 | 0.055515 | 0.055513 | 0.055512 | 0.05551 | 0.055508 | 0.055507 | 0.055505 | 0.055504 | 0.055502 | 0.055501 | 0.055499 | 0.055497 | 0.055496 | 0.055494 | 0.055492 | 0.055491 | 0.055489 | 0.055488 | 0.055487 | 0.055487 | 0.055486 | 0.055486 | 0.055486 | 0.055486 | 0.055486 | 0.055487 | 0.055487 | 0.055488
F8_Residential_Multi-Family Regular Income_New_Appliances_Natural Gas_Stove/Oven_Baseline Forecast | F8 | Residential | Multi-Family Regular Income | New | Appliances | Natural Gas | Stove/Oven | Baseline Forecast | Avg. Replacement Winter Demand (kW) | 0.010279 | 0.0099721 | 0.010179 | 0.011103 | 0.011103 | 0.011103 | 0.011103 | 0.011102 | 0.011102 | 0.011102 | 0.011101 | 0.011101 | 0.011101 | 0.0111 | 0.0111 | 0.0111 | 0.011099 | 0.011099 | 0.011099 | 0.011098 | 0.011098 | 0.011098 | 0.011098 | 0.011097 | 0.011097 | 0.011097 | 0.011097 | 0.011097 | 0.011097 | 0.011097 | 0.011097 | 0.011097 | 0.011098
F1_Residential_Multi-Family Regular Income_New_Miscellaneous_Natural Gas_Pool Heater_Baseline Forecast | F1 | Residential | Multi-Family Regular Income | New | Miscellaneous | Natural Gas | Pool Heater | Baseline Forecast | Units | 0 | 0 | 0 | 0 | 0 | 0 | 0 | 0 | 0 | 0 | 0 | 0 | 0 | 0 | 0 | 0 | 0 | 0 | 0 | 0 | 0 | 0 | 0 | 0 | 0 | 0 | 0 | 0 | 0 | 0 | 0 | 0 | 0
F2_Residential_Multi-Family Regular Income_New_Miscellaneous_Natural Gas_Pool Heater_Baseline Forecast | F2 | Residential | Multi-Family Regular Income | New | Miscellaneous | Natural Gas | Pool Heater | Baseline Forecast | Usage (MMtherm) | 0 | 0 | 0 | 0 | 0 | 0 | 0 | 0 | 0 | 0 | 0 | 0 | 0 | 0 | 0 | 0 | 0 | 0 | 0 | 0 | 0 | 0 | 0 | 0 | 0 | 0 | 0 | 0 | 0 | 0 | 0 | 0 | 0
F3_Residential_Multi-Family Regular Income_New_Miscellaneous_Natural Gas_Pool Heater_Baseline Forecast | F3 | Residential | Multi-Family Regular Income | New | Miscellaneous | Natural Gas | Pool Heater | Baseline Forecast | Summer Peak Demand (MW) | 0 | 0 | 0 | 0 | 0 | 0 | 0 | 0 | 0 | 0 | 0 | 0 | 0 | 0 | 0 | 0 | 0 | 0 | 0 | 0 | 0 | 0 | 0 | 0 | 0 | 0 | 0 | 0 | 0 | 0 | 0 | 0 | 0
F4_Residential_Multi-Family Regular Income_New_Miscellaneous_Natural Gas_Pool Heater_Baseline Forecast | F4 | Residential | Multi-Family Regular Income | New | Miscellaneous | Natural Gas | Pool Heater | Baseline Forecast | Winter Peak Demand (MW) | 0 | 0 | 0 | 0 | 0 | 0 | 0 | 0 | 0 | 0 | 0 | 0 | 0 | 0 | 0 | 0 | 0 | 0 | 0 | 0 | 0 | 0 | 0 | 0 | 0 | 0 | 0 | 0 | 0 | 0 | 0 | 0 | 0
F5_Residential_Multi-Family Regular Income_New_Miscellaneous_Natural Gas_Pool Heater_Baseline Forecast | F5 | Residential | Multi-Family Regular Income | New | Miscellaneous | Natural Gas | Pool Heater | Baseline Forecast | Turnover | 0 | 0 | 0 | 0 | 0 | 0 | 0 | 0 | 0 | 0 | 0 | 0 | 0 | 0 | 0 | 0 | 0 | 0 | 0 | 0 | 0 | 0 | 0 | 0 | 0 | 0 | 0 | 0 | 0 | 0 | 0 | 0 | 0
F6_Residential_Multi-Family Regular Income_New_Miscellaneous_Natural Gas_Pool Heater_Baseline Forecast | F6 | Residential | Multi-Family Regular Income | New | Miscellaneous | Natural Gas | Pool Heater | Baseline Forecast | Avg. Replacement Usage (kWh) | 59.6772 | 57.8958 | 59.0955 | 64.4629 | 64.4629 | 64.4629 | 64.4629 | 64.4629 | 64.4629 | 64.4629 | 64.4629 | 64.4629 | 64.4629 | 64.4629 | 64.4629 | 64.4629 | 64.4629 | 64.4629 | 64.4629 | 64.4629 | 64.4629 | 64.4629 | 64.4629 | 64.4629 | 64.4629 | 64.4629 | 64.4629 | 64.4629 | 64.4629 | 64.4629 | 64.4629 | 64.4629 | 64.4629
F7_Residential_Multi-Family Regular Income_New_Miscellaneous_Natural Gas_Pool Heater_Baseline Forecast | F7 | Residential | Multi-Family Regular Income | New | Miscellaneous | Natural Gas | Pool Heater | Baseline Forecast | Avg. Replacement Summer Demand (kW) | 0.1635 | 0.15862 | 0.16191 | 0.17661 | 0.17661 | 0.17661 | 0.17661 | 0.17661 | 0.17661 | 0.17661 | 0.17661 | 0.17661 | 0.17661 | 0.17661 | 0.17661 | 0.17661 | 0.17661 | 0.17661 | 0.17661 | 0.17661 | 0.17661 | 0.17661 | 0.17661 | 0.17661 | 0.17661 | 0.17661 | 0.17661 | 0.17661 | 0.17661 | 0.17661 | 0.17661 | 0.17661 | 0.17661
F8_Residential_Multi-Family Regular Income_New_Miscellaneous_Natural Gas_Pool Heater_Baseline Forecast | F8 | Residential | Multi-Family Regular Income | New | Miscellaneous | Natural Gas | Pool Heater | Baseline Forecast | Avg. Replacement Winter Demand (kW) | 0.0068125 | 0.0066091 | 0.0067461 | 0.0073588 | 0.0073588 | 0.0073588 | 0.0073588 | 0.0073588 | 0.0073588 | 0.0073588 | 0.0073588 | 0.0073588 | 0.0073588 | 0.0073588 | 0.0073588 | 0.0073588 | 0.0073588 | 0.0073588 | 0.0073588 | 0.0073588 | 0.0073588 | 0.0073588 | 0.0073588 | 0.0073588 | 0.0073588 | 0.0073588 | 0.0073588 | 0.0073588 | 0.0073588 | 0.0073588 | 0.0073588 | 0.0073588 | 0.0073588
F1_Residential_Multi-Family Regular Income_New_Miscellaneous_Natural Gas_Miscellaneous_Baseline Forecast | F1 | Residential | Multi-Family Regular Income | New | Miscellaneous | Natural Gas | Miscellaneous | Baseline Forecast | Units | 0 | 59.4201 | 146.0756 | 228.9723 | 306.8049 | 379.3177 | 450.7632 | 521.1685 | 590.1789 | 658.3131 | 726.0777 | 793.4639 | 860.5892 | 927.5696 | 994.3199 | 1060.8774 | 1127.2591 | 1193.5873 | 1259.85 | 1325.9257 | 1391.8082 | 1457.4929 | 1523.0427 | 1588.4489 | 1653.6351 | 1718.5981 | 1783.3333 | 1847.8687 | 1912.2002 | 1976.299 | 2040.162 | 2103.7917 | 2169.4059
F2_Residential_Multi-Family Regular Income_New_Miscellaneous_Natural Gas_Miscellaneous_Baseline Forecast | F2 | Residential | Multi-Family Regular Income | New | Miscellaneous | Natural Gas | Miscellaneous | Baseline Forecast | Usage (MMtherm) | 0 | 0.00021382 | 0.00053654 | 0.00091742 | 0.0012293 | 0.0015198 | 0.0018061 | 0.0020881 | 0.0023647 | 0.0026376 | 0.0029092 | 0.0031791 | 0.0034481 | 0.0037165 | 0.0039839 | 0.0042506 | 0.0045166 | 0.0047823 | 0.0050478 | 0.0053125 | 0.0055765 | 0.0058397 | 0.0061023 | 0.0063644 | 0.0066256 | 0.0068859 | 0.0071452 | 0.0074038 | 0.0076616 | 0.0079184 | 0.0081743 | 0.0084292 | 0.0086921
F3_Residential_Multi-Family Regular Income_New_Miscellaneous_Natural Gas_Miscellaneous_Baseline Forecast | F3 | Residential | Multi-Family Regular Income | New | Miscellaneous | Natural Gas | Miscellaneous | Baseline Forecast | Summer Peak Demand (MW) | 0 | 0.00058582 | 0.00147 | 0.0025135 | 0.0033679 | 0.0041638 | 0.0049481 | 0.005721 | 0.0064785 | 0.0072264 | 0.0079703 | 0.00871 | 0.0094468 | 0.010182 | 0.010915 | 0.011645 | 0.012374 | 0.013102 | 0.01383 | 0.014555 | 0.015278 | 0.015999 | 0.016719 | 0.017437 | 0.018152 | 0.018865 | 0.019576 | 0.020284 | 0.020991 | 0.021694 | 0.022395 | 0.023094 | 0.023814
F4_Residential_Multi-Family Regular Income_New_Miscellaneous_Natural Gas_Miscellaneous_Baseline Forecast | F4 | Residential | Multi-Family Regular Income | New | Miscellaneous | Natural Gas | Miscellaneous | Baseline Forecast | Winter Peak Demand (MW) | 0 | 2.4409e-05 | 6.1249e-05 | 0.00010473 | 0.00014033 | 0.00017349 | 0.00020617 | 0.00023837 | 0.00026994 | 0.0003011 | 0.0003321 | 0.00036292 | 0.00039362 | 0.00042425 | 0.00045478 | 0.00048523 | 0.00051559 | 0.00054593 | 0.00057623 | 0.00060645 | 0.00063659 | 0.00066663 | 0.00069661 | 0.00072653 | 0.00075634 | 0.00078606 | 0.00081567 | 0.00084518 | 0.00087461 | 0.00090392 | 0.00093313 | 0.00096224 | 0.00099225
F5_Residential_Multi-Family Regular Income_New_Miscellaneous_Natural Gas_Miscellaneous_Baseline Forecast | F5 | Residential | Multi-Family Regular Income | New | Miscellaneous | Natural Gas | Miscellaneous | Baseline Forecast | Turnover | 0 | 59.4201 | 86.6555 | 82.8966 | 77.8327 | 72.5128 | 71.4454 | 80.3087 | 91.7057 | 100.8631 | 108.0108 | 113.0101 | 117.0529 | 138.5545 | 149.2806 | 151.0943 | 153.4175 | 156.2084 | 160.3738 | 170.0676 | 180.6033 | 189.0233 | 195.8964 | 201.4582 | 206.4202 | 217.0032 | 224.5295 | 229.7073 | 235.2725 | 240.9049 | 246.7673 | 254.9225 | 265.3868
F6_Residential_Multi-Family Regular Income_New_Miscellaneous_Natural Gas_Miscellaneous_Baseline Forecast | F6 | Residential | Multi-Family Regular Income | New | Miscellaneous | Natural Gas | Miscellaneous | Baseline Forecast | Avg. Replacement Usage (kWh) | 3.7092 | 3.5985 | 3.6731 | 4.0067 | 4.0067 | 4.0067 | 4.0067 | 4.0067 | 4.0067 | 4.0067 | 4.0067 | 4.0067 | 4.0067 | 4.0067 | 4.0067 | 4.0067 | 4.0067 | 4.0067 | 4.0067 | 4.0067 | 4.0067 | 4.0067 | 4.0067 | 4.0067 | 4.0067 | 4.0067 | 4.0067 | 4.0067 | 4.0067 | 4.0067 | 4.0067 | 4.0067 | 4.0067
F7_Residential_Multi-Family Regular Income_New_Miscellaneous_Natural Gas_Miscellaneous_Baseline Forecast | F7 | Residential | Multi-Family Regular Income | New | Miscellaneous | Natural Gas | Miscellaneous | Baseline Forecast | Avg. Replacement Summer Demand (kW) | 0.010162 | 0.0098589 | 0.010063 | 0.010977 | 0.010977 | 0.010977 | 0.010977 | 0.010977 | 0.010977 | 0.010977 | 0.010977 | 0.010977 | 0.010977 | 0.010977 | 0.010977 | 0.010977 | 0.010977 | 0.010977 | 0.010977 | 0.010977 | 0.010977 | 0.010977 | 0.010977 | 0.010977 | 0.010977 | 0.010977 | 0.010977 | 0.010977 | 0.010977 | 0.010977 | 0.010977 | 0.010977 | 0.010977
F8_Residential_Multi-Family Regular Income_New_Miscellaneous_Natural Gas_Miscellaneous_Baseline Forecast | F8 | Residential | Multi-Family Regular Income | New | Miscellaneous | Natural Gas | Miscellaneous | Baseline Forecast | Avg. Replacement Winter Demand (kW) | 0.00042343 | 0.00041079 | 0.0004193 | 0.00045738 | 0.00045738 | 0.00045738 | 0.00045738 | 0.00045738 | 0.00045738 | 0.00045738 | 0.00045738 | 0.00045738 | 0.00045738 | 0.00045738 | 0.00045738 | 0.00045738 | 0.00045738 | 0.00045738 | 0.00045738 | 0.00045738 | 0.00045738 | 0.00045738 | 0.00045738 | 0.00045738 | 0.00045738 | 0.00045738 | 0.00045738 | 0.00045738 | 0.00045738 | 0.00045738 | 0.00045738 | 0.00045738 | 0.00045738
F1_Residential_Multi-Family Moderate Income_Existing_Space Heating_Natural Gas_Furnace_Baseline Forecast | F1 | Residential | Multi-Family Moderate Income | Existing | Space Heating | Natural Gas | Furnace | Baseline Forecast | Units | 3221.5669 | 3306.7114 | 3393.9018 | 3405.8003 | 3389.2595 | 3407.2915 | 3427.9417 | 3449.9902 | 3474.1529 | 3499.6079 | 3525.4711 | 3551.7793 | 3578.3372 | 3604.9374 | 3631.7267 | 3658.6265 | 3685.5952 | 3712.3782 | 3738.9829 | 3765.6602 | 3792.4152 | 3819.2613 | 3787.0778 | 3744.2898 | 3701.9416 | 3660.0399 | 3618.5866 | 3577.529 | 3536.8759 | 3496.6941 | 3456.9797 | 3417.7367 | 3378.9392
F2_Residential_Multi-Family Moderate Income_Existing_Space Heating_Natural Gas_Furnace_Baseline Forecast | F2 | Residential | Multi-Family Moderate Income | Existing | Space Heating | Natural Gas | Furnace | Baseline Forecast | Usage (MMtherm) | 1.0053 | 0.99979 | 1.0406 | 1.132 | 1.1196 | 1.1184 | 1.1181 | 1.1181 | 1.1187 | 1.1197 | 1.1208 | 1.122 | 1.1231 | 1.1243 | 1.1254 | 1.1266 | 1.1277 | 1.1288 | 1.1298 | 1.1307 | 1.1317 | 1.1326 | 1.1161 | 1.0966 | 1.0774 | 1.0586 | 1.0401 | 1.0219 | 1.0039 | 0.98624 | 0.96883 | 0.95171 | 0.9408
F3_Residential_Multi-Family Moderate Income_Existing_Space Heating_Natural Gas_Furnace_Baseline Forecast | F3 | Residential | Multi-Family Moderate Income | Existing | Space Heating | Natural Gas | Furnace | Baseline Forecast | Summer Peak Demand (MW) | 17.6928 | 17.5963 | 18.3139 | 19.9234 | 19.7042 | 19.6844 | 19.678 | 19.6786 | 19.6899 | 19.7075 | 19.7262 | 19.7464 | 19.7671 | 19.7874 | 19.8077 | 19.828 | 19.8483 | 19.8673 | 19.8844 | 19.9011 | 19.9173 | 19.9335 | 19.6425 | 19.2998 | 18.9626 | 18.6318 | 18.3058 | 17.9848 | 17.6686 | 17.3579 | 17.0514 | 16.7501 | 16.5581
F4_Residential_Multi-Family Moderate Income_Existing_Space Heating_Natural Gas_Furnace_Baseline Forecast | F4 | Residential | Multi-Family Moderate Income | Existing | Space Heating | Natural Gas | Furnace | Baseline Forecast | Winter Peak Demand (MW) | 1.0254 | 1.0198 | 1.0614 | 1.1547 | 1.142 | 1.1408 | 1.1404 | 1.1405 | 1.1411 | 1.1421 | 1.1432 | 1.1444 | 1.1456 | 1.1468 | 1.1479 | 1.1491 | 1.1503 | 1.1514 | 1.1524 | 1.1534 | 1.1543 | 1.1552 | 1.1384 | 1.1185 | 1.099 | 1.0798 | 1.0609 | 1.0423 | 1.024 | 1.006 | 0.9882 | 0.97074 | 0.95962
F5_Residential_Multi-Family Moderate Income_Existing_Space Heating_Natural Gas_Furnace_Baseline Forecast | F5 | Residential | Multi-Family Moderate Income | Existing | Space Heating | Natural Gas | Furnace | Baseline Forecast | Turnover | 0 | 153.8213 | 162.6309 | 93.5389 | 86.8997 | 110.116 | 117.4866 | 123.2412 | 129.3488 | 134.3016 | 138.0654 | 141.5862 | 144.6554 | 147.2824 | 149.8406 | 152.123 | 154.2841 | 156.0196 | 157.8078 | 160.4042 | 157.1142 | 153.6097 | 124.3368 | 122.3021 | 120.812 | 120.1035 | 119.4717 | 118.9361 | 118.7087 | 118.6626 | 163.1051 | 161.5199 | 138.0983
F6_Residential_Multi-Family Moderate Income_Existing_Space Heating_Natural Gas_Furnace_Baseline Forecast | F6 | Residential | Multi-Family Moderate Income | Existing | Space Heating | Natural Gas | Furnace | Baseline Forecast | Avg. Replacement Usage (kWh) | 305.817 | 296.6877 | 301.2297 | 326.8397 | 325.0929 | 323.3466 | 321.5956 | 319.8473 | 318.0986 | 316.3519 | 314.6024 | 312.8548 | 311.1076 | 309.3619 | 307.6133 | 305.8669 | 304.1207 | 302.3765 | 300.6284 | 298.8817 | 297.1352 | 295.394 | 293.6457 | 291.9006 | 290.1551 | 288.4146 | 286.6665 | 284.9227 | 283.1783 | 281.436 | 279.6895 | 277.945 | 277.9501
F7_Residential_Multi-Family Moderate Income_Existing_Space Heating_Natural Gas_Furnace_Baseline Forecast | F7 | Residential | Multi-Family Moderate Income | Existing | Space Heating | Natural Gas | Furnace | Baseline Forecast | Avg. Replacement Summer Demand (kW) | 5.3824 | 5.2217 | 5.3016 | 5.7524 | 5.7216 | 5.6909 | 5.6601 | 5.6293 | 5.5985 | 5.5678 | 5.537 | 5.5062 | 5.4755 | 5.4448 | 5.414 | 5.3833 | 5.3525 | 5.3218 | 5.2911 | 5.2603 | 5.2296 | 5.1989 | 5.1682 | 5.1375 | 5.1067 | 5.0761 | 5.0453 | 5.0146 | 4.9839 | 4.9533 | 4.9225 | 4.8918 | 4.8919
F8_Residential_Multi-Family Moderate Income_Existing_Space Heating_Natural Gas_Furnace_Baseline Forecast | F8 | Residential | Multi-Family Moderate Income | Existing | Space Heating | Natural Gas | Furnace | Baseline Forecast | Avg. Replacement Winter Demand (kW) | 0.31193 | 0.30262 | 0.30725 | 0.33338 | 0.33159 | 0.32981 | 0.32803 | 0.32624 | 0.32446 | 0.32268 | 0.32089 | 0.31911 | 0.31733 | 0.31555 | 0.31377 | 0.31198 | 0.3102 | 0.30842 | 0.30664 | 0.30486 | 0.30308 | 0.3013 | 0.29952 | 0.29774 | 0.29596 | 0.29418 | 0.2924 | 0.29062 | 0.28884 | 0.28706 | 0.28528 | 0.2835 | 0.28351
F1_Residential_Multi-Family Moderate Income_Existing_Space Heating_Natural Gas_Boiler_Baseline Forecast | F1 | Residential | Multi-Family Moderate Income | Existing | Space Heating | Natural Gas | Boiler | Baseline Forecast | Units | 986.0778 | 1012.1394 | 1038.8272 | 1042.4692 | 1037.4063 | 1042.9256 | 1049.2464 | 1055.9951 | 1063.391 | 1071.1824 | 1079.0988 | 1087.1514 | 1095.2804 | 1103.4224 | 1111.6222 | 1119.8559 | 1128.1106 | 1136.3085 | 1144.4519 | 1152.6174 | 1160.8068 | 1169.024 | 1177.2239 | 1185.4146 | 1193.6483 | 1201.9285 | 1210.2575 | 1218.619 | 1227.0171 | 1235.4763 | 1243.9978 | 1252.5855 | 1261.2325
F2_Residential_Multi-Family Moderate Income_Existing_Space Heating_Natural Gas_Boiler_Baseline Forecast | F2 | Residential | Multi-Family Moderate Income | Existing | Space Heating | Natural Gas | Boiler | Baseline Forecast | Usage (MMtherm) | 0.26976 | 0.26735 | 0.27692 | 0.30034 | 0.29617 | 0.29485 | 0.2937 | 0.29264 | 0.29173 | 0.29091 | 0.29011 | 0.28935 | 0.28862 | 0.2879 | 0.28721 | 0.28655 | 0.28592 | 0.2853 | 0.2847 | 0.28413 | 0.2836 | 0.28312 | 0.28265 | 0.28223 | 0.28186 | 0.28155 | 0.28127 | 0.28103 | 0.28081 | 0.28063 | 0.28047 | 0.28033 | 0.28199
F3_Residential_Multi-Family Moderate Income_Existing_Space Heating_Natural Gas_Boiler_Baseline Forecast | F3 | Residential | Multi-Family Moderate Income | Existing | Space Heating | Natural Gas | Boiler | Baseline Forecast | Summer Peak Demand (MW) | 4.7478 | 4.7053 | 4.8738 | 5.2859 | 5.2125 | 5.1894 | 5.1692 | 5.1505 | 5.1345 | 5.12 | 5.106 | 5.0926 | 5.0797 | 5.0671 | 5.055 | 5.0433 | 5.0322 | 5.0213 | 5.0107 | 5.0007 | 4.9914 | 4.9828 | 4.9746 | 4.9672 | 4.9608 | 4.9552 | 4.9503 | 4.9461 | 4.9423 | 4.9391 | 4.9363 | 4.9339 | 4.9631
F4_Residential_Multi-Family Moderate Income_Existing_Space Heating_Natural Gas_Boiler_Baseline Forecast | F4 | Residential | Multi-Family Moderate Income | Existing | Space Heating | Natural Gas | Boiler | Baseline Forecast | Winter Peak Demand (MW) | 0.27515 | 0.27269 | 0.28246 | 0.30634 | 0.30209 | 0.30075 | 0.29958 | 0.2985 | 0.29757 | 0.29673 | 0.29592 | 0.29514 | 0.29439 | 0.29366 | 0.29296 | 0.29228 | 0.29164 | 0.29101 | 0.29039 | 0.28981 | 0.28927 | 0.28878 | 0.2883 | 0.28787 | 0.2875 | 0.28718 | 0.28689 | 0.28665 | 0.28643 | 0.28624 | 0.28608 | 0.28594 | 0.28763
F5_Residential_Multi-Family Moderate Income_Existing_Space Heating_Natural Gas_Boiler_Baseline Forecast | F5 | Residential | Multi-Family Moderate Income | Existing | Space Heating | Natural Gas | Boiler | Baseline Forecast | Turnover | 0 | 43.9903 | 46.5724 | 25.3046 | 23.1659 | 30.1476 | 32.2784 | 33.9149 | 35.6608 | 37.0551 | 38.088 | 39.0497 | 39.8765 | 40.5716 | 41.2497 | 41.8473 | 42.3809 | 42.7901 | 43.159 | 43.5664 | 43.9402 | 44.2863 | 44.9697 | 45.8311 | 44.7415 | 43.5751 | 43.1559 | 42.9568 | 42.9315 | 43.0951 | 43.3773 | 43.7373 | 44.1512
F6_Residential_Multi-Family Moderate Income_Existing_Space Heating_Natural Gas_Boiler_Baseline Forecast | F6 | Residential | Multi-Family Moderate Income | Existing | Space Heating | Natural Gas | Boiler | Baseline Forecast | Avg. Replacement Usage (kWh) | 251.2124 | 243.713 | 240.108 | 260.5217 | 259.1292 | 257.7374 | 256.3421 | 254.9487 | 253.555 | 252.1628 | 250.7682 | 249.3752 | 247.9824 | 246.591 | 245.197 | 243.8048 | 242.4125 | 241.0217 | 239.6279 | 238.2355 | 236.8431 | 235.4549 | 234.061 | 232.6697 | 231.2781 | 229.8904 | 228.4966 | 227.1063 | 225.7154 | 224.3269 | 222.9356 | 221.5467 | 221.5519
F7_Residential_Multi-Family Moderate Income_Existing_Space Heating_Natural Gas_Boiler_Baseline Forecast | F7 | Residential | Multi-Family Moderate Income | Existing | Space Heating | Natural Gas | Boiler | Baseline Forecast | Avg. Replacement Summer Demand (kW) | 4.4213 | 4.2893 | 4.2259 | 4.5852 | 4.5607 | 4.5362 | 4.5116 | 4.4871 | 4.4626 | 4.4381 | 4.4135 | 4.389 | 4.3645 | 4.34 | 4.3155 | 4.291 | 4.2665 | 4.242 | 4.2175 | 4.1929 | 4.1684 | 4.144 | 4.1195 | 4.095 | 4.0705 | 4.0461 | 4.0215 | 3.9971 | 3.9726 | 3.9482 | 3.9237 | 3.8992 | 3.8993
F8_Residential_Multi-Family Moderate Income_Existing_Space Heating_Natural Gas_Boiler_Baseline Forecast | F8 | Residential | Multi-Family Moderate Income | Existing | Space Heating | Natural Gas | Boiler | Baseline Forecast | Avg. Replacement Winter Demand (kW) | 0.25624 | 0.24859 | 0.24491 | 0.26573 | 0.26431 | 0.26289 | 0.26147 | 0.26005 | 0.25863 | 0.25721 | 0.25578 | 0.25436 | 0.25294 | 0.25152 | 0.2501 | 0.24868 | 0.24726 | 0.24584 | 0.24442 | 0.243 | 0.24158 | 0.24016 | 0.23874 | 0.23732 | 0.2359 | 0.23449 | 0.23307 | 0.23165 | 0.23023 | 0.22881 | 0.22739 | 0.22598 | 0.22598
F1_Residential_Multi-Family Moderate Income_Existing_Secondary Heating_Natural Gas_Fireplace_Baseline Forecast | F1 | Residential | Multi-Family Moderate Income | Existing | Secondary Heating | Natural Gas | Fireplace | Baseline Forecast | Units | 1027.8571 | 1035.8953 | 1043.9336 | 1028.6006 | 1005.0471 | 992.0759 | 979.9931 | 968.4149 | 957.5171 | 947.0458 | 936.748 | 926.6284 | 916.6318 | 906.7037 | 896.881 | 887.1432 | 877.4801 | 867.8324 | 858.2052 | 848.6582 | 839.1924 | 829.8107 | 820.4813 | 811.2112 | 802.0363 | 792.9582 | 783.9772 | 775.082 | 766.2744 | 757.5689 | 748.9646 | 740.4625 | 732.0569
F2_Residential_Multi-Family Moderate Income_Existing_Secondary Heating_Natural Gas_Fireplace_Baseline Forecast | F2 | Residential | Multi-Family Moderate Income | Existing | Secondary Heating | Natural Gas | Fireplace | Baseline Forecast | Usage (MMtherm) | 0.058925 | 0.057613 | 0.059106 | 0.063358 | 0.061741 | 0.06078 | 0.059877 | 0.059009 | 0.058185 | 0.057391 | 0.056609 | 0.055842 | 0.055085 | 0.054335 | 0.053594 | 0.052862 | 0.052136 | 0.051415 | 0.050697 | 0.049987 | 0.049285 | 0.048591 | 0.047902 | 0.04722 | 0.046546 | 0.04588 | 0.045223 | 0.044573 | 0.043931 | 0.043298 | 0.042673 | 0.042057 | 0.041579
F3_Residential_Multi-Family Moderate Income_Existing_Secondary Heating_Natural Gas_Fireplace_Baseline Forecast | F3 | Residential | Multi-Family Moderate Income | Existing | Secondary Heating | Natural Gas | Fireplace | Baseline Forecast | Summer Peak Demand (MW) | 0.52193 | 0.51031 | 0.52353 | 0.56119 | 0.54687 | 0.53836 | 0.53037 | 0.52267 | 0.51538 | 0.50834 | 0.50142 | 0.49462 | 0.48792 | 0.48128 | 0.47471 | 0.46822 | 0.4618 | 0.45541 | 0.44905 | 0.44276 | 0.43654 | 0.43039 | 0.42429 | 0.41825 | 0.41228 | 0.40639 | 0.40056 | 0.39481 | 0.38912 | 0.38352 | 0.37798 | 0.37252 | 0.36829
F4_Residential_Multi-Family Moderate Income_Existing_Secondary Heating_Natural Gas_Fireplace_Baseline Forecast | F4 | Residential | Multi-Family Moderate Income | Existing | Secondary Heating | Natural Gas | Fireplace | Baseline Forecast | Winter Peak Demand (MW) | 0.030248 | 0.029575 | 0.030341 | 0.032524 | 0.031694 | 0.031201 | 0.030737 | 0.030291 | 0.029868 | 0.029461 | 0.02906 | 0.028666 | 0.028277 | 0.027892 | 0.027512 | 0.027136 | 0.026763 | 0.026393 | 0.026025 | 0.02566 | 0.0253 | 0.024943 | 0.02459 | 0.024239 | 0.023893 | 0.023552 | 0.023214 | 0.022881 | 0.022551 | 0.022226 | 0.021906 | 0.021589 | 0.021344
F5_Residential_Multi-Family Moderate Income_Existing_Secondary Heating_Natural Gas_Fireplace_Baseline Forecast | F5 | Residential | Multi-Family Moderate Income | Existing | Secondary Heating | Natural Gas | Fireplace | Baseline Forecast | Turnover | 0 | 53.7208 | 54.3553 | 46.1924 | 45.6173 | 45.4521 | 45.2703 | 45.0621 | 44.8421 | 44.6041 | 44.3409 | 44.057 | 43.7533 | 43.4303 | 43.3146 | 43.2162 | 42.3745 | 41.6286 | 40.9615 | 40.3611 | 39.8152 | 39.3135 | 38.8462 | 51.2615 | 49.4376 | 45.9043 | 44.6301 | 43.4821 | 42.4487 | 41.447 | 40.4844 | 39.5652 | 38.6917
F6_Residential_Multi-Family Moderate Income_Existing_Secondary Heating_Natural Gas_Fireplace_Baseline Forecast | F6 | Residential | Multi-Family Moderate Income | Existing | Secondary Heating | Natural Gas | Fireplace | Baseline Forecast | Avg. Replacement Usage (kWh) | 57.3276 | 55.6163 | 56.6182 | 61.5961 | 61.4312 | 61.2659 | 61.0999 | 60.9336 | 60.7668 | 60.5997 | 60.4319 | 60.2637 | 60.0951 | 59.9262 | 59.7564 | 59.5864 | 59.4159 | 59.2451 | 59.0734 | 58.9014 | 58.7289 | 58.5564 | 58.3827 | 58.2087 | 58.0342 | 57.8597 | 57.6838 | 57.5078 | 57.3312 | 57.1543 | 56.9763 | 56.7981 | 56.7981
F7_Residential_Multi-Family Moderate Income_Existing_Secondary Heating_Natural Gas_Fireplace_Baseline Forecast | F7 | Residential | Multi-Family Moderate Income | Existing | Secondary Heating | Natural Gas | Fireplace | Baseline Forecast | Avg. Replacement Summer Demand (kW) | 0.50778 | 0.49262 | 0.5015 | 0.54559 | 0.54413 | 0.54266 | 0.54119 | 0.53972 | 0.53824 | 0.53676 | 0.53528 | 0.53379 | 0.53229 | 0.5308 | 0.52929 | 0.52779 | 0.52628 | 0.52476 | 0.52324 | 0.52172 | 0.52019 | 0.51866 | 0.51713 | 0.51558 | 0.51404 | 0.51249 | 0.51094 | 0.50938 | 0.50781 | 0.50624 | 0.50467 | 0.50309 | 0.50309
F8_Residential_Multi-Family Moderate Income_Existing_Secondary Heating_Natural Gas_Fireplace_Baseline Forecast | F8 | Residential | Multi-Family Moderate Income | Existing | Secondary Heating | Natural Gas | Fireplace | Baseline Forecast | Avg. Replacement Winter Demand (kW) | 0.029428 | 0.02855 | 0.029064 | 0.031619 | 0.031535 | 0.03145 | 0.031365 | 0.031279 | 0.031194 | 0.031108 | 0.031022 | 0.030935 | 0.030849 | 0.030762 | 0.030675 | 0.030588 | 0.0305 | 0.030412 | 0.030324 | 0.030236 | 0.030148 | 0.030059 | 0.02997 | 0.02988 | 0.029791 | 0.029701 | 0.029611 | 0.029521 | 0.02943 | 0.029339 | 0.029248 | 0.029156 | 0.029156
F1_Residential_Multi-Family Moderate Income_Existing_Water Heating_Natural Gas_Water Heater (<= 55 gal)_Baseline Forecast | F1 | Residential | Multi-Family Moderate Income | Existing | Water Heating | Natural Gas | Water Heater (<= 55 gal) | Baseline Forecast | Units | 2871.0656 | 2898.2497 | 2925.5151 | 2887.2593 | 2825.7581 | 2793.8495 | 2764.3351 | 2736.1422 | 2709.7753 | 2684.524 | 2659.6753 | 2635.2449 | 2611.0778 | 2587.0203 | 2563.1782 | 2539.4945 | 2515.9406 | 2492.3471 | 2468.7285 | 2445.2571 | 2421.9369 | 2398.7769 | 2375.6861 | 2352.6852 | 2329.8796 | 2307.2746 | 2284.8725 | 2262.6413 | 2240.5875 | 2218.7546 | 2197.1414 | 2175.7517 | 2154.5701
F2_Residential_Multi-Family Moderate Income_Existing_Water Heating_Natural Gas_Water Heater (<= 55 gal)_Baseline Forecast | F2 | Residential | Multi-Family Moderate Income | Existing | Water Heating | Natural Gas | Water Heater (<= 55 gal) | Baseline Forecast | Usage (MMtherm) | 0.38645 | 0.37622 | 0.38511 | 0.41203 | 0.40066 | 0.39357 | 0.38692 | 0.38062 | 0.37478 | 0.36932 | 0.36415 | 0.35931 | 0.35475 | 0.3504 | 0.34625 | 0.34226 | 0.33842 | 0.33467 | 0.331 | 0.32743 | 0.32394 | 0.32053 | 0.31717 | 0.31387 | 0.31063 | 0.30745 | 0.30432 | 0.30124 | 0.2982 | 0.29521 | 0.29226 | 0.28936 | 0.28649
F3_Residential_Multi-Family Moderate Income_Existing_Water Heating_Natural Gas_Water Heater (<= 55 gal)_Baseline Forecast | F3 | Residential | Multi-Family Moderate Income | Existing | Water Heating | Natural Gas | Water Heater (<= 55 gal) | Baseline Forecast | Summer Peak Demand (MW) | 1.2753 | 1.2415 | 1.2709 | 1.3597 | 1.3222 | 1.2988 | 1.2768 | 1.2561 | 1.2368 | 1.2188 | 1.2017 | 1.1857 | 1.1707 | 1.1563 | 1.1426 | 1.1295 | 1.1168 | 1.1044 | 1.0923 | 1.0805 | 1.069 | 1.0577 | 1.0467 | 1.0358 | 1.0251 | 1.0146 | 1.0043 | 0.99408 | 0.98406 | 0.97419 | 0.96447 | 0.95488 | 0.94541
F4_Residential_Multi-Family Moderate Income_Existing_Water Heating_Natural Gas_Water Heater (<= 55 gal)_Baseline Forecast | F4 | Residential | Multi-Family Moderate Income | Existing | Water Heating | Natural Gas | Water Heater (<= 55 gal) | Baseline Forecast | Winter Peak Demand (MW) | 0.10038 | 0.097725 | 0.10003 | 0.10703 | 0.10407 | 0.10223 | 0.10051 | 0.098869 | 0.097351 | 0.095932 | 0.094589 | 0.093333 | 0.092148 | 0.091018 | 0.089939 | 0.088904 | 0.087905 | 0.086931 | 0.085979 | 0.085051 | 0.084145 | 0.083259 | 0.082387 | 0.08153 | 0.080688 | 0.079862 | 0.079049 | 0.078248 | 0.077459 | 0.076682 | 0.075917 | 0.075162 | 0.074416
F5_Residential_Multi-Family Moderate Income_Existing_Water Heating_Natural Gas_Water Heater (<= 55 gal)_Baseline Forecast | F5 | Residential | Multi-Family Moderate Income | Existing | Water Heating | Natural Gas | Water Heater (<= 55 gal) | Baseline Forecast | Turnover | 0 | 121.8346 | 139.9445 | 126.4568 | 136.557 | 145.8574 | 153.5118 | 159.7475 | 164.8304 | 168.9179 | 172.1298 | 174.6044 | 163.8226 | 156.8045 | 149.2027 | 144.2382 | 141.2502 | 139.7087 | 139.2062 | 169.1039 | 169.7028 | 163.4245 | 164.3503 | 163.2552 | 161.0087 | 157.7719 | 154.0864 | 150.317 | 146.7018 | 143.3869 | 141.1616 | 140.2468 | 138.503
F6_Residential_Multi-Family Moderate Income_Existing_Water Heating_Natural Gas_Water Heater (<= 55 gal)_Baseline Forecast | F6 | Residential | Multi-Family Moderate Income | Existing | Water Heating | Natural Gas | Water Heater (<= 55 gal) | Baseline Forecast | Avg. Replacement Usage (kWh) | 123.0929 | 119.4297 | 121.9333 | 133.0313 | 133.0474 | 133.0646 | 133.0448 | 133.0336 | 133.0302 | 133.0236 | 132.8934 | 132.8914 | 132.8737 | 132.8678 | 132.8629 | 132.8594 | 132.8561 | 132.8527 | 132.8495 | 132.8478 | 132.8458 | 132.8421 | 132.8406 | 132.8377 | 132.8335 | 132.8288 | 132.8234 | 132.8234 | 132.8234 | 132.8234 | 132.8234 | 132.8234 | 132.8234
F7_Residential_Multi-Family Moderate Income_Existing_Water Heating_Natural Gas_Water Heater (<= 55 gal)_Baseline Forecast | F7 | Residential | Multi-Family Moderate Income | Existing | Water Heating | Natural Gas | Water Heater (<= 55 gal) | Baseline Forecast | Avg. Replacement Summer Demand (kW) | 0.40621 | 0.39412 | 0.40238 | 0.439 | 0.43906 | 0.43911 | 0.43905 | 0.43901 | 0.439 | 0.43898 | 0.43855 | 0.43854 | 0.43848 | 0.43846 | 0.43845 | 0.43844 | 0.43843 | 0.43841 | 0.4384 | 0.4384 | 0.43839 | 0.43838 | 0.43837 | 0.43836 | 0.43835 | 0.43834 | 0.43832 | 0.43832 | 0.43832 | 0.43832 | 0.43832 | 0.43832 | 0.43832
F8_Residential_Multi-Family Moderate Income_Existing_Water Heating_Natural Gas_Water Heater (<= 55 gal)_Baseline Forecast | F8 | Residential | Multi-Family Moderate Income | Existing | Water Heating | Natural Gas | Water Heater (<= 55 gal) | Baseline Forecast | Avg. Replacement Winter Demand (kW) | 0.031974 | 0.031022 | 0.031673 | 0.034555 | 0.03456 | 0.034564 | 0.034559 | 0.034556 | 0.034555 | 0.034553 | 0.03452 | 0.034519 | 0.034515 | 0.034513 | 0.034512 | 0.034511 | 0.03451 | 0.034509 | 0.034508 | 0.034508 | 0.034507 | 0.034506 | 0.034506 | 0.034505 | 0.034504 | 0.034503 | 0.034501 | 0.034501 | 0.034501 | 0.034501 | 0.034501 | 0.034501 | 0.034501
F1_Residential_Multi-Family Moderate Income_Existing_Water Heating_Natural Gas_Water Heater (> 55 gal)_Baseline Forecast | F1 | Residential | Multi-Family Moderate Income | Existing | Water Heating | Natural Gas | Water Heater (> 55 gal) | Baseline Forecast | Units | 0 | 0 | 0 | 0 | 0 | 0 | 0 | 0 | 0 | 0 | 0 | 0 | 0 | 0 | 0 | 0 | 0 | 0 | 0 | 0 | 0 | 0 | 0 | 0 | 0 | 0 | 0 | 0 | 0 | 0 | 0 | 0 | 0
F2_Residential_Multi-Family Moderate Income_Existing_Water Heating_Natural Gas_Water Heater (> 55 gal)_Baseline Forecast | F2 | Residential | Multi-Family Moderate Income | Existing | Water Heating | Natural Gas | Water Heater (> 55 gal) | Baseline Forecast | Usage (MMtherm) | 0 | 0 | 0 | 0 | 0 | 0 | 0 | 0 | 0 | 0 | 0 | 0 | 0 | 0 | 0 | 0 | 0 | 0 | 0 | 0 | 0 | 0 | 0 | 0 | 0 | 0 | 0 | 0 | 0 | 0 | 0 | 0 | 0
F3_Residential_Multi-Family Moderate Income_Existing_Water Heating_Natural Gas_Water Heater (> 55 gal)_Baseline Forecast | F3 | Residential | Multi-Family Moderate Income | Existing | Water Heating | Natural Gas | Water Heater (> 55 gal) | Baseline Forecast | Summer Peak Demand (MW) | 0 | 0 | 0 | 0 | 0 | 0 | 0 | 0 | 0 | 0 | 0 | 0 | 0 | 0 | 0 | 0 | 0 | 0 | 0 | 0 | 0 | 0 | 0 | 0 | 0 | 0 | 0 | 0 | 0 | 0 | 0 | 0 | 0
F4_Residential_Multi-Family Moderate Income_Existing_Water Heating_Natural Gas_Water Heater (> 55 gal)_Baseline Forecast | F4 | Residential | Multi-Family Moderate Income | Existing | Water Heating | Natural Gas | Water Heater (> 55 gal) | Baseline Forecast | Winter Peak Demand (MW) | 0 | 0 | 0 | 0 | 0 | 0 | 0 | 0 | 0 | 0 | 0 | 0 | 0 | 0 | 0 | 0 | 0 | 0 | 0 | 0 | 0 | 0 | 0 | 0 | 0 | 0 | 0 | 0 | 0 | 0 | 0 | 0 | 0
F5_Residential_Multi-Family Moderate Income_Existing_Water Heating_Natural Gas_Water Heater (> 55 gal)_Baseline Forecast | F5 | Residential | Multi-Family Moderate Income | Existing | Water Heating | Natural Gas | Water Heater (> 55 gal) | Baseline Forecast | Turnover | 0 | 0 | 0 | 0 | 0 | 0 | 0 | 0 | 0 | 0 | 0 | 0 | 0 | 0 | 0 | 0 | 0 | 0 | 0 | 0 | 0 | 0 | 0 | 0 | 0 | 0 | 0 | 0 | 0 | 0 | 0 | 0 | 0
F6_Residential_Multi-Family Moderate Income_Existing_Water Heating_Natural Gas_Water Heater (> 55 gal)_Baseline Forecast | F6 | Residential | Multi-Family Moderate Income | Existing | Water Heating | Natural Gas | Water Heater (> 55 gal) | Baseline Forecast | Avg. Replacement Usage (kWh) | 131.5388 | 127.6154 | 130.2677 | 142.1058 | 142.1102 | 142.1149 | 142.1095 | 142.1064 | 142.1055 | 142.1037 | 142.0681 | 142.0675 | 142.0627 | 142.0611 | 142.0597 | 142.0588 | 142.0579 | 142.0569 | 142.0561 | 142.0556 | 142.0551 | 142.054 | 142.0536 | 142.0528 | 142.0517 | 142.0504 | 142.0489 | 142.0489 | 142.0489 | 142.0489 | 142.0489 | 142.0489 | 142.0489
F7_Residential_Multi-Family Moderate Income_Existing_Water Heating_Natural Gas_Water Heater (> 55 gal)_Baseline Forecast | F7 | Residential | Multi-Family Moderate Income | Existing | Water Heating | Natural Gas | Water Heater (> 55 gal) | Baseline Forecast | Avg. Replacement Summer Demand (kW) | 0.43408 | 0.42113 | 0.42988 | 0.46895 | 0.46896 | 0.46898 | 0.46896 | 0.46895 | 0.46895 | 0.46894 | 0.46882 | 0.46882 | 0.46881 | 0.4688 | 0.4688 | 0.46879 | 0.46879 | 0.46879 | 0.46879 | 0.46878 | 0.46878 | 0.46878 | 0.46878 | 0.46877 | 0.46877 | 0.46877 | 0.46876 | 0.46876 | 0.46876 | 0.46876 | 0.46876 | 0.46876 | 0.46876
F8_Residential_Multi-Family Moderate Income_Existing_Water Heating_Natural Gas_Water Heater (> 55 gal)_Baseline Forecast | F8 | Residential | Multi-Family Moderate Income | Existing | Water Heating | Natural Gas | Water Heater (> 55 gal) | Baseline Forecast | Avg. Replacement Winter Demand (kW) | 0.034168 | 0.033149 | 0.033838 | 0.036913 | 0.036914 | 0.036915 | 0.036914 | 0.036913 | 0.036913 | 0.036912 | 0.036903 | 0.036903 | 0.036901 | 0.036901 | 0.036901 | 0.0369 | 0.0369 | 0.0369 | 0.0369 | 0.0369 | 0.036899 | 0.036899 | 0.036899 | 0.036899 | 0.036899 | 0.036898 | 0.036898 | 0.036898 | 0.036898 | 0.036898 | 0.036898 | 0.036898 | 0.036898
F1_Residential_Multi-Family Moderate Income_Existing_Appliances_Natural Gas_Clothes Dryer_Baseline Forecast | F1 | Residential | Multi-Family Moderate Income | Existing | Appliances | Natural Gas | Clothes Dryer | Baseline Forecast | Units | 0 | 0 | 0 | 0 | 0 | 0 | 0 | 0 | 0 | 0 | 0 | 0 | 0 | 0 | 0 | 0 | 0 | 0 | 0 | 0 | 0 | 0 | 0 | 0 | 0 | 0 | 0 | 0 | 0 | 0 | 0 | 0 | 0
F2_Residential_Multi-Family Moderate Income_Existing_Appliances_Natural Gas_Clothes Dryer_Baseline Forecast | F2 | Residential | Multi-Family Moderate Income | Existing | Appliances | Natural Gas | Clothes Dryer | Baseline Forecast | Usage (MMtherm) | 0 | 0 | 0 | 0 | 0 | 0 | 0 | 0 | 0 | 0 | 0 | 0 | 0 | 0 | 0 | 0 | 0 | 0 | 0 | 0 | 0 | 0 | 0 | 0 | 0 | 0 | 0 | 0 | 0 | 0 | 0 | 0 | 0
F3_Residential_Multi-Family Moderate Income_Existing_Appliances_Natural Gas_Clothes Dryer_Baseline Forecast | F3 | Residential | Multi-Family Moderate Income | Existing | Appliances | Natural Gas | Clothes Dryer | Baseline Forecast | Summer Peak Demand (MW) | 0 | 0 | 0 | 0 | 0 | 0 | 0 | 0 | 0 | 0 | 0 | 0 | 0 | 0 | 0 | 0 | 0 | 0 | 0 | 0 | 0 | 0 | 0 | 0 | 0 | 0 | 0 | 0 | 0 | 0 | 0 | 0 | 0
F4_Residential_Multi-Family Moderate Income_Existing_Appliances_Natural Gas_Clothes Dryer_Baseline Forecast | F4 | Residential | Multi-Family Moderate Income | Existing | Appliances | Natural Gas | Clothes Dryer | Baseline Forecast | Winter Peak Demand (MW) | 0 | 0 | 0 | 0 | 0 | 0 | 0 | 0 | 0 | 0 | 0 | 0 | 0 | 0 | 0 | 0 | 0 | 0 | 0 | 0 | 0 | 0 | 0 | 0 | 0 | 0 | 0 | 0 | 0 | 0 | 0 | 0 | 0
F5_Residential_Multi-Family Moderate Income_Existing_Appliances_Natural Gas_Clothes Dryer_Baseline Forecast | F5 | Residential | Multi-Family Moderate Income | Existing | Appliances | Natural Gas | Clothes Dryer | Baseline Forecast | Turnover | 0 | 0 | 0 | 0 | 0 | 0 | 0 | 0 | 0 | 0 | 0 | 0 | 0 | 0 | 0 | 0 | 0 | 0 | 0 | 0 | 0 | 0 | 0 | 0 | 0 | 0 | 0 | 0 | 0 | 0 | 0 | 0 | 0
F6_Residential_Multi-Family Moderate Income_Existing_Appliances_Natural Gas_Clothes Dryer_Baseline Forecast | F6 | Residential | Multi-Family Moderate Income | Existing | Appliances | Natural Gas | Clothes Dryer | Baseline Forecast | Avg. Replacement Usage (kWh) | 12.0542 | 11.6944 | 11.9367 | 13.0208 | 13.0208 | 13.0208 | 13.0208 | 13.0208 | 13.0207 | 13.0207 | 13.0206 | 13.0206 | 13.0206 | 13.0205 | 13.0205 | 13.0204 | 13.0204 | 13.0204 | 13.0203 | 13.0203 | 13.0202 | 13.0202 | 13.0202 | 13.0202 | 13.0201 | 13.0201 | 13.0201 | 13.0201 | 13.0201 | 13.0201 | 13.0201 | 13.0202 | 13.0202
F7_Residential_Multi-Family Moderate Income_Existing_Appliances_Natural Gas_Clothes Dryer_Baseline Forecast | F7 | Residential | Multi-Family Moderate Income | Existing | Appliances | Natural Gas | Clothes Dryer | Baseline Forecast | Avg. Replacement Summer Demand (kW) | 0.033025 | 0.032039 | 0.032703 | 0.035674 | 0.035674 | 0.035674 | 0.035673 | 0.035673 | 0.035673 | 0.035673 | 0.035673 | 0.035673 | 0.035673 | 0.035673 | 0.035673 | 0.035672 | 0.035672 | 0.035672 | 0.035672 | 0.035672 | 0.035672 | 0.035672 | 0.035672 | 0.035672 | 0.035672 | 0.035672 | 0.035672 | 0.035672 | 0.035672 | 0.035672 | 0.035672 | 0.035672 | 0.035672
F8_Residential_Multi-Family Moderate Income_Existing_Appliances_Natural Gas_Clothes Dryer_Baseline Forecast | F8 | Residential | Multi-Family Moderate Income | Existing | Appliances | Natural Gas | Clothes Dryer | Baseline Forecast | Avg. Replacement Winter Demand (kW) | 0.001376 | 0.001335 | 0.0013626 | 0.0014864 | 0.0014864 | 0.0014864 | 0.0014864 | 0.0014864 | 0.0014864 | 0.0014864 | 0.0014864 | 0.0014864 | 0.0014864 | 0.0014864 | 0.0014864 | 0.0014864 | 0.0014863 | 0.0014863 | 0.0014863 | 0.0014863 | 0.0014863 | 0.0014863 | 0.0014863 | 0.0014863 | 0.0014863 | 0.0014863 | 0.0014863 | 0.0014863 | 0.0014863 | 0.0014863 | 0.0014863 | 0.0014863 | 0.0014863
F1_Residential_Multi-Family Moderate Income_Existing_Appliances_Natural Gas_Stove/Oven_Baseline Forecast | F1 | Residential | Multi-Family Moderate Income | Existing | Appliances | Natural Gas | Stove/Oven | Baseline Forecast | Units | 1051.3607 | 1058.9293 | 1066.4882 | 1050.1759 | 1025.4956 | 1011.6362 | 998.699 | 986.2911 | 974.5908 | 963.3384 | 952.2758 | 941.4075 | 930.6771 | 920.0292 | 909.5009 | 899.0713 | 888.7299 | 878.4165 | 868.1361 | 857.9492 | 847.8566 | 837.8611 | 827.9303 | 818.0711 | 808.3199 | 798.6778 | 789.1451 | 779.7101 | 770.3745 | 761.1528 | 752.0438 | 743.0482 | 734.1602
F2_Residential_Multi-Family Moderate Income_Existing_Appliances_Natural Gas_Stove/Oven_Baseline Forecast | F2 | Residential | Multi-Family Moderate Income | Existing | Appliances | Natural Gas | Stove/Oven | Baseline Forecast | Usage (MMtherm) | 0.016995 | 0.01648 | 0.016798 | 0.017893 | 0.017323 | 0.016942 | 0.016585 | 0.016248 | 0.015937 | 0.015649 | 0.015381 | 0.015131 | 0.014895 | 0.01467 | 0.014457 | 0.014252 | 0.014055 | 0.013864 | 0.013678 | 0.013498 | 0.013322 | 0.01315 | 0.012982 | 0.012816 | 0.012655 | 0.012496 | 0.01234 | 0.012187 | 0.012037 | 0.011889 | 0.011743 | 0.0116 | 0.011459
F3_Residential_Multi-Family Moderate Income_Existing_Appliances_Natural Gas_Stove/Oven_Baseline Forecast | F3 | Residential | Multi-Family Moderate Income | Existing | Appliances | Natural Gas | Stove/Oven | Baseline Forecast | Summer Peak Demand (MW) | 0.060531 | 0.058694 | 0.059828 | 0.06373 | 0.061698 | 0.060341 | 0.059069 | 0.057871 | 0.056762 | 0.055736 | 0.054781 | 0.053889 | 0.053049 | 0.05225 | 0.05149 | 0.050761 | 0.05006 | 0.04938 | 0.048717 | 0.048074 | 0.047447 | 0.046835 | 0.046236 | 0.045648 | 0.045072 | 0.044507 | 0.043952 | 0.043407 | 0.042871 | 0.042344 | 0.041825 | 0.041314 | 0.040812
F4_Residential_Multi-Family Moderate Income_Existing_Appliances_Natural Gas_Stove/Oven_Baseline Forecast | F4 | Residential | Multi-Family Moderate Income | Existing | Appliances | Natural Gas | Stove/Oven | Baseline Forecast | Winter Peak Demand (MW) | 0.012106 | 0.011739 | 0.011966 | 0.012746 | 0.01234 | 0.012068 | 0.011814 | 0.011574 | 0.011352 | 0.011147 | 0.010956 | 0.010778 | 0.01061 | 0.01045 | 0.010298 | 0.010152 | 0.010012 | 0.009876 | 0.0097434 | 0.0096147 | 0.0094894 | 0.0093671 | 0.0092472 | 0.0091295 | 0.0090143 | 0.0089013 | 0.0087905 | 0.0086814 | 0.0085742 | 0.0084687 | 0.008365 | 0.0082629 | 0.0081624
F5_Residential_Multi-Family Moderate Income_Existing_Appliances_Natural Gas_Stove/Oven_Baseline Forecast | F5 | Residential | Multi-Family Moderate Income | Existing | Appliances | Natural Gas | Stove/Oven | Baseline Forecast | Turnover | 0 | 45.1172 | 52.2596 | 50.0536 | 53.9299 | 57.4734 | 60.3535 | 62.6639 | 64.5124 | 65.9636 | 67.0667 | 62.5191 | 59.4919 | 56.674 | 54.8547 | 53.776 | 53.2361 | 53.0743 | 63.8696 | 64.1695 | 62.5549 | 62.1381 | 61.2092 | 59.9022 | 58.428 | 56.9271 | 55.4893 | 54.1676 | 53.0684 | 52.524 | 51.8993 | 51.5467 | 51.3012
F6_Residential_Multi-Family Moderate Income_Existing_Appliances_Natural Gas_Stove/Oven_Baseline Forecast | F6 | Residential | Multi-Family Moderate Income | Existing | Appliances | Natural Gas | Stove/Oven | Baseline Forecast | Avg. Replacement Usage (kWh) | 14.4391 | 14.0081 | 14.2982 | 15.5967 | 15.5968 | 15.5966 | 15.5961 | 15.5957 | 15.5953 | 15.5948 | 15.5944 | 15.594 | 15.5935 | 15.5931 | 15.5926 | 15.5922 | 15.5917 | 15.5912 | 15.5908 | 15.5903 | 15.5899 | 15.5895 | 15.5892 | 15.5889 | 15.5887 | 15.5886 | 15.5885 | 15.5885 | 15.5885 | 15.5885 | 15.5887 | 15.5889 | 15.5891
F7_Residential_Multi-Family Moderate Income_Existing_Appliances_Natural Gas_Stove/Oven_Baseline Forecast | F7 | Residential | Multi-Family Moderate Income | Existing | Appliances | Natural Gas | Stove/Oven | Baseline Forecast | Avg. Replacement Summer Demand (kW) | 0.051427 | 0.049892 | 0.050925 | 0.05555 | 0.05555 | 0.055549 | 0.055548 | 0.055546 | 0.055545 | 0.055543 | 0.055542 | 0.05554 | 0.055539 | 0.055537 | 0.055535 | 0.055534 | 0.055532 | 0.05553 | 0.055529 | 0.055527 | 0.055526 | 0.055524 | 0.055523 | 0.055522 | 0.055521 | 0.055521 | 0.055521 | 0.055521 | 0.055521 | 0.055521 | 0.055521 | 0.055522 | 0.055523
F8_Residential_Multi-Family Moderate Income_Existing_Appliances_Natural Gas_Stove/Oven_Baseline Forecast | F8 | Residential | Multi-Family Moderate Income | Existing | Appliances | Natural Gas | Stove/Oven | Baseline Forecast | Avg. Replacement Winter Demand (kW) | 0.010285 | 0.0099783 | 0.010185 | 0.01111 | 0.01111 | 0.01111 | 0.01111 | 0.011109 | 0.011109 | 0.011109 | 0.011108 | 0.011108 | 0.011108 | 0.011107 | 0.011107 | 0.011107 | 0.011106 | 0.011106 | 0.011106 | 0.011105 | 0.011105 | 0.011105 | 0.011105 | 0.011104 | 0.011104 | 0.011104 | 0.011104 | 0.011104 | 0.011104 | 0.011104 | 0.011104 | 0.011104 | 0.011105
F1_Residential_Multi-Family Moderate Income_Existing_Miscellaneous_Natural Gas_Pool Heater_Baseline Forecast | F1 | Residential | Multi-Family Moderate Income | Existing | Miscellaneous | Natural Gas | Pool Heater | Baseline Forecast | Units | 0 | 0 | 0 | 0 | 0 | 0 | 0 | 0 | 0 | 0 | 0 | 0 | 0 | 0 | 0 | 0 | 0 | 0 | 0 | 0 | 0 | 0 | 0 | 0 | 0 | 0 | 0 | 0 | 0 | 0 | 0 | 0 | 0
F2_Residential_Multi-Family Moderate Income_Existing_Miscellaneous_Natural Gas_Pool Heater_Baseline Forecast | F2 | Residential | Multi-Family Moderate Income | Existing | Miscellaneous | Natural Gas | Pool Heater | Baseline Forecast | Usage (MMtherm) | 0 | 0 | 0 | 0 | 0 | 0 | 0 | 0 | 0 | 0 | 0 | 0 | 0 | 0 | 0 | 0 | 0 | 0 | 0 | 0 | 0 | 0 | 0 | 0 | 0 | 0 | 0 | 0 | 0 | 0 | 0 | 0 | 0
F3_Residential_Multi-Family Moderate Income_Existing_Miscellaneous_Natural Gas_Pool Heater_Baseline Forecast | F3 | Residential | Multi-Family Moderate Income | Existing | Miscellaneous | Natural Gas | Pool Heater | Baseline Forecast | Summer Peak Demand (MW) | 0 | 0 | 0 | 0 | 0 | 0 | 0 | 0 | 0 | 0 | 0 | 0 | 0 | 0 | 0 | 0 | 0 | 0 | 0 | 0 | 0 | 0 | 0 | 0 | 0 | 0 | 0 | 0 | 0 | 0 | 0 | 0 | 0
F4_Residential_Multi-Family Moderate Income_Existing_Miscellaneous_Natural Gas_Pool Heater_Baseline Forecast | F4 | Residential | Multi-Family Moderate Income | Existing | Miscellaneous | Natural Gas | Pool Heater | Baseline Forecast | Winter Peak Demand (MW) | 0 | 0 | 0 | 0 | 0 | 0 | 0 | 0 | 0 | 0 | 0 | 0 | 0 | 0 | 0 | 0 | 0 | 0 | 0 | 0 | 0 | 0 | 0 | 0 | 0 | 0 | 0 | 0 | 0 | 0 | 0 | 0 | 0
F5_Residential_Multi-Family Moderate Income_Existing_Miscellaneous_Natural Gas_Pool Heater_Baseline Forecast | F5 | Residential | Multi-Family Moderate Income | Existing | Miscellaneous | Natural Gas | Pool Heater | Baseline Forecast | Turnover | 0 | 0 | 0 | 0 | 0 | 0 | 0 | 0 | 0 | 0 | 0 | 0 | 0 | 0 | 0 | 0 | 0 | 0 | 0 | 0 | 0 | 0 | 0 | 0 | 0 | 0 | 0 | 0 | 0 | 0 | 0 | 0 | 0
F6_Residential_Multi-Family Moderate Income_Existing_Miscellaneous_Natural Gas_Pool Heater_Baseline Forecast | F6 | Residential | Multi-Family Moderate Income | Existing | Miscellaneous | Natural Gas | Pool Heater | Baseline Forecast | Avg. Replacement Usage (kWh) | 59.6772 | 57.8958 | 59.0955 | 64.4629 | 64.4629 | 64.4629 | 64.4629 | 64.4629 | 64.4629 | 64.4629 | 64.4629 | 64.4629 | 64.4629 | 64.4629 | 64.4629 | 64.4629 | 64.4629 | 64.4629 | 64.4629 | 64.4629 | 64.4629 | 64.4629 | 64.4629 | 64.4629 | 64.4629 | 64.4629 | 64.4629 | 64.4629 | 64.4629 | 64.4629 | 64.4629 | 64.4629 | 64.4629
F7_Residential_Multi-Family Moderate Income_Existing_Miscellaneous_Natural Gas_Pool Heater_Baseline Forecast | F7 | Residential | Multi-Family Moderate Income | Existing | Miscellaneous | Natural Gas | Pool Heater | Baseline Forecast | Avg. Replacement Summer Demand (kW) | 0.1635 | 0.15862 | 0.16191 | 0.17661 | 0.17661 | 0.17661 | 0.17661 | 0.17661 | 0.17661 | 0.17661 | 0.17661 | 0.17661 | 0.17661 | 0.17661 | 0.17661 | 0.17661 | 0.17661 | 0.17661 | 0.17661 | 0.17661 | 0.17661 | 0.17661 | 0.17661 | 0.17661 | 0.17661 | 0.17661 | 0.17661 | 0.17661 | 0.17661 | 0.17661 | 0.17661 | 0.17661 | 0.17661
F8_Residential_Multi-Family Moderate Income_Existing_Miscellaneous_Natural Gas_Pool Heater_Baseline Forecast | F8 | Residential | Multi-Family Moderate Income | Existing | Miscellaneous | Natural Gas | Pool Heater | Baseline Forecast | Avg. Replacement Winter Demand (kW) | 0.0068125 | 0.0066091 | 0.0067461 | 0.0073588 | 0.0073588 | 0.0073588 | 0.0073588 | 0.0073588 | 0.0073588 | 0.0073588 | 0.0073588 | 0.0073588 | 0.0073588 | 0.0073588 | 0.0073588 | 0.0073588 | 0.0073588 | 0.0073588 | 0.0073588 | 0.0073588 | 0.0073588 | 0.0073588 | 0.0073588 | 0.0073588 | 0.0073588 | 0.0073588 | 0.0073588 | 0.0073588 | 0.0073588 | 0.0073588 | 0.0073588 | 0.0073588 | 0.0073588
F1_Residential_Multi-Family Moderate Income_Existing_Miscellaneous_Natural Gas_Miscellaneous_Baseline Forecast | F1 | Residential | Multi-Family Moderate Income | Existing | Miscellaneous | Natural Gas | Miscellaneous | Baseline Forecast | Units | 4744.2574 | 4781.3594 | 4818.4614 | 4747.6894 | 4638.9741 | 4579.103 | 4523.333 | 4469.8916 | 4419.5909 | 4371.2589 | 4323.7275 | 4277.0186 | 4230.8773 | 4185.0524 | 4139.7139 | 4094.7676 | 4050.1659 | 4005.6353 | 3961.1991 | 3917.1331 | 3873.4423 | 3830.1394 | 3787.0778 | 3744.2898 | 3701.9416 | 3660.0399 | 3618.5866 | 3577.529 | 3536.8759 | 3496.6941 | 3456.9797 | 3417.7367 | 3378.9392
F2_Residential_Multi-Family Moderate Income_Existing_Miscellaneous_Natural Gas_Miscellaneous_Baseline Forecast | F2 | Residential | Multi-Family Moderate Income | Existing | Miscellaneous | Natural Gas | Miscellaneous | Baseline Forecast | Usage (MMtherm) | 0.026879 | 0.026281 | 0.027033 | 0.029055 | 0.02839 | 0.028024 | 0.027682 | 0.027355 | 0.027048 | 0.026752 | 0.026461 | 0.026175 | 0.025893 | 0.025612 | 0.025335 | 0.02506 | 0.024787 | 0.024514 | 0.024242 | 0.023973 | 0.023705 | 0.02344 | 0.023177 | 0.022915 | 0.022656 | 0.022399 | 0.022145 | 0.021894 | 0.021645 | 0.021399 | 0.021156 | 0.020916 | 0.020679
F3_Residential_Multi-Family Moderate Income_Existing_Miscellaneous_Natural Gas_Miscellaneous_Baseline Forecast | F3 | Residential | Multi-Family Moderate Income | Existing | Miscellaneous | Natural Gas | Miscellaneous | Baseline Forecast | Summer Peak Demand (MW) | 0.073641 | 0.072001 | 0.074064 | 0.079604 | 0.077781 | 0.076777 | 0.075842 | 0.074946 | 0.074103 | 0.073293 | 0.072496 | 0.071712 | 0.070939 | 0.07017 | 0.06941 | 0.068657 | 0.067909 | 0.067162 | 0.066417 | 0.065678 | 0.064946 | 0.06422 | 0.063498 | 0.06278 | 0.06207 | 0.061368 | 0.060673 | 0.059984 | 0.059302 | 0.058629 | 0.057963 | 0.057305 | 0.056654
F4_Residential_Multi-Family Moderate Income_Existing_Miscellaneous_Natural Gas_Miscellaneous_Baseline Forecast | F4 | Residential | Multi-Family Moderate Income | Existing | Miscellaneous | Natural Gas | Miscellaneous | Baseline Forecast | Winter Peak Demand (MW) | 0.0030684 | 0.0030001 | 0.003086 | 0.0033168 | 0.0032409 | 0.0031991 | 0.0031601 | 0.0031228 | 0.0030876 | 0.0030539 | 0.0030206 | 0.002988 | 0.0029558 | 0.0029238 | 0.0028921 | 0.0028607 | 0.0028295 | 0.0027984 | 0.0027674 | 0.0027366 | 0.0027061 | 0.0026758 | 0.0026457 | 0.0026158 | 0.0025863 | 0.002557 | 0.002528 | 0.0024993 | 0.0024709 | 0.0024429 | 0.0024151 | 0.0023877 | 0.0023606
F5_Residential_Multi-Family Moderate Income_Existing_Miscellaneous_Natural Gas_Miscellaneous_Baseline Forecast | F5 | Residential | Multi-Family Moderate Income | Existing | Miscellaneous | Natural Gas | Miscellaneous | Baseline Forecast | Turnover | 0 | 300.6718 | 362.1715 | 370.7919 | 403.4185 | 432.0341 | 454.6141 | 420.856 | 402.1318 | 388.344 | 382.7684 | 382.7832 | 386.4149 | 457.079 | 454.2961 | 438.4551 | 431.1765 | 423.3693 | 415.9959 | 407.1672 | 402.9459 | 398.0913 | 394.8771 | 392.318 | 389.9242 | 402.9347 | 395.244 | 384.9457 | 377.9976 | 371.7349 | 366.2958 | 363.4684 | 361.0413
F6_Residential_Multi-Family Moderate Income_Existing_Miscellaneous_Natural Gas_Miscellaneous_Baseline Forecast | F6 | Residential | Multi-Family Moderate Income | Existing | Miscellaneous | Natural Gas | Miscellaneous | Baseline Forecast | Avg. Replacement Usage (kWh) | 5.6656 | 5.4965 | 5.6104 | 6.1199 | 6.1199 | 6.1199 | 6.1199 | 6.1199 | 6.1199 | 6.1199 | 6.1199 | 6.1199 | 6.1199 | 6.1199 | 6.1199 | 6.1199 | 6.1199 | 6.1199 | 6.1199 | 6.1199 | 6.1199 | 6.1199 | 6.1199 | 6.1199 | 6.1199 | 6.1199 | 6.1199 | 6.1199 | 6.1199 | 6.1199 | 6.1199 | 6.1199 | 6.1199
F7_Residential_Multi-Family Moderate Income_Existing_Miscellaneous_Natural Gas_Miscellaneous_Baseline Forecast | F7 | Residential | Multi-Family Moderate Income | Existing | Miscellaneous | Natural Gas | Miscellaneous | Baseline Forecast | Avg. Replacement Summer Demand (kW) | 0.015522 | 0.015059 | 0.015371 | 0.016767 | 0.016767 | 0.016767 | 0.016767 | 0.016767 | 0.016767 | 0.016767 | 0.016767 | 0.016767 | 0.016767 | 0.016767 | 0.016767 | 0.016767 | 0.016767 | 0.016767 | 0.016767 | 0.016767 | 0.016767 | 0.016767 | 0.016767 | 0.016767 | 0.016767 | 0.016767 | 0.016767 | 0.016767 | 0.016767 | 0.016767 | 0.016767 | 0.016767 | 0.016767
F8_Residential_Multi-Family Moderate Income_Existing_Miscellaneous_Natural Gas_Miscellaneous_Baseline Forecast | F8 | Residential | Multi-Family Moderate Income | Existing | Miscellaneous | Natural Gas | Miscellaneous | Baseline Forecast | Avg. Replacement Winter Demand (kW) | 0.00064676 | 0.00062745 | 0.00064045 | 0.00069862 | 0.00069862 | 0.00069862 | 0.00069862 | 0.00069862 | 0.00069862 | 0.00069862 | 0.00069862 | 0.00069862 | 0.00069862 | 0.00069862 | 0.00069862 | 0.00069862 | 0.00069862 | 0.00069862 | 0.00069862 | 0.00069862 | 0.00069862 | 0.00069862 | 0.00069862 | 0.00069862 | 0.00069862 | 0.00069862 | 0.00069862 | 0.00069862 | 0.00069862 | 0.00069862 | 0.00069862 | 0.00069862 | 0.00069862
F1_Residential_Multi-Family Moderate Income_New_Space Heating_Natural Gas_Furnace_Baseline Forecast | F1 | Residential | Multi-Family Moderate Income | New | Space Heating | Natural Gas | Furnace | Baseline Forecast | Units | 0 | 0 | 0 | 0 | 0 | 0 | 0 | 0 | 0 | 0 | 0 | 0 | 0 | 0 | 0 | 0 | 0 | 0 | 0 | 0 | 0 | 0 | 0 | 0 | 0 | 0 | 0 | 0 | 0 | 0 | 0 | 0 | 0
F2_Residential_Multi-Family Moderate Income_New_Space Heating_Natural Gas_Furnace_Baseline Forecast | F2 | Residential | Multi-Family Moderate Income | New | Space Heating | Natural Gas | Furnace | Baseline Forecast | Usage (MMtherm) | 0 | 0 | 0 | 0 | 0 | 0 | 0 | 0 | 0 | 0 | 0 | 0 | 0 | 0 | 0 | 0 | 0 | 0 | 0 | 0 | 0 | 0 | 0 | 0 | 0 | 0 | 0 | 0 | 0 | 0 | 0 | 0 | 0
F3_Residential_Multi-Family Moderate Income_New_Space Heating_Natural Gas_Furnace_Baseline Forecast | F3 | Residential | Multi-Family Moderate Income | New | Space Heating | Natural Gas | Furnace | Baseline Forecast | Summer Peak Demand (MW) | 0 | 0 | 0 | 0 | 0 | 0 | 0 | 0 | 0 | 0 | 0 | 0 | 0 | 0 | 0 | 0 | 0 | 0 | 0 | 0 | 0 | 0 | 0 | 0 | 0 | 0 | 0 | 0 | 0 | 0 | 0 | 0 | 0
F4_Residential_Multi-Family Moderate Income_New_Space Heating_Natural Gas_Furnace_Baseline Forecast | F4 | Residential | Multi-Family Moderate Income | New | Space Heating | Natural Gas | Furnace | Baseline Forecast | Winter Peak Demand (MW) | 0 | 0 | 0 | 0 | 0 | 0 | 0 | 0 | 0 | 0 | 0 | 0 | 0 | 0 | 0 | 0 | 0 | 0 | 0 | 0 | 0 | 0 | 0 | 0 | 0 | 0 | 0 | 0 | 0 | 0 | 0 | 0 | 0
F5_Residential_Multi-Family Moderate Income_New_Space Heating_Natural Gas_Furnace_Baseline Forecast | F5 | Residential | Multi-Family Moderate Income | New | Space Heating | Natural Gas | Furnace | Baseline Forecast | Turnover | 0 | 0 | 0 | 0 | 0 | 0 | 0 | 0 | 0 | 0 | 0 | 0 | 0 | 0 | 0 | 0 | 0 | 0 | 0 | 0 | 0 | 0 | 0 | 0 | 0 | 0 | 0 | 0 | 0 | 0 | 0 | 0 | 0
F6_Residential_Multi-Family Moderate Income_New_Space Heating_Natural Gas_Furnace_Baseline Forecast | F6 | Residential | Multi-Family Moderate Income | New | Space Heating | Natural Gas | Furnace | Baseline Forecast | Avg. Replacement Usage (kWh) | 310.6443 | 301.3712 | 305.986 | 332.0012 | 330.2256 | 175.9643 | 175.0118 | 174.0604 | 173.1089 | 172.1583 | 171.2059 | 170.2545 | 169.3032 | 168.3526 | 167.4003 | 166.4492 | 165.4979 | 164.5478 | 163.5955 | 162.6442 | 161.6928 | 160.7443 | 159.7918 | 158.8411 | 157.8901 | 156.9417 | 155.9891 | 155.0388 | 154.0881 | 153.1385 | 152.1864 | 151.2355 | 151.2355
F7_Residential_Multi-Family Moderate Income_New_Space Heating_Natural Gas_Furnace_Baseline Forecast | F7 | Residential | Multi-Family Moderate Income | New | Space Heating | Natural Gas | Furnace | Baseline Forecast | Avg. Replacement Summer Demand (kW) | 5.4673 | 5.3041 | 5.3854 | 5.8432 | 5.812 | 3.097 | 3.0802 | 3.0635 | 3.0467 | 3.03 | 3.0132 | 2.9965 | 2.9797 | 2.963 | 2.9462 | 2.9295 | 2.9128 | 2.896 | 2.8793 | 2.8625 | 2.8458 | 2.8291 | 2.8123 | 2.7956 | 2.7789 | 2.7622 | 2.7454 | 2.7287 | 2.712 | 2.6952 | 2.6785 | 2.6617 | 2.6617
F8_Residential_Multi-Family Moderate Income_New_Space Heating_Natural Gas_Furnace_Baseline Forecast | F8 | Residential | Multi-Family Moderate Income | New | Space Heating | Natural Gas | Furnace | Baseline Forecast | Avg. Replacement Winter Demand (kW) | 0.31686 | 0.3074 | 0.31211 | 0.33864 | 0.33683 | 0.17948 | 0.17851 | 0.17754 | 0.17657 | 0.1756 | 0.17463 | 0.17366 | 0.17269 | 0.17172 | 0.17075 | 0.16978 | 0.16881 | 0.16784 | 0.16687 | 0.1659 | 0.16493 | 0.16396 | 0.16299 | 0.16202 | 0.16105 | 0.16008 | 0.15911 | 0.15814 | 0.15717 | 0.1562 | 0.15523 | 0.15426 | 0.15426
F1_Residential_Multi-Family Moderate Income_New_Space Heating_Natural Gas_Boiler_Baseline Forecast | F1 | Residential | Multi-Family Moderate Income | New | Space Heating | Natural Gas | Boiler | Baseline Forecast | Units | 0 | 0 | 0 | 0 | 0 | 0 | 0 | 0 | 0 | 0 | 0 | 0 | 0 | 0 | 0 | 0 | 0 | 0 | 0 | 0 | 0 | 0 | 0 | 0 | 0 | 0 | 0 | 0 | 0 | 0 | 0 | 0 | 0
F2_Residential_Multi-Family Moderate Income_New_Space Heating_Natural Gas_Boiler_Baseline Forecast | F2 | Residential | Multi-Family Moderate Income | New | Space Heating | Natural Gas | Boiler | Baseline Forecast | Usage (MMtherm) | 0 | 0 | 0 | 0 | 0 | 0 | 0 | 0 | 0 | 0 | 0 | 0 | 0 | 0 | 0 | 0 | 0 | 0 | 0 | 0 | 0 | 0 | 0 | 0 | 0 | 0 | 0 | 0 | 0 | 0 | 0 | 0 | 0
F3_Residential_Multi-Family Moderate Income_New_Space Heating_Natural Gas_Boiler_Baseline Forecast | F3 | Residential | Multi-Family Moderate Income | New | Space Heating | Natural Gas | Boiler | Baseline Forecast | Summer Peak Demand (MW) | 0 | 0 | 0 | 0 | 0 | 0 | 0 | 0 | 0 | 0 | 0 | 0 | 0 | 0 | 0 | 0 | 0 | 0 | 0 | 0 | 0 | 0 | 0 | 0 | 0 | 0 | 0 | 0 | 0 | 0 | 0 | 0 | 0
F4_Residential_Multi-Family Moderate Income_New_Space Heating_Natural Gas_Boiler_Baseline Forecast | F4 | Residential | Multi-Family Moderate Income | New | Space Heating | Natural Gas | Boiler | Baseline Forecast | Winter Peak Demand (MW) | 0 | 0 | 0 | 0 | 0 | 0 | 0 | 0 | 0 | 0 | 0 | 0 | 0 | 0 | 0 | 0 | 0 | 0 | 0 | 0 | 0 | 0 | 0 | 0 | 0 | 0 | 0 | 0 | 0 | 0 | 0 | 0 | 0
F5_Residential_Multi-Family Moderate Income_New_Space Heating_Natural Gas_Boiler_Baseline Forecast | F5 | Residential | Multi-Family Moderate Income | New | Space Heating | Natural Gas | Boiler | Baseline Forecast | Turnover | 0 | 0 | 0 | 0 | 0 | 0 | 0 | 0 | 0 | 0 | 0 | 0 | 0 | 0 | 0 | 0 | 0 | 0 | 0 | 0 | 0 | 0 | 0 | 0 | 0 | 0 | 0 | 0 | 0 | 0 | 0 | 0 | 0
F6_Residential_Multi-Family Moderate Income_New_Space Heating_Natural Gas_Boiler_Baseline Forecast | F6 | Residential | Multi-Family Moderate Income | New | Space Heating | Natural Gas | Boiler | Baseline Forecast | Avg. Replacement Usage (kWh) | 160.6124 | 155.8179 | 154.0973 | 167.1984 | 166.3048 | 91.7097 | 91.2133 | 90.7175 | 90.2217 | 89.7263 | 89.23 | 88.7341 | 88.2383 | 87.7428 | 87.2463 | 86.7504 | 86.2544 | 85.7591 | 85.2626 | 84.7665 | 84.2705 | 83.7761 | 83.2796 | 82.784 | 82.2882 | 81.7938 | 81.2972 | 80.8018 | 80.3061 | 79.811 | 79.3147 | 78.8189 | 78.8187
F7_Residential_Multi-Family Moderate Income_New_Space Heating_Natural Gas_Boiler_Baseline Forecast | F7 | Residential | Multi-Family Moderate Income | New | Space Heating | Natural Gas | Boiler | Baseline Forecast | Avg. Replacement Summer Demand (kW) | 2.8268 | 2.7424 | 2.7121 | 2.9427 | 2.927 | 1.6141 | 1.6054 | 1.5966 | 1.5879 | 1.5792 | 1.5704 | 1.5617 | 1.553 | 1.5443 | 1.5355 | 1.5268 | 1.5181 | 1.5094 | 1.5006 | 1.4919 | 1.4832 | 1.4745 | 1.4657 | 1.457 | 1.4483 | 1.4396 | 1.4308 | 1.4221 | 1.4134 | 1.4047 | 1.3959 | 1.3872 | 1.3872
F8_Residential_Multi-Family Moderate Income_New_Space Heating_Natural Gas_Boiler_Baseline Forecast | F8 | Residential | Multi-Family Moderate Income | New | Space Heating | Natural Gas | Boiler | Baseline Forecast | Avg. Replacement Winter Demand (kW) | 0.16382 | 0.15893 | 0.15718 | 0.17054 | 0.16963 | 0.093544 | 0.093038 | 0.092532 | 0.092026 | 0.091521 | 0.091015 | 0.090509 | 0.090003 | 0.089498 | 0.088991 | 0.088485 | 0.08798 | 0.087474 | 0.086968 | 0.086462 | 0.085956 | 0.085452 | 0.084945 | 0.08444 | 0.083934 | 0.08343 | 0.082923 | 0.082418 | 0.081912 | 0.081407 | 0.080901 | 0.080395 | 0.080395
F1_Residential_Multi-Family Moderate Income_New_Secondary Heating_Natural Gas_Fireplace_Baseline Forecast | F1 | Residential | Multi-Family Moderate Income | New | Secondary Heating | Natural Gas | Fireplace | Baseline Forecast | Units | 0 | 0 | 0 | 0 | 0 | 0 | 0 | 0 | 0 | 0 | 0 | 0 | 0 | 0 | 0 | 0 | 0 | 0 | 0 | 0 | 0 | 0 | 0 | 0 | 0 | 0 | 0 | 0 | 0 | 0 | 0 | 0 | 0
F2_Residential_Multi-Family Moderate Income_New_Secondary Heating_Natural Gas_Fireplace_Baseline Forecast | F2 | Residential | Multi-Family Moderate Income | New | Secondary Heating | Natural Gas | Fireplace | Baseline Forecast | Usage (MMtherm) | 0 | 0 | 0 | 0 | 0 | 0 | 0 | 0 | 0 | 0 | 0 | 0 | 0 | 0 | 0 | 0 | 0 | 0 | 0 | 0 | 0 | 0 | 0 | 0 | 0 | 0 | 0 | 0 | 0 | 0 | 0 | 0 | 0
F3_Residential_Multi-Family Moderate Income_New_Secondary Heating_Natural Gas_Fireplace_Baseline Forecast | F3 | Residential | Multi-Family Moderate Income | New | Secondary Heating | Natural Gas | Fireplace | Baseline Forecast | Summer Peak Demand (MW) | 0 | 0 | 0 | 0 | 0 | 0 | 0 | 0 | 0 | 0 | 0 | 0 | 0 | 0 | 0 | 0 | 0 | 0 | 0 | 0 | 0 | 0 | 0 | 0 | 0 | 0 | 0 | 0 | 0 | 0 | 0 | 0 | 0
F4_Residential_Multi-Family Moderate Income_New_Secondary Heating_Natural Gas_Fireplace_Baseline Forecast | F4 | Residential | Multi-Family Moderate Income | New | Secondary Heating | Natural Gas | Fireplace | Baseline Forecast | Winter Peak Demand (MW) | 0 | 0 | 0 | 0 | 0 | 0 | 0 | 0 | 0 | 0 | 0 | 0 | 0 | 0 | 0 | 0 | 0 | 0 | 0 | 0 | 0 | 0 | 0 | 0 | 0 | 0 | 0 | 0 | 0 | 0 | 0 | 0 | 0
F5_Residential_Multi-Family Moderate Income_New_Secondary Heating_Natural Gas_Fireplace_Baseline Forecast | F5 | Residential | Multi-Family Moderate Income | New | Secondary Heating | Natural Gas | Fireplace | Baseline Forecast | Turnover | 0 | 0 | 0 | 0 | 0 | 0 | 0 | 0 | 0 | 0 | 0 | 0 | 0 | 0 | 0 | 0 | 0 | 0 | 0 | 0 | 0 | 0 | 0 | 0 | 0 | 0 | 0 | 0 | 0 | 0 | 0 | 0 | 0
F6_Residential_Multi-Family Moderate Income_New_Secondary Heating_Natural Gas_Fireplace_Baseline Forecast | F6 | Residential | Multi-Family Moderate Income | New | Secondary Heating | Natural Gas | Fireplace | Baseline Forecast | Avg. Replacement Usage (kWh) | 57.3276 | 55.6163 | 56.6182 | 61.5961 | 61.4312 | 61.2659 | 61.0999 | 60.9336 | 60.7668 | 60.5997 | 60.4319 | 60.2637 | 60.0951 | 59.9262 | 59.7564 | 59.5864 | 59.4159 | 59.2451 | 59.0734 | 58.9014 | 58.7289 | 58.5564 | 58.3827 | 58.2087 | 58.0342 | 57.8597 | 57.6838 | 57.5078 | 57.3312 | 57.1543 | 56.9763 | 56.7981 | 56.7981
F7_Residential_Multi-Family Moderate Income_New_Secondary Heating_Natural Gas_Fireplace_Baseline Forecast | F7 | Residential | Multi-Family Moderate Income | New | Secondary Heating | Natural Gas | Fireplace | Baseline Forecast | Avg. Replacement Summer Demand (kW) | 0.50778 | 0.49262 | 0.5015 | 0.54559 | 0.54413 | 0.54266 | 0.54119 | 0.53972 | 0.53824 | 0.53676 | 0.53528 | 0.53379 | 0.53229 | 0.5308 | 0.52929 | 0.52779 | 0.52628 | 0.52476 | 0.52324 | 0.52172 | 0.52019 | 0.51866 | 0.51713 | 0.51558 | 0.51404 | 0.51249 | 0.51094 | 0.50938 | 0.50781 | 0.50624 | 0.50467 | 0.50309 | 0.50309
F8_Residential_Multi-Family Moderate Income_New_Secondary Heating_Natural Gas_Fireplace_Baseline Forecast | F8 | Residential | Multi-Family Moderate Income | New | Secondary Heating | Natural Gas | Fireplace | Baseline Forecast | Avg. Replacement Winter Demand (kW) | 0.029428 | 0.02855 | 0.029064 | 0.031619 | 0.031535 | 0.03145 | 0.031365 | 0.031279 | 0.031194 | 0.031108 | 0.031022 | 0.030935 | 0.030849 | 0.030762 | 0.030675 | 0.030588 | 0.0305 | 0.030412 | 0.030324 | 0.030236 | 0.030148 | 0.030059 | 0.02997 | 0.02988 | 0.029791 | 0.029701 | 0.029611 | 0.029521 | 0.02943 | 0.029339 | 0.029248 | 0.029156 | 0.029156
F1_Residential_Multi-Family Moderate Income_New_Water Heating_Natural Gas_Water Heater (<= 55 gal)_Baseline Forecast | F1 | Residential | Multi-Family Moderate Income | New | Water Heating | Natural Gas | Water Heater (<= 55 gal) | Baseline Forecast | Units | 0 | 0 | 0 | 0 | 0 | 0 | 0 | 0 | 0 | 0 | 0 | 0 | 0 | 0 | 0 | 0 | 0 | 0 | 0 | 0 | 0 | 0 | 0 | 0 | 0 | 0 | 0 | 0 | 0 | 0 | 0 | 0 | 0
F2_Residential_Multi-Family Moderate Income_New_Water Heating_Natural Gas_Water Heater (<= 55 gal)_Baseline Forecast | F2 | Residential | Multi-Family Moderate Income | New | Water Heating | Natural Gas | Water Heater (<= 55 gal) | Baseline Forecast | Usage (MMtherm) | 0 | 0 | 0 | 0 | 0 | 0 | 0 | 0 | 0 | 0 | 0 | 0 | 0 | 0 | 0 | 0 | 0 | 0 | 0 | 0 | 0 | 0 | 0 | 0 | 0 | 0 | 0 | 0 | 0 | 0 | 0 | 0 | 0
F3_Residential_Multi-Family Moderate Income_New_Water Heating_Natural Gas_Water Heater (<= 55 gal)_Baseline Forecast | F3 | Residential | Multi-Family Moderate Income | New | Water Heating | Natural Gas | Water Heater (<= 55 gal) | Baseline Forecast | Summer Peak Demand (MW) | 0 | 0 | 0 | 0 | 0 | 0 | 0 | 0 | 0 | 0 | 0 | 0 | 0 | 0 | 0 | 0 | 0 | 0 | 0 | 0 | 0 | 0 | 0 | 0 | 0 | 0 | 0 | 0 | 0 | 0 | 0 | 0 | 0
F4_Residential_Multi-Family Moderate Income_New_Water Heating_Natural Gas_Water Heater (<= 55 gal)_Baseline Forecast | F4 | Residential | Multi-Family Moderate Income | New | Water Heating | Natural Gas | Water Heater (<= 55 gal) | Baseline Forecast | Winter Peak Demand (MW) | 0 | 0 | 0 | 0 | 0 | 0 | 0 | 0 | 0 | 0 | 0 | 0 | 0 | 0 | 0 | 0 | 0 | 0 | 0 | 0 | 0 | 0 | 0 | 0 | 0 | 0 | 0 | 0 | 0 | 0 | 0 | 0 | 0
F5_Residential_Multi-Family Moderate Income_New_Water Heating_Natural Gas_Water Heater (<= 55 gal)_Baseline Forecast | F5 | Residential | Multi-Family Moderate Income | New | Water Heating | Natural Gas | Water Heater (<= 55 gal) | Baseline Forecast | Turnover | 0 | 0 | 0 | 0 | 0 | 0 | 0 | 0 | 0 | 0 | 0 | 0 | 0 | 0 | 0 | 0 | 0 | 0 | 0 | 0 | 0 | 0 | 0 | 0 | 0 | 0 | 0 | 0 | 0 | 0 | 0 | 0 | 0
F6_Residential_Multi-Family Moderate Income_New_Water Heating_Natural Gas_Water Heater (<= 55 gal)_Baseline Forecast | F6 | Residential | Multi-Family Moderate Income | New | Water Heating | Natural Gas | Water Heater (<= 55 gal) | Baseline Forecast | Avg. Replacement Usage (kWh) | 123.0994 | 119.436 | 121.9395 | 133.0378 | 0 | 0 | 0 | 0 | 0 | 0 | 0 | 0 | 0 | 0 | 0 | 0 | 0 | 0 | 0 | 0 | 0 | 0 | 0 | 0 | 0 | 0 | 0 | 0 | 0 | 0 | 0 | 0 | 0
F7_Residential_Multi-Family Moderate Income_New_Water Heating_Natural Gas_Water Heater (<= 55 gal)_Baseline Forecast | F7 | Residential | Multi-Family Moderate Income | New | Water Heating | Natural Gas | Water Heater (<= 55 gal) | Baseline Forecast | Avg. Replacement Summer Demand (kW) | 0.40623 | 0.39414 | 0.4024 | 0.43902 | 0 | 0 | 0 | 0 | 0 | 0 | 0 | 0 | 0 | 0 | 0 | 0 | 0 | 0 | 0 | 0 | 0 | 0 | 0 | 0 | 0 | 0 | 0 | 0 | 0 | 0 | 0 | 0 | 0
F8_Residential_Multi-Family Moderate Income_New_Water Heating_Natural Gas_Water Heater (<= 55 gal)_Baseline Forecast | F8 | Residential | Multi-Family Moderate Income | New | Water Heating | Natural Gas | Water Heater (<= 55 gal) | Baseline Forecast | Avg. Replacement Winter Demand (kW) | 0.031976 | 0.031024 | 0.031674 | 0.034557 | 0 | 0 | 0 | 0 | 0 | 0 | 0 | 0 | 0 | 0 | 0 | 0 | 0 | 0 | 0 | 0 | 0 | 0 | 0 | 0 | 0 | 0 | 0 | 0 | 0 | 0 | 0 | 0 | 0
F1_Residential_Multi-Family Moderate Income_New_Water Heating_Natural Gas_Water Heater (> 55 gal)_Baseline Forecast | F1 | Residential | Multi-Family Moderate Income | New | Water Heating | Natural Gas | Water Heater (> 55 gal) | Baseline Forecast | Units | 0 | 0 | 0 | 0 | 0 | 0 | 0 | 0 | 0 | 0 | 0 | 0 | 0 | 0 | 0 | 0 | 0 | 0 | 0 | 0 | 0 | 0 | 0 | 0 | 0 | 0 | 0 | 0 | 0 | 0 | 0 | 0 | 0
F2_Residential_Multi-Family Moderate Income_New_Water Heating_Natural Gas_Water Heater (> 55 gal)_Baseline Forecast | F2 | Residential | Multi-Family Moderate Income | New | Water Heating | Natural Gas | Water Heater (> 55 gal) | Baseline Forecast | Usage (MMtherm) | 0 | 0 | 0 | 0 | 0 | 0 | 0 | 0 | 0 | 0 | 0 | 0 | 0 | 0 | 0 | 0 | 0 | 0 | 0 | 0 | 0 | 0 | 0 | 0 | 0 | 0 | 0 | 0 | 0 | 0 | 0 | 0 | 0
F3_Residential_Multi-Family Moderate Income_New_Water Heating_Natural Gas_Water Heater (> 55 gal)_Baseline Forecast | F3 | Residential | Multi-Family Moderate Income | New | Water Heating | Natural Gas | Water Heater (> 55 gal) | Baseline Forecast | Summer Peak Demand (MW) | 0 | 0 | 0 | 0 | 0 | 0 | 0 | 0 | 0 | 0 | 0 | 0 | 0 | 0 | 0 | 0 | 0 | 0 | 0 | 0 | 0 | 0 | 0 | 0 | 0 | 0 | 0 | 0 | 0 | 0 | 0 | 0 | 0
F4_Residential_Multi-Family Moderate Income_New_Water Heating_Natural Gas_Water Heater (> 55 gal)_Baseline Forecast | F4 | Residential | Multi-Family Moderate Income | New | Water Heating | Natural Gas | Water Heater (> 55 gal) | Baseline Forecast | Winter Peak Demand (MW) | 0 | 0 | 0 | 0 | 0 | 0 | 0 | 0 | 0 | 0 | 0 | 0 | 0 | 0 | 0 | 0 | 0 | 0 | 0 | 0 | 0 | 0 | 0 | 0 | 0 | 0 | 0 | 0 | 0 | 0 | 0 | 0 | 0
F5_Residential_Multi-Family Moderate Income_New_Water Heating_Natural Gas_Water Heater (> 55 gal)_Baseline Forecast | F5 | Residential | Multi-Family Moderate Income | New | Water Heating | Natural Gas | Water Heater (> 55 gal) | Baseline Forecast | Turnover | 0 | 0 | 0 | 0 | 0 | 0 | 0 | 0 | 0 | 0 | 0 | 0 | 0 | 0 | 0 | 0 | 0 | 0 | 0 | 0 | 0 | 0 | 0 | 0 | 0 | 0 | 0 | 0 | 0 | 0 | 0 | 0 | 0
F6_Residential_Multi-Family Moderate Income_New_Water Heating_Natural Gas_Water Heater (> 55 gal)_Baseline Forecast | F6 | Residential | Multi-Family Moderate Income | New | Water Heating | Natural Gas | Water Heater (> 55 gal) | Baseline Forecast | Avg. Replacement Usage (kWh) | 131.5406 | 127.6171 | 130.2694 | 142.1075 | 0 | 0 | 0 | 0 | 0 | 0 | 0 | 0 | 0 | 0 | 0 | 0 | 0 | 0 | 0 | 0 | 0 | 0 | 0 | 0 | 0 | 0 | 0 | 0 | 0 | 0 | 0 | 0 | 0
F7_Residential_Multi-Family Moderate Income_New_Water Heating_Natural Gas_Water Heater (> 55 gal)_Baseline Forecast | F7 | Residential | Multi-Family Moderate Income | New | Water Heating | Natural Gas | Water Heater (> 55 gal) | Baseline Forecast | Avg. Replacement Summer Demand (kW) | 0.43408 | 0.42114 | 0.42989 | 0.46895 | 0 | 0 | 0 | 0 | 0 | 0 | 0 | 0 | 0 | 0 | 0 | 0 | 0 | 0 | 0 | 0 | 0 | 0 | 0 | 0 | 0 | 0 | 0 | 0 | 0 | 0 | 0 | 0 | 0
F8_Residential_Multi-Family Moderate Income_New_Water Heating_Natural Gas_Water Heater (> 55 gal)_Baseline Forecast | F8 | Residential | Multi-Family Moderate Income | New | Water Heating | Natural Gas | Water Heater (> 55 gal) | Baseline Forecast | Avg. Replacement Winter Demand (kW) | 0.034168 | 0.033149 | 0.033838 | 0.036913 | 0 | 0 | 0 | 0 | 0 | 0 | 0 | 0 | 0 | 0 | 0 | 0 | 0 | 0 | 0 | 0 | 0 | 0 | 0 | 0 | 0 | 0 | 0 | 0 | 0 | 0 | 0 | 0 | 0
F1_Residential_Multi-Family Moderate Income_New_Appliances_Natural Gas_Clothes Dryer_Baseline Forecast | F1 | Residential | Multi-Family Moderate Income | New | Appliances | Natural Gas | Clothes Dryer | Baseline Forecast | Units | 0 | 0 | 0 | 0 | 0 | 0 | 0 | 0 | 0 | 0 | 0 | 0 | 0 | 0 | 0 | 0 | 0 | 0 | 0 | 0 | 0 | 0 | 0 | 0 | 0 | 0 | 0 | 0 | 0 | 0 | 0 | 0 | 0
F2_Residential_Multi-Family Moderate Income_New_Appliances_Natural Gas_Clothes Dryer_Baseline Forecast | F2 | Residential | Multi-Family Moderate Income | New | Appliances | Natural Gas | Clothes Dryer | Baseline Forecast | Usage (MMtherm) | 0 | 0 | 0 | 0 | 0 | 0 | 0 | 0 | 0 | 0 | 0 | 0 | 0 | 0 | 0 | 0 | 0 | 0 | 0 | 0 | 0 | 0 | 0 | 0 | 0 | 0 | 0 | 0 | 0 | 0 | 0 | 0 | 0
F3_Residential_Multi-Family Moderate Income_New_Appliances_Natural Gas_Clothes Dryer_Baseline Forecast | F3 | Residential | Multi-Family Moderate Income | New | Appliances | Natural Gas | Clothes Dryer | Baseline Forecast | Summer Peak Demand (MW) | 0 | 0 | 0 | 0 | 0 | 0 | 0 | 0 | 0 | 0 | 0 | 0 | 0 | 0 | 0 | 0 | 0 | 0 | 0 | 0 | 0 | 0 | 0 | 0 | 0 | 0 | 0 | 0 | 0 | 0 | 0 | 0 | 0
F4_Residential_Multi-Family Moderate Income_New_Appliances_Natural Gas_Clothes Dryer_Baseline Forecast | F4 | Residential | Multi-Family Moderate Income | New | Appliances | Natural Gas | Clothes Dryer | Baseline Forecast | Winter Peak Demand (MW) | 0 | 0 | 0 | 0 | 0 | 0 | 0 | 0 | 0 | 0 | 0 | 0 | 0 | 0 | 0 | 0 | 0 | 0 | 0 | 0 | 0 | 0 | 0 | 0 | 0 | 0 | 0 | 0 | 0 | 0 | 0 | 0 | 0
F5_Residential_Multi-Family Moderate Income_New_Appliances_Natural Gas_Clothes Dryer_Baseline Forecast | F5 | Residential | Multi-Family Moderate Income | New | Appliances | Natural Gas | Clothes Dryer | Baseline Forecast | Turnover | 0 | 0 | 0 | 0 | 0 | 0 | 0 | 0 | 0 | 0 | 0 | 0 | 0 | 0 | 0 | 0 | 0 | 0 | 0 | 0 | 0 | 0 | 0 | 0 | 0 | 0 | 0 | 0 | 0 | 0 | 0 | 0 | 0
F6_Residential_Multi-Family Moderate Income_New_Appliances_Natural Gas_Clothes Dryer_Baseline Forecast | F6 | Residential | Multi-Family Moderate Income | New | Appliances | Natural Gas | Clothes Dryer | Baseline Forecast | Avg. Replacement Usage (kWh) | 12.0543 | 11.6944 | 11.9367 | 13.0209 | 13.0209 | 13.0209 | 13.0209 | 13.0208 | 13.0208 | 13.0207 | 13.0207 | 13.0207 | 13.0206 | 13.0206 | 13.0205 | 13.0205 | 13.0205 | 13.0204 | 13.0204 | 13.0203 | 13.0203 | 13.0203 | 13.0202 | 13.0202 | 13.0202 | 13.0202 | 13.0202 | 13.0202 | 13.0202 | 13.0202 | 13.0202 | 13.0202 | 13.0202
F7_Residential_Multi-Family Moderate Income_New_Appliances_Natural Gas_Clothes Dryer_Baseline Forecast | F7 | Residential | Multi-Family Moderate Income | New | Appliances | Natural Gas | Clothes Dryer | Baseline Forecast | Avg. Replacement Summer Demand (kW) | 0.033025 | 0.03204 | 0.032703 | 0.035674 | 0.035674 | 0.035674 | 0.035674 | 0.035673 | 0.035673 | 0.035673 | 0.035673 | 0.035673 | 0.035673 | 0.035673 | 0.035673 | 0.035673 | 0.035673 | 0.035672 | 0.035672 | 0.035672 | 0.035672 | 0.035672 | 0.035672 | 0.035672 | 0.035672 | 0.035672 | 0.035672 | 0.035672 | 0.035672 | 0.035672 | 0.035672 | 0.035672 | 0.035672
F8_Residential_Multi-Family Moderate Income_New_Appliances_Natural Gas_Clothes Dryer_Baseline Forecast | F8 | Residential | Multi-Family Moderate Income | New | Appliances | Natural Gas | Clothes Dryer | Baseline Forecast | Avg. Replacement Winter Demand (kW) | 0.0013761 | 0.001335 | 0.0013626 | 0.0014864 | 0.0014864 | 0.0014864 | 0.0014864 | 0.0014864 | 0.0014864 | 0.0014864 | 0.0014864 | 0.0014864 | 0.0014864 | 0.0014864 | 0.0014864 | 0.0014864 | 0.0014864 | 0.0014863 | 0.0014863 | 0.0014863 | 0.0014863 | 0.0014863 | 0.0014863 | 0.0014863 | 0.0014863 | 0.0014863 | 0.0014863 | 0.0014863 | 0.0014863 | 0.0014863 | 0.0014863 | 0.0014863 | 0.0014863
F1_Residential_Multi-Family Moderate Income_New_Appliances_Natural Gas_Stove/Oven_Baseline Forecast | F1 | Residential | Multi-Family Moderate Income | New | Appliances | Natural Gas | Stove/Oven | Baseline Forecast | Units | 0 | 0 | 0 | 0 | 0 | 0 | 0 | 0 | 0 | 0 | 0 | 0 | 0 | 0 | 0 | 0 | 0 | 0 | 0 | 0 | 0 | 0 | 0 | 0 | 0 | 0 | 0 | 0 | 0 | 0 | 0 | 0 | 0
F2_Residential_Multi-Family Moderate Income_New_Appliances_Natural Gas_Stove/Oven_Baseline Forecast | F2 | Residential | Multi-Family Moderate Income | New | Appliances | Natural Gas | Stove/Oven | Baseline Forecast | Usage (MMtherm) | 0 | 0 | 0 | 0 | 0 | 0 | 0 | 0 | 0 | 0 | 0 | 0 | 0 | 0 | 0 | 0 | 0 | 0 | 0 | 0 | 0 | 0 | 0 | 0 | 0 | 0 | 0 | 0 | 0 | 0 | 0 | 0 | 0
F3_Residential_Multi-Family Moderate Income_New_Appliances_Natural Gas_Stove/Oven_Baseline Forecast | F3 | Residential | Multi-Family Moderate Income | New | Appliances | Natural Gas | Stove/Oven | Baseline Forecast | Summer Peak Demand (MW) | 0 | 0 | 0 | 0 | 0 | 0 | 0 | 0 | 0 | 0 | 0 | 0 | 0 | 0 | 0 | 0 | 0 | 0 | 0 | 0 | 0 | 0 | 0 | 0 | 0 | 0 | 0 | 0 | 0 | 0 | 0 | 0 | 0
F4_Residential_Multi-Family Moderate Income_New_Appliances_Natural Gas_Stove/Oven_Baseline Forecast | F4 | Residential | Multi-Family Moderate Income | New | Appliances | Natural Gas | Stove/Oven | Baseline Forecast | Winter Peak Demand (MW) | 0 | 0 | 0 | 0 | 0 | 0 | 0 | 0 | 0 | 0 | 0 | 0 | 0 | 0 | 0 | 0 | 0 | 0 | 0 | 0 | 0 | 0 | 0 | 0 | 0 | 0 | 0 | 0 | 0 | 0 | 0 | 0 | 0
F5_Residential_Multi-Family Moderate Income_New_Appliances_Natural Gas_Stove/Oven_Baseline Forecast | F5 | Residential | Multi-Family Moderate Income | New | Appliances | Natural Gas | Stove/Oven | Baseline Forecast | Turnover | 0 | 0 | 0 | 0 | 0 | 0 | 0 | 0 | 0 | 0 | 0 | 0 | 0 | 0 | 0 | 0 | 0 | 0 | 0 | 0 | 0 | 0 | 0 | 0 | 0 | 0 | 0 | 0 | 0 | 0 | 0 | 0 | 0
F6_Residential_Multi-Family Moderate Income_New_Appliances_Natural Gas_Stove/Oven_Baseline Forecast | F6 | Residential | Multi-Family Moderate Income | New | Appliances | Natural Gas | Stove/Oven | Baseline Forecast | Avg. Replacement Usage (kWh) | 14.4391 | 14.0081 | 14.2982 | 15.5967 | 15.5968 | 15.5966 | 15.5961 | 15.5957 | 15.5953 | 15.5948 | 15.5944 | 15.594 | 15.5935 | 15.5931 | 15.5926 | 15.5922 | 15.5917 | 15.5912 | 15.5908 | 15.5903 | 15.5899 | 15.5895 | 15.5892 | 15.5889 | 15.5887 | 15.5886 | 15.5885 | 15.5885 | 15.5885 | 15.5885 | 15.5887 | 15.5889 | 15.5891
F7_Residential_Multi-Family Moderate Income_New_Appliances_Natural Gas_Stove/Oven_Baseline Forecast | F7 | Residential | Multi-Family Moderate Income | New | Appliances | Natural Gas | Stove/Oven | Baseline Forecast | Avg. Replacement Summer Demand (kW) | 0.051427 | 0.049892 | 0.050925 | 0.05555 | 0.05555 | 0.05555 | 0.055548 | 0.055547 | 0.055545 | 0.055543 | 0.055542 | 0.05554 | 0.055539 | 0.055537 | 0.055535 | 0.055534 | 0.055532 | 0.05553 | 0.055529 | 0.055527 | 0.055526 | 0.055524 | 0.055523 | 0.055522 | 0.055522 | 0.055521 | 0.055521 | 0.055521 | 0.055521 | 0.055521 | 0.055521 | 0.055522 | 0.055523
F8_Residential_Multi-Family Moderate Income_New_Appliances_Natural Gas_Stove/Oven_Baseline Forecast | F8 | Residential | Multi-Family Moderate Income | New | Appliances | Natural Gas | Stove/Oven | Baseline Forecast | Avg. Replacement Winter Demand (kW) | 0.010285 | 0.0099783 | 0.010185 | 0.01111 | 0.01111 | 0.01111 | 0.01111 | 0.011109 | 0.011109 | 0.011109 | 0.011108 | 0.011108 | 0.011108 | 0.011107 | 0.011107 | 0.011107 | 0.011106 | 0.011106 | 0.011106 | 0.011105 | 0.011105 | 0.011105 | 0.011105 | 0.011104 | 0.011104 | 0.011104 | 0.011104 | 0.011104 | 0.011104 | 0.011104 | 0.011104 | 0.011104 | 0.011105
F1_Residential_Multi-Family Moderate Income_New_Miscellaneous_Natural Gas_Pool Heater_Baseline Forecast | F1 | Residential | Multi-Family Moderate Income | New | Miscellaneous | Natural Gas | Pool Heater | Baseline Forecast | Units | 0 | 0 | 0 | 0 | 0 | 0 | 0 | 0 | 0 | 0 | 0 | 0 | 0 | 0 | 0 | 0 | 0 | 0 | 0 | 0 | 0 | 0 | 0 | 0 | 0 | 0 | 0 | 0 | 0 | 0 | 0 | 0 | 0
F2_Residential_Multi-Family Moderate Income_New_Miscellaneous_Natural Gas_Pool Heater_Baseline Forecast | F2 | Residential | Multi-Family Moderate Income | New | Miscellaneous | Natural Gas | Pool Heater | Baseline Forecast | Usage (MMtherm) | 0 | 0 | 0 | 0 | 0 | 0 | 0 | 0 | 0 | 0 | 0 | 0 | 0 | 0 | 0 | 0 | 0 | 0 | 0 | 0 | 0 | 0 | 0 | 0 | 0 | 0 | 0 | 0 | 0 | 0 | 0 | 0 | 0
F3_Residential_Multi-Family Moderate Income_New_Miscellaneous_Natural Gas_Pool Heater_Baseline Forecast | F3 | Residential | Multi-Family Moderate Income | New | Miscellaneous | Natural Gas | Pool Heater | Baseline Forecast | Summer Peak Demand (MW) | 0 | 0 | 0 | 0 | 0 | 0 | 0 | 0 | 0 | 0 | 0 | 0 | 0 | 0 | 0 | 0 | 0 | 0 | 0 | 0 | 0 | 0 | 0 | 0 | 0 | 0 | 0 | 0 | 0 | 0 | 0 | 0 | 0
F4_Residential_Multi-Family Moderate Income_New_Miscellaneous_Natural Gas_Pool Heater_Baseline Forecast | F4 | Residential | Multi-Family Moderate Income | New | Miscellaneous | Natural Gas | Pool Heater | Baseline Forecast | Winter Peak Demand (MW) | 0 | 0 | 0 | 0 | 0 | 0 | 0 | 0 | 0 | 0 | 0 | 0 | 0 | 0 | 0 | 0 | 0 | 0 | 0 | 0 | 0 | 0 | 0 | 0 | 0 | 0 | 0 | 0 | 0 | 0 | 0 | 0 | 0
F5_Residential_Multi-Family Moderate Income_New_Miscellaneous_Natural Gas_Pool Heater_Baseline Forecast | F5 | Residential | Multi-Family Moderate Income | New | Miscellaneous | Natural Gas | Pool Heater | Baseline Forecast | Turnover | 0 | 0 | 0 | 0 | 0 | 0 | 0 | 0 | 0 | 0 | 0 | 0 | 0 | 0 | 0 | 0 | 0 | 0 | 0 | 0 | 0 | 0 | 0 | 0 | 0 | 0 | 0 | 0 | 0 | 0 | 0 | 0 | 0
F6_Residential_Multi-Family Moderate Income_New_Miscellaneous_Natural Gas_Pool Heater_Baseline Forecast | F6 | Residential | Multi-Family Moderate Income | New | Miscellaneous | Natural Gas | Pool Heater | Baseline Forecast | Avg. Replacement Usage (kWh) | 59.6772 | 57.8958 | 59.0955 | 64.4629 | 64.4629 | 64.4629 | 64.4629 | 64.4629 | 64.4629 | 64.4629 | 64.4629 | 64.4629 | 64.4629 | 64.4629 | 64.4629 | 64.4629 | 64.4629 | 64.4629 | 64.4629 | 64.4629 | 64.4629 | 64.4629 | 64.4629 | 64.4629 | 64.4629 | 64.4629 | 64.4629 | 64.4629 | 64.4629 | 64.4629 | 64.4629 | 64.4629 | 64.4629
F7_Residential_Multi-Family Moderate Income_New_Miscellaneous_Natural Gas_Pool Heater_Baseline Forecast | F7 | Residential | Multi-Family Moderate Income | New | Miscellaneous | Natural Gas | Pool Heater | Baseline Forecast | Avg. Replacement Summer Demand (kW) | 0.1635 | 0.15862 | 0.16191 | 0.17661 | 0.17661 | 0.17661 | 0.17661 | 0.17661 | 0.17661 | 0.17661 | 0.17661 | 0.17661 | 0.17661 | 0.17661 | 0.17661 | 0.17661 | 0.17661 | 0.17661 | 0.17661 | 0.17661 | 0.17661 | 0.17661 | 0.17661 | 0.17661 | 0.17661 | 0.17661 | 0.17661 | 0.17661 | 0.17661 | 0.17661 | 0.17661 | 0.17661 | 0.17661
F8_Residential_Multi-Family Moderate Income_New_Miscellaneous_Natural Gas_Pool Heater_Baseline Forecast | F8 | Residential | Multi-Family Moderate Income | New | Miscellaneous | Natural Gas | Pool Heater | Baseline Forecast | Avg. Replacement Winter Demand (kW) | 0.0068125 | 0.0066091 | 0.0067461 | 0.0073588 | 0.0073588 | 0.0073588 | 0.0073588 | 0.0073588 | 0.0073588 | 0.0073588 | 0.0073588 | 0.0073588 | 0.0073588 | 0.0073588 | 0.0073588 | 0.0073588 | 0.0073588 | 0.0073588 | 0.0073588 | 0.0073588 | 0.0073588 | 0.0073588 | 0.0073588 | 0.0073588 | 0.0073588 | 0.0073588 | 0.0073588 | 0.0073588 | 0.0073588 | 0.0073588 | 0.0073588 | 0.0073588 | 0.0073588
F1_Residential_Multi-Family Moderate Income_New_Miscellaneous_Natural Gas_Miscellaneous_Baseline Forecast | F1 | Residential | Multi-Family Moderate Income | New | Miscellaneous | Natural Gas | Miscellaneous | Baseline Forecast | Units | 0 | 99.7641 | 245.2553 | 384.4355 | 515.1134 | 636.8595 | 756.8136 | 875.0215 | 990.8872 | 1105.2818 | 1219.056 | 1332.1946 | 1444.8955 | 1557.3529 | 1669.4241 | 1781.1715 | 1892.6237 | 2003.9861 | 2115.2386 | 2226.1771 | 2336.7913 | 2447.0733 | 2557.1289 | 2666.9433 | 2776.3884 | 2885.4586 | 2994.1465 | 3102.4989 | 3210.509 | 3318.1283 | 3425.3518 | 3532.1836 | 3642.3473
F2_Residential_Multi-Family Moderate Income_New_Miscellaneous_Natural Gas_Miscellaneous_Baseline Forecast | F2 | Residential | Multi-Family Moderate Income | New | Miscellaneous | Natural Gas | Miscellaneous | Baseline Forecast | Usage (MMtherm) | 0 | 0.00054835 | 0.001376 | 0.0023527 | 0.0031525 | 0.0038975 | 0.0046316 | 0.0053551 | 0.0060642 | 0.0067642 | 0.0074605 | 0.0081529 | 0.0088426 | 0.0095309 | 0.010217 | 0.010901 | 0.011583 | 0.012264 | 0.012945 | 0.013624 | 0.014301 | 0.014976 | 0.015649 | 0.016321 | 0.016991 | 0.017659 | 0.018324 | 0.018987 | 0.019648 | 0.020307 | 0.020963 | 0.021617 | 0.022291
F3_Residential_Multi-Family Moderate Income_New_Miscellaneous_Natural Gas_Miscellaneous_Baseline Forecast | F3 | Residential | Multi-Family Moderate Income | New | Miscellaneous | Natural Gas | Miscellaneous | Baseline Forecast | Summer Peak Demand (MW) | 0 | 0.0015023 | 0.0037698 | 0.0064458 | 0.0086369 | 0.010678 | 0.012689 | 0.014671 | 0.016614 | 0.018532 | 0.02044 | 0.022337 | 0.024226 | 0.026112 | 0.027991 | 0.029865 | 0.031733 | 0.033601 | 0.035466 | 0.037326 | 0.039181 | 0.04103 | 0.042875 | 0.044716 | 0.046551 | 0.04838 | 0.050203 | 0.052019 | 0.05383 | 0.055635 | 0.057433 | 0.059224 | 0.061071
F4_Residential_Multi-Family Moderate Income_New_Miscellaneous_Natural Gas_Miscellaneous_Baseline Forecast | F4 | Residential | Multi-Family Moderate Income | New | Miscellaneous | Natural Gas | Miscellaneous | Baseline Forecast | Winter Peak Demand (MW) | 0 | 6.2597e-05 | 0.00015707 | 0.00026857 | 0.00035987 | 0.00044492 | 0.00052873 | 0.00061131 | 0.00069225 | 0.00077217 | 0.00085166 | 0.0009307 | 0.0010094 | 0.001088 | 0.0011663 | 0.0012444 | 0.0013222 | 0.0014 | 0.0014778 | 0.0015553 | 0.0016325 | 0.0017096 | 0.0017865 | 0.0018632 | 0.0019396 | 0.0020158 | 0.0020918 | 0.0021675 | 0.0022429 | 0.0023181 | 0.002393 | 0.0024677 | 0.0025446
F5_Residential_Multi-Family Moderate Income_New_Miscellaneous_Natural Gas_Miscellaneous_Baseline Forecast | F5 | Residential | Multi-Family Moderate Income | New | Miscellaneous | Natural Gas | Miscellaneous | Baseline Forecast | Turnover | 0 | 99.7641 | 145.4912 | 139.1802 | 130.678 | 121.7461 | 119.9541 | 134.8352 | 153.9704 | 169.3452 | 181.3459 | 189.7395 | 196.5273 | 232.6276 | 250.6363 | 253.6813 | 257.5819 | 262.2678 | 269.2613 | 285.5369 | 303.2258 | 317.3628 | 328.9024 | 338.2405 | 346.5714 | 364.3399 | 376.9761 | 385.6696 | 395.0133 | 404.4698 | 414.3127 | 428.0049 | 445.574
F6_Residential_Multi-Family Moderate Income_New_Miscellaneous_Natural Gas_Miscellaneous_Baseline Forecast | F6 | Residential | Multi-Family Moderate Income | New | Miscellaneous | Natural Gas | Miscellaneous | Baseline Forecast | Avg. Replacement Usage (kWh) | 5.6656 | 5.4965 | 5.6104 | 6.1199 | 6.1199 | 6.1199 | 6.1199 | 6.1199 | 6.1199 | 6.1199 | 6.1199 | 6.1199 | 6.1199 | 6.1199 | 6.1199 | 6.1199 | 6.1199 | 6.1199 | 6.1199 | 6.1199 | 6.1199 | 6.1199 | 6.1199 | 6.1199 | 6.1199 | 6.1199 | 6.1199 | 6.1199 | 6.1199 | 6.1199 | 6.1199 | 6.1199 | 6.1199
F7_Residential_Multi-Family Moderate Income_New_Miscellaneous_Natural Gas_Miscellaneous_Baseline Forecast | F7 | Residential | Multi-Family Moderate Income | New | Miscellaneous | Natural Gas | Miscellaneous | Baseline Forecast | Avg. Replacement Summer Demand (kW) | 0.015522 | 0.015059 | 0.015371 | 0.016767 | 0.016767 | 0.016767 | 0.016767 | 0.016767 | 0.016767 | 0.016767 | 0.016767 | 0.016767 | 0.016767 | 0.016767 | 0.016767 | 0.016767 | 0.016767 | 0.016767 | 0.016767 | 0.016767 | 0.016767 | 0.016767 | 0.016767 | 0.016767 | 0.016767 | 0.016767 | 0.016767 | 0.016767 | 0.016767 | 0.016767 | 0.016767 | 0.016767 | 0.016767
F8_Residential_Multi-Family Moderate Income_New_Miscellaneous_Natural Gas_Miscellaneous_Baseline Forecast | F8 | Residential | Multi-Family Moderate Income | New | Miscellaneous | Natural Gas | Miscellaneous | Baseline Forecast | Avg. Replacement Winter Demand (kW) | 0.00064676 | 0.00062745 | 0.00064045 | 0.00069862 | 0.00069862 | 0.00069862 | 0.00069862 | 0.00069862 | 0.00069862 | 0.00069862 | 0.00069862 | 0.00069862 | 0.00069862 | 0.00069862 | 0.00069862 | 0.00069862 | 0.00069862 | 0.00069862 | 0.00069862 | 0.00069862 | 0.00069862 | 0.00069862 | 0.00069862 | 0.00069862 | 0.00069862 | 0.00069862 | 0.00069862 | 0.00069862 | 0.00069862 | 0.00069862 | 0.00069862 | 0.00069862 | 0.00069862
F1_Residential_Multi-Family Low Income_Existing_Space Heating_Natural Gas_Furnace_Baseline Forecast | F1 | Residential | Multi-Family Low Income | Existing | Space Heating | Natural Gas | Furnace | Baseline Forecast | Units | 384.0205 | 394.17 | 404.5634 | 405.9817 | 404.01 | 406.1595 | 408.6211 | 411.2493 | 414.1296 | 417.1639 | 420.2469 | 423.3829 | 423.9324 | 419.3408 | 414.7979 | 410.2943 | 405.8252 | 401.3633 | 396.9108 | 392.4954 | 388.1176 | 383.7786 | 379.4639 | 375.1765 | 370.9333 | 366.7347 | 362.5811 | 358.4672 | 354.3937 | 350.3675 | 346.3882 | 342.456 | 338.5685
F2_Residential_Multi-Family Low Income_Existing_Space Heating_Natural Gas_Furnace_Baseline Forecast | F2 | Residential | Multi-Family Low Income | Existing | Space Heating | Natural Gas | Furnace | Baseline Forecast | Usage (MMtherm) | 0.084192 | 0.083732 | 0.087147 | 0.094806 | 0.093763 | 0.093669 | 0.093638 | 0.093641 | 0.093695 | 0.093779 | 0.093867 | 0.093964 | 0.09349 | 0.091895 | 0.090325 | 0.088782 | 0.087264 | 0.085766 | 0.084285 | 0.082827 | 0.081393 | 0.079982 | 0.078589 | 0.077217 | 0.075866 | 0.074542 | 0.073237 | 0.071951 | 0.070685 | 0.069441 | 0.068214 | 0.067007 | 0.066238
F3_Residential_Multi-Family Low Income_Existing_Space Heating_Natural Gas_Furnace_Baseline Forecast | F3 | Residential | Multi-Family Low Income | Existing | Space Heating | Natural Gas | Furnace | Baseline Forecast | Summer Peak Demand (MW) | 1.4818 | 1.4737 | 1.5338 | 1.6686 | 1.6502 | 1.6486 | 1.648 | 1.6481 | 1.649 | 1.6505 | 1.6521 | 1.6538 | 1.6454 | 1.6173 | 1.5897 | 1.5626 | 1.5358 | 1.5095 | 1.4834 | 1.4578 | 1.4325 | 1.4077 | 1.3832 | 1.359 | 1.3352 | 1.3119 | 1.289 | 1.2663 | 1.2441 | 1.2222 | 1.2006 | 1.1793 | 1.1658
F4_Residential_Multi-Family Low Income_Existing_Space Heating_Natural Gas_Furnace_Baseline Forecast | F4 | Residential | Multi-Family Low Income | Existing | Space Heating | Natural Gas | Furnace | Baseline Forecast | Winter Peak Demand (MW) | 0.085876 | 0.085407 | 0.08889 | 0.096702 | 0.095638 | 0.095542 | 0.095511 | 0.095514 | 0.095569 | 0.095654 | 0.095745 | 0.095843 | 0.09536 | 0.093733 | 0.092132 | 0.090558 | 0.089009 | 0.087481 | 0.085971 | 0.084484 | 0.083021 | 0.081582 | 0.080161 | 0.078761 | 0.077383 | 0.076032 | 0.074701 | 0.07339 | 0.072099 | 0.07083 | 0.069578 | 0.068347 | 0.067563
F5_Residential_Multi-Family Low Income_Existing_Space Heating_Natural Gas_Furnace_Baseline Forecast | F5 | Residential | Multi-Family Low Income | Existing | Space Heating | Natural Gas | Furnace | Baseline Forecast | Turnover | 0 | 18.336 | 19.3861 | 11.1501 | 10.3587 | 13.1262 | 14.0048 | 14.6907 | 15.4188 | 16.0092 | 16.4578 | 16.8775 | 14.6271 | 14.2299 | 14.352 | 14.4468 | 14.5282 | 14.5852 | 14.6429 | 14.7585 | 14.2264 | 13.6794 | 13.3794 | 13.1604 | 13.0001 | 12.9238 | 12.8559 | 12.7968 | 12.7707 | 12.5853 | 17.1685 | 16.8186 | 14.1373
F6_Residential_Multi-Family Low Income_Existing_Space Heating_Natural Gas_Furnace_Baseline Forecast | F6 | Residential | Multi-Family Low Income | Existing | Space Heating | Natural Gas | Furnace | Baseline Forecast | Avg. Replacement Usage (kWh) | 214.8618 | 208.4477 | 211.639 | 229.6321 | 228.4048 | 227.1779 | 225.9477 | 224.7193 | 223.4907 | 222.2635 | 221.0342 | 219.8062 | 218.5786 | 217.352 | 216.1234 | 214.8963 | 213.6694 | 212.4438 | 211.2156 | 209.9884 | 208.7613 | 207.5379 | 206.3096 | 205.0835 | 203.8571 | 202.6342 | 201.406 | 200.1807 | 198.9551 | 197.7309 | 196.5038 | 195.2781 | 195.2815
F7_Residential_Multi-Family Low Income_Existing_Space Heating_Natural Gas_Furnace_Baseline Forecast | F7 | Residential | Multi-Family Low Income | Existing | Space Heating | Natural Gas | Furnace | Baseline Forecast | Avg. Replacement Summer Demand (kW) | 3.7816 | 3.6687 | 3.7248 | 4.0415 | 4.0199 | 3.9983 | 3.9767 | 3.9551 | 3.9334 | 3.9118 | 3.8902 | 3.8686 | 3.847 | 3.8254 | 3.8038 | 3.7822 | 3.7606 | 3.739 | 3.7174 | 3.6958 | 3.6742 | 3.6527 | 3.631 | 3.6095 | 3.5879 | 3.5664 | 3.5447 | 3.5232 | 3.5016 | 3.4801 | 3.4585 | 3.4369 | 3.437
F8_Residential_Multi-Family Low Income_Existing_Space Heating_Natural Gas_Furnace_Baseline Forecast | F8 | Residential | Multi-Family Low Income | Existing | Space Heating | Natural Gas | Furnace | Baseline Forecast | Avg. Replacement Winter Demand (kW) | 0.21916 | 0.21262 | 0.21587 | 0.23422 | 0.23297 | 0.23172 | 0.23047 | 0.22921 | 0.22796 | 0.22671 | 0.22545 | 0.2242 | 0.22295 | 0.2217 | 0.22045 | 0.21919 | 0.21794 | 0.21669 | 0.21544 | 0.21419 | 0.21294 | 0.21169 | 0.21044 | 0.20919 | 0.20793 | 0.20669 | 0.20543 | 0.20418 | 0.20293 | 0.20169 | 0.20043 | 0.19918 | 0.19919
F1_Residential_Multi-Family Low Income_Existing_Space Heating_Natural Gas_Boiler_Baseline Forecast | F1 | Residential | Multi-Family Low Income | Existing | Space Heating | Natural Gas | Boiler | Baseline Forecast | Units | 117.5435 | 120.6501 | 123.8314 | 124.2655 | 123.662 | 124.3199 | 125.0734 | 125.8778 | 126.7594 | 127.6882 | 128.6319 | 129.5917 | 130.5607 | 131.5313 | 132.5087 | 133.4902 | 134.4742 | 135.4514 | 136.4221 | 137.3955 | 138.3717 | 139.3512 | 140.3287 | 141.305 | 142.2865 | 143.2735 | 144.2664 | 145.2631 | 146.2642 | 147.2725 | 148.2883 | 149.312 | 150.3427
F2_Residential_Multi-Family Low Income_Existing_Space Heating_Natural Gas_Boiler_Baseline Forecast | F2 | Residential | Multi-Family Low Income | Existing | Space Heating | Natural Gas | Boiler | Baseline Forecast | Usage (MMtherm) | 0.022592 | 0.02239 | 0.023194 | 0.025157 | 0.024809 | 0.024701 | 0.024607 | 0.02452 | 0.024445 | 0.024379 | 0.024314 | 0.024252 | 0.024193 | 0.024135 | 0.024079 | 0.024026 | 0.023976 | 0.023926 | 0.023877 | 0.023832 | 0.02379 | 0.023751 | 0.023714 | 0.023681 | 0.023652 | 0.023627 | 0.023605 | 0.023586 | 0.023569 | 0.023555 | 0.023543 | 0.023532 | 0.023672
F3_Residential_Multi-Family Low Income_Existing_Space Heating_Natural Gas_Boiler_Baseline Forecast | F3 | Residential | Multi-Family Low Income | Existing | Space Heating | Natural Gas | Boiler | Baseline Forecast | Summer Peak Demand (MW) | 0.39762 | 0.39407 | 0.40822 | 0.44277 | 0.43665 | 0.43473 | 0.43308 | 0.43155 | 0.43024 | 0.42906 | 0.42792 | 0.42684 | 0.4258 | 0.42478 | 0.4238 | 0.42286 | 0.42197 | 0.4211 | 0.42024 | 0.41944 | 0.4187 | 0.41802 | 0.41737 | 0.41678 | 0.41627 | 0.41584 | 0.41545 | 0.41512 | 0.41482 | 0.41457 | 0.41435 | 0.41417 | 0.41663
F4_Residential_Multi-Family Low Income_Existing_Space Heating_Natural Gas_Boiler_Baseline Forecast | F4 | Residential | Multi-Family Low Income | Existing | Space Heating | Natural Gas | Boiler | Baseline Forecast | Winter Peak Demand (MW) | 0.023044 | 0.022838 | 0.023658 | 0.025661 | 0.025306 | 0.025195 | 0.025099 | 0.02501 | 0.024934 | 0.024866 | 0.0248 | 0.024737 | 0.024677 | 0.024618 | 0.024561 | 0.024507 | 0.024455 | 0.024404 | 0.024355 | 0.024309 | 0.024265 | 0.024226 | 0.024188 | 0.024154 | 0.024125 | 0.0241 | 0.024077 | 0.024058 | 0.024041 | 0.024026 | 0.024014 | 0.024003 | 0.024146
F5_Residential_Multi-Family Low Income_Existing_Space Heating_Natural Gas_Boiler_Baseline Forecast | F5 | Residential | Multi-Family Low Income | Existing | Space Heating | Natural Gas | Boiler | Baseline Forecast | Turnover | 0 | 5.2438 | 5.5516 | 3.0164 | 2.7615 | 3.5937 | 3.8477 | 4.0428 | 4.2509 | 4.4171 | 4.5402 | 4.6548 | 4.7534 | 4.8363 | 4.9171 | 4.9883 | 5.0519 | 5.1007 | 5.1447 | 5.1932 | 5.2378 | 5.2791 | 5.3605 | 5.4632 | 5.3333 | 5.1943 | 5.1443 | 5.1206 | 5.1176 | 5.1371 | 5.1707 | 5.2136 | 5.263
F6_Residential_Multi-Family Low Income_Existing_Space Heating_Natural Gas_Boiler_Baseline Forecast | F6 | Residential | Multi-Family Low Income | Existing | Space Heating | Natural Gas | Boiler | Baseline Forecast | Avg. Replacement Usage (kWh) | 176.4975 | 171.2286 | 169.1456 | 183.5262 | 182.5453 | 181.5649 | 180.5819 | 179.6003 | 178.6185 | 177.6378 | 176.6554 | 175.6741 | 174.693 | 173.7128 | 172.7308 | 171.7501 | 170.7693 | 169.7896 | 168.8078 | 167.8269 | 166.846 | 165.8681 | 164.8863 | 163.9062 | 162.9259 | 161.9484 | 160.9666 | 159.9872 | 159.0074 | 158.0293 | 157.0493 | 156.071 | 156.0748
F7_Residential_Multi-Family Low Income_Existing_Space Heating_Natural Gas_Boiler_Baseline Forecast | F7 | Residential | Multi-Family Low Income | Existing | Space Heating | Natural Gas | Boiler | Baseline Forecast | Avg. Replacement Summer Demand (kW) | 3.1064 | 3.0136 | 2.977 | 3.2301 | 3.2128 | 3.1955 | 3.1782 | 3.161 | 3.1437 | 3.1264 | 3.1091 | 3.0919 | 3.0746 | 3.0573 | 3.0401 | 3.0228 | 3.0055 | 2.9883 | 2.971 | 2.9538 | 2.9365 | 2.9193 | 2.902 | 2.8847 | 2.8675 | 2.8503 | 2.833 | 2.8158 | 2.7985 | 2.7813 | 2.7641 | 2.7468 | 2.7469
F8_Residential_Multi-Family Low Income_Existing_Space Heating_Natural Gas_Boiler_Baseline Forecast | F8 | Residential | Multi-Family Low Income | Existing | Space Heating | Natural Gas | Boiler | Baseline Forecast | Avg. Replacement Winter Demand (kW) | 0.18003 | 0.17465 | 0.17253 | 0.1872 | 0.1862 | 0.1852 | 0.18419 | 0.18319 | 0.18219 | 0.18119 | 0.18019 | 0.17919 | 0.17819 | 0.17719 | 0.17619 | 0.17519 | 0.17418 | 0.17319 | 0.17218 | 0.17118 | 0.17018 | 0.16919 | 0.16818 | 0.16718 | 0.16618 | 0.16519 | 0.16419 | 0.16319 | 0.16219 | 0.16119 | 0.16019 | 0.15919 | 0.1592
F1_Residential_Multi-Family Low Income_Existing_Secondary Heating_Natural Gas_Fireplace_Baseline Forecast | F1 | Residential | Multi-Family Low Income | Existing | Secondary Heating | Natural Gas | Fireplace | Baseline Forecast | Units | 122.5237 | 123.4819 | 124.44 | 122.6123 | 119.8047 | 118.2585 | 116.8182 | 115.438 | 114.1389 | 112.8907 | 111.6632 | 110.4569 | 109.2653 | 108.0818 | 106.9109 | 105.7502 | 104.5983 | 103.4483 | 102.3007 | 101.1626 | 100.0343 | 98.916 | 97.8039 | 96.6988 | 95.6052 | 94.523 | 93.4525 | 92.3921 | 91.3422 | 90.3045 | 89.2789 | 88.2654 | 87.2634
F2_Residential_Multi-Family Low Income_Existing_Secondary Heating_Natural Gas_Fireplace_Baseline Forecast | F2 | Residential | Multi-Family Low Income | Existing | Secondary Heating | Natural Gas | Fireplace | Baseline Forecast | Usage (MMtherm) | 0.0049349 | 0.0048251 | 0.0049501 | 0.0053062 | 0.0051708 | 0.0050904 | 0.0050147 | 0.004942 | 0.004873 | 0.0048065 | 0.004741 | 0.0046768 | 0.0046134 | 0.0045506 | 0.0044885 | 0.0044272 | 0.0043664 | 0.004306 | 0.0042459 | 0.0041864 | 0.0041276 | 0.0040695 | 0.0040118 | 0.0039546 | 0.0038982 | 0.0038425 | 0.0037874 | 0.003733 | 0.0036793 | 0.0036262 | 0.0035739 | 0.0035223 | 0.0034823
F3_Residential_Multi-Family Low Income_Existing_Secondary Heating_Natural Gas_Fireplace_Baseline Forecast | F3 | Residential | Multi-Family Low Income | Existing | Secondary Heating | Natural Gas | Fireplace | Baseline Forecast | Summer Peak Demand (MW) | 0.043711 | 0.042738 | 0.043846 | 0.047 | 0.045801 | 0.045088 | 0.044418 | 0.043774 | 0.043163 | 0.042573 | 0.041994 | 0.041425 | 0.040863 | 0.040307 | 0.039757 | 0.039214 | 0.038676 | 0.03814 | 0.037608 | 0.037081 | 0.03656 | 0.036045 | 0.035534 | 0.035028 | 0.034528 | 0.034035 | 0.033547 | 0.033065 | 0.032589 | 0.032119 | 0.031656 | 0.031198 | 0.030844
F4_Residential_Multi-Family Low Income_Existing_Secondary Heating_Natural Gas_Fireplace_Baseline Forecast | F4 | Residential | Multi-Family Low Income | Existing | Secondary Heating | Natural Gas | Fireplace | Baseline Forecast | Winter Peak Demand (MW) | 0.0025333 | 0.0024769 | 0.0025411 | 0.0027239 | 0.0026544 | 0.0026131 | 0.0025742 | 0.0025369 | 0.0025015 | 0.0024673 | 0.0024337 | 0.0024007 | 0.0023682 | 0.002336 | 0.0023041 | 0.0022726 | 0.0022414 | 0.0022104 | 0.0021796 | 0.002149 | 0.0021188 | 0.002089 | 0.0020594 | 0.00203 | 0.0020011 | 0.0019725 | 0.0019442 | 0.0019163 | 0.0018887 | 0.0018615 | 0.0018346 | 0.0018081 | 0.0017876
F5_Residential_Multi-Family Low Income_Existing_Secondary Heating_Natural Gas_Fireplace_Baseline Forecast | F5 | Residential | Multi-Family Low Income | Existing | Secondary Heating | Natural Gas | Fireplace | Baseline Forecast | Turnover | 0 | 6.4037 | 6.4793 | 5.5063 | 5.4377 | 5.418 | 5.3964 | 5.3715 | 5.3453 | 5.3169 | 5.2856 | 5.2517 | 5.2155 | 5.177 | 5.1632 | 5.1515 | 5.0512 | 4.9623 | 4.8827 | 4.8112 | 4.7461 | 4.6863 | 4.6306 | 6.1105 | 5.8931 | 5.4719 | 5.32 | 5.1832 | 5.06 | 4.9406 | 4.8259 | 4.7163 | 4.6122
F6_Residential_Multi-Family Low Income_Existing_Secondary Heating_Natural Gas_Fireplace_Baseline Forecast | F6 | Residential | Multi-Family Low Income | Existing | Secondary Heating | Natural Gas | Fireplace | Baseline Forecast | Avg. Replacement Usage (kWh) | 40.2774 | 39.0751 | 39.779 | 43.2764 | 43.1605 | 43.0444 | 42.9277 | 42.8109 | 42.6937 | 42.5763 | 42.4584 | 42.3403 | 42.2218 | 42.1031 | 41.9839 | 41.8644 | 41.7446 | 41.6246 | 41.504 | 41.3831 | 41.2619 | 41.1407 | 41.0187 | 40.8965 | 40.7739 | 40.6512 | 40.5277 | 40.404 | 40.2799 | 40.1556 | 40.0306 | 39.9053 | 39.9053
F7_Residential_Multi-Family Low Income_Existing_Secondary Heating_Natural Gas_Fireplace_Baseline Forecast | F7 | Residential | Multi-Family Low Income | Existing | Secondary Heating | Natural Gas | Fireplace | Baseline Forecast | Avg. Replacement Summer Demand (kW) | 0.35676 | 0.34611 | 0.35234 | 0.38332 | 0.38229 | 0.38127 | 0.38023 | 0.3792 | 0.37816 | 0.37712 | 0.37608 | 0.37503 | 0.37398 | 0.37293 | 0.37187 | 0.37081 | 0.36975 | 0.36869 | 0.36762 | 0.36655 | 0.36548 | 0.3644 | 0.36332 | 0.36224 | 0.36116 | 0.36007 | 0.35897 | 0.35788 | 0.35678 | 0.35568 | 0.35457 | 0.35346 | 0.35346
F8_Residential_Multi-Family Low Income_Existing_Secondary Heating_Natural Gas_Fireplace_Baseline Forecast | F8 | Residential | Multi-Family Low Income | Existing | Secondary Heating | Natural Gas | Fireplace | Baseline Forecast | Avg. Replacement Winter Demand (kW) | 0.020676 | 0.020059 | 0.02042 | 0.022215 | 0.022156 | 0.022096 | 0.022036 | 0.021976 | 0.021916 | 0.021856 | 0.021795 | 0.021735 | 0.021674 | 0.021613 | 0.021552 | 0.02149 | 0.021429 | 0.021367 | 0.021305 | 0.021243 | 0.021181 | 0.021119 | 0.021056 | 0.020994 | 0.020931 | 0.020868 | 0.020804 | 0.020741 | 0.020677 | 0.020613 | 0.020549 | 0.020485 | 0.020485
F1_Residential_Multi-Family Low Income_Existing_Water Heating_Natural Gas_Water Heater (<= 55 gal)_Baseline Forecast | F1 | Residential | Multi-Family Low Income | Existing | Water Heating | Natural Gas | Water Heater (<= 55 gal) | Baseline Forecast | Units | 266.1038 | 268.6233 | 271.1504 | 267.6047 | 261.9045 | 258.947 | 256.2115 | 253.5985 | 251.1547 | 248.8142 | 246.5111 | 244.2468 | 242.0069 | 239.7771 | 237.5673 | 235.3722 | 233.1891 | 231.0024 | 228.8133 | 226.6379 | 224.4764 | 222.3299 | 220.1897 | 218.0579 | 215.9441 | 213.849 | 211.7727 | 209.7122 | 207.6681 | 205.6446 | 203.6413 | 201.6588 | 199.6956
F2_Residential_Multi-Family Low Income_Existing_Water Heating_Natural Gas_Water Heater (<= 55 gal)_Baseline Forecast | F2 | Residential | Multi-Family Low Income | Existing | Water Heating | Natural Gas | Water Heater (<= 55 gal) | Baseline Forecast | Usage (MMtherm) | 0.028654 | 0.027896 | 0.028555 | 0.030551 | 0.029708 | 0.029182 | 0.02869 | 0.028222 | 0.027789 | 0.027384 | 0.027001 | 0.026642 | 0.026304 | 0.025981 | 0.025673 | 0.025378 | 0.025093 | 0.024815 | 0.024543 | 0.024278 | 0.024019 | 0.023766 | 0.023518 | 0.023273 | 0.023033 | 0.022797 | 0.022565 | 0.022336 | 0.022111 | 0.021889 | 0.021671 | 0.021455 | 0.021242
F3_Residential_Multi-Family Low Income_Existing_Water Heating_Natural Gas_Water Heater (<= 55 gal)_Baseline Forecast | F3 | Residential | Multi-Family Low Income | Existing | Water Heating | Natural Gas | Water Heater (<= 55 gal) | Baseline Forecast | Summer Peak Demand (MW) | 0.094559 | 0.092057 | 0.094232 | 0.10082 | 0.098036 | 0.096301 | 0.094675 | 0.093134 | 0.091704 | 0.090368 | 0.089103 | 0.08792 | 0.086803 | 0.085738 | 0.084723 | 0.083747 | 0.082806 | 0.081889 | 0.080992 | 0.080118 | 0.079264 | 0.078429 | 0.077609 | 0.076801 | 0.076008 | 0.075229 | 0.074464 | 0.073709 | 0.072966 | 0.072234 | 0.071513 | 0.070802 | 0.0701
F4_Residential_Multi-Family Low Income_Existing_Water Heating_Natural Gas_Water Heater (<= 55 gal)_Baseline Forecast | F4 | Residential | Multi-Family Low Income | Existing | Water Heating | Natural Gas | Water Heater (<= 55 gal) | Baseline Forecast | Winter Peak Demand (MW) | 0.007443 | 0.0072461 | 0.0074173 | 0.0079357 | 0.0077168 | 0.0075802 | 0.0074522 | 0.0073309 | 0.0072183 | 0.0071132 | 0.0070136 | 0.0069205 | 0.0068325 | 0.0067488 | 0.0066688 | 0.006592 | 0.0065179 | 0.0064457 | 0.0063752 | 0.0063064 | 0.0062391 | 0.0061734 | 0.0061088 | 0.0060453 | 0.0059829 | 0.0059216 | 0.0058613 | 0.0058019 | 0.0057434 | 0.0056858 | 0.005629 | 0.0055731 | 0.0055178
F5_Residential_Multi-Family Low Income_Existing_Water Heating_Natural Gas_Water Heater (<= 55 gal)_Baseline Forecast | F5 | Residential | Multi-Family Low Income | Existing | Water Heating | Natural Gas | Water Heater (<= 55 gal) | Baseline Forecast | Turnover | 0 | 11.2922 | 12.9707 | 11.7206 | 12.6567 | 13.5187 | 14.2282 | 14.8061 | 15.2773 | 15.6561 | 15.9538 | 16.1831 | 15.1838 | 14.5334 | 13.8288 | 13.3687 | 13.0917 | 12.9489 | 12.9023 | 15.6733 | 15.7288 | 15.1469 | 15.2328 | 15.1313 | 14.923 | 14.623 | 14.2814 | 13.9321 | 13.597 | 13.2898 | 13.0835 | 12.9987 | 12.8371
F6_Residential_Multi-Family Low Income_Existing_Water Heating_Natural Gas_Water Heater (<= 55 gal)_Baseline Forecast | F6 | Residential | Multi-Family Low Income | Existing | Water Heating | Natural Gas | Water Heater (<= 55 gal) | Baseline Forecast | Avg. Replacement Usage (kWh) | 98.4743 | 95.5438 | 97.5466 | 106.4251 | 106.4379 | 106.4517 | 106.4358 | 106.4269 | 106.4242 | 106.4189 | 106.3147 | 106.3131 | 106.299 | 106.2943 | 106.2903 | 106.2875 | 106.2849 | 106.2821 | 106.2796 | 106.2783 | 106.2766 | 106.2737 | 106.2724 | 106.2701 | 106.2668 | 106.2631 | 106.2587 | 106.2587 | 106.2587 | 106.2587 | 106.2587 | 106.2587 | 106.2587
F7_Residential_Multi-Family Low Income_Existing_Water Heating_Natural Gas_Water Heater (<= 55 gal)_Baseline Forecast | F7 | Residential | Multi-Family Low Income | Existing | Water Heating | Natural Gas | Water Heater (<= 55 gal) | Baseline Forecast | Avg. Replacement Summer Demand (kW) | 0.32497 | 0.31529 | 0.3219 | 0.3512 | 0.35125 | 0.35129 | 0.35124 | 0.35121 | 0.3512 | 0.35118 | 0.35084 | 0.35083 | 0.35079 | 0.35077 | 0.35076 | 0.35075 | 0.35074 | 0.35073 | 0.35072 | 0.35072 | 0.35071 | 0.3507 | 0.3507 | 0.35069 | 0.35068 | 0.35067 | 0.35065 | 0.35065 | 0.35065 | 0.35065 | 0.35065 | 0.35065 | 0.35065
F8_Residential_Multi-Family Low Income_Existing_Water Heating_Natural Gas_Water Heater (<= 55 gal)_Baseline Forecast | F8 | Residential | Multi-Family Low Income | Existing | Water Heating | Natural Gas | Water Heater (<= 55 gal) | Baseline Forecast | Avg. Replacement Winter Demand (kW) | 0.025579 | 0.024818 | 0.025338 | 0.027644 | 0.027648 | 0.027651 | 0.027647 | 0.027645 | 0.027644 | 0.027643 | 0.027616 | 0.027615 | 0.027612 | 0.02761 | 0.027609 | 0.027609 | 0.027608 | 0.027607 | 0.027607 | 0.027606 | 0.027606 | 0.027605 | 0.027605 | 0.027604 | 0.027603 | 0.027602 | 0.027601 | 0.027601 | 0.027601 | 0.027601 | 0.027601 | 0.027601 | 0.027601
F1_Residential_Multi-Family Low Income_Existing_Water Heating_Natural Gas_Water Heater (> 55 gal)_Baseline Forecast | F1 | Residential | Multi-Family Low Income | Existing | Water Heating | Natural Gas | Water Heater (> 55 gal) | Baseline Forecast | Units | 0 | 0 | 0 | 0 | 0 | 0 | 0 | 0 | 0 | 0 | 0 | 0 | 0 | 0 | 0 | 0 | 0 | 0 | 0 | 0 | 0 | 0 | 0 | 0 | 0 | 0 | 0 | 0 | 0 | 0 | 0 | 0 | 0
F2_Residential_Multi-Family Low Income_Existing_Water Heating_Natural Gas_Water Heater (> 55 gal)_Baseline Forecast | F2 | Residential | Multi-Family Low Income | Existing | Water Heating | Natural Gas | Water Heater (> 55 gal) | Baseline Forecast | Usage (MMtherm) | 0 | 0 | 0 | 0 | 0 | 0 | 0 | 0 | 0 | 0 | 0 | 0 | 0 | 0 | 0 | 0 | 0 | 0 | 0 | 0 | 0 | 0 | 0 | 0 | 0 | 0 | 0 | 0 | 0 | 0 | 0 | 0 | 0
F3_Residential_Multi-Family Low Income_Existing_Water Heating_Natural Gas_Water Heater (> 55 gal)_Baseline Forecast | F3 | Residential | Multi-Family Low Income | Existing | Water Heating | Natural Gas | Water Heater (> 55 gal) | Baseline Forecast | Summer Peak Demand (MW) | 0 | 0 | 0 | 0 | 0 | 0 | 0 | 0 | 0 | 0 | 0 | 0 | 0 | 0 | 0 | 0 | 0 | 0 | 0 | 0 | 0 | 0 | 0 | 0 | 0 | 0 | 0 | 0 | 0 | 0 | 0 | 0 | 0
F4_Residential_Multi-Family Low Income_Existing_Water Heating_Natural Gas_Water Heater (> 55 gal)_Baseline Forecast | F4 | Residential | Multi-Family Low Income | Existing | Water Heating | Natural Gas | Water Heater (> 55 gal) | Baseline Forecast | Winter Peak Demand (MW) | 0 | 0 | 0 | 0 | 0 | 0 | 0 | 0 | 0 | 0 | 0 | 0 | 0 | 0 | 0 | 0 | 0 | 0 | 0 | 0 | 0 | 0 | 0 | 0 | 0 | 0 | 0 | 0 | 0 | 0 | 0 | 0 | 0
F5_Residential_Multi-Family Low Income_Existing_Water Heating_Natural Gas_Water Heater (> 55 gal)_Baseline Forecast | F5 | Residential | Multi-Family Low Income | Existing | Water Heating | Natural Gas | Water Heater (> 55 gal) | Baseline Forecast | Turnover | 0 | 0 | 0 | 0 | 0 | 0 | 0 | 0 | 0 | 0 | 0 | 0 | 0 | 0 | 0 | 0 | 0 | 0 | 0 | 0 | 0 | 0 | 0 | 0 | 0 | 0 | 0 | 0 | 0 | 0 | 0 | 0 | 0
F6_Residential_Multi-Family Low Income_Existing_Water Heating_Natural Gas_Water Heater (> 55 gal)_Baseline Forecast | F6 | Residential | Multi-Family Low Income | Existing | Water Heating | Natural Gas | Water Heater (> 55 gal) | Baseline Forecast | Avg. Replacement Usage (kWh) | 105.2311 | 102.0923 | 104.2142 | 113.6846 | 113.6882 | 113.6919 | 113.6876 | 113.6851 | 113.6844 | 113.683 | 113.6545 | 113.654 | 113.6502 | 113.6489 | 113.6478 | 113.647 | 113.6463 | 113.6456 | 113.6449 | 113.6445 | 113.644 | 113.6432 | 113.6429 | 113.6423 | 113.6414 | 113.6403 | 113.6392 | 113.6392 | 113.6392 | 113.6392 | 113.6392 | 113.6392 | 113.6392
F7_Residential_Multi-Family Low Income_Existing_Water Heating_Natural Gas_Water Heater (> 55 gal)_Baseline Forecast | F7 | Residential | Multi-Family Low Income | Existing | Water Heating | Natural Gas | Water Heater (> 55 gal) | Baseline Forecast | Avg. Replacement Summer Demand (kW) | 0.34726 | 0.3369 | 0.34391 | 0.37516 | 0.37517 | 0.37518 | 0.37517 | 0.37516 | 0.37516 | 0.37515 | 0.37506 | 0.37506 | 0.37505 | 0.37504 | 0.37504 | 0.37504 | 0.37503 | 0.37503 | 0.37503 | 0.37503 | 0.37503 | 0.37502 | 0.37502 | 0.37502 | 0.37502 | 0.37501 | 0.37501 | 0.37501 | 0.37501 | 0.37501 | 0.37501 | 0.37501 | 0.37501
F8_Residential_Multi-Family Low Income_Existing_Water Heating_Natural Gas_Water Heater (> 55 gal)_Baseline Forecast | F8 | Residential | Multi-Family Low Income | Existing | Water Heating | Natural Gas | Water Heater (> 55 gal) | Baseline Forecast | Avg. Replacement Winter Demand (kW) | 0.027334 | 0.026519 | 0.02707 | 0.02953 | 0.029531 | 0.029532 | 0.029531 | 0.02953 | 0.02953 | 0.02953 | 0.029522 | 0.029522 | 0.029521 | 0.029521 | 0.029521 | 0.02952 | 0.02952 | 0.02952 | 0.02952 | 0.02952 | 0.02952 | 0.029519 | 0.029519 | 0.029519 | 0.029519 | 0.029519 | 0.029518 | 0.029518 | 0.029518 | 0.029518 | 0.029518 | 0.029518 | 0.029518
F1_Residential_Multi-Family Low Income_Existing_Appliances_Natural Gas_Clothes Dryer_Baseline Forecast | F1 | Residential | Multi-Family Low Income | Existing | Appliances | Natural Gas | Clothes Dryer | Baseline Forecast | Units | 0 | 0 | 0 | 0 | 0 | 0 | 0 | 0 | 0 | 0 | 0 | 0 | 0 | 0 | 0 | 0 | 0 | 0 | 0 | 0 | 0 | 0 | 0 | 0 | 0 | 0 | 0 | 0 | 0 | 0 | 0 | 0 | 0
F2_Residential_Multi-Family Low Income_Existing_Appliances_Natural Gas_Clothes Dryer_Baseline Forecast | F2 | Residential | Multi-Family Low Income | Existing | Appliances | Natural Gas | Clothes Dryer | Baseline Forecast | Usage (MMtherm) | 0 | 0 | 0 | 0 | 0 | 0 | 0 | 0 | 0 | 0 | 0 | 0 | 0 | 0 | 0 | 0 | 0 | 0 | 0 | 0 | 0 | 0 | 0 | 0 | 0 | 0 | 0 | 0 | 0 | 0 | 0 | 0 | 0
F3_Residential_Multi-Family Low Income_Existing_Appliances_Natural Gas_Clothes Dryer_Baseline Forecast | F3 | Residential | Multi-Family Low Income | Existing | Appliances | Natural Gas | Clothes Dryer | Baseline Forecast | Summer Peak Demand (MW) | 0 | 0 | 0 | 0 | 0 | 0 | 0 | 0 | 0 | 0 | 0 | 0 | 0 | 0 | 0 | 0 | 0 | 0 | 0 | 0 | 0 | 0 | 0 | 0 | 0 | 0 | 0 | 0 | 0 | 0 | 0 | 0 | 0
F4_Residential_Multi-Family Low Income_Existing_Appliances_Natural Gas_Clothes Dryer_Baseline Forecast | F4 | Residential | Multi-Family Low Income | Existing | Appliances | Natural Gas | Clothes Dryer | Baseline Forecast | Winter Peak Demand (MW) | 0 | 0 | 0 | 0 | 0 | 0 | 0 | 0 | 0 | 0 | 0 | 0 | 0 | 0 | 0 | 0 | 0 | 0 | 0 | 0 | 0 | 0 | 0 | 0 | 0 | 0 | 0 | 0 | 0 | 0 | 0 | 0 | 0
F5_Residential_Multi-Family Low Income_Existing_Appliances_Natural Gas_Clothes Dryer_Baseline Forecast | F5 | Residential | Multi-Family Low Income | Existing | Appliances | Natural Gas | Clothes Dryer | Baseline Forecast | Turnover | 0 | 0 | 0 | 0 | 0 | 0 | 0 | 0 | 0 | 0 | 0 | 0 | 0 | 0 | 0 | 0 | 0 | 0 | 0 | 0 | 0 | 0 | 0 | 0 | 0 | 0 | 0 | 0 | 0 | 0 | 0 | 0 | 0
F6_Residential_Multi-Family Low Income_Existing_Appliances_Natural Gas_Clothes Dryer_Baseline Forecast | F6 | Residential | Multi-Family Low Income | Existing | Appliances | Natural Gas | Clothes Dryer | Baseline Forecast | Avg. Replacement Usage (kWh) | 12.0542 | 11.6944 | 11.9367 | 13.0208 | 13.0208 | 13.0208 | 13.0208 | 13.0208 | 13.0207 | 13.0207 | 13.0206 | 13.0206 | 13.0206 | 13.0205 | 13.0205 | 13.0204 | 13.0204 | 13.0204 | 13.0203 | 13.0203 | 13.0202 | 13.0202 | 13.0202 | 13.0202 | 13.0201 | 13.0201 | 13.0201 | 13.0201 | 13.0201 | 13.0201 | 13.0201 | 13.0202 | 13.0202
F7_Residential_Multi-Family Low Income_Existing_Appliances_Natural Gas_Clothes Dryer_Baseline Forecast | F7 | Residential | Multi-Family Low Income | Existing | Appliances | Natural Gas | Clothes Dryer | Baseline Forecast | Avg. Replacement Summer Demand (kW) | 0.033025 | 0.032039 | 0.032703 | 0.035674 | 0.035674 | 0.035674 | 0.035673 | 0.035673 | 0.035673 | 0.035673 | 0.035673 | 0.035673 | 0.035673 | 0.035673 | 0.035673 | 0.035672 | 0.035672 | 0.035672 | 0.035672 | 0.035672 | 0.035672 | 0.035672 | 0.035672 | 0.035672 | 0.035672 | 0.035672 | 0.035672 | 0.035672 | 0.035672 | 0.035672 | 0.035672 | 0.035672 | 0.035672
F8_Residential_Multi-Family Low Income_Existing_Appliances_Natural Gas_Clothes Dryer_Baseline Forecast | F8 | Residential | Multi-Family Low Income | Existing | Appliances | Natural Gas | Clothes Dryer | Baseline Forecast | Avg. Replacement Winter Demand (kW) | 0.001376 | 0.001335 | 0.0013626 | 0.0014864 | 0.0014864 | 0.0014864 | 0.0014864 | 0.0014864 | 0.0014864 | 0.0014864 | 0.0014864 | 0.0014864 | 0.0014864 | 0.0014864 | 0.0014864 | 0.0014864 | 0.0014863 | 0.0014863 | 0.0014863 | 0.0014863 | 0.0014863 | 0.0014863 | 0.0014863 | 0.0014863 | 0.0014863 | 0.0014863 | 0.0014863 | 0.0014863 | 0.0014863 | 0.0014863 | 0.0014863 | 0.0014863 | 0.0014863
F1_Residential_Multi-Family Low Income_Existing_Appliances_Natural Gas_Stove/Oven_Baseline Forecast | F1 | Residential | Multi-Family Low Income | Existing | Appliances | Natural Gas | Stove/Oven | Baseline Forecast | Units | 105.346 | 106.1043 | 106.8617 | 105.2273 | 102.7543 | 101.3656 | 100.0693 | 98.826 | 97.6537 | 96.5262 | 95.4177 | 94.3287 | 93.2535 | 92.1866 | 91.1317 | 90.0866 | 89.0504 | 88.017 | 86.9869 | 85.9662 | 84.9549 | 83.9534 | 82.9583 | 81.9704 | 80.9934 | 80.0272 | 79.0721 | 78.1267 | 77.1913 | 76.2672 | 75.3545 | 74.4532 | 73.5626
F2_Residential_Multi-Family Low Income_Existing_Appliances_Natural Gas_Stove/Oven_Baseline Forecast | F2 | Residential | Multi-Family Low Income | Existing | Appliances | Natural Gas | Stove/Oven | Baseline Forecast | Usage (MMtherm) | 0.0017029 | 0.0016512 | 0.0016832 | 0.0017929 | 0.0017357 | 0.0016976 | 0.0016618 | 0.0016281 | 0.0015969 | 0.001568 | 0.0015412 | 0.0015161 | 0.0014924 | 0.00147 | 0.0014486 | 0.0014281 | 0.0014083 | 0.0013892 | 0.0013706 | 0.0013525 | 0.0013348 | 0.0013176 | 0.0013008 | 0.0012842 | 0.001268 | 0.0012521 | 0.0012365 | 0.0012212 | 0.0012061 | 0.0011912 | 0.0011767 | 0.0011623 | 0.0011482
F3_Residential_Multi-Family Low Income_Existing_Appliances_Natural Gas_Stove/Oven_Baseline Forecast | F3 | Residential | Multi-Family Low Income | Existing | Appliances | Natural Gas | Stove/Oven | Baseline Forecast | Summer Peak Demand (MW) | 0.0060651 | 0.0058811 | 0.0059948 | 0.0063857 | 0.0061821 | 0.0060461 | 0.0059187 | 0.0057986 | 0.0056876 | 0.0055847 | 0.0054891 | 0.0053997 | 0.0053155 | 0.0052355 | 0.0051593 | 0.0050863 | 0.005016 | 0.0049478 | 0.0048814 | 0.004817 | 0.0047542 | 0.0046929 | 0.0046328 | 0.0045739 | 0.0045162 | 0.0044596 | 0.004404 | 0.0043494 | 0.0042956 | 0.0042428 | 0.0041908 | 0.0041397 | 0.0040893
F4_Residential_Multi-Family Low Income_Existing_Appliances_Natural Gas_Stove/Oven_Baseline Forecast | F4 | Residential | Multi-Family Low Income | Existing | Appliances | Natural Gas | Stove/Oven | Baseline Forecast | Winter Peak Demand (MW) | 0.001213 | 0.0011762 | 0.001199 | 0.0012771 | 0.0012364 | 0.0012092 | 0.0011837 | 0.0011597 | 0.0011375 | 0.0011169 | 0.0010978 | 0.0010799 | 0.0010631 | 0.0010471 | 0.0010319 | 0.0010173 | 0.0010032 | 0.00098957 | 0.00097629 | 0.00096339 | 0.00095083 | 0.00093858 | 0.00092657 | 0.00091478 | 0.00090323 | 0.00089191 | 0.0008808 | 0.00086988 | 0.00085913 | 0.00084856 | 0.00083817 | 0.00082794 | 0.00081787
F5_Residential_Multi-Family Low Income_Existing_Appliances_Natural Gas_Stove/Oven_Baseline Forecast | F5 | Residential | Multi-Family Low Income | Existing | Appliances | Natural Gas | Stove/Oven | Baseline Forecast | Turnover | 0 | 4.5207 | 5.2364 | 5.0154 | 5.4038 | 5.7588 | 6.0474 | 6.2789 | 6.4641 | 6.6095 | 6.7201 | 6.2644 | 5.9611 | 5.6787 | 5.4964 | 5.3883 | 5.3342 | 5.318 | 6.3997 | 6.4298 | 6.268 | 6.2262 | 6.1331 | 6.0022 | 5.8545 | 5.7041 | 5.56 | 5.4276 | 5.3174 | 5.2629 | 5.2003 | 5.165 | 5.1404
F6_Residential_Multi-Family Low Income_Existing_Appliances_Natural Gas_Stove/Oven_Baseline Forecast | F6 | Residential | Multi-Family Low Income | Existing | Appliances | Natural Gas | Stove/Oven | Baseline Forecast | Avg. Replacement Usage (kWh) | 14.4391 | 14.0081 | 14.2982 | 15.5967 | 15.5968 | 15.5966 | 15.5961 | 15.5957 | 15.5953 | 15.5948 | 15.5944 | 15.594 | 15.5935 | 15.5931 | 15.5926 | 15.5922 | 15.5917 | 15.5912 | 15.5908 | 15.5903 | 15.5899 | 15.5895 | 15.5892 | 15.5889 | 15.5887 | 15.5886 | 15.5885 | 15.5885 | 15.5885 | 15.5885 | 15.5887 | 15.5889 | 15.5891
F7_Residential_Multi-Family Low Income_Existing_Appliances_Natural Gas_Stove/Oven_Baseline Forecast | F7 | Residential | Multi-Family Low Income | Existing | Appliances | Natural Gas | Stove/Oven | Baseline Forecast | Avg. Replacement Summer Demand (kW) | 0.051427 | 0.049892 | 0.050925 | 0.05555 | 0.05555 | 0.055549 | 0.055548 | 0.055546 | 0.055545 | 0.055543 | 0.055542 | 0.05554 | 0.055539 | 0.055537 | 0.055535 | 0.055534 | 0.055532 | 0.05553 | 0.055529 | 0.055527 | 0.055526 | 0.055524 | 0.055523 | 0.055522 | 0.055521 | 0.055521 | 0.055521 | 0.055521 | 0.055521 | 0.055521 | 0.055521 | 0.055522 | 0.055523
F8_Residential_Multi-Family Low Income_Existing_Appliances_Natural Gas_Stove/Oven_Baseline Forecast | F8 | Residential | Multi-Family Low Income | Existing | Appliances | Natural Gas | Stove/Oven | Baseline Forecast | Avg. Replacement Winter Demand (kW) | 0.010285 | 0.0099783 | 0.010185 | 0.01111 | 0.01111 | 0.01111 | 0.01111 | 0.011109 | 0.011109 | 0.011109 | 0.011108 | 0.011108 | 0.011108 | 0.011107 | 0.011107 | 0.011107 | 0.011106 | 0.011106 | 0.011106 | 0.011105 | 0.011105 | 0.011105 | 0.011105 | 0.011104 | 0.011104 | 0.011104 | 0.011104 | 0.011104 | 0.011104 | 0.011104 | 0.011104 | 0.011104 | 0.011105
F1_Residential_Multi-Family Low Income_Existing_Miscellaneous_Natural Gas_Pool Heater_Baseline Forecast | F1 | Residential | Multi-Family Low Income | Existing | Miscellaneous | Natural Gas | Pool Heater | Baseline Forecast | Units | 0 | 0 | 0 | 0 | 0 | 0 | 0 | 0 | 0 | 0 | 0 | 0 | 0 | 0 | 0 | 0 | 0 | 0 | 0 | 0 | 0 | 0 | 0 | 0 | 0 | 0 | 0 | 0 | 0 | 0 | 0 | 0 | 0
F2_Residential_Multi-Family Low Income_Existing_Miscellaneous_Natural Gas_Pool Heater_Baseline Forecast | F2 | Residential | Multi-Family Low Income | Existing | Miscellaneous | Natural Gas | Pool Heater | Baseline Forecast | Usage (MMtherm) | 0 | 0 | 0 | 0 | 0 | 0 | 0 | 0 | 0 | 0 | 0 | 0 | 0 | 0 | 0 | 0 | 0 | 0 | 0 | 0 | 0 | 0 | 0 | 0 | 0 | 0 | 0 | 0 | 0 | 0 | 0 | 0 | 0
F3_Residential_Multi-Family Low Income_Existing_Miscellaneous_Natural Gas_Pool Heater_Baseline Forecast | F3 | Residential | Multi-Family Low Income | Existing | Miscellaneous | Natural Gas | Pool Heater | Baseline Forecast | Summer Peak Demand (MW) | 0 | 0 | 0 | 0 | 0 | 0 | 0 | 0 | 0 | 0 | 0 | 0 | 0 | 0 | 0 | 0 | 0 | 0 | 0 | 0 | 0 | 0 | 0 | 0 | 0 | 0 | 0 | 0 | 0 | 0 | 0 | 0 | 0
F4_Residential_Multi-Family Low Income_Existing_Miscellaneous_Natural Gas_Pool Heater_Baseline Forecast | F4 | Residential | Multi-Family Low Income | Existing | Miscellaneous | Natural Gas | Pool Heater | Baseline Forecast | Winter Peak Demand (MW) | 0 | 0 | 0 | 0 | 0 | 0 | 0 | 0 | 0 | 0 | 0 | 0 | 0 | 0 | 0 | 0 | 0 | 0 | 0 | 0 | 0 | 0 | 0 | 0 | 0 | 0 | 0 | 0 | 0 | 0 | 0 | 0 | 0
F5_Residential_Multi-Family Low Income_Existing_Miscellaneous_Natural Gas_Pool Heater_Baseline Forecast | F5 | Residential | Multi-Family Low Income | Existing | Miscellaneous | Natural Gas | Pool Heater | Baseline Forecast | Turnover | 0 | 0 | 0 | 0 | 0 | 0 | 0 | 0 | 0 | 0 | 0 | 0 | 0 | 0 | 0 | 0 | 0 | 0 | 0 | 0 | 0 | 0 | 0 | 0 | 0 | 0 | 0 | 0 | 0 | 0 | 0 | 0 | 0
F6_Residential_Multi-Family Low Income_Existing_Miscellaneous_Natural Gas_Pool Heater_Baseline Forecast | F6 | Residential | Multi-Family Low Income | Existing | Miscellaneous | Natural Gas | Pool Heater | Baseline Forecast | Avg. Replacement Usage (kWh) | 59.6772 | 57.8958 | 59.0955 | 64.4629 | 64.4629 | 64.4629 | 64.4629 | 64.4629 | 64.4629 | 64.4629 | 64.4629 | 64.4629 | 64.4629 | 64.4629 | 64.4629 | 64.4629 | 64.4629 | 64.4629 | 64.4629 | 64.4629 | 64.4629 | 64.4629 | 64.4629 | 64.4629 | 64.4629 | 64.4629 | 64.4629 | 64.4629 | 64.4629 | 64.4629 | 64.4629 | 64.4629 | 64.4629
F7_Residential_Multi-Family Low Income_Existing_Miscellaneous_Natural Gas_Pool Heater_Baseline Forecast | F7 | Residential | Multi-Family Low Income | Existing | Miscellaneous | Natural Gas | Pool Heater | Baseline Forecast | Avg. Replacement Summer Demand (kW) | 0.1635 | 0.15862 | 0.16191 | 0.17661 | 0.17661 | 0.17661 | 0.17661 | 0.17661 | 0.17661 | 0.17661 | 0.17661 | 0.17661 | 0.17661 | 0.17661 | 0.17661 | 0.17661 | 0.17661 | 0.17661 | 0.17661 | 0.17661 | 0.17661 | 0.17661 | 0.17661 | 0.17661 | 0.17661 | 0.17661 | 0.17661 | 0.17661 | 0.17661 | 0.17661 | 0.17661 | 0.17661 | 0.17661
F8_Residential_Multi-Family Low Income_Existing_Miscellaneous_Natural Gas_Pool Heater_Baseline Forecast | F8 | Residential | Multi-Family Low Income | Existing | Miscellaneous | Natural Gas | Pool Heater | Baseline Forecast | Avg. Replacement Winter Demand (kW) | 0.0068125 | 0.0066091 | 0.0067461 | 0.0073588 | 0.0073588 | 0.0073588 | 0.0073588 | 0.0073588 | 0.0073588 | 0.0073588 | 0.0073588 | 0.0073588 | 0.0073588 | 0.0073588 | 0.0073588 | 0.0073588 | 0.0073588 | 0.0073588 | 0.0073588 | 0.0073588 | 0.0073588 | 0.0073588 | 0.0073588 | 0.0073588 | 0.0073588 | 0.0073588 | 0.0073588 | 0.0073588 | 0.0073588 | 0.0073588 | 0.0073588 | 0.0073588 | 0.0073588
F1_Residential_Multi-Family Low Income_Existing_Miscellaneous_Natural Gas_Miscellaneous_Baseline Forecast | F1 | Residential | Multi-Family Low Income | Existing | Miscellaneous | Natural Gas | Miscellaneous | Baseline Forecast | Units | 475.3729 | 479.0905 | 482.8082 | 475.7168 | 464.8236 | 458.8245 | 453.2364 | 447.8816 | 442.8415 | 437.9986 | 433.236 | 428.5558 | 423.9324 | 419.3408 | 414.7979 | 410.2943 | 405.8252 | 401.3633 | 396.9108 | 392.4954 | 388.1176 | 383.7786 | 379.4639 | 375.1765 | 370.9333 | 366.7347 | 362.5811 | 358.4672 | 354.3937 | 350.3675 | 346.3882 | 342.456 | 338.5685
F2_Residential_Multi-Family Low Income_Existing_Miscellaneous_Natural Gas_Miscellaneous_Baseline Forecast | F2 | Residential | Multi-Family Low Income | Existing | Miscellaneous | Natural Gas | Miscellaneous | Baseline Forecast | Usage (MMtherm) | 0.0013389 | 0.0013091 | 0.0013466 | 0.0014474 | 0.0014142 | 0.001396 | 0.001379 | 0.0013627 | 0.0013473 | 0.0013326 | 0.0013181 | 0.0013039 | 0.0012898 | 0.0012758 | 0.001262 | 0.0012483 | 0.0012347 | 0.0012211 | 0.0012076 | 0.0011942 | 0.0011808 | 0.0011676 | 0.0011545 | 0.0011415 | 0.0011286 | 0.0011158 | 0.0011031 | 0.0010906 | 0.0010782 | 0.001066 | 0.0010539 | 0.0010419 | 0.0010301
F3_Residential_Multi-Family Low Income_Existing_Miscellaneous_Natural Gas_Miscellaneous_Baseline Forecast | F3 | Residential | Multi-Family Low Income | Existing | Miscellaneous | Natural Gas | Miscellaneous | Baseline Forecast | Summer Peak Demand (MW) | 0.0036683 | 0.0035866 | 0.0036894 | 0.0039654 | 0.0038746 | 0.0038246 | 0.003778 | 0.0037333 | 0.0036913 | 0.003651 | 0.0036113 | 0.0035722 | 0.0035337 | 0.0034954 | 0.0034576 | 0.00342 | 0.0033828 | 0.0033456 | 0.0033085 | 0.0032717 | 0.0032352 | 0.003199 | 0.003163 | 0.0031273 | 0.0030919 | 0.0030569 | 0.0030223 | 0.002988 | 0.0029541 | 0.0029205 | 0.0028873 | 0.0028546 | 0.0028222
F4_Residential_Multi-Family Low Income_Existing_Miscellaneous_Natural Gas_Miscellaneous_Baseline Forecast | F4 | Residential | Multi-Family Low Income | Existing | Miscellaneous | Natural Gas | Miscellaneous | Baseline Forecast | Winter Peak Demand (MW) | 0.00015285 | 0.00014944 | 0.00015372 | 0.00016522 | 0.00016144 | 0.00015936 | 0.00015742 | 0.00015556 | 0.00015381 | 0.00015212 | 0.00015047 | 0.00014884 | 0.00014724 | 0.00014564 | 0.00014407 | 0.0001425 | 0.00014095 | 0.0001394 | 0.00013785 | 0.00013632 | 0.0001348 | 0.00013329 | 0.00013179 | 0.0001303 | 0.00012883 | 0.00012737 | 0.00012593 | 0.0001245 | 0.00012309 | 0.00012169 | 0.00012031 | 0.00011894 | 0.00011759
F5_Residential_Multi-Family Low Income_Existing_Miscellaneous_Natural Gas_Miscellaneous_Baseline Forecast | F5 | Residential | Multi-Family Low Income | Existing | Miscellaneous | Natural Gas | Miscellaneous | Baseline Forecast | Turnover | 0 | 30.1272 | 36.2895 | 37.1532 | 40.4224 | 43.2897 | 45.5522 | 42.1696 | 40.2935 | 38.9119 | 38.3533 | 38.3547 | 38.7186 | 45.7992 | 45.5203 | 43.9331 | 43.2037 | 42.4215 | 41.6826 | 40.798 | 40.375 | 39.8886 | 39.5665 | 39.3101 | 39.0703 | 40.3739 | 39.6033 | 38.5714 | 37.8752 | 37.2477 | 36.7027 | 36.4194 | 36.1762
F6_Residential_Multi-Family Low Income_Existing_Miscellaneous_Natural Gas_Miscellaneous_Baseline Forecast | F6 | Residential | Multi-Family Low Income | Existing | Miscellaneous | Natural Gas | Miscellaneous | Baseline Forecast | Avg. Replacement Usage (kWh) | 2.8166 | 2.7325 | 2.7891 | 3.0425 | 3.0425 | 3.0425 | 3.0425 | 3.0425 | 3.0425 | 3.0425 | 3.0425 | 3.0425 | 3.0425 | 3.0425 | 3.0425 | 3.0425 | 3.0425 | 3.0425 | 3.0425 | 3.0425 | 3.0425 | 3.0425 | 3.0425 | 3.0425 | 3.0425 | 3.0425 | 3.0425 | 3.0425 | 3.0425 | 3.0425 | 3.0425 | 3.0425 | 3.0425
F7_Residential_Multi-Family Low Income_Existing_Miscellaneous_Natural Gas_Miscellaneous_Baseline Forecast | F7 | Residential | Multi-Family Low Income | Existing | Miscellaneous | Natural Gas | Miscellaneous | Baseline Forecast | Avg. Replacement Summer Demand (kW) | 0.0077167 | 0.0074864 | 0.0076415 | 0.0083355 | 0.0083355 | 0.0083355 | 0.0083355 | 0.0083355 | 0.0083355 | 0.0083355 | 0.0083355 | 0.0083355 | 0.0083355 | 0.0083355 | 0.0083355 | 0.0083355 | 0.0083355 | 0.0083355 | 0.0083355 | 0.0083355 | 0.0083355 | 0.0083355 | 0.0083355 | 0.0083355 | 0.0083355 | 0.0083355 | 0.0083355 | 0.0083355 | 0.0083355 | 0.0083355 | 0.0083355 | 0.0083355 | 0.0083355
F8_Residential_Multi-Family Low Income_Existing_Miscellaneous_Natural Gas_Miscellaneous_Baseline Forecast | F8 | Residential | Multi-Family Low Income | Existing | Miscellaneous | Natural Gas | Miscellaneous | Baseline Forecast | Avg. Replacement Winter Demand (kW) | 0.00032153 | 0.00031193 | 0.0003184 | 0.00034731 | 0.00034731 | 0.00034731 | 0.00034731 | 0.00034731 | 0.00034731 | 0.00034731 | 0.00034731 | 0.00034731 | 0.00034731 | 0.00034731 | 0.00034731 | 0.00034731 | 0.00034731 | 0.00034731 | 0.00034731 | 0.00034731 | 0.00034731 | 0.00034731 | 0.00034731 | 0.00034731 | 0.00034731 | 0.00034731 | 0.00034731 | 0.00034731 | 0.00034731 | 0.00034731 | 0.00034731 | 0.00034731 | 0.00034731
F1_Residential_Multi-Family Low Income_New_Space Heating_Natural Gas_Furnace_Baseline Forecast | F1 | Residential | Multi-Family Low Income | New | Space Heating | Natural Gas | Furnace | Baseline Forecast | Units | 0 | 0 | 0 | 0 | 0 | 0 | 0 | 0 | 0 | 0 | 0 | 0 | 0 | 0 | 0 | 0 | 0 | 0 | 0 | 0 | 0 | 0 | 0 | 0 | 0 | 0 | 0 | 0 | 0 | 0 | 0 | 0 | 0
F2_Residential_Multi-Family Low Income_New_Space Heating_Natural Gas_Furnace_Baseline Forecast | F2 | Residential | Multi-Family Low Income | New | Space Heating | Natural Gas | Furnace | Baseline Forecast | Usage (MMtherm) | 0 | 0 | 0 | 0 | 0 | 0 | 0 | 0 | 0 | 0 | 0 | 0 | 0 | 0 | 0 | 0 | 0 | 0 | 0 | 0 | 0 | 0 | 0 | 0 | 0 | 0 | 0 | 0 | 0 | 0 | 0 | 0 | 0
F3_Residential_Multi-Family Low Income_New_Space Heating_Natural Gas_Furnace_Baseline Forecast | F3 | Residential | Multi-Family Low Income | New | Space Heating | Natural Gas | Furnace | Baseline Forecast | Summer Peak Demand (MW) | 0 | 0 | 0 | 0 | 0 | 0 | 0 | 0 | 0 | 0 | 0 | 0 | 0 | 0 | 0 | 0 | 0 | 0 | 0 | 0 | 0 | 0 | 0 | 0 | 0 | 0 | 0 | 0 | 0 | 0 | 0 | 0 | 0
F4_Residential_Multi-Family Low Income_New_Space Heating_Natural Gas_Furnace_Baseline Forecast | F4 | Residential | Multi-Family Low Income | New | Space Heating | Natural Gas | Furnace | Baseline Forecast | Winter Peak Demand (MW) | 0 | 0 | 0 | 0 | 0 | 0 | 0 | 0 | 0 | 0 | 0 | 0 | 0 | 0 | 0 | 0 | 0 | 0 | 0 | 0 | 0 | 0 | 0 | 0 | 0 | 0 | 0 | 0 | 0 | 0 | 0 | 0 | 0
F5_Residential_Multi-Family Low Income_New_Space Heating_Natural Gas_Furnace_Baseline Forecast | F5 | Residential | Multi-Family Low Income | New | Space Heating | Natural Gas | Furnace | Baseline Forecast | Turnover | 0 | 0 | 0 | 0 | 0 | 0 | 0 | 0 | 0 | 0 | 0 | 0 | 0 | 0 | 0 | 0 | 0 | 0 | 0 | 0 | 0 | 0 | 0 | 0 | 0 | 0 | 0 | 0 | 0 | 0 | 0 | 0 | 0
F6_Residential_Multi-Family Low Income_New_Space Heating_Natural Gas_Furnace_Baseline Forecast | F6 | Residential | Multi-Family Low Income | New | Space Heating | Natural Gas | Furnace | Baseline Forecast | Avg. Replacement Usage (kWh) | 218.2534 | 211.7383 | 214.9806 | 233.2584 | 232.0109 | 123.6301 | 122.9609 | 122.2924 | 121.6239 | 120.9561 | 120.2869 | 119.6184 | 118.9501 | 118.2823 | 117.6132 | 116.9449 | 116.2766 | 115.609 | 114.94 | 114.2716 | 113.6032 | 112.9367 | 112.2676 | 111.5996 | 110.9314 | 110.2651 | 109.5958 | 108.9282 | 108.2602 | 107.593 | 106.9241 | 106.256 | 106.256
F7_Residential_Multi-Family Low Income_New_Space Heating_Natural Gas_Furnace_Baseline Forecast | F7 | Residential | Multi-Family Low Income | New | Space Heating | Natural Gas | Furnace | Baseline Forecast | Avg. Replacement Summer Demand (kW) | 3.8413 | 3.7266 | 3.7837 | 4.1053 | 4.0834 | 2.1759 | 2.1641 | 2.1523 | 2.1406 | 2.1288 | 2.1171 | 2.1053 | 2.0935 | 2.0818 | 2.07 | 2.0582 | 2.0465 | 2.0347 | 2.0229 | 2.0112 | 1.9994 | 1.9877 | 1.9759 | 1.9642 | 1.9524 | 1.9407 | 1.9289 | 1.9171 | 1.9054 | 1.8936 | 1.8819 | 1.8701 | 1.8701
F8_Residential_Multi-Family Low Income_New_Space Heating_Natural Gas_Furnace_Baseline Forecast | F8 | Residential | Multi-Family Low Income | New | Space Heating | Natural Gas | Furnace | Baseline Forecast | Avg. Replacement Winter Demand (kW) | 0.22262 | 0.21597 | 0.21928 | 0.23792 | 0.23665 | 0.1261 | 0.12542 | 0.12474 | 0.12406 | 0.12338 | 0.12269 | 0.12201 | 0.12133 | 0.12065 | 0.11997 | 0.11928 | 0.1186 | 0.11792 | 0.11724 | 0.11656 | 0.11588 | 0.1152 | 0.11451 | 0.11383 | 0.11315 | 0.11247 | 0.11179 | 0.11111 | 0.11043 | 0.10974 | 0.10906 | 0.10838 | 0.10838
F1_Residential_Multi-Family Low Income_New_Space Heating_Natural Gas_Boiler_Baseline Forecast | F1 | Residential | Multi-Family Low Income | New | Space Heating | Natural Gas | Boiler | Baseline Forecast | Units | 0 | 0 | 0 | 0 | 0 | 0 | 0 | 0 | 0 | 0 | 0 | 0 | 0 | 0 | 0 | 0 | 0 | 0 | 0 | 0 | 0 | 0 | 0 | 0 | 0 | 0 | 0 | 0 | 0 | 0 | 0 | 0 | 0
F2_Residential_Multi-Family Low Income_New_Space Heating_Natural Gas_Boiler_Baseline Forecast | F2 | Residential | Multi-Family Low Income | New | Space Heating | Natural Gas | Boiler | Baseline Forecast | Usage (MMtherm) | 0 | 0 | 0 | 0 | 0 | 0 | 0 | 0 | 0 | 0 | 0 | 0 | 0 | 0 | 0 | 0 | 0 | 0 | 0 | 0 | 0 | 0 | 0 | 0 | 0 | 0 | 0 | 0 | 0 | 0 | 0 | 0 | 0
F3_Residential_Multi-Family Low Income_New_Space Heating_Natural Gas_Boiler_Baseline Forecast | F3 | Residential | Multi-Family Low Income | New | Space Heating | Natural Gas | Boiler | Baseline Forecast | Summer Peak Demand (MW) | 0 | 0 | 0 | 0 | 0 | 0 | 0 | 0 | 0 | 0 | 0 | 0 | 0 | 0 | 0 | 0 | 0 | 0 | 0 | 0 | 0 | 0 | 0 | 0 | 0 | 0 | 0 | 0 | 0 | 0 | 0 | 0 | 0
F4_Residential_Multi-Family Low Income_New_Space Heating_Natural Gas_Boiler_Baseline Forecast | F4 | Residential | Multi-Family Low Income | New | Space Heating | Natural Gas | Boiler | Baseline Forecast | Winter Peak Demand (MW) | 0 | 0 | 0 | 0 | 0 | 0 | 0 | 0 | 0 | 0 | 0 | 0 | 0 | 0 | 0 | 0 | 0 | 0 | 0 | 0 | 0 | 0 | 0 | 0 | 0 | 0 | 0 | 0 | 0 | 0 | 0 | 0 | 0
F5_Residential_Multi-Family Low Income_New_Space Heating_Natural Gas_Boiler_Baseline Forecast | F5 | Residential | Multi-Family Low Income | New | Space Heating | Natural Gas | Boiler | Baseline Forecast | Turnover | 0 | 0 | 0 | 0 | 0 | 0 | 0 | 0 | 0 | 0 | 0 | 0 | 0 | 0 | 0 | 0 | 0 | 0 | 0 | 0 | 0 | 0 | 0 | 0 | 0 | 0 | 0 | 0 | 0 | 0 | 0 | 0 | 0
F6_Residential_Multi-Family Low Income_New_Space Heating_Natural Gas_Boiler_Baseline Forecast | F6 | Residential | Multi-Family Low Income | New | Space Heating | Natural Gas | Boiler | Baseline Forecast | Avg. Replacement Usage (kWh) | 112.8435 | 109.475 | 108.2408 | 117.4434 | 116.8156 | 64.7393 | 64.3889 | 64.0389 | 63.689 | 63.3393 | 62.989 | 62.6389 | 62.2889 | 61.9391 | 61.5885 | 61.2383 | 60.888 | 60.5382 | 60.1876 | 59.8373 | 59.487 | 59.1379 | 58.7873 | 58.4374 | 58.0873 | 57.7382 | 57.3875 | 57.0377 | 56.6877 | 56.3381 | 55.9876 | 55.6374 | 55.6371
F7_Residential_Multi-Family Low Income_New_Space Heating_Natural Gas_Boiler_Baseline Forecast | F7 | Residential | Multi-Family Low Income | New | Space Heating | Natural Gas | Boiler | Baseline Forecast | Avg. Replacement Summer Demand (kW) | 1.986 | 1.9268 | 1.905 | 2.067 | 2.056 | 1.1394 | 1.1332 | 1.1271 | 1.1209 | 1.1148 | 1.1086 | 1.1024 | 1.0963 | 1.0901 | 1.084 | 1.0778 | 1.0716 | 1.0655 | 1.0593 | 1.0531 | 1.047 | 1.0408 | 1.0347 | 1.0285 | 1.0223 | 1.0162 | 1.01 | 1.0039 | 0.9977 | 0.99155 | 0.98538 | 0.97922 | 0.97921
F8_Residential_Multi-Family Low Income_New_Space Heating_Natural Gas_Boiler_Baseline Forecast | F8 | Residential | Multi-Family Low Income | New | Space Heating | Natural Gas | Boiler | Baseline Forecast | Avg. Replacement Winter Demand (kW) | 0.1151 | 0.11166 | 0.11041 | 0.11979 | 0.11915 | 0.066034 | 0.065677 | 0.06532 | 0.064963 | 0.064606 | 0.064249 | 0.063892 | 0.063535 | 0.063178 | 0.06282 | 0.062463 | 0.062106 | 0.061749 | 0.061391 | 0.061034 | 0.060677 | 0.060321 | 0.059963 | 0.059606 | 0.059249 | 0.058893 | 0.058535 | 0.058178 | 0.057821 | 0.057465 | 0.057107 | 0.05675 | 0.05675
F1_Residential_Multi-Family Low Income_New_Secondary Heating_Natural Gas_Fireplace_Baseline Forecast | F1 | Residential | Multi-Family Low Income | New | Secondary Heating | Natural Gas | Fireplace | Baseline Forecast | Units | 0 | 0 | 0 | 0 | 0 | 0 | 0 | 0 | 0 | 0 | 0 | 0 | 0 | 0 | 0 | 0 | 0 | 0 | 0 | 0 | 0 | 0 | 0 | 0 | 0 | 0 | 0 | 0 | 0 | 0 | 0 | 0 | 0
F2_Residential_Multi-Family Low Income_New_Secondary Heating_Natural Gas_Fireplace_Baseline Forecast | F2 | Residential | Multi-Family Low Income | New | Secondary Heating | Natural Gas | Fireplace | Baseline Forecast | Usage (MMtherm) | 0 | 0 | 0 | 0 | 0 | 0 | 0 | 0 | 0 | 0 | 0 | 0 | 0 | 0 | 0 | 0 | 0 | 0 | 0 | 0 | 0 | 0 | 0 | 0 | 0 | 0 | 0 | 0 | 0 | 0 | 0 | 0 | 0
F3_Residential_Multi-Family Low Income_New_Secondary Heating_Natural Gas_Fireplace_Baseline Forecast | F3 | Residential | Multi-Family Low Income | New | Secondary Heating | Natural Gas | Fireplace | Baseline Forecast | Summer Peak Demand (MW) | 0 | 0 | 0 | 0 | 0 | 0 | 0 | 0 | 0 | 0 | 0 | 0 | 0 | 0 | 0 | 0 | 0 | 0 | 0 | 0 | 0 | 0 | 0 | 0 | 0 | 0 | 0 | 0 | 0 | 0 | 0 | 0 | 0
F4_Residential_Multi-Family Low Income_New_Secondary Heating_Natural Gas_Fireplace_Baseline Forecast | F4 | Residential | Multi-Family Low Income | New | Secondary Heating | Natural Gas | Fireplace | Baseline Forecast | Winter Peak Demand (MW) | 0 | 0 | 0 | 0 | 0 | 0 | 0 | 0 | 0 | 0 | 0 | 0 | 0 | 0 | 0 | 0 | 0 | 0 | 0 | 0 | 0 | 0 | 0 | 0 | 0 | 0 | 0 | 0 | 0 | 0 | 0 | 0 | 0
F5_Residential_Multi-Family Low Income_New_Secondary Heating_Natural Gas_Fireplace_Baseline Forecast | F5 | Residential | Multi-Family Low Income | New | Secondary Heating | Natural Gas | Fireplace | Baseline Forecast | Turnover | 0 | 0 | 0 | 0 | 0 | 0 | 0 | 0 | 0 | 0 | 0 | 0 | 0 | 0 | 0 | 0 | 0 | 0 | 0 | 0 | 0 | 0 | 0 | 0 | 0 | 0 | 0 | 0 | 0 | 0 | 0 | 0 | 0
F6_Residential_Multi-Family Low Income_New_Secondary Heating_Natural Gas_Fireplace_Baseline Forecast | F6 | Residential | Multi-Family Low Income | New | Secondary Heating | Natural Gas | Fireplace | Baseline Forecast | Avg. Replacement Usage (kWh) | 40.2774 | 39.0751 | 39.779 | 43.2764 | 43.1605 | 43.0444 | 42.9277 | 42.8109 | 42.6937 | 42.5763 | 42.4584 | 42.3403 | 42.2218 | 42.1031 | 41.9839 | 41.8644 | 41.7446 | 41.6246 | 41.504 | 41.3831 | 41.2619 | 41.1407 | 41.0187 | 40.8965 | 40.7739 | 40.6512 | 40.5277 | 40.404 | 40.2799 | 40.1556 | 40.0306 | 39.9053 | 39.9053
F7_Residential_Multi-Family Low Income_New_Secondary Heating_Natural Gas_Fireplace_Baseline Forecast | F7 | Residential | Multi-Family Low Income | New | Secondary Heating | Natural Gas | Fireplace | Baseline Forecast | Avg. Replacement Summer Demand (kW) | 0.35676 | 0.34611 | 0.35234 | 0.38332 | 0.38229 | 0.38127 | 0.38023 | 0.3792 | 0.37816 | 0.37712 | 0.37608 | 0.37503 | 0.37398 | 0.37293 | 0.37187 | 0.37081 | 0.36975 | 0.36869 | 0.36762 | 0.36655 | 0.36548 | 0.3644 | 0.36332 | 0.36224 | 0.36116 | 0.36007 | 0.35897 | 0.35788 | 0.35678 | 0.35568 | 0.35457 | 0.35346 | 0.35346
F8_Residential_Multi-Family Low Income_New_Secondary Heating_Natural Gas_Fireplace_Baseline Forecast | F8 | Residential | Multi-Family Low Income | New | Secondary Heating | Natural Gas | Fireplace | Baseline Forecast | Avg. Replacement Winter Demand (kW) | 0.020676 | 0.020059 | 0.02042 | 0.022215 | 0.022156 | 0.022096 | 0.022036 | 0.021976 | 0.021916 | 0.021856 | 0.021795 | 0.021735 | 0.021674 | 0.021613 | 0.021552 | 0.02149 | 0.021429 | 0.021367 | 0.021305 | 0.021243 | 0.021181 | 0.021119 | 0.021056 | 0.020994 | 0.020931 | 0.020868 | 0.020804 | 0.020741 | 0.020677 | 0.020613 | 0.020549 | 0.020485 | 0.020485
F1_Residential_Multi-Family Low Income_New_Water Heating_Natural Gas_Water Heater (<= 55 gal)_Baseline Forecast | F1 | Residential | Multi-Family Low Income | New | Water Heating | Natural Gas | Water Heater (<= 55 gal) | Baseline Forecast | Units | 0 | 0 | 0 | 0 | 0 | 0 | 0 | 0 | 0 | 0 | 0 | 0 | 0 | 0 | 0 | 0 | 0 | 0 | 0 | 0 | 0 | 0 | 0 | 0 | 0 | 0 | 0 | 0 | 0 | 0 | 0 | 0 | 0
F2_Residential_Multi-Family Low Income_New_Water Heating_Natural Gas_Water Heater (<= 55 gal)_Baseline Forecast | F2 | Residential | Multi-Family Low Income | New | Water Heating | Natural Gas | Water Heater (<= 55 gal) | Baseline Forecast | Usage (MMtherm) | 0 | 0 | 0 | 0 | 0 | 0 | 0 | 0 | 0 | 0 | 0 | 0 | 0 | 0 | 0 | 0 | 0 | 0 | 0 | 0 | 0 | 0 | 0 | 0 | 0 | 0 | 0 | 0 | 0 | 0 | 0 | 0 | 0
F3_Residential_Multi-Family Low Income_New_Water Heating_Natural Gas_Water Heater (<= 55 gal)_Baseline Forecast | F3 | Residential | Multi-Family Low Income | New | Water Heating | Natural Gas | Water Heater (<= 55 gal) | Baseline Forecast | Summer Peak Demand (MW) | 0 | 0 | 0 | 0 | 0 | 0 | 0 | 0 | 0 | 0 | 0 | 0 | 0 | 0 | 0 | 0 | 0 | 0 | 0 | 0 | 0 | 0 | 0 | 0 | 0 | 0 | 0 | 0 | 0 | 0 | 0 | 0 | 0
F4_Residential_Multi-Family Low Income_New_Water Heating_Natural Gas_Water Heater (<= 55 gal)_Baseline Forecast | F4 | Residential | Multi-Family Low Income | New | Water Heating | Natural Gas | Water Heater (<= 55 gal) | Baseline Forecast | Winter Peak Demand (MW) | 0 | 0 | 0 | 0 | 0 | 0 | 0 | 0 | 0 | 0 | 0 | 0 | 0 | 0 | 0 | 0 | 0 | 0 | 0 | 0 | 0 | 0 | 0 | 0 | 0 | 0 | 0 | 0 | 0 | 0 | 0 | 0 | 0
F5_Residential_Multi-Family Low Income_New_Water Heating_Natural Gas_Water Heater (<= 55 gal)_Baseline Forecast | F5 | Residential | Multi-Family Low Income | New | Water Heating | Natural Gas | Water Heater (<= 55 gal) | Baseline Forecast | Turnover | 0 | 0 | 0 | 0 | 0 | 0 | 0 | 0 | 0 | 0 | 0 | 0 | 0 | 0 | 0 | 0 | 0 | 0 | 0 | 0 | 0 | 0 | 0 | 0 | 0 | 0 | 0 | 0 | 0 | 0 | 0 | 0 | 0
F6_Residential_Multi-Family Low Income_New_Water Heating_Natural Gas_Water Heater (<= 55 gal)_Baseline Forecast | F6 | Residential | Multi-Family Low Income | New | Water Heating | Natural Gas | Water Heater (<= 55 gal) | Baseline Forecast | Avg. Replacement Usage (kWh) | 98.4795 | 95.5488 | 97.5516 | 106.4303 | 0 | 0 | 0 | 0 | 0 | 0 | 0 | 0 | 0 | 0 | 0 | 0 | 0 | 0 | 0 | 0 | 0 | 0 | 0 | 0 | 0 | 0 | 0 | 0 | 0 | 0 | 0 | 0 | 0
F7_Residential_Multi-Family Low Income_New_Water Heating_Natural Gas_Water Heater (<= 55 gal)_Baseline Forecast | F7 | Residential | Multi-Family Low Income | New | Water Heating | Natural Gas | Water Heater (<= 55 gal) | Baseline Forecast | Avg. Replacement Summer Demand (kW) | 0.32498 | 0.31531 | 0.32192 | 0.35122 | 0 | 0 | 0 | 0 | 0 | 0 | 0 | 0 | 0 | 0 | 0 | 0 | 0 | 0 | 0 | 0 | 0 | 0 | 0 | 0 | 0 | 0 | 0 | 0 | 0 | 0 | 0 | 0 | 0
F8_Residential_Multi-Family Low Income_New_Water Heating_Natural Gas_Water Heater (<= 55 gal)_Baseline Forecast | F8 | Residential | Multi-Family Low Income | New | Water Heating | Natural Gas | Water Heater (<= 55 gal) | Baseline Forecast | Avg. Replacement Winter Demand (kW) | 0.02558 | 0.024819 | 0.025339 | 0.027646 | 0 | 0 | 0 | 0 | 0 | 0 | 0 | 0 | 0 | 0 | 0 | 0 | 0 | 0 | 0 | 0 | 0 | 0 | 0 | 0 | 0 | 0 | 0 | 0 | 0 | 0 | 0 | 0 | 0
F1_Residential_Multi-Family Low Income_New_Water Heating_Natural Gas_Water Heater (> 55 gal)_Baseline Forecast | F1 | Residential | Multi-Family Low Income | New | Water Heating | Natural Gas | Water Heater (> 55 gal) | Baseline Forecast | Units | 0 | 0 | 0 | 0 | 0 | 0 | 0 | 0 | 0 | 0 | 0 | 0 | 0 | 0 | 0 | 0 | 0 | 0 | 0 | 0 | 0 | 0 | 0 | 0 | 0 | 0 | 0 | 0 | 0 | 0 | 0 | 0 | 0
F2_Residential_Multi-Family Low Income_New_Water Heating_Natural Gas_Water Heater (> 55 gal)_Baseline Forecast | F2 | Residential | Multi-Family Low Income | New | Water Heating | Natural Gas | Water Heater (> 55 gal) | Baseline Forecast | Usage (MMtherm) | 0 | 0 | 0 | 0 | 0 | 0 | 0 | 0 | 0 | 0 | 0 | 0 | 0 | 0 | 0 | 0 | 0 | 0 | 0 | 0 | 0 | 0 | 0 | 0 | 0 | 0 | 0 | 0 | 0 | 0 | 0 | 0 | 0
F3_Residential_Multi-Family Low Income_New_Water Heating_Natural Gas_Water Heater (> 55 gal)_Baseline Forecast | F3 | Residential | Multi-Family Low Income | New | Water Heating | Natural Gas | Water Heater (> 55 gal) | Baseline Forecast | Summer Peak Demand (MW) | 0 | 0 | 0 | 0 | 0 | 0 | 0 | 0 | 0 | 0 | 0 | 0 | 0 | 0 | 0 | 0 | 0 | 0 | 0 | 0 | 0 | 0 | 0 | 0 | 0 | 0 | 0 | 0 | 0 | 0 | 0 | 0 | 0
F4_Residential_Multi-Family Low Income_New_Water Heating_Natural Gas_Water Heater (> 55 gal)_Baseline Forecast | F4 | Residential | Multi-Family Low Income | New | Water Heating | Natural Gas | Water Heater (> 55 gal) | Baseline Forecast | Winter Peak Demand (MW) | 0 | 0 | 0 | 0 | 0 | 0 | 0 | 0 | 0 | 0 | 0 | 0 | 0 | 0 | 0 | 0 | 0 | 0 | 0 | 0 | 0 | 0 | 0 | 0 | 0 | 0 | 0 | 0 | 0 | 0 | 0 | 0 | 0
F5_Residential_Multi-Family Low Income_New_Water Heating_Natural Gas_Water Heater (> 55 gal)_Baseline Forecast | F5 | Residential | Multi-Family Low Income | New | Water Heating | Natural Gas | Water Heater (> 55 gal) | Baseline Forecast | Turnover | 0 | 0 | 0 | 0 | 0 | 0 | 0 | 0 | 0 | 0 | 0 | 0 | 0 | 0 | 0 | 0 | 0 | 0 | 0 | 0 | 0 | 0 | 0 | 0 | 0 | 0 | 0 | 0 | 0 | 0 | 0 | 0 | 0
F6_Residential_Multi-Family Low Income_New_Water Heating_Natural Gas_Water Heater (> 55 gal)_Baseline Forecast | F6 | Residential | Multi-Family Low Income | New | Water Heating | Natural Gas | Water Heater (> 55 gal) | Baseline Forecast | Avg. Replacement Usage (kWh) | 105.2325 | 102.0937 | 104.2155 | 113.686 | 0 | 0 | 0 | 0 | 0 | 0 | 0 | 0 | 0 | 0 | 0 | 0 | 0 | 0 | 0 | 0 | 0 | 0 | 0 | 0 | 0 | 0 | 0 | 0 | 0 | 0 | 0 | 0 | 0
F7_Residential_Multi-Family Low Income_New_Water Heating_Natural Gas_Water Heater (> 55 gal)_Baseline Forecast | F7 | Residential | Multi-Family Low Income | New | Water Heating | Natural Gas | Water Heater (> 55 gal) | Baseline Forecast | Avg. Replacement Summer Demand (kW) | 0.34727 | 0.33691 | 0.34391 | 0.37516 | 0 | 0 | 0 | 0 | 0 | 0 | 0 | 0 | 0 | 0 | 0 | 0 | 0 | 0 | 0 | 0 | 0 | 0 | 0 | 0 | 0 | 0 | 0 | 0 | 0 | 0 | 0 | 0 | 0
F8_Residential_Multi-Family Low Income_New_Water Heating_Natural Gas_Water Heater (> 55 gal)_Baseline Forecast | F8 | Residential | Multi-Family Low Income | New | Water Heating | Natural Gas | Water Heater (> 55 gal) | Baseline Forecast | Avg. Replacement Winter Demand (kW) | 0.027335 | 0.026519 | 0.02707 | 0.02953 | 0 | 0 | 0 | 0 | 0 | 0 | 0 | 0 | 0 | 0 | 0 | 0 | 0 | 0 | 0 | 0 | 0 | 0 | 0 | 0 | 0 | 0 | 0 | 0 | 0 | 0 | 0 | 0 | 0
F1_Residential_Multi-Family Low Income_New_Appliances_Natural Gas_Clothes Dryer_Baseline Forecast | F1 | Residential | Multi-Family Low Income | New | Appliances | Natural Gas | Clothes Dryer | Baseline Forecast | Units | 0 | 0 | 0 | 0 | 0 | 0 | 0 | 0 | 0 | 0 | 0 | 0 | 0 | 0 | 0 | 0 | 0 | 0 | 0 | 0 | 0 | 0 | 0 | 0 | 0 | 0 | 0 | 0 | 0 | 0 | 0 | 0 | 0
F2_Residential_Multi-Family Low Income_New_Appliances_Natural Gas_Clothes Dryer_Baseline Forecast | F2 | Residential | Multi-Family Low Income | New | Appliances | Natural Gas | Clothes Dryer | Baseline Forecast | Usage (MMtherm) | 0 | 0 | 0 | 0 | 0 | 0 | 0 | 0 | 0 | 0 | 0 | 0 | 0 | 0 | 0 | 0 | 0 | 0 | 0 | 0 | 0 | 0 | 0 | 0 | 0 | 0 | 0 | 0 | 0 | 0 | 0 | 0 | 0
F3_Residential_Multi-Family Low Income_New_Appliances_Natural Gas_Clothes Dryer_Baseline Forecast | F3 | Residential | Multi-Family Low Income | New | Appliances | Natural Gas | Clothes Dryer | Baseline Forecast | Summer Peak Demand (MW) | 0 | 0 | 0 | 0 | 0 | 0 | 0 | 0 | 0 | 0 | 0 | 0 | 0 | 0 | 0 | 0 | 0 | 0 | 0 | 0 | 0 | 0 | 0 | 0 | 0 | 0 | 0 | 0 | 0 | 0 | 0 | 0 | 0
F4_Residential_Multi-Family Low Income_New_Appliances_Natural Gas_Clothes Dryer_Baseline Forecast | F4 | Residential | Multi-Family Low Income | New | Appliances | Natural Gas | Clothes Dryer | Baseline Forecast | Winter Peak Demand (MW) | 0 | 0 | 0 | 0 | 0 | 0 | 0 | 0 | 0 | 0 | 0 | 0 | 0 | 0 | 0 | 0 | 0 | 0 | 0 | 0 | 0 | 0 | 0 | 0 | 0 | 0 | 0 | 0 | 0 | 0 | 0 | 0 | 0
F5_Residential_Multi-Family Low Income_New_Appliances_Natural Gas_Clothes Dryer_Baseline Forecast | F5 | Residential | Multi-Family Low Income | New | Appliances | Natural Gas | Clothes Dryer | Baseline Forecast | Turnover | 0 | 0 | 0 | 0 | 0 | 0 | 0 | 0 | 0 | 0 | 0 | 0 | 0 | 0 | 0 | 0 | 0 | 0 | 0 | 0 | 0 | 0 | 0 | 0 | 0 | 0 | 0 | 0 | 0 | 0 | 0 | 0 | 0
F6_Residential_Multi-Family Low Income_New_Appliances_Natural Gas_Clothes Dryer_Baseline Forecast | F6 | Residential | Multi-Family Low Income | New | Appliances | Natural Gas | Clothes Dryer | Baseline Forecast | Avg. Replacement Usage (kWh) | 12.0543 | 11.6944 | 11.9367 | 13.0209 | 13.0209 | 13.0209 | 13.0209 | 13.0208 | 13.0208 | 13.0207 | 13.0207 | 13.0207 | 13.0206 | 13.0206 | 13.0205 | 13.0205 | 13.0205 | 13.0204 | 13.0204 | 13.0203 | 13.0203 | 13.0203 | 13.0202 | 13.0202 | 13.0202 | 13.0202 | 13.0202 | 13.0202 | 13.0202 | 13.0202 | 13.0202 | 13.0202 | 13.0202
F7_Residential_Multi-Family Low Income_New_Appliances_Natural Gas_Clothes Dryer_Baseline Forecast | F7 | Residential | Multi-Family Low Income | New | Appliances | Natural Gas | Clothes Dryer | Baseline Forecast | Avg. Replacement Summer Demand (kW) | 0.033025 | 0.03204 | 0.032703 | 0.035674 | 0.035674 | 0.035674 | 0.035674 | 0.035673 | 0.035673 | 0.035673 | 0.035673 | 0.035673 | 0.035673 | 0.035673 | 0.035673 | 0.035673 | 0.035673 | 0.035672 | 0.035672 | 0.035672 | 0.035672 | 0.035672 | 0.035672 | 0.035672 | 0.035672 | 0.035672 | 0.035672 | 0.035672 | 0.035672 | 0.035672 | 0.035672 | 0.035672 | 0.035672
F8_Residential_Multi-Family Low Income_New_Appliances_Natural Gas_Clothes Dryer_Baseline Forecast | F8 | Residential | Multi-Family Low Income | New | Appliances | Natural Gas | Clothes Dryer | Baseline Forecast | Avg. Replacement Winter Demand (kW) | 0.0013761 | 0.001335 | 0.0013626 | 0.0014864 | 0.0014864 | 0.0014864 | 0.0014864 | 0.0014864 | 0.0014864 | 0.0014864 | 0.0014864 | 0.0014864 | 0.0014864 | 0.0014864 | 0.0014864 | 0.0014864 | 0.0014864 | 0.0014863 | 0.0014863 | 0.0014863 | 0.0014863 | 0.0014863 | 0.0014863 | 0.0014863 | 0.0014863 | 0.0014863 | 0.0014863 | 0.0014863 | 0.0014863 | 0.0014863 | 0.0014863 | 0.0014863 | 0.0014863
F1_Residential_Multi-Family Low Income_New_Appliances_Natural Gas_Stove/Oven_Baseline Forecast | F1 | Residential | Multi-Family Low Income | New | Appliances | Natural Gas | Stove/Oven | Baseline Forecast | Units | 0 | 0 | 0 | 0 | 0 | 0 | 0 | 0 | 0 | 0 | 0 | 0 | 0 | 0 | 0 | 0 | 0 | 0 | 0 | 0 | 0 | 0 | 0 | 0 | 0 | 0 | 0 | 0 | 0 | 0 | 0 | 0 | 0
F2_Residential_Multi-Family Low Income_New_Appliances_Natural Gas_Stove/Oven_Baseline Forecast | F2 | Residential | Multi-Family Low Income | New | Appliances | Natural Gas | Stove/Oven | Baseline Forecast | Usage (MMtherm) | 0 | 0 | 0 | 0 | 0 | 0 | 0 | 0 | 0 | 0 | 0 | 0 | 0 | 0 | 0 | 0 | 0 | 0 | 0 | 0 | 0 | 0 | 0 | 0 | 0 | 0 | 0 | 0 | 0 | 0 | 0 | 0 | 0
F3_Residential_Multi-Family Low Income_New_Appliances_Natural Gas_Stove/Oven_Baseline Forecast | F3 | Residential | Multi-Family Low Income | New | Appliances | Natural Gas | Stove/Oven | Baseline Forecast | Summer Peak Demand (MW) | 0 | 0 | 0 | 0 | 0 | 0 | 0 | 0 | 0 | 0 | 0 | 0 | 0 | 0 | 0 | 0 | 0 | 0 | 0 | 0 | 0 | 0 | 0 | 0 | 0 | 0 | 0 | 0 | 0 | 0 | 0 | 0 | 0
F4_Residential_Multi-Family Low Income_New_Appliances_Natural Gas_Stove/Oven_Baseline Forecast | F4 | Residential | Multi-Family Low Income | New | Appliances | Natural Gas | Stove/Oven | Baseline Forecast | Winter Peak Demand (MW) | 0 | 0 | 0 | 0 | 0 | 0 | 0 | 0 | 0 | 0 | 0 | 0 | 0 | 0 | 0 | 0 | 0 | 0 | 0 | 0 | 0 | 0 | 0 | 0 | 0 | 0 | 0 | 0 | 0 | 0 | 0 | 0 | 0
F5_Residential_Multi-Family Low Income_New_Appliances_Natural Gas_Stove/Oven_Baseline Forecast | F5 | Residential | Multi-Family Low Income | New | Appliances | Natural Gas | Stove/Oven | Baseline Forecast | Turnover | 0 | 0 | 0 | 0 | 0 | 0 | 0 | 0 | 0 | 0 | 0 | 0 | 0 | 0 | 0 | 0 | 0 | 0 | 0 | 0 | 0 | 0 | 0 | 0 | 0 | 0 | 0 | 0 | 0 | 0 | 0 | 0 | 0
F6_Residential_Multi-Family Low Income_New_Appliances_Natural Gas_Stove/Oven_Baseline Forecast | F6 | Residential | Multi-Family Low Income | New | Appliances | Natural Gas | Stove/Oven | Baseline Forecast | Avg. Replacement Usage (kWh) | 14.4391 | 14.0081 | 14.2982 | 15.5967 | 15.5968 | 15.5966 | 15.5961 | 15.5957 | 15.5953 | 15.5948 | 15.5944 | 15.594 | 15.5935 | 15.5931 | 15.5926 | 15.5922 | 15.5917 | 15.5912 | 15.5908 | 15.5903 | 15.5899 | 15.5895 | 15.5892 | 15.5889 | 15.5887 | 15.5886 | 15.5885 | 15.5885 | 15.5885 | 15.5885 | 15.5887 | 15.5889 | 15.5891
F7_Residential_Multi-Family Low Income_New_Appliances_Natural Gas_Stove/Oven_Baseline Forecast | F7 | Residential | Multi-Family Low Income | New | Appliances | Natural Gas | Stove/Oven | Baseline Forecast | Avg. Replacement Summer Demand (kW) | 0.051427 | 0.049892 | 0.050925 | 0.05555 | 0.05555 | 0.05555 | 0.055548 | 0.055547 | 0.055545 | 0.055543 | 0.055542 | 0.05554 | 0.055539 | 0.055537 | 0.055535 | 0.055534 | 0.055532 | 0.05553 | 0.055529 | 0.055527 | 0.055526 | 0.055524 | 0.055523 | 0.055522 | 0.055522 | 0.055521 | 0.055521 | 0.055521 | 0.055521 | 0.055521 | 0.055521 | 0.055522 | 0.055523
F8_Residential_Multi-Family Low Income_New_Appliances_Natural Gas_Stove/Oven_Baseline Forecast | F8 | Residential | Multi-Family Low Income | New | Appliances | Natural Gas | Stove/Oven | Baseline Forecast | Avg. Replacement Winter Demand (kW) | 0.010285 | 0.0099783 | 0.010185 | 0.01111 | 0.01111 | 0.01111 | 0.01111 | 0.011109 | 0.011109 | 0.011109 | 0.011108 | 0.011108 | 0.011108 | 0.011107 | 0.011107 | 0.011107 | 0.011106 | 0.011106 | 0.011106 | 0.011105 | 0.011105 | 0.011105 | 0.011105 | 0.011104 | 0.011104 | 0.011104 | 0.011104 | 0.011104 | 0.011104 | 0.011104 | 0.011104 | 0.011104 | 0.011105
F1_Residential_Multi-Family Low Income_New_Miscellaneous_Natural Gas_Pool Heater_Baseline Forecast | F1 | Residential | Multi-Family Low Income | New | Miscellaneous | Natural Gas | Pool Heater | Baseline Forecast | Units | 0 | 0 | 0 | 0 | 0 | 0 | 0 | 0 | 0 | 0 | 0 | 0 | 0 | 0 | 0 | 0 | 0 | 0 | 0 | 0 | 0 | 0 | 0 | 0 | 0 | 0 | 0 | 0 | 0 | 0 | 0 | 0 | 0
F2_Residential_Multi-Family Low Income_New_Miscellaneous_Natural Gas_Pool Heater_Baseline Forecast | F2 | Residential | Multi-Family Low Income | New | Miscellaneous | Natural Gas | Pool Heater | Baseline Forecast | Usage (MMtherm) | 0 | 0 | 0 | 0 | 0 | 0 | 0 | 0 | 0 | 0 | 0 | 0 | 0 | 0 | 0 | 0 | 0 | 0 | 0 | 0 | 0 | 0 | 0 | 0 | 0 | 0 | 0 | 0 | 0 | 0 | 0 | 0 | 0
F3_Residential_Multi-Family Low Income_New_Miscellaneous_Natural Gas_Pool Heater_Baseline Forecast | F3 | Residential | Multi-Family Low Income | New | Miscellaneous | Natural Gas | Pool Heater | Baseline Forecast | Summer Peak Demand (MW) | 0 | 0 | 0 | 0 | 0 | 0 | 0 | 0 | 0 | 0 | 0 | 0 | 0 | 0 | 0 | 0 | 0 | 0 | 0 | 0 | 0 | 0 | 0 | 0 | 0 | 0 | 0 | 0 | 0 | 0 | 0 | 0 | 0
F4_Residential_Multi-Family Low Income_New_Miscellaneous_Natural Gas_Pool Heater_Baseline Forecast | F4 | Residential | Multi-Family Low Income | New | Miscellaneous | Natural Gas | Pool Heater | Baseline Forecast | Winter Peak Demand (MW) | 0 | 0 | 0 | 0 | 0 | 0 | 0 | 0 | 0 | 0 | 0 | 0 | 0 | 0 | 0 | 0 | 0 | 0 | 0 | 0 | 0 | 0 | 0 | 0 | 0 | 0 | 0 | 0 | 0 | 0 | 0 | 0 | 0
F5_Residential_Multi-Family Low Income_New_Miscellaneous_Natural Gas_Pool Heater_Baseline Forecast | F5 | Residential | Multi-Family Low Income | New | Miscellaneous | Natural Gas | Pool Heater | Baseline Forecast | Turnover | 0 | 0 | 0 | 0 | 0 | 0 | 0 | 0 | 0 | 0 | 0 | 0 | 0 | 0 | 0 | 0 | 0 | 0 | 0 | 0 | 0 | 0 | 0 | 0 | 0 | 0 | 0 | 0 | 0 | 0 | 0 | 0 | 0
F6_Residential_Multi-Family Low Income_New_Miscellaneous_Natural Gas_Pool Heater_Baseline Forecast | F6 | Residential | Multi-Family Low Income | New | Miscellaneous | Natural Gas | Pool Heater | Baseline Forecast | Avg. Replacement Usage (kWh) | 59.6772 | 57.8958 | 59.0955 | 64.4629 | 64.4629 | 64.4629 | 64.4629 | 64.4629 | 64.4629 | 64.4629 | 64.4629 | 64.4629 | 64.4629 | 64.4629 | 64.4629 | 64.4629 | 64.4629 | 64.4629 | 64.4629 | 64.4629 | 64.4629 | 64.4629 | 64.4629 | 64.4629 | 64.4629 | 64.4629 | 64.4629 | 64.4629 | 64.4629 | 64.4629 | 64.4629 | 64.4629 | 64.4629
F7_Residential_Multi-Family Low Income_New_Miscellaneous_Natural Gas_Pool Heater_Baseline Forecast | F7 | Residential | Multi-Family Low Income | New | Miscellaneous | Natural Gas | Pool Heater | Baseline Forecast | Avg. Replacement Summer Demand (kW) | 0.1635 | 0.15862 | 0.16191 | 0.17661 | 0.17661 | 0.17661 | 0.17661 | 0.17661 | 0.17661 | 0.17661 | 0.17661 | 0.17661 | 0.17661 | 0.17661 | 0.17661 | 0.17661 | 0.17661 | 0.17661 | 0.17661 | 0.17661 | 0.17661 | 0.17661 | 0.17661 | 0.17661 | 0.17661 | 0.17661 | 0.17661 | 0.17661 | 0.17661 | 0.17661 | 0.17661 | 0.17661 | 0.17661
F8_Residential_Multi-Family Low Income_New_Miscellaneous_Natural Gas_Pool Heater_Baseline Forecast | F8 | Residential | Multi-Family Low Income | New | Miscellaneous | Natural Gas | Pool Heater | Baseline Forecast | Avg. Replacement Winter Demand (kW) | 0.0068125 | 0.0066091 | 0.0067461 | 0.0073588 | 0.0073588 | 0.0073588 | 0.0073588 | 0.0073588 | 0.0073588 | 0.0073588 | 0.0073588 | 0.0073588 | 0.0073588 | 0.0073588 | 0.0073588 | 0.0073588 | 0.0073588 | 0.0073588 | 0.0073588 | 0.0073588 | 0.0073588 | 0.0073588 | 0.0073588 | 0.0073588 | 0.0073588 | 0.0073588 | 0.0073588 | 0.0073588 | 0.0073588 | 0.0073588 | 0.0073588 | 0.0073588 | 0.0073588
F1_Residential_Multi-Family Low Income_New_Miscellaneous_Natural Gas_Miscellaneous_Baseline Forecast | F1 | Residential | Multi-Family Low Income | New | Miscellaneous | Natural Gas | Miscellaneous | Baseline Forecast | Units | 0 | 9.9963 | 24.5745 | 38.5203 | 51.6142 | 63.8131 | 75.8325 | 87.6768 | 99.2865 | 110.7489 | 122.149 | 133.4854 | 144.778 | 156.0462 | 167.2757 | 178.4728 | 189.6402 | 200.7987 | 211.9462 | 223.0622 | 234.1457 | 245.1959 | 256.2234 | 267.2268 | 278.1931 | 289.122 | 300.0124 | 310.8693 | 321.6919 | 332.4753 | 343.2191 | 353.9236 | 364.9619
F2_Residential_Multi-Family Low Income_New_Miscellaneous_Natural Gas_Miscellaneous_Baseline Forecast | F2 | Residential | Multi-Family Low Income | New | Miscellaneous | Natural Gas | Miscellaneous | Baseline Forecast | Usage (MMtherm) | 0 | 2.7315e-05 | 6.8542e-05 | 0.0001172 | 0.00015703 | 0.00019415 | 0.00023072 | 0.00026675 | 0.00030208 | 0.00033695 | 0.00037163 | 0.00040613 | 0.00044048 | 0.00047477 | 0.00050893 | 0.000543 | 0.00057698 | 0.00061092 | 0.00064484 | 0.00067866 | 0.00071238 | 0.000746 | 0.00077955 | 0.00081303 | 0.00084639 | 0.00087965 | 0.00091278 | 0.00094581 | 0.00097874 | 0.0010115 | 0.0010442 | 0.0010768 | 0.0011104
F3_Residential_Multi-Family Low Income_New_Miscellaneous_Natural Gas_Miscellaneous_Baseline Forecast | F3 | Residential | Multi-Family Low Income | New | Miscellaneous | Natural Gas | Miscellaneous | Baseline Forecast | Summer Peak Demand (MW) | 0 | 7.4836e-05 | 0.00018779 | 0.00032109 | 0.00043023 | 0.00053192 | 0.0006321 | 0.00073083 | 0.00082761 | 0.00092315 | 0.0010182 | 0.0011127 | 0.0012068 | 0.0013007 | 0.0013943 | 0.0014877 | 0.0015808 | 0.0016738 | 0.0017667 | 0.0018593 | 0.0019517 | 0.0020438 | 0.0021358 | 0.0022275 | 0.0023189 | 0.00241 | 0.0025008 | 0.0025913 | 0.0026815 | 0.0027714 | 0.0028609 | 0.0029501 | 0.0030422
F4_Residential_Multi-Family Low Income_New_Miscellaneous_Natural Gas_Miscellaneous_Baseline Forecast | F4 | Residential | Multi-Family Low Income | New | Miscellaneous | Natural Gas | Miscellaneous | Baseline Forecast | Winter Peak Demand (MW) | 0 | 3.1182e-06 | 7.8244e-06 | 1.3379e-05 | 1.7926e-05 | 2.2163e-05 | 2.6338e-05 | 3.0451e-05 | 3.4484e-05 | 3.8465e-05 | 4.2424e-05 | 4.6361e-05 | 5.0283e-05 | 5.4197e-05 | 5.8097e-05 | 6.1986e-05 | 6.5865e-05 | 6.974e-05 | 7.3612e-05 | 7.7473e-05 | 8.1322e-05 | 8.516e-05 | 8.899e-05 | 9.2812e-05 | 9.662e-05 | 0.00010042 | 0.0001042 | 0.00010797 | 0.00011173 | 0.00011547 | 0.0001192 | 0.00012292 | 0.00012676
F5_Residential_Multi-Family Low Income_New_Miscellaneous_Natural Gas_Miscellaneous_Baseline Forecast | F5 | Residential | Multi-Family Low Income | New | Miscellaneous | Natural Gas | Miscellaneous | Baseline Forecast | Turnover | 0 | 9.9963 | 14.5782 | 13.9458 | 13.0939 | 12.1989 | 12.0194 | 13.5104 | 15.4278 | 16.9683 | 18.1708 | 19.0118 | 19.692 | 23.3092 | 25.1137 | 25.4188 | 25.8096 | 26.2791 | 26.9799 | 28.6107 | 30.3831 | 31.7996 | 32.9559 | 33.8916 | 34.7263 | 36.5067 | 37.7729 | 38.644 | 39.5802 | 40.5277 | 41.514 | 42.8859 | 44.6464
F6_Residential_Multi-Family Low Income_New_Miscellaneous_Natural Gas_Miscellaneous_Baseline Forecast | F6 | Residential | Multi-Family Low Income | New | Miscellaneous | Natural Gas | Miscellaneous | Baseline Forecast | Avg. Replacement Usage (kWh) | 2.8166 | 2.7325 | 2.7891 | 3.0425 | 3.0425 | 3.0425 | 3.0425 | 3.0425 | 3.0425 | 3.0425 | 3.0425 | 3.0425 | 3.0425 | 3.0425 | 3.0425 | 3.0425 | 3.0425 | 3.0425 | 3.0425 | 3.0425 | 3.0425 | 3.0425 | 3.0425 | 3.0425 | 3.0425 | 3.0425 | 3.0425 | 3.0425 | 3.0425 | 3.0425 | 3.0425 | 3.0425 | 3.0425
F7_Residential_Multi-Family Low Income_New_Miscellaneous_Natural Gas_Miscellaneous_Baseline Forecast | F7 | Residential | Multi-Family Low Income | New | Miscellaneous | Natural Gas | Miscellaneous | Baseline Forecast | Avg. Replacement Summer Demand (kW) | 0.0077167 | 0.0074864 | 0.0076415 | 0.0083355 | 0.0083355 | 0.0083355 | 0.0083355 | 0.0083355 | 0.0083355 | 0.0083355 | 0.0083355 | 0.0083355 | 0.0083355 | 0.0083355 | 0.0083355 | 0.0083355 | 0.0083355 | 0.0083355 | 0.0083355 | 0.0083355 | 0.0083355 | 0.0083355 | 0.0083355 | 0.0083355 | 0.0083355 | 0.0083355 | 0.0083355 | 0.0083355 | 0.0083355 | 0.0083355 | 0.0083355 | 0.0083355 | 0.0083355
F8_Residential_Multi-Family Low Income_New_Miscellaneous_Natural Gas_Miscellaneous_Baseline Forecast | F8 | Residential | Multi-Family Low Income | New | Miscellaneous | Natural Gas | Miscellaneous | Baseline Forecast | Avg. Replacement Winter Demand (kW) | 0.00032153 | 0.00031193 | 0.0003184 | 0.00034731 | 0.00034731 | 0.00034731 | 0.00034731 | 0.00034731 | 0.00034731 | 0.00034731 | 0.00034731 | 0.00034731 | 0.00034731 | 0.00034731 | 0.00034731 | 0.00034731 | 0.00034731 | 0.00034731 | 0.00034731 | 0.00034731 | 0.00034731 | 0.00034731 | 0.00034731 | 0.00034731 | 0.00034731 | 0.00034731 | 0.00034731 | 0.00034731 | 0.00034731 | 0.00034731 | 0.00034731 | 0.00034731 | 0.00034731
F1_Residential_Manufactured Home Regular Income_Existing_Space Heating_Natural Gas_Furnace_Baseline Forecast | F1 | Residential | Manufactured Home Regular Income | Existing | Space Heating | Natural Gas | Furnace | Baseline Forecast | Units | 120.2837 | 121.2243 | 122.165 | 120.3707 | 117.6144 | 116.0964 | 114.6824 | 113.3275 | 112.0522 | 110.8268 | 109.6217 | 108.4375 | 107.2677 | 106.1058 | 104.9563 | 103.8168 | 102.686 | 101.557 | 100.4304 | 99.3131 | 98.2054 | 97.1075 | 96.0158 | 94.931 | 93.8573 | 92.7949 | 91.7439 | 90.703 | 89.6723 | 88.6535 | 87.6466 | 86.6517 | 85.668
F2_Residential_Manufactured Home Regular Income_Existing_Space Heating_Natural Gas_Furnace_Baseline Forecast | F2 | Residential | Manufactured Home Regular Income | Existing | Space Heating | Natural Gas | Furnace | Baseline Forecast | Usage (MMtherm) | 0.092012 | 0.089862 | 0.091838 | 0.098081 | 0.09522 | 0.093383 | 0.091645 | 0.08997 | 0.088374 | 0.086833 | 0.085323 | 0.083846 | 0.082396 | 0.080969 | 0.079567 | 0.07819 | 0.076837 | 0.075503 | 0.074185 | 0.07289 | 0.071617 | 0.070366 | 0.069132 | 0.067916 | 0.066721 | 0.065548 | 0.064393 | 0.063258 | 0.06214 | 0.061042 | 0.05996 | 0.058897 | 0.058218
F3_Residential_Manufactured Home Regular Income_Existing_Space Heating_Natural Gas_Furnace_Baseline Forecast | F3 | Residential | Manufactured Home Regular Income | Existing | Space Heating | Natural Gas | Furnace | Baseline Forecast | Summer Peak Demand (MW) | 1.6194 | 1.5816 | 1.6164 | 1.7262 | 1.6759 | 1.6435 | 1.613 | 1.5835 | 1.5554 | 1.5283 | 1.5017 | 1.4757 | 1.4502 | 1.4251 | 1.4004 | 1.3761 | 1.3523 | 1.3288 | 1.3057 | 1.2829 | 1.2605 | 1.2384 | 1.2167 | 1.1953 | 1.1743 | 1.1536 | 1.1333 | 1.1133 | 1.0937 | 1.0743 | 1.0553 | 1.0366 | 1.0246
F4_Residential_Manufactured Home Regular Income_Existing_Space Heating_Natural Gas_Furnace_Baseline Forecast | F4 | Residential | Manufactured Home Regular Income | Existing | Space Heating | Natural Gas | Furnace | Baseline Forecast | Winter Peak Demand (MW) | 0.093852 | 0.091659 | 0.093675 | 0.10004 | 0.097124 | 0.095251 | 0.093478 | 0.091769 | 0.090141 | 0.08857 | 0.087029 | 0.085523 | 0.084044 | 0.082588 | 0.081159 | 0.079754 | 0.078374 | 0.077013 | 0.075669 | 0.074348 | 0.073049 | 0.071774 | 0.070514 | 0.069274 | 0.068055 | 0.066859 | 0.065681 | 0.064523 | 0.063383 | 0.062263 | 0.061159 | 0.060075 | 0.059382
F5_Residential_Manufactured Home Regular Income_Existing_Space Heating_Natural Gas_Furnace_Baseline Forecast | F5 | Residential | Manufactured Home Regular Income | Existing | Space Heating | Natural Gas | Furnace | Baseline Forecast | Turnover | 0 | 3.5049 | 3.7574 | 3.0034 | 3.139 | 3.2833 | 3.4107 | 3.522 | 3.6198 | 3.7048 | 3.7775 | 3.8391 | 3.8906 | 3.9327 | 3.9665 | 3.9926 | 4.0134 | 4.0277 | 3.8913 | 3.782 | 3.6327 | 3.509 | 3.407 | 3.3234 | 3.2553 | 3.2041 | 3.1598 | 3.1235 | 3.0956 | 3.0737 | 3.8641 | 3.8326 | 3.5884
F6_Residential_Manufactured Home Regular Income_Existing_Space Heating_Natural Gas_Furnace_Baseline Forecast | F6 | Residential | Manufactured Home Regular Income | Existing | Space Heating | Natural Gas | Furnace | Baseline Forecast | Avg. Replacement Usage (kWh) | 745.9732 | 723.7043 | 734.7839 | 797.2539 | 792.9924 | 788.7325 | 784.4615 | 780.1971 | 775.932 | 771.6719 | 767.4049 | 763.1425 | 758.8811 | 754.6234 | 750.3584 | 746.0988 | 741.8394 | 737.585 | 733.3208 | 729.0599 | 724.7994 | 720.5516 | 716.2866 | 712.0294 | 707.7713 | 703.5253 | 699.2608 | 695.0068 | 690.7513 | 686.5008 | 682.2402 | 677.9846 | 677.9976
F7_Residential_Manufactured Home Regular Income_Existing_Space Heating_Natural Gas_Furnace_Baseline Forecast | F7 | Residential | Manufactured Home Regular Income | Existing | Space Heating | Natural Gas | Furnace | Baseline Forecast | Avg. Replacement Summer Demand (kW) | 13.1291 | 12.7372 | 12.9322 | 14.0317 | 13.9567 | 13.8817 | 13.8065 | 13.7315 | 13.6564 | 13.5814 | 13.5063 | 13.4313 | 13.3563 | 13.2814 | 13.2063 | 13.1313 | 13.0564 | 12.9815 | 12.9064 | 12.8315 | 12.7565 | 12.6817 | 12.6066 | 12.5317 | 12.4568 | 12.382 | 12.307 | 12.2321 | 12.1572 | 12.0824 | 12.0074 | 11.9325 | 11.9328
F8_Residential_Manufactured Home Regular Income_Existing_Space Heating_Natural Gas_Furnace_Baseline Forecast | F8 | Residential | Manufactured Home Regular Income | Existing | Space Heating | Natural Gas | Furnace | Baseline Forecast | Avg. Replacement Winter Demand (kW) | 0.76089 | 0.73818 | 0.74948 | 0.8132 | 0.80885 | 0.80451 | 0.80015 | 0.7958 | 0.79145 | 0.78711 | 0.78275 | 0.77841 | 0.77406 | 0.76972 | 0.76537 | 0.76102 | 0.75668 | 0.75234 | 0.74799 | 0.74364 | 0.7393 | 0.73496 | 0.73061 | 0.72627 | 0.72193 | 0.7176 | 0.71325 | 0.70891 | 0.70457 | 0.70023 | 0.69589 | 0.69154 | 0.69156
F1_Residential_Manufactured Home Regular Income_Existing_Space Heating_Natural Gas_Boiler_Baseline Forecast | F1 | Residential | Manufactured Home Regular Income | Existing | Space Heating | Natural Gas | Boiler | Baseline Forecast | Units | 0 | 0 | 0 | 0 | 0 | 0 | 0 | 0 | 0 | 0 | 0 | 0 | 0 | 0 | 0 | 0 | 0 | 0 | 0 | 0 | 0 | 0 | 0 | 0 | 0 | 0 | 0 | 0 | 0 | 0 | 0 | 0 | 0
F2_Residential_Manufactured Home Regular Income_Existing_Space Heating_Natural Gas_Boiler_Baseline Forecast | F2 | Residential | Manufactured Home Regular Income | Existing | Space Heating | Natural Gas | Boiler | Baseline Forecast | Usage (MMtherm) | 0 | 0 | 0 | 0 | 0 | 0 | 0 | 0 | 0 | 0 | 0 | 0 | 0 | 0 | 0 | 0 | 0 | 0 | 0 | 0 | 0 | 0 | 0 | 0 | 0 | 0 | 0 | 0 | 0 | 0 | 0 | 0 | 0
F3_Residential_Manufactured Home Regular Income_Existing_Space Heating_Natural Gas_Boiler_Baseline Forecast | F3 | Residential | Manufactured Home Regular Income | Existing | Space Heating | Natural Gas | Boiler | Baseline Forecast | Summer Peak Demand (MW) | 0 | 0 | 0 | 0 | 0 | 0 | 0 | 0 | 0 | 0 | 0 | 0 | 0 | 0 | 0 | 0 | 0 | 0 | 0 | 0 | 0 | 0 | 0 | 0 | 0 | 0 | 0 | 0 | 0 | 0 | 0 | 0 | 0
F4_Residential_Manufactured Home Regular Income_Existing_Space Heating_Natural Gas_Boiler_Baseline Forecast | F4 | Residential | Manufactured Home Regular Income | Existing | Space Heating | Natural Gas | Boiler | Baseline Forecast | Winter Peak Demand (MW) | 0 | 0 | 0 | 0 | 0 | 0 | 0 | 0 | 0 | 0 | 0 | 0 | 0 | 0 | 0 | 0 | 0 | 0 | 0 | 0 | 0 | 0 | 0 | 0 | 0 | 0 | 0 | 0 | 0 | 0 | 0 | 0 | 0
F5_Residential_Manufactured Home Regular Income_Existing_Space Heating_Natural Gas_Boiler_Baseline Forecast | F5 | Residential | Manufactured Home Regular Income | Existing | Space Heating | Natural Gas | Boiler | Baseline Forecast | Turnover | 0 | 0 | 0 | 0 | 0 | 0 | 0 | 0 | 0 | 0 | 0 | 0 | 0 | 0 | 0 | 0 | 0 | 0 | 0 | 0 | 0 | 0 | 0 | 0 | 0 | 0 | 0 | 0 | 0 | 0 | 0 | 0 | 0
F6_Residential_Manufactured Home Regular Income_Existing_Space Heating_Natural Gas_Boiler_Baseline Forecast | F6 | Residential | Manufactured Home Regular Income | Existing | Space Heating | Natural Gas | Boiler | Baseline Forecast | Avg. Replacement Usage (kWh) | 611.0601 | 592.8185 | 590.5602 | 640.7695 | 637.3438 | 633.9204 | 630.4885 | 627.0613 | 623.6335 | 620.2092 | 616.7789 | 613.3522 | 609.9263 | 606.5035 | 603.0744 | 599.6494 | 596.2244 | 592.8032 | 589.3744 | 585.949 | 582.5236 | 579.1085 | 575.6795 | 572.2568 | 568.8331 | 565.4192 | 561.9902 | 558.5697 | 555.1478 | 551.7311 | 548.3074 | 544.889 | 544.8989
F7_Residential_Manufactured Home Regular Income_Existing_Space Heating_Natural Gas_Boiler_Baseline Forecast | F7 | Residential | Manufactured Home Regular Income | Existing | Space Heating | Natural Gas | Boiler | Baseline Forecast | Avg. Replacement Summer Demand (kW) | 10.7547 | 10.4336 | 10.3939 | 11.2775 | 11.2173 | 11.157 | 11.0966 | 11.0363 | 10.9759 | 10.9157 | 10.8553 | 10.795 | 10.7347 | 10.6745 | 10.6141 | 10.5538 | 10.4935 | 10.4333 | 10.373 | 10.3127 | 10.2524 | 10.1923 | 10.132 | 10.0717 | 10.0115 | 9.9514 | 9.891 | 9.8308 | 9.7706 | 9.7105 | 9.6502 | 9.59 | 9.5902
F8_Residential_Manufactured Home Regular Income_Existing_Space Heating_Natural Gas_Boiler_Baseline Forecast | F8 | Residential | Manufactured Home Regular Income | Existing | Space Heating | Natural Gas | Boiler | Baseline Forecast | Avg. Replacement Winter Demand (kW) | 0.62328 | 0.60467 | 0.60237 | 0.65358 | 0.65009 | 0.6466 | 0.6431 | 0.6396 | 0.63611 | 0.63261 | 0.62911 | 0.62562 | 0.62212 | 0.61863 | 0.61514 | 0.61164 | 0.60815 | 0.60466 | 0.60116 | 0.59767 | 0.59417 | 0.59069 | 0.58719 | 0.5837 | 0.58021 | 0.57673 | 0.57323 | 0.56974 | 0.56625 | 0.56277 | 0.55927 | 0.55579 | 0.5558
F1_Residential_Manufactured Home Regular Income_Existing_Secondary Heating_Natural Gas_Fireplace_Baseline Forecast | F1 | Residential | Manufactured Home Regular Income | Existing | Secondary Heating | Natural Gas | Fireplace | Baseline Forecast | Units | 20.0941 | 20.2513 | 20.4084 | 20.1087 | 19.6482 | 19.3946 | 19.1584 | 18.9321 | 18.719 | 18.5143 | 18.313 | 18.1151 | 17.9197 | 17.7256 | 17.5336 | 17.3432 | 17.1543 | 16.9657 | 16.7775 | 16.5909 | 16.4058 | 16.2224 | 16.04 | 15.8588 | 15.6794 | 15.502 | 15.3264 | 15.1525 | 14.9803 | 14.8101 | 14.6419 | 14.4757 | 14.3114
F2_Residential_Manufactured Home Regular Income_Existing_Secondary Heating_Natural Gas_Fireplace_Baseline Forecast | F2 | Residential | Manufactured Home Regular Income | Existing | Secondary Heating | Natural Gas | Fireplace | Baseline Forecast | Usage (MMtherm) | 0.0028239 | 0.002761 | 0.0028326 | 0.0030364 | 0.0029589 | 0.0029129 | 0.0028696 | 0.002828 | 0.0027885 | 0.0027504 | 0.002713 | 0.0026762 | 0.0026399 | 0.002604 | 0.0025685 | 0.0025334 | 0.0024986 | 0.002464 | 0.0024296 | 0.0023956 | 0.0023619 | 0.0023287 | 0.0022957 | 0.002263 | 0.0022307 | 0.0021988 | 0.0021673 | 0.0021361 | 0.0021054 | 0.002075 | 0.0020451 | 0.0020155 | 0.0019927
F3_Residential_Manufactured Home Regular Income_Existing_Secondary Heating_Natural Gas_Fireplace_Baseline Forecast | F3 | Residential | Manufactured Home Regular Income | Existing | Secondary Heating | Natural Gas | Fireplace | Baseline Forecast | Summer Peak Demand (MW) | 0.025013 | 0.024456 | 0.02509 | 0.026895 | 0.026209 | 0.025801 | 0.025417 | 0.025049 | 0.024699 | 0.024362 | 0.02403 | 0.023704 | 0.023383 | 0.023065 | 0.02275 | 0.022439 | 0.022131 | 0.021825 | 0.02152 | 0.021219 | 0.020921 | 0.020626 | 0.020334 | 0.020044 | 0.019758 | 0.019476 | 0.019197 | 0.018921 | 0.018648 | 0.01838 | 0.018114 | 0.017853 | 0.01765
F4_Residential_Manufactured Home Regular Income_Existing_Secondary Heating_Natural Gas_Fireplace_Baseline Forecast | F4 | Residential | Manufactured Home Regular Income | Existing | Secondary Heating | Natural Gas | Fireplace | Baseline Forecast | Winter Peak Demand (MW) | 0.0014496 | 0.0014173 | 0.0014541 | 0.0015587 | 0.0015189 | 0.0014953 | 0.0014731 | 0.0014517 | 0.0014314 | 0.0014119 | 0.0013927 | 0.0013738 | 0.0013552 | 0.0013367 | 0.0013185 | 0.0013005 | 0.0012826 | 0.0012649 | 0.0012472 | 0.0012297 | 0.0012125 | 0.0011954 | 0.0011784 | 0.0011617 | 0.0011451 | 0.0011287 | 0.0011125 | 0.0010966 | 0.0010808 | 0.0010652 | 0.0010498 | 0.0010346 | 0.0010229
F5_Residential_Manufactured Home Regular Income_Existing_Secondary Heating_Natural Gas_Fireplace_Baseline Forecast | F5 | Residential | Manufactured Home Regular Income | Existing | Secondary Heating | Natural Gas | Fireplace | Baseline Forecast | Turnover | 0 | 1.0502 | 1.0626 | 0.90304 | 0.8918 | 0.88857 | 0.88501 | 0.88094 | 0.87664 | 0.87199 | 0.86684 | 0.86129 | 0.85536 | 0.84904 | 0.84678 | 0.84486 | 0.8284 | 0.81382 | 0.80078 | 0.78904 | 0.77837 | 0.76856 | 0.75942 | 1.0021 | 0.96648 | 0.89741 | 0.8725 | 0.85005 | 0.82985 | 0.81027 | 0.79145 | 0.77348 | 0.7564
F6_Residential_Manufactured Home Regular Income_Existing_Secondary Heating_Natural Gas_Fireplace_Baseline Forecast | F6 | Residential | Manufactured Home Regular Income | Existing | Secondary Heating | Natural Gas | Fireplace | Baseline Forecast | Avg. Replacement Usage (kWh) | 140.5347 | 136.3396 | 138.7957 | 150.9987 | 150.5942 | 150.1891 | 149.7821 | 149.3744 | 148.9656 | 148.556 | 148.1446 | 147.7323 | 147.319 | 146.9049 | 146.4888 | 146.072 | 145.6541 | 145.2353 | 144.8145 | 144.3928 | 143.9699 | 143.547 | 143.1211 | 142.6947 | 142.2669 | 141.8389 | 141.4078 | 140.9764 | 140.5435 | 140.1098 | 139.6736 | 139.2365 | 139.2365
F7_Residential_Manufactured Home Regular Income_Existing_Secondary Heating_Natural Gas_Fireplace_Baseline Forecast | F7 | Residential | Manufactured Home Regular Income | Existing | Secondary Heating | Natural Gas | Fireplace | Baseline Forecast | Avg. Replacement Summer Demand (kW) | 1.2448 | 1.2076 | 1.2294 | 1.3375 | 1.3339 | 1.3303 | 1.3267 | 1.3231 | 1.3195 | 1.3158 | 1.3122 | 1.3085 | 1.3049 | 1.3012 | 1.2975 | 1.2938 | 1.2901 | 1.2864 | 1.2827 | 1.279 | 1.2752 | 1.2715 | 1.2677 | 1.2639 | 1.2601 | 1.2563 | 1.2525 | 1.2487 | 1.2449 | 1.241 | 1.2372 | 1.2333 | 1.2333
F8_Residential_Manufactured Home Regular Income_Existing_Secondary Heating_Natural Gas_Fireplace_Baseline Forecast | F8 | Residential | Manufactured Home Regular Income | Existing | Secondary Heating | Natural Gas | Fireplace | Baseline Forecast | Avg. Replacement Winter Demand (kW) | 0.072141 | 0.069988 | 0.071248 | 0.077513 | 0.077305 | 0.077097 | 0.076888 | 0.076679 | 0.076469 | 0.076259 | 0.076048 | 0.075836 | 0.075624 | 0.075411 | 0.075198 | 0.074984 | 0.074769 | 0.074554 | 0.074338 | 0.074122 | 0.073905 | 0.073687 | 0.073469 | 0.07325 | 0.07303 | 0.072811 | 0.072589 | 0.072368 | 0.072146 | 0.071923 | 0.071699 | 0.071475 | 0.071475
F1_Residential_Manufactured Home Regular Income_Existing_Water Heating_Natural Gas_Water Heater (<= 55 gal)_Baseline Forecast | F1 | Residential | Manufactured Home Regular Income | Existing | Water Heating | Natural Gas | Water Heater (<= 55 gal) | Baseline Forecast | Units | 111.8264 | 112.7009 | 113.5754 | 111.9073 | 109.3447 | 107.9335 | 106.619 | 105.3593 | 104.1737 | 103.0345 | 101.9141 | 100.8131 | 99.7255 | 98.6454 | 97.5767 | 96.5173 | 95.466 | 94.4164 | 93.369 | 92.3303 | 91.3005 | 90.2798 | 89.2648 | 88.2562 | 87.2581 | 86.2704 | 85.2933 | 84.3255 | 83.3673 | 82.4202 | 81.4841 | 80.5591 | 79.6446
F2_Residential_Manufactured Home Regular Income_Existing_Water Heating_Natural Gas_Water Heater (<= 55 gal)_Baseline Forecast | F2 | Residential | Manufactured Home Regular Income | Existing | Water Heating | Natural Gas | Water Heater (<= 55 gal) | Baseline Forecast | Usage (MMtherm) | 0.020023 | 0.01946 | 0.019885 | 0.021235 | 0.02061 | 0.020208 | 0.019829 | 0.01947 | 0.019135 | 0.018822 | 0.018524 | 0.018245 | 0.017981 | 0.017729 | 0.017488 | 0.017256 | 0.017033 | 0.016815 | 0.016602 | 0.016395 | 0.016193 | 0.015995 | 0.015801 | 0.01561 | 0.015423 | 0.015239 | 0.015059 | 0.014881 | 0.014707 | 0.014535 | 0.014366 | 0.0142 | 0.014036
F3_Residential_Manufactured Home Regular Income_Existing_Water Heating_Natural Gas_Water Heater (<= 55 gal)_Baseline Forecast | F3 | Residential | Manufactured Home Regular Income | Existing | Water Heating | Natural Gas | Water Heater (<= 55 gal) | Baseline Forecast | Summer Peak Demand (MW) | 0.066076 | 0.064218 | 0.065621 | 0.070076 | 0.068015 | 0.066685 | 0.065437 | 0.064251 | 0.063147 | 0.062112 | 0.06113 | 0.060209 | 0.059337 | 0.058505 | 0.05771 | 0.056946 | 0.056208 | 0.05549 | 0.054788 | 0.054104 | 0.053436 | 0.052783 | 0.052142 | 0.051512 | 0.050895 | 0.050289 | 0.049694 | 0.049108 | 0.048533 | 0.047966 | 0.047409 | 0.04686 | 0.046319
F4_Residential_Manufactured Home Regular Income_Existing_Water Heating_Natural Gas_Water Heater (<= 55 gal)_Baseline Forecast | F4 | Residential | Manufactured Home Regular Income | Existing | Water Heating | Natural Gas | Water Heater (<= 55 gal) | Baseline Forecast | Winter Peak Demand (MW) | 0.0052011 | 0.0050548 | 0.0051653 | 0.0055159 | 0.0053537 | 0.005249 | 0.0051507 | 0.0050574 | 0.0049705 | 0.0048891 | 0.0048117 | 0.0047392 | 0.0046706 | 0.0046051 | 0.0045426 | 0.0044824 | 0.0044244 | 0.0043678 | 0.0043126 | 0.0042587 | 0.0042061 | 0.0041547 | 0.0041043 | 0.0040547 | 0.0040061 | 0.0039584 | 0.0039116 | 0.0038655 | 0.0038202 | 0.0037756 | 0.0037317 | 0.0036885 | 0.0036459
F5_Residential_Manufactured Home Regular Income_Existing_Water Heating_Natural Gas_Water Heater (<= 55 gal)_Baseline Forecast | F5 | Residential | Manufactured Home Regular Income | Existing | Water Heating | Natural Gas | Water Heater (<= 55 gal) | Baseline Forecast | Turnover | 0 | 4.5611 | 5.2633 | 4.9174 | 5.3015 | 5.6533 | 5.9403 | 6.1715 | 6.3574 | 6.5044 | 6.6173 | 6.7015 | 6.2543 | 5.9558 | 5.6622 | 5.4691 | 5.3511 | 5.2877 | 5.2633 | 6.3465 | 6.3671 | 6.1707 | 6.1956 | 6.1413 | 6.0419 | 5.9072 | 5.7574 | 5.6058 | 5.4611 | 5.3286 | 5.2263 | 5.1765 | 5.1099
F6_Residential_Manufactured Home Regular Income_Existing_Water Heating_Natural Gas_Water Heater (<= 55 gal)_Baseline Forecast | F6 | Residential | Manufactured Home Regular Income | Existing | Water Heating | Natural Gas | Water Heater (<= 55 gal) | Baseline Forecast | Avg. Replacement Usage (kWh) | 163.213 | 158.3596 | 161.6878 | 176.4113 | 176.4377 | 176.466 | 176.4335 | 176.4151 | 176.4095 | 176.3986 | 176.1594 | 176.1553 | 176.1223 | 176.1114 | 176.1023 | 176.0959 | 176.0898 | 176.0835 | 176.0779 | 176.0748 | 176.071 | 176.0643 | 176.0615 | 176.0564 | 176.049 | 176.0407 | 176.0309 | 176.0309 | 176.0309 | 176.0309 | 176.0309 | 176.0309 | 176.0309
F7_Residential_Manufactured Home Regular Income_Existing_Water Heating_Natural Gas_Water Heater (<= 55 gal)_Baseline Forecast | F7 | Residential | Manufactured Home Regular Income | Existing | Water Heating | Natural Gas | Water Heater (<= 55 gal) | Baseline Forecast | Avg. Replacement Summer Demand (kW) | 0.5386 | 0.52259 | 0.53357 | 0.58216 | 0.58224 | 0.58234 | 0.58223 | 0.58217 | 0.58215 | 0.58212 | 0.58133 | 0.58131 | 0.5812 | 0.58117 | 0.58114 | 0.58112 | 0.5811 | 0.58108 | 0.58106 | 0.58105 | 0.58103 | 0.58101 | 0.581 | 0.58099 | 0.58096 | 0.58093 | 0.5809 | 0.5809 | 0.5809 | 0.5809 | 0.5809 | 0.5809 | 0.5809
F8_Residential_Manufactured Home Regular Income_Existing_Water Heating_Natural Gas_Water Heater (<= 55 gal)_Baseline Forecast | F8 | Residential | Manufactured Home Regular Income | Existing | Water Heating | Natural Gas | Water Heater (<= 55 gal) | Baseline Forecast | Avg. Replacement Winter Demand (kW) | 0.042395 | 0.041135 | 0.041999 | 0.045824 | 0.04583 | 0.045838 | 0.045829 | 0.045825 | 0.045823 | 0.04582 | 0.045758 | 0.045757 | 0.045749 | 0.045746 | 0.045743 | 0.045742 | 0.04574 | 0.045738 | 0.045737 | 0.045736 | 0.045735 | 0.045733 | 0.045733 | 0.045731 | 0.04573 | 0.045727 | 0.045725 | 0.045725 | 0.045725 | 0.045725 | 0.045725 | 0.045725 | 0.045725
F1_Residential_Manufactured Home Regular Income_Existing_Water Heating_Natural Gas_Water Heater (> 55 gal)_Baseline Forecast | F1 | Residential | Manufactured Home Regular Income | Existing | Water Heating | Natural Gas | Water Heater (> 55 gal) | Baseline Forecast | Units | 0 | 0 | 0 | 0 | 0 | 0 | 0 | 0 | 0 | 0 | 0 | 0 | 0 | 0 | 0 | 0 | 0 | 0 | 0 | 0 | 0 | 0 | 0 | 0 | 0 | 0 | 0 | 0 | 0 | 0 | 0 | 0 | 0
F2_Residential_Manufactured Home Regular Income_Existing_Water Heating_Natural Gas_Water Heater (> 55 gal)_Baseline Forecast | F2 | Residential | Manufactured Home Regular Income | Existing | Water Heating | Natural Gas | Water Heater (> 55 gal) | Baseline Forecast | Usage (MMtherm) | 0 | 0 | 0 | 0 | 0 | 0 | 0 | 0 | 0 | 0 | 0 | 0 | 0 | 0 | 0 | 0 | 0 | 0 | 0 | 0 | 0 | 0 | 0 | 0 | 0 | 0 | 0 | 0 | 0 | 0 | 0 | 0 | 0
F3_Residential_Manufactured Home Regular Income_Existing_Water Heating_Natural Gas_Water Heater (> 55 gal)_Baseline Forecast | F3 | Residential | Manufactured Home Regular Income | Existing | Water Heating | Natural Gas | Water Heater (> 55 gal) | Baseline Forecast | Summer Peak Demand (MW) | 0 | 0 | 0 | 0 | 0 | 0 | 0 | 0 | 0 | 0 | 0 | 0 | 0 | 0 | 0 | 0 | 0 | 0 | 0 | 0 | 0 | 0 | 0 | 0 | 0 | 0 | 0 | 0 | 0 | 0 | 0 | 0 | 0
F4_Residential_Manufactured Home Regular Income_Existing_Water Heating_Natural Gas_Water Heater (> 55 gal)_Baseline Forecast | F4 | Residential | Manufactured Home Regular Income | Existing | Water Heating | Natural Gas | Water Heater (> 55 gal) | Baseline Forecast | Winter Peak Demand (MW) | 0 | 0 | 0 | 0 | 0 | 0 | 0 | 0 | 0 | 0 | 0 | 0 | 0 | 0 | 0 | 0 | 0 | 0 | 0 | 0 | 0 | 0 | 0 | 0 | 0 | 0 | 0 | 0 | 0 | 0 | 0 | 0 | 0
F5_Residential_Manufactured Home Regular Income_Existing_Water Heating_Natural Gas_Water Heater (> 55 gal)_Baseline Forecast | F5 | Residential | Manufactured Home Regular Income | Existing | Water Heating | Natural Gas | Water Heater (> 55 gal) | Baseline Forecast | Turnover | 0 | 0 | 0 | 0 | 0 | 0 | 0 | 0 | 0 | 0 | 0 | 0 | 0 | 0 | 0 | 0 | 0 | 0 | 0 | 0 | 0 | 0 | 0 | 0 | 0 | 0 | 0 | 0 | 0 | 0 | 0 | 0 | 0
F6_Residential_Manufactured Home Regular Income_Existing_Water Heating_Natural Gas_Water Heater (> 55 gal)_Baseline Forecast | F6 | Residential | Manufactured Home Regular Income | Existing | Water Heating | Natural Gas | Water Heater (> 55 gal) | Baseline Forecast | Avg. Replacement Usage (kWh) | 174.8359 | 169.622 | 173.1497 | 188.8867 | 188.8939 | 188.9016 | 188.8927 | 188.8877 | 188.8862 | 188.8832 | 188.8178 | 188.8166 | 188.8076 | 188.8046 | 188.8021 | 188.8004 | 188.7987 | 188.797 | 188.7955 | 188.7946 | 188.7936 | 188.7918 | 188.791 | 188.7896 | 188.7876 | 188.7853 | 188.7826 | 188.7826 | 188.7826 | 188.7826 | 188.7826 | 188.7826 | 188.7826
F7_Residential_Manufactured Home Regular Income_Existing_Water Heating_Natural Gas_Water Heater (> 55 gal)_Baseline Forecast | F7 | Residential | Manufactured Home Regular Income | Existing | Water Heating | Natural Gas | Water Heater (> 55 gal) | Baseline Forecast | Avg. Replacement Summer Demand (kW) | 0.57696 | 0.55975 | 0.57139 | 0.62333 | 0.62335 | 0.62338 | 0.62335 | 0.62333 | 0.62332 | 0.62331 | 0.6231 | 0.62309 | 0.62307 | 0.62306 | 0.62305 | 0.62304 | 0.62304 | 0.62303 | 0.62303 | 0.62302 | 0.62302 | 0.62301 | 0.62301 | 0.62301 | 0.623 | 0.62299 | 0.62298 | 0.62298 | 0.62298 | 0.62298 | 0.62298 | 0.62298 | 0.62298
F8_Residential_Manufactured Home Regular Income_Existing_Water Heating_Natural Gas_Water Heater (> 55 gal)_Baseline Forecast | F8 | Residential | Manufactured Home Regular Income | Existing | Water Heating | Natural Gas | Water Heater (> 55 gal) | Baseline Forecast | Avg. Replacement Winter Demand (kW) | 0.045414 | 0.04406 | 0.044976 | 0.049064 | 0.049066 | 0.049068 | 0.049066 | 0.049064 | 0.049064 | 0.049063 | 0.049046 | 0.049046 | 0.049044 | 0.049043 | 0.049042 | 0.049042 | 0.049041 | 0.049041 | 0.04904 | 0.04904 | 0.04904 | 0.049039 | 0.049039 | 0.049039 | 0.049038 | 0.049038 | 0.049037 | 0.049037 | 0.049037 | 0.049037 | 0.049037 | 0.049037 | 0.049037
F1_Residential_Manufactured Home Regular Income_Existing_Appliances_Natural Gas_Clothes Dryer_Baseline Forecast | F1 | Residential | Manufactured Home Regular Income | Existing | Appliances | Natural Gas | Clothes Dryer | Baseline Forecast | Units | 41.2804 | 41.5962 | 41.9118 | 41.2891 | 40.3368 | 39.8094 | 39.3178 | 38.8466 | 38.4029 | 37.9764 | 37.5571 | 37.145 | 36.738 | 36.3338 | 35.9341 | 35.5379 | 35.1448 | 34.7524 | 34.361 | 33.9729 | 33.5883 | 33.2071 | 32.8281 | 32.4517 | 32.0792 | 31.7106 | 31.3461 | 30.9852 | 30.6278 | 30.2747 | 29.9257 | 29.5809 | 29.2401
F2_Residential_Manufactured Home Regular Income_Existing_Appliances_Natural Gas_Clothes Dryer_Baseline Forecast | F2 | Residential | Manufactured Home Regular Income | Existing | Appliances | Natural Gas | Clothes Dryer | Baseline Forecast | Usage (MMtherm) | 0.00071684 | 0.00069215 | 0.00070214 | 0.00074442 | 0.00071712 | 0.00069782 | 0.00067972 | 0.00066275 | 0.00064718 | 0.00063296 | 0.00062 | 0.00060814 | 0.00059718 | 0.00058698 | 0.00057744 | 0.00056845 | 0.00055995 | 0.00055182 | 0.00054401 | 0.00053652 | 0.0005293 | 0.00052232 | 0.00051554 | 0.00050893 | 0.0005025 | 0.00049623 | 0.0004901 | 0.00048409 | 0.00047821 | 0.00047244 | 0.00046677 | 0.00046121 | 0.00045574
F3_Residential_Manufactured Home Regular Income_Existing_Appliances_Natural Gas_Clothes Dryer_Baseline Forecast | F3 | Residential | Manufactured Home Regular Income | Existing | Appliances | Natural Gas | Clothes Dryer | Baseline Forecast | Summer Peak Demand (MW) | 0.001964 | 0.0018963 | 0.0019237 | 0.0020395 | 0.0019647 | 0.0019118 | 0.0018623 | 0.0018158 | 0.0017731 | 0.0017341 | 0.0016986 | 0.0016661 | 0.0016361 | 0.0016082 | 0.001582 | 0.0015574 | 0.0015341 | 0.0015118 | 0.0014904 | 0.0014699 | 0.0014501 | 0.001431 | 0.0014124 | 0.0013943 | 0.0013767 | 0.0013595 | 0.0013427 | 0.0013263 | 0.0013102 | 0.0012943 | 0.0012788 | 0.0012636 | 0.0012486
F4_Residential_Manufactured Home Regular Income_Existing_Appliances_Natural Gas_Clothes Dryer_Baseline Forecast | F4 | Residential | Manufactured Home Regular Income | Existing | Appliances | Natural Gas | Clothes Dryer | Baseline Forecast | Winter Peak Demand (MW) | 8.1832e-05 | 7.9012e-05 | 8.0153e-05 | 8.4979e-05 | 8.1863e-05 | 7.9659e-05 | 7.7594e-05 | 7.5657e-05 | 7.3879e-05 | 7.2255e-05 | 7.0776e-05 | 6.9422e-05 | 6.8171e-05 | 6.7006e-05 | 6.5917e-05 | 6.4892e-05 | 6.3921e-05 | 6.2993e-05 | 6.2102e-05 | 6.1247e-05 | 6.0422e-05 | 5.9626e-05 | 5.8852e-05 | 5.8097e-05 | 5.7363e-05 | 5.6647e-05 | 5.5947e-05 | 5.5262e-05 | 5.459e-05 | 5.3931e-05 | 5.3284e-05 | 5.2649e-05 | 5.2025e-05
F5_Residential_Manufactured Home Regular Income_Existing_Appliances_Natural Gas_Clothes Dryer_Baseline Forecast | F5 | Residential | Manufactured Home Regular Income | Existing | Appliances | Natural Gas | Clothes Dryer | Baseline Forecast | Turnover | 0 | 1.79 | 2.0707 | 1.9662 | 2.1194 | 2.2596 | 2.3739 | 2.4659 | 2.5398 | 2.5981 | 2.6427 | 2.467 | 2.3507 | 2.2399 | 2.1685 | 2.1264 | 2.1056 | 2.0998 | 2.5318 | 2.5439 | 2.4759 | 2.4608 | 2.4256 | 2.3753 | 2.3181 | 2.2597 | 2.2037 | 2.1522 | 2.1106 | 2.0907 | 2.0661 | 2.0525 | 2.0433
F6_Residential_Manufactured Home Regular Income_Existing_Appliances_Natural Gas_Clothes Dryer_Baseline Forecast | F6 | Residential | Manufactured Home Regular Income | Existing | Appliances | Natural Gas | Clothes Dryer | Baseline Forecast | Avg. Replacement Usage (kWh) | 14.4001 | 13.9702 | 14.2597 | 15.5548 | 15.5548 | 15.5548 | 15.5548 | 15.5547 | 15.5547 | 15.5546 | 15.5546 | 15.5545 | 15.5545 | 15.5544 | 15.5544 | 15.5543 | 15.5542 | 15.5542 | 15.5541 | 15.5541 | 15.554 | 15.554 | 15.554 | 15.5539 | 15.5539 | 15.5539 | 15.5539 | 15.5539 | 15.5539 | 15.5539 | 15.5539 | 15.5539 | 15.5539
F7_Residential_Manufactured Home Regular Income_Existing_Appliances_Natural Gas_Clothes Dryer_Baseline Forecast | F7 | Residential | Manufactured Home Regular Income | Existing | Appliances | Natural Gas | Clothes Dryer | Baseline Forecast | Avg. Replacement Summer Demand (kW) | 0.039452 | 0.038275 | 0.039068 | 0.042616 | 0.042616 | 0.042616 | 0.042616 | 0.042616 | 0.042616 | 0.042615 | 0.042615 | 0.042615 | 0.042615 | 0.042615 | 0.042615 | 0.042615 | 0.042614 | 0.042614 | 0.042614 | 0.042614 | 0.042614 | 0.042614 | 0.042614 | 0.042613 | 0.042613 | 0.042613 | 0.042613 | 0.042613 | 0.042613 | 0.042613 | 0.042613 | 0.042613 | 0.042614
F8_Residential_Manufactured Home Regular Income_Existing_Appliances_Natural Gas_Clothes Dryer_Baseline Forecast | F8 | Residential | Manufactured Home Regular Income | Existing | Appliances | Natural Gas | Clothes Dryer | Baseline Forecast | Avg. Replacement Winter Demand (kW) | 0.0016438 | 0.0015948 | 0.0016278 | 0.0017757 | 0.0017757 | 0.0017757 | 0.0017757 | 0.0017757 | 0.0017756 | 0.0017756 | 0.0017756 | 0.0017756 | 0.0017756 | 0.0017756 | 0.0017756 | 0.0017756 | 0.0017756 | 0.0017756 | 0.0017756 | 0.0017756 | 0.0017756 | 0.0017756 | 0.0017756 | 0.0017756 | 0.0017756 | 0.0017756 | 0.0017756 | 0.0017756 | 0.0017756 | 0.0017756 | 0.0017756 | 0.0017756 | 0.0017756
F1_Residential_Manufactured Home Regular Income_Existing_Appliances_Natural Gas_Stove/Oven_Baseline Forecast | F1 | Residential | Manufactured Home Regular Income | Existing | Appliances | Natural Gas | Stove/Oven | Baseline Forecast | Units | 69.0136 | 69.5104 | 70.0066 | 68.9358 | 67.3157 | 66.406 | 65.5568 | 64.7423 | 63.9742 | 63.2356 | 62.5094 | 61.796 | 61.0917 | 60.3927 | 59.7016 | 59.017 | 58.3381 | 57.6612 | 56.9863 | 56.3176 | 55.6551 | 54.999 | 54.3471 | 53.7 | 53.0599 | 52.4269 | 51.8012 | 51.1819 | 50.569 | 49.9637 | 49.3658 | 48.7753 | 48.1919
F2_Residential_Manufactured Home Regular Income_Existing_Appliances_Natural Gas_Stove/Oven_Baseline Forecast | F2 | Residential | Manufactured Home Regular Income | Existing | Appliances | Natural Gas | Stove/Oven | Baseline Forecast | Usage (MMtherm) | 0.0010134 | 0.00098264 | 0.0010016 | 0.0010668 | 0.0010328 | 0.00101 | 0.00098869 | 0.00096858 | 0.00095 | 0.00093278 | 0.00091678 | 0.00090183 | 0.00088774 | 0.00087436 | 0.00086162 | 0.00084941 | 0.00083767 | 0.00082628 | 0.00081519 | 0.00080441 | 0.00079392 | 0.00078368 | 0.00077365 | 0.00076381 | 0.00075416 | 0.00074471 | 0.00073543 | 0.00072631 | 0.00071734 | 0.00070851 | 0.00069983 | 0.00069129 | 0.00068288
F3_Residential_Manufactured Home Regular Income_Existing_Appliances_Natural Gas_Stove/Oven_Baseline Forecast | F3 | Residential | Manufactured Home Regular Income | Existing | Appliances | Natural Gas | Stove/Oven | Baseline Forecast | Summer Peak Demand (MW) | 0.0036094 | 0.0034998 | 0.0035673 | 0.0037997 | 0.0036784 | 0.0035973 | 0.0035214 | 0.0034497 | 0.0033835 | 0.0033222 | 0.0032652 | 0.003212 | 0.0031618 | 0.0031142 | 0.0030688 | 0.0030253 | 0.0029835 | 0.0029429 | 0.0029034 | 0.002865 | 0.0028277 | 0.0027912 | 0.0027555 | 0.0027204 | 0.0026861 | 0.0026524 | 0.0026194 | 0.0025869 | 0.0025549 | 0.0025235 | 0.0024926 | 0.0024621 | 0.0024322
F4_Residential_Manufactured Home Regular Income_Existing_Appliances_Natural Gas_Stove/Oven_Baseline Forecast | F4 | Residential | Manufactured Home Regular Income | Existing | Appliances | Natural Gas | Stove/Oven | Baseline Forecast | Winter Peak Demand (MW) | 0.00072189 | 0.00069996 | 0.00071345 | 0.00075995 | 0.00073568 | 0.00071946 | 0.00070427 | 0.00068995 | 0.00067671 | 0.00066445 | 0.00065305 | 0.0006424 | 0.00063237 | 0.00062283 | 0.00061375 | 0.00060506 | 0.0005967 | 0.00058858 | 0.00058068 | 0.000573 | 0.00056553 | 0.00055824 | 0.00055109 | 0.00054408 | 0.00053721 | 0.00053048 | 0.00052387 | 0.00051737 | 0.00051098 | 0.00050469 | 0.00049851 | 0.00049243 | 0.00048644
F5_Residential_Manufactured Home Regular Income_Existing_Appliances_Natural Gas_Stove/Oven_Baseline Forecast | F5 | Residential | Manufactured Home Regular Income | Existing | Appliances | Natural Gas | Stove/Oven | Baseline Forecast | Turnover | 0 | 2.9616 | 3.4304 | 3.2856 | 3.5401 | 3.7727 | 3.9617 | 4.1134 | 4.2347 | 4.33 | 4.4024 | 4.1039 | 3.9052 | 3.7202 | 3.6008 | 3.53 | 3.4945 | 3.4839 | 4.1925 | 4.2122 | 4.1062 | 4.0789 | 4.0179 | 3.9321 | 3.8353 | 3.7368 | 3.6424 | 3.5557 | 3.4835 | 3.4478 | 3.4068 | 3.3836 | 3.3675
F6_Residential_Manufactured Home Regular Income_Existing_Appliances_Natural Gas_Stove/Oven_Baseline Forecast | F6 | Residential | Manufactured Home Regular Income | Existing | Appliances | Natural Gas | Stove/Oven | Baseline Forecast | Avg. Replacement Usage (kWh) | 13.1084 | 12.7171 | 12.9805 | 14.1593 | 14.1594 | 14.1593 | 14.1589 | 14.1586 | 14.1582 | 14.1578 | 14.1574 | 14.1571 | 14.1567 | 14.1563 | 14.1559 | 14.1555 | 14.1551 | 14.1547 | 14.1543 | 14.1539 | 14.1536 | 14.1533 | 14.153 | 14.1528 | 14.1526 | 14.1525 | 14.1524 | 14.1524 | 14.1524 | 14.1524 | 14.1526 | 14.1527 | 14.1529
F7_Residential_Manufactured Home Regular Income_Existing_Appliances_Natural Gas_Stove/Oven_Baseline Forecast | F7 | Residential | Manufactured Home Regular Income | Existing | Appliances | Natural Gas | Stove/Oven | Baseline Forecast | Avg. Replacement Summer Demand (kW) | 0.046688 | 0.045294 | 0.046232 | 0.05043 | 0.050431 | 0.05043 | 0.050429 | 0.050428 | 0.050426 | 0.050425 | 0.050424 | 0.050422 | 0.050421 | 0.05042 | 0.050418 | 0.050417 | 0.050416 | 0.050414 | 0.050413 | 0.050411 | 0.05041 | 0.050409 | 0.050408 | 0.050407 | 0.050406 | 0.050406 | 0.050406 | 0.050406 | 0.050406 | 0.050406 | 0.050406 | 0.050407 | 0.050408
F8_Residential_Manufactured Home Regular Income_Existing_Appliances_Natural Gas_Stove/Oven_Baseline Forecast | F8 | Residential | Manufactured Home Regular Income | Existing | Appliances | Natural Gas | Stove/Oven | Baseline Forecast | Avg. Replacement Winter Demand (kW) | 0.0093375 | 0.0090588 | 0.0092464 | 0.010086 | 0.010086 | 0.010086 | 0.010086 | 0.010086 | 0.010085 | 0.010085 | 0.010085 | 0.010084 | 0.010084 | 0.010084 | 0.010084 | 0.010083 | 0.010083 | 0.010083 | 0.010083 | 0.010082 | 0.010082 | 0.010082 | 0.010082 | 0.010081 | 0.010081 | 0.010081 | 0.010081 | 0.010081 | 0.010081 | 0.010081 | 0.010081 | 0.010081 | 0.010082
F1_Residential_Manufactured Home Regular Income_Existing_Miscellaneous_Natural Gas_Pool Heater_Baseline Forecast | F1 | Residential | Manufactured Home Regular Income | Existing | Miscellaneous | Natural Gas | Pool Heater | Baseline Forecast | Units | 0 | 0 | 0 | 0 | 0 | 0 | 0 | 0 | 0 | 0 | 0 | 0 | 0 | 0 | 0 | 0 | 0 | 0 | 0 | 0 | 0 | 0 | 0 | 0 | 0 | 0 | 0 | 0 | 0 | 0 | 0 | 0 | 0
F2_Residential_Manufactured Home Regular Income_Existing_Miscellaneous_Natural Gas_Pool Heater_Baseline Forecast | F2 | Residential | Manufactured Home Regular Income | Existing | Miscellaneous | Natural Gas | Pool Heater | Baseline Forecast | Usage (MMtherm) | 0 | 0 | 0 | 0 | 0 | 0 | 0 | 0 | 0 | 0 | 0 | 0 | 0 | 0 | 0 | 0 | 0 | 0 | 0 | 0 | 0 | 0 | 0 | 0 | 0 | 0 | 0 | 0 | 0 | 0 | 0 | 0 | 0
F3_Residential_Manufactured Home Regular Income_Existing_Miscellaneous_Natural Gas_Pool Heater_Baseline Forecast | F3 | Residential | Manufactured Home Regular Income | Existing | Miscellaneous | Natural Gas | Pool Heater | Baseline Forecast | Summer Peak Demand (MW) | 0 | 0 | 0 | 0 | 0 | 0 | 0 | 0 | 0 | 0 | 0 | 0 | 0 | 0 | 0 | 0 | 0 | 0 | 0 | 0 | 0 | 0 | 0 | 0 | 0 | 0 | 0 | 0 | 0 | 0 | 0 | 0 | 0
F4_Residential_Manufactured Home Regular Income_Existing_Miscellaneous_Natural Gas_Pool Heater_Baseline Forecast | F4 | Residential | Manufactured Home Regular Income | Existing | Miscellaneous | Natural Gas | Pool Heater | Baseline Forecast | Winter Peak Demand (MW) | 0 | 0 | 0 | 0 | 0 | 0 | 0 | 0 | 0 | 0 | 0 | 0 | 0 | 0 | 0 | 0 | 0 | 0 | 0 | 0 | 0 | 0 | 0 | 0 | 0 | 0 | 0 | 0 | 0 | 0 | 0 | 0 | 0
F5_Residential_Manufactured Home Regular Income_Existing_Miscellaneous_Natural Gas_Pool Heater_Baseline Forecast | F5 | Residential | Manufactured Home Regular Income | Existing | Miscellaneous | Natural Gas | Pool Heater | Baseline Forecast | Turnover | 0 | 0 | 0 | 0 | 0 | 0 | 0 | 0 | 0 | 0 | 0 | 0 | 0 | 0 | 0 | 0 | 0 | 0 | 0 | 0 | 0 | 0 | 0 | 0 | 0 | 0 | 0 | 0 | 0 | 0 | 0 | 0 | 0
F6_Residential_Manufactured Home Regular Income_Existing_Miscellaneous_Natural Gas_Pool Heater_Baseline Forecast | F6 | Residential | Manufactured Home Regular Income | Existing | Miscellaneous | Natural Gas | Pool Heater | Baseline Forecast | Avg. Replacement Usage (kWh) | 135.3791 | 131.3379 | 134.0595 | 146.2357 | 146.2357 | 146.2357 | 146.2357 | 146.2357 | 146.2357 | 146.2357 | 146.2357 | 146.2357 | 146.2357 | 146.2357 | 146.2357 | 146.2357 | 146.2357 | 146.2357 | 146.2357 | 146.2357 | 146.2357 | 146.2357 | 146.2357 | 146.2357 | 146.2357 | 146.2357 | 146.2357 | 146.2357 | 146.2357 | 146.2357 | 146.2357 | 146.2357 | 146.2357
F7_Residential_Manufactured Home Regular Income_Existing_Miscellaneous_Natural Gas_Pool Heater_Baseline Forecast | F7 | Residential | Manufactured Home Regular Income | Existing | Miscellaneous | Natural Gas | Pool Heater | Baseline Forecast | Avg. Replacement Summer Demand (kW) | 0.3709 | 0.35983 | 0.36729 | 0.40065 | 0.40065 | 0.40065 | 0.40065 | 0.40065 | 0.40065 | 0.40065 | 0.40065 | 0.40065 | 0.40065 | 0.40065 | 0.40065 | 0.40065 | 0.40065 | 0.40065 | 0.40065 | 0.40065 | 0.40065 | 0.40065 | 0.40065 | 0.40065 | 0.40065 | 0.40065 | 0.40065 | 0.40065 | 0.40065 | 0.40065 | 0.40065 | 0.40065 | 0.40065
F8_Residential_Manufactured Home Regular Income_Existing_Miscellaneous_Natural Gas_Pool Heater_Baseline Forecast | F8 | Residential | Manufactured Home Regular Income | Existing | Miscellaneous | Natural Gas | Pool Heater | Baseline Forecast | Avg. Replacement Winter Demand (kW) | 0.015454 | 0.014993 | 0.015304 | 0.016694 | 0.016694 | 0.016694 | 0.016694 | 0.016694 | 0.016694 | 0.016694 | 0.016694 | 0.016694 | 0.016694 | 0.016694 | 0.016694 | 0.016694 | 0.016694 | 0.016694 | 0.016694 | 0.016694 | 0.016694 | 0.016694 | 0.016694 | 0.016694 | 0.016694 | 0.016694 | 0.016694 | 0.016694 | 0.016694 | 0.016694 | 0.016694 | 0.016694 | 0.016694
F1_Residential_Manufactured Home Regular Income_Existing_Miscellaneous_Natural Gas_Miscellaneous_Baseline Forecast | F1 | Residential | Manufactured Home Regular Income | Existing | Miscellaneous | Natural Gas | Miscellaneous | Baseline Forecast | Units | 153.4262 | 154.6261 | 155.826 | 153.5372 | 150.0215 | 148.0853 | 146.2817 | 144.5534 | 142.9267 | 141.3637 | 139.8266 | 138.316 | 136.8239 | 135.3419 | 133.8757 | 132.4222 | 130.9798 | 129.5397 | 128.1026 | 126.6776 | 125.2646 | 123.8643 | 122.4717 | 121.0879 | 119.7184 | 118.3633 | 117.0228 | 115.695 | 114.3803 | 113.0808 | 111.7965 | 110.5274 | 109.2727
F2_Residential_Manufactured Home Regular Income_Existing_Miscellaneous_Natural Gas_Miscellaneous_Baseline Forecast | F2 | Residential | Manufactured Home Regular Income | Existing | Miscellaneous | Natural Gas | Miscellaneous | Baseline Forecast | Usage (MMtherm) | 0.00035643 | 0.00034849 | 0.00035847 | 0.00038529 | 0.00037646 | 0.00037161 | 0.00036708 | 0.00036274 | 0.00035866 | 0.00035474 | 0.00035088 | 0.00034709 | 0.00034335 | 0.00033963 | 0.00033595 | 0.0003323 | 0.00032868 | 0.00032507 | 0.00032146 | 0.00031789 | 0.00031434 | 0.00031083 | 0.00030733 | 0.00030386 | 0.00030042 | 0.00029702 | 0.00029366 | 0.00029033 | 0.00028703 | 0.00028377 | 0.00028054 | 0.00027736 | 0.00027421
F3_Residential_Manufactured Home Regular Income_Existing_Miscellaneous_Natural Gas_Miscellaneous_Baseline Forecast | F3 | Residential | Manufactured Home Regular Income | Existing | Miscellaneous | Natural Gas | Miscellaneous | Baseline Forecast | Summer Peak Demand (MW) | 0.00097651 | 0.00095477 | 0.00098211 | 0.0010556 | 0.0010314 | 0.0010181 | 0.0010057 | 0.00099382 | 0.00098263 | 0.00097189 | 0.00096132 | 0.00095093 | 0.00094067 | 0.00093049 | 0.00092041 | 0.00091041 | 0.0009005 | 0.0008906 | 0.00088072 | 0.00087092 | 0.0008612 | 0.00085158 | 0.000842 | 0.00083249 | 0.00082307 | 0.00081376 | 0.00080454 | 0.00079541 | 0.00078637 | 0.00077744 | 0.00076861 | 0.00075988 | 0.00075126
F4_Residential_Manufactured Home Regular Income_Existing_Miscellaneous_Natural Gas_Miscellaneous_Baseline Forecast | F4 | Residential | Manufactured Home Regular Income | Existing | Miscellaneous | Natural Gas | Miscellaneous | Baseline Forecast | Winter Peak Demand (MW) | 4.0688e-05 | 3.9782e-05 | 4.0921e-05 | 4.3983e-05 | 4.2975e-05 | 4.2421e-05 | 4.1904e-05 | 4.1409e-05 | 4.0943e-05 | 4.0495e-05 | 4.0055e-05 | 3.9622e-05 | 3.9195e-05 | 3.877e-05 | 3.835e-05 | 3.7934e-05 | 3.7521e-05 | 3.7108e-05 | 3.6696e-05 | 3.6288e-05 | 3.5884e-05 | 3.5482e-05 | 3.5083e-05 | 3.4687e-05 | 3.4295e-05 | 3.3907e-05 | 3.3523e-05 | 3.3142e-05 | 3.2766e-05 | 3.2393e-05 | 3.2025e-05 | 3.1662e-05 | 3.1302e-05
F5_Residential_Manufactured Home Regular Income_Existing_Miscellaneous_Natural Gas_Miscellaneous_Baseline Forecast | F5 | Residential | Manufactured Home Regular Income | Existing | Miscellaneous | Natural Gas | Miscellaneous | Baseline Forecast | Turnover | 0 | 9.7235 | 11.7124 | 11.9912 | 13.0463 | 13.9717 | 14.7019 | 13.6102 | 13.0047 | 12.5588 | 12.3785 | 12.379 | 12.4964 | 14.7816 | 14.6916 | 14.1794 | 13.944 | 13.6915 | 13.453 | 13.1675 | 13.031 | 12.874 | 12.7701 | 12.6873 | 12.6099 | 13.0307 | 12.7819 | 12.4489 | 12.2242 | 12.0217 | 11.8458 | 11.7543 | 11.6758
F6_Residential_Manufactured Home Regular Income_Existing_Miscellaneous_Natural Gas_Miscellaneous_Baseline Forecast | F6 | Residential | Manufactured Home Regular Income | Existing | Miscellaneous | Natural Gas | Miscellaneous | Baseline Forecast | Avg. Replacement Usage (kWh) | 2.3231 | 2.2538 | 2.3005 | 2.5094 | 2.5094 | 2.5094 | 2.5094 | 2.5094 | 2.5094 | 2.5094 | 2.5094 | 2.5094 | 2.5094 | 2.5094 | 2.5094 | 2.5094 | 2.5094 | 2.5094 | 2.5094 | 2.5094 | 2.5094 | 2.5094 | 2.5094 | 2.5094 | 2.5094 | 2.5094 | 2.5094 | 2.5094 | 2.5094 | 2.5094 | 2.5094 | 2.5094 | 2.5094
F7_Residential_Manufactured Home Regular Income_Existing_Miscellaneous_Natural Gas_Miscellaneous_Baseline Forecast | F7 | Residential | Manufactured Home Regular Income | Existing | Miscellaneous | Natural Gas | Miscellaneous | Baseline Forecast | Avg. Replacement Summer Demand (kW) | 0.0063647 | 0.0061747 | 0.0063026 | 0.0068751 | 0.0068751 | 0.0068751 | 0.0068751 | 0.0068751 | 0.0068751 | 0.0068751 | 0.0068751 | 0.0068751 | 0.0068751 | 0.0068751 | 0.0068751 | 0.0068751 | 0.0068751 | 0.0068751 | 0.0068751 | 0.0068751 | 0.0068751 | 0.0068751 | 0.0068751 | 0.0068751 | 0.0068751 | 0.0068751 | 0.0068751 | 0.0068751 | 0.0068751 | 0.0068751 | 0.0068751 | 0.0068751 | 0.0068751
F8_Residential_Manufactured Home Regular Income_Existing_Miscellaneous_Natural Gas_Miscellaneous_Baseline Forecast | F8 | Residential | Manufactured Home Regular Income | Existing | Miscellaneous | Natural Gas | Miscellaneous | Baseline Forecast | Avg. Replacement Winter Demand (kW) | 0.00026519 | 0.00025728 | 0.00026261 | 0.00028646 | 0.00028646 | 0.00028646 | 0.00028646 | 0.00028646 | 0.00028646 | 0.00028646 | 0.00028646 | 0.00028646 | 0.00028646 | 0.00028646 | 0.00028646 | 0.00028646 | 0.00028646 | 0.00028646 | 0.00028646 | 0.00028646 | 0.00028646 | 0.00028646 | 0.00028646 | 0.00028646 | 0.00028646 | 0.00028646 | 0.00028646 | 0.00028646 | 0.00028646 | 0.00028646 | 0.00028646 | 0.00028646 | 0.00028646
F1_Residential_Manufactured Home Regular Income_New_Space Heating_Natural Gas_Furnace_Baseline Forecast | F1 | Residential | Manufactured Home Regular Income | New | Space Heating | Natural Gas | Furnace | Baseline Forecast | Units | 0 | 0.87419 | 2.1962 | 3.4428 | 4.6133 | 5.7039 | 6.7785 | 7.8375 | 8.8755 | 9.9005 | 10.9199 | 11.9337 | 12.9436 | 13.9514 | 14.9557 | 15.9572 | 16.9561 | 17.9543 | 18.9515 | 19.9459 | 20.9374 | 21.926 | 22.9126 | 23.8971 | 24.8783 | 25.8562 | 26.8306 | 27.8021 | 28.7705 | 29.7354 | 30.6968 | 31.6547 | 32.6425
F2_Residential_Manufactured Home Regular Income_New_Space Heating_Natural Gas_Furnace_Baseline Forecast | F2 | Residential | Manufactured Home Regular Income | New | Space Heating | Natural Gas | Furnace | Baseline Forecast | Usage (MMtherm) | 0 | 0.00054891 | 0.0014001 | 0.0023815 | 0.0031741 | 0.0039033 | 0.0046136 | 0.0053054 | 0.0059752 | 0.0066286 | 0.0072707 | 0.0079016 | 0.0085224 | 0.0091343 | 0.0097365 | 0.01033 | 0.010913 | 0.01149 | 0.012058 | 0.012617 | 0.013166 | 0.013707 | 0.014239 | 0.014763 | 0.015277 | 0.015782 | 0.016278 | 0.016764 | 0.017242 | 0.017711 | 0.01817 | 0.01862 | 0.019201
F3_Residential_Manufactured Home Regular Income_New_Space Heating_Natural Gas_Furnace_Baseline Forecast | F3 | Residential | Manufactured Home Regular Income | New | Space Heating | Natural Gas | Furnace | Baseline Forecast | Summer Peak Demand (MW) | 0 | 0.0096609 | 0.024643 | 0.041914 | 0.055864 | 0.068699 | 0.081199 | 0.093375 | 0.10516 | 0.11666 | 0.12796 | 0.13907 | 0.14999 | 0.16076 | 0.17136 | 0.1818 | 0.19208 | 0.20222 | 0.21221 | 0.22205 | 0.23173 | 0.24125 | 0.25061 | 0.25982 | 0.26887 | 0.27776 | 0.28649 | 0.29505 | 0.30346 | 0.31171 | 0.31979 | 0.32771 | 0.33794
F4_Residential_Manufactured Home Regular Income_New_Space Heating_Natural Gas_Furnace_Baseline Forecast | F4 | Residential | Manufactured Home Regular Income | New | Space Heating | Natural Gas | Furnace | Baseline Forecast | Winter Peak Demand (MW) | 0 | 0.00055989 | 0.0014281 | 0.0024291 | 0.0032376 | 0.0039814 | 0.0047059 | 0.0054115 | 0.0060947 | 0.0067612 | 0.0074161 | 0.0080596 | 0.0086928 | 0.009317 | 0.0099313 | 0.010536 | 0.011132 | 0.011719 | 0.012299 | 0.012869 | 0.01343 | 0.013981 | 0.014524 | 0.015058 | 0.015582 | 0.016098 | 0.016603 | 0.0171 | 0.017587 | 0.018065 | 0.018533 | 0.018992 | 0.019585
F5_Residential_Manufactured Home Regular Income_New_Space Heating_Natural Gas_Furnace_Baseline Forecast | F5 | Residential | Manufactured Home Regular Income | New | Space Heating | Natural Gas | Furnace | Baseline Forecast | Turnover | 0 | 0.87419 | 1.322 | 1.2466 | 1.1705 | 1.0906 | 1.0746 | 1.059 | 1.0381 | 1.0249 | 1.0194 | 1.0138 | 1.0099 | 1.0078 | 1.0044 | 1.0015 | 0.99894 | 0.99824 | 1.0702 | 1.1715 | 1.2577 | 1.3302 | 1.3906 | 1.4443 | 1.491 | 1.5318 | 1.5677 | 1.6002 | 1.6292 | 1.6548 | 1.9597 | 2.1012 | 2.0949
F6_Residential_Manufactured Home Regular Income_New_Space Heating_Natural Gas_Furnace_Baseline Forecast | F6 | Residential | Manufactured Home Regular Income | New | Space Heating | Natural Gas | Furnace | Baseline Forecast | Avg. Replacement Usage (kWh) | 647.2321 | 627.9105 | 637.5223 | 691.7225 | 688.0271 | 684.3317 | 680.6254 | 676.9248 | 673.2232 | 669.5259 | 665.8225 | 662.1234 | 658.4253 | 654.7306 | 651.0299 | 647.3343 | 643.6391 | 639.9485 | 636.2499 | 632.5547 | 628.8599 | 625.1763 | 621.4779 | 617.7864 | 614.0942 | 610.4127 | 606.7152 | 603.0269 | 599.3377 | 595.6529 | 591.9595 | 588.2706 | 588.2851
F7_Residential_Manufactured Home Regular Income_New_Space Heating_Natural Gas_Furnace_Baseline Forecast | F7 | Residential | Manufactured Home Regular Income | New | Space Heating | Natural Gas | Furnace | Baseline Forecast | Avg. Replacement Summer Demand (kW) | 11.3913 | 11.0512 | 11.2204 | 12.1743 | 12.1093 | 12.0442 | 11.979 | 11.9139 | 11.8487 | 11.7837 | 11.7185 | 11.6534 | 11.5883 | 11.5233 | 11.4581 | 11.3931 | 11.328 | 11.2631 | 11.198 | 11.133 | 11.0679 | 11.0031 | 10.938 | 10.873 | 10.8081 | 10.7433 | 10.6782 | 10.6133 | 10.5483 | 10.4835 | 10.4185 | 10.3536 | 10.3538
F8_Residential_Manufactured Home Regular Income_New_Space Heating_Natural Gas_Furnace_Baseline Forecast | F8 | Residential | Manufactured Home Regular Income | New | Space Heating | Natural Gas | Furnace | Baseline Forecast | Avg. Replacement Winter Demand (kW) | 0.66018 | 0.64047 | 0.65027 | 0.70556 | 0.70179 | 0.69802 | 0.69424 | 0.69046 | 0.68669 | 0.68292 | 0.67914 | 0.67537 | 0.67159 | 0.66783 | 0.66405 | 0.66028 | 0.65651 | 0.65275 | 0.64897 | 0.64521 | 0.64144 | 0.63768 | 0.63391 | 0.63014 | 0.62638 | 0.62262 | 0.61885 | 0.61509 | 0.61132 | 0.60757 | 0.6038 | 0.60004 | 0.60005
F1_Residential_Manufactured Home Regular Income_New_Space Heating_Natural Gas_Boiler_Baseline Forecast | F1 | Residential | Manufactured Home Regular Income | New | Space Heating | Natural Gas | Boiler | Baseline Forecast | Units | 0 | 0 | 0 | 0 | 0 | 0 | 0 | 0 | 0 | 0 | 0 | 0 | 0 | 0 | 0 | 0 | 0 | 0 | 0 | 0 | 0 | 0 | 0 | 0 | 0 | 0 | 0 | 0 | 0 | 0 | 0 | 0 | 0
F2_Residential_Manufactured Home Regular Income_New_Space Heating_Natural Gas_Boiler_Baseline Forecast | F2 | Residential | Manufactured Home Regular Income | New | Space Heating | Natural Gas | Boiler | Baseline Forecast | Usage (MMtherm) | 0 | 0 | 0 | 0 | 0 | 0 | 0 | 0 | 0 | 0 | 0 | 0 | 0 | 0 | 0 | 0 | 0 | 0 | 0 | 0 | 0 | 0 | 0 | 0 | 0 | 0 | 0 | 0 | 0 | 0 | 0 | 0 | 0
F3_Residential_Manufactured Home Regular Income_New_Space Heating_Natural Gas_Boiler_Baseline Forecast | F3 | Residential | Manufactured Home Regular Income | New | Space Heating | Natural Gas | Boiler | Baseline Forecast | Summer Peak Demand (MW) | 0 | 0 | 0 | 0 | 0 | 0 | 0 | 0 | 0 | 0 | 0 | 0 | 0 | 0 | 0 | 0 | 0 | 0 | 0 | 0 | 0 | 0 | 0 | 0 | 0 | 0 | 0 | 0 | 0 | 0 | 0 | 0 | 0
F4_Residential_Manufactured Home Regular Income_New_Space Heating_Natural Gas_Boiler_Baseline Forecast | F4 | Residential | Manufactured Home Regular Income | New | Space Heating | Natural Gas | Boiler | Baseline Forecast | Winter Peak Demand (MW) | 0 | 0 | 0 | 0 | 0 | 0 | 0 | 0 | 0 | 0 | 0 | 0 | 0 | 0 | 0 | 0 | 0 | 0 | 0 | 0 | 0 | 0 | 0 | 0 | 0 | 0 | 0 | 0 | 0 | 0 | 0 | 0 | 0
F5_Residential_Manufactured Home Regular Income_New_Space Heating_Natural Gas_Boiler_Baseline Forecast | F5 | Residential | Manufactured Home Regular Income | New | Space Heating | Natural Gas | Boiler | Baseline Forecast | Turnover | 0 | 0 | 0 | 0 | 0 | 0 | 0 | 0 | 0 | 0 | 0 | 0 | 0 | 0 | 0 | 0 | 0 | 0 | 0 | 0 | 0 | 0 | 0 | 0 | 0 | 0 | 0 | 0 | 0 | 0 | 0 | 0 | 0
F6_Residential_Manufactured Home Regular Income_New_Space Heating_Natural Gas_Boiler_Baseline Forecast | F6 | Residential | Manufactured Home Regular Income | New | Space Heating | Natural Gas | Boiler | Baseline Forecast | Avg. Replacement Usage (kWh) | 422.4677 | 409.8561 | 375.9679 | 407.9203 | 405.7593 | 403.5912 | 401.411 | 399.2422 | 397.0751 | 394.9177 | 392.7641 | 390.6164 | 388.4706 | 386.3292 | 384.1821 | 382.0341 | 379.8826 | 377.7284 | 375.5656 | 373.3988 | 371.2337 | 369.0755 | 366.9102 | 364.7489 | 362.5891 | 360.4367 | 358.2759 | 356.121 | 353.9676 | 351.8476 | 349.7563 | 347.7012 | 347.8719
F7_Residential_Manufactured Home Regular Income_New_Space Heating_Natural Gas_Boiler_Baseline Forecast | F7 | Residential | Manufactured Home Regular Income | New | Space Heating | Natural Gas | Boiler | Baseline Forecast | Avg. Replacement Summer Demand (kW) | 7.4354 | 7.2135 | 6.617 | 7.1794 | 7.1414 | 7.1032 | 7.0648 | 7.0267 | 6.9885 | 6.9506 | 6.9126 | 6.8748 | 6.8371 | 6.7994 | 6.7616 | 6.7238 | 6.6859 | 6.648 | 6.61 | 6.5718 | 6.5337 | 6.4957 | 6.4576 | 6.4196 | 6.3816 | 6.3437 | 6.3057 | 6.2677 | 6.2298 | 6.1925 | 6.1557 | 6.1195 | 6.1225
F8_Residential_Manufactured Home Regular Income_New_Space Heating_Natural Gas_Boiler_Baseline Forecast | F8 | Residential | Manufactured Home Regular Income | New | Space Heating | Natural Gas | Boiler | Baseline Forecast | Avg. Replacement Winter Demand (kW) | 0.43092 | 0.41805 | 0.38349 | 0.41608 | 0.41387 | 0.41166 | 0.40944 | 0.40723 | 0.40502 | 0.40282 | 0.40062 | 0.39843 | 0.39624 | 0.39406 | 0.39187 | 0.38967 | 0.38748 | 0.38528 | 0.38308 | 0.38087 | 0.37866 | 0.37646 | 0.37425 | 0.37204 | 0.36984 | 0.36765 | 0.36544 | 0.36324 | 0.36105 | 0.35888 | 0.35675 | 0.35466 | 0.35483
F1_Residential_Manufactured Home Regular Income_New_Secondary Heating_Natural Gas_Fireplace_Baseline Forecast | F1 | Residential | Manufactured Home Regular Income | New | Secondary Heating | Natural Gas | Fireplace | Baseline Forecast | Units | 0 | 1.9669 | 4.9415 | 7.7462 | 10.38 | 12.8338 | 15.2516 | 17.6343 | 19.9699 | 22.276 | 24.5697 | 26.8507 | 29.123 | 31.3905 | 33.6504 | 35.9037 | 38.1513 | 40.3971 | 42.6408 | 44.8782 | 47.1092 | 49.3336 | 51.5534 | 53.7685 | 55.9762 | 58.1763 | 60.3689 | 62.5547 | 64.7336 | 66.9047 | 69.0679 | 71.2232 | 73.4457
F2_Residential_Manufactured Home Regular Income_New_Secondary Heating_Natural Gas_Fireplace_Baseline Forecast | F2 | Residential | Manufactured Home Regular Income | New | Secondary Heating | Natural Gas | Fireplace | Baseline Forecast | Usage (MMtherm) | 0 | 0.00026817 | 0.00068586 | 0.0011697 | 0.0015632 | 0.0019275 | 0.0022844 | 0.0026341 | 0.0029748 | 0.0033092 | 0.0036399 | 0.0039667 | 0.0042904 | 0.0046114 | 0.0049294 | 0.0052445 | 0.0055569 | 0.0058671 | 0.006175 | 0.0064801 | 0.0067823 | 0.0070817 | 0.0073784 | 0.0076725 | 0.0079636 | 0.0082517 | 0.0085366 | 0.0088187 | 0.0090979 | 0.009374 | 0.009647 | 0.0099169 | 0.010226
F3_Residential_Manufactured Home Regular Income_New_Secondary Heating_Natural Gas_Fireplace_Baseline Forecast | F3 | Residential | Manufactured Home Regular Income | New | Secondary Heating | Natural Gas | Fireplace | Baseline Forecast | Summer Peak Demand (MW) | 0 | 0.0023753 | 0.006075 | 0.01036 | 0.013846 | 0.017073 | 0.020234 | 0.023332 | 0.02635 | 0.029312 | 0.03224 | 0.035135 | 0.038002 | 0.040846 | 0.043662 | 0.046454 | 0.04922 | 0.051968 | 0.054695 | 0.057398 | 0.060074 | 0.062726 | 0.065354 | 0.067959 | 0.070537 | 0.073089 | 0.075613 | 0.078112 | 0.080585 | 0.08303 | 0.085448 | 0.087839 | 0.09058
F4_Residential_Manufactured Home Regular Income_New_Secondary Heating_Natural Gas_Fireplace_Baseline Forecast | F4 | Residential | Manufactured Home Regular Income | New | Secondary Heating | Natural Gas | Fireplace | Baseline Forecast | Winter Peak Demand (MW) | 0 | 0.00013766 | 0.00035207 | 0.00060043 | 0.00080242 | 0.00098945 | 0.0011727 | 0.0013522 | 0.0015271 | 0.0016987 | 0.0018685 | 0.0020363 | 0.0022024 | 0.0023672 | 0.0025304 | 0.0026922 | 0.0028525 | 0.0030118 | 0.0031698 | 0.0033264 | 0.0034816 | 0.0036353 | 0.0037876 | 0.0039385 | 0.004088 | 0.0042359 | 0.0043821 | 0.0045269 | 0.0046702 | 0.004812 | 0.0049521 | 0.0050907 | 0.0052495
F5_Residential_Manufactured Home Regular Income_New_Secondary Heating_Natural Gas_Fireplace_Baseline Forecast | F5 | Residential | Manufactured Home Regular Income | New | Secondary Heating | Natural Gas | Fireplace | Baseline Forecast | Turnover | 0 | 1.9669 | 2.9746 | 2.8047 | 2.6337 | 2.4538 | 2.4178 | 2.3827 | 2.3356 | 2.3061 | 2.2937 | 2.281 | 2.2723 | 2.2675 | 2.4784 | 2.7782 | 3.0256 | 3.2301 | 3.3913 | 3.5261 | 3.6412 | 3.7374 | 3.8211 | 4.4989 | 4.8015 | 4.706 | 4.6192 | 4.5628 | 4.5894 | 4.6391 | 4.7014 | 4.7792 | 4.9429
F6_Residential_Manufactured Home Regular Income_New_Secondary Heating_Natural Gas_Fireplace_Baseline Forecast | F6 | Residential | Manufactured Home Regular Income | New | Secondary Heating | Natural Gas | Fireplace | Baseline Forecast | Avg. Replacement Usage (kWh) | 140.5347 | 136.3396 | 138.7957 | 150.9987 | 150.5942 | 150.1891 | 149.7821 | 149.3744 | 148.9656 | 148.556 | 148.1446 | 147.7323 | 147.319 | 146.9049 | 146.4888 | 146.072 | 145.6541 | 145.2353 | 144.8145 | 144.3928 | 143.9699 | 143.547 | 143.1211 | 142.6947 | 142.2669 | 141.8389 | 141.4078 | 140.9764 | 140.5435 | 140.1098 | 139.6736 | 139.2365 | 139.2365
F7_Residential_Manufactured Home Regular Income_New_Secondary Heating_Natural Gas_Fireplace_Baseline Forecast | F7 | Residential | Manufactured Home Regular Income | New | Secondary Heating | Natural Gas | Fireplace | Baseline Forecast | Avg. Replacement Summer Demand (kW) | 1.2448 | 1.2076 | 1.2294 | 1.3375 | 1.3339 | 1.3303 | 1.3267 | 1.3231 | 1.3195 | 1.3158 | 1.3122 | 1.3085 | 1.3049 | 1.3012 | 1.2975 | 1.2938 | 1.2901 | 1.2864 | 1.2827 | 1.279 | 1.2752 | 1.2715 | 1.2677 | 1.2639 | 1.2601 | 1.2563 | 1.2525 | 1.2487 | 1.2449 | 1.241 | 1.2372 | 1.2333 | 1.2333
F8_Residential_Manufactured Home Regular Income_New_Secondary Heating_Natural Gas_Fireplace_Baseline Forecast | F8 | Residential | Manufactured Home Regular Income | New | Secondary Heating | Natural Gas | Fireplace | Baseline Forecast | Avg. Replacement Winter Demand (kW) | 0.072141 | 0.069988 | 0.071248 | 0.077513 | 0.077305 | 0.077097 | 0.076888 | 0.076679 | 0.076469 | 0.076259 | 0.076048 | 0.075836 | 0.075624 | 0.075411 | 0.075198 | 0.074984 | 0.074769 | 0.074554 | 0.074338 | 0.074122 | 0.073905 | 0.073687 | 0.073469 | 0.07325 | 0.07303 | 0.072811 | 0.072589 | 0.072368 | 0.072146 | 0.071923 | 0.071699 | 0.071475 | 0.071475
F1_Residential_Manufactured Home Regular Income_New_Water Heating_Natural Gas_Water Heater (<= 55 gal)_Baseline Forecast | F1 | Residential | Manufactured Home Regular Income | New | Water Heating | Natural Gas | Water Heater (<= 55 gal) | Baseline Forecast | Units | 0 | 0 | 0 | 0 | 0 | 0 | 0 | 0 | 0 | 0 | 0 | 0 | 0 | 0 | 0 | 0 | 0 | 0 | 0 | 0 | 0 | 0 | 0 | 0 | 0 | 0 | 0 | 0 | 0 | 0 | 0 | 0 | 0
F2_Residential_Manufactured Home Regular Income_New_Water Heating_Natural Gas_Water Heater (<= 55 gal)_Baseline Forecast | F2 | Residential | Manufactured Home Regular Income | New | Water Heating | Natural Gas | Water Heater (<= 55 gal) | Baseline Forecast | Usage (MMtherm) | 0 | 0 | 0 | 0 | 0 | 0 | 0 | 0 | 0 | 0 | 0 | 0 | 0 | 0 | 0 | 0 | 0 | 0 | 0 | 0 | 0 | 0 | 0 | 0 | 0 | 0 | 0 | 0 | 0 | 0 | 0 | 0 | 0
F3_Residential_Manufactured Home Regular Income_New_Water Heating_Natural Gas_Water Heater (<= 55 gal)_Baseline Forecast | F3 | Residential | Manufactured Home Regular Income | New | Water Heating | Natural Gas | Water Heater (<= 55 gal) | Baseline Forecast | Summer Peak Demand (MW) | 0 | 0 | 0 | 0 | 0 | 0 | 0 | 0 | 0 | 0 | 0 | 0 | 0 | 0 | 0 | 0 | 0 | 0 | 0 | 0 | 0 | 0 | 0 | 0 | 0 | 0 | 0 | 0 | 0 | 0 | 0 | 0 | 0
F4_Residential_Manufactured Home Regular Income_New_Water Heating_Natural Gas_Water Heater (<= 55 gal)_Baseline Forecast | F4 | Residential | Manufactured Home Regular Income | New | Water Heating | Natural Gas | Water Heater (<= 55 gal) | Baseline Forecast | Winter Peak Demand (MW) | 0 | 0 | 0 | 0 | 0 | 0 | 0 | 0 | 0 | 0 | 0 | 0 | 0 | 0 | 0 | 0 | 0 | 0 | 0 | 0 | 0 | 0 | 0 | 0 | 0 | 0 | 0 | 0 | 0 | 0 | 0 | 0 | 0
F5_Residential_Manufactured Home Regular Income_New_Water Heating_Natural Gas_Water Heater (<= 55 gal)_Baseline Forecast | F5 | Residential | Manufactured Home Regular Income | New | Water Heating | Natural Gas | Water Heater (<= 55 gal) | Baseline Forecast | Turnover | 0 | 0 | 0 | 0 | 0 | 0 | 0 | 0 | 0 | 0 | 0 | 0 | 0 | 0 | 0 | 0 | 0 | 0 | 0 | 0 | 0 | 0 | 0 | 0 | 0 | 0 | 0 | 0 | 0 | 0 | 0 | 0 | 0
F6_Residential_Manufactured Home Regular Income_New_Water Heating_Natural Gas_Water Heater (<= 55 gal)_Baseline Forecast | F6 | Residential | Manufactured Home Regular Income | New | Water Heating | Natural Gas | Water Heater (<= 55 gal) | Baseline Forecast | Avg. Replacement Usage (kWh) | 163.2228 | 158.3689 | 161.6971 | 176.4206 | 176.4466 | 176.4739 | 176.4404 | 176.4208 | 176.4141 | 176.4019 | 176.1612 | 176.1553 | 176.1224 | 176.1114 | 176.1025 | 176.0959 | 176.0898 | 176.0835 | 176.078 | 176.075 | 176.0713 | 176.0642 | 176.0617 | 176.0564 | 176.049 | 176.0407 | 176.0309 | 176.0309 | 176.0309 | 176.0309 | 176.0309 | 176.0309 | 176.0309
F7_Residential_Manufactured Home Regular Income_New_Water Heating_Natural Gas_Water Heater (<= 55 gal)_Baseline Forecast | F7 | Residential | Manufactured Home Regular Income | New | Water Heating | Natural Gas | Water Heater (<= 55 gal) | Baseline Forecast | Avg. Replacement Summer Demand (kW) | 0.53864 | 0.52262 | 0.5336 | 0.58219 | 0.58227 | 0.58236 | 0.58225 | 0.58219 | 0.58217 | 0.58213 | 0.58133 | 0.58131 | 0.5812 | 0.58117 | 0.58114 | 0.58112 | 0.5811 | 0.58108 | 0.58106 | 0.58105 | 0.58104 | 0.58101 | 0.581 | 0.58099 | 0.58096 | 0.58093 | 0.5809 | 0.5809 | 0.5809 | 0.5809 | 0.5809 | 0.5809 | 0.5809
F8_Residential_Manufactured Home Regular Income_New_Water Heating_Natural Gas_Water Heater (<= 55 gal)_Baseline Forecast | F8 | Residential | Manufactured Home Regular Income | New | Water Heating | Natural Gas | Water Heater (<= 55 gal) | Baseline Forecast | Avg. Replacement Winter Demand (kW) | 0.042398 | 0.041137 | 0.042002 | 0.045826 | 0.045833 | 0.04584 | 0.045831 | 0.045826 | 0.045824 | 0.045821 | 0.045759 | 0.045757 | 0.045749 | 0.045746 | 0.045743 | 0.045742 | 0.04574 | 0.045738 | 0.045737 | 0.045736 | 0.045735 | 0.045733 | 0.045733 | 0.045731 | 0.04573 | 0.045727 | 0.045725 | 0.045725 | 0.045725 | 0.045725 | 0.045725 | 0.045725 | 0.045725
F1_Residential_Manufactured Home Regular Income_New_Water Heating_Natural Gas_Water Heater (> 55 gal)_Baseline Forecast | F1 | Residential | Manufactured Home Regular Income | New | Water Heating | Natural Gas | Water Heater (> 55 gal) | Baseline Forecast | Units | 0 | 0 | 0 | 0 | 0 | 0 | 0 | 0 | 0 | 0 | 0 | 0 | 0 | 0 | 0 | 0 | 0 | 0 | 0 | 0 | 0 | 0 | 0 | 0 | 0 | 0 | 0 | 0 | 0 | 0 | 0 | 0 | 0
F2_Residential_Manufactured Home Regular Income_New_Water Heating_Natural Gas_Water Heater (> 55 gal)_Baseline Forecast | F2 | Residential | Manufactured Home Regular Income | New | Water Heating | Natural Gas | Water Heater (> 55 gal) | Baseline Forecast | Usage (MMtherm) | 0 | 0 | 0 | 0 | 0 | 0 | 0 | 0 | 0 | 0 | 0 | 0 | 0 | 0 | 0 | 0 | 0 | 0 | 0 | 0 | 0 | 0 | 0 | 0 | 0 | 0 | 0 | 0 | 0 | 0 | 0 | 0 | 0
F3_Residential_Manufactured Home Regular Income_New_Water Heating_Natural Gas_Water Heater (> 55 gal)_Baseline Forecast | F3 | Residential | Manufactured Home Regular Income | New | Water Heating | Natural Gas | Water Heater (> 55 gal) | Baseline Forecast | Summer Peak Demand (MW) | 0 | 0 | 0 | 0 | 0 | 0 | 0 | 0 | 0 | 0 | 0 | 0 | 0 | 0 | 0 | 0 | 0 | 0 | 0 | 0 | 0 | 0 | 0 | 0 | 0 | 0 | 0 | 0 | 0 | 0 | 0 | 0 | 0
F4_Residential_Manufactured Home Regular Income_New_Water Heating_Natural Gas_Water Heater (> 55 gal)_Baseline Forecast | F4 | Residential | Manufactured Home Regular Income | New | Water Heating | Natural Gas | Water Heater (> 55 gal) | Baseline Forecast | Winter Peak Demand (MW) | 0 | 0 | 0 | 0 | 0 | 0 | 0 | 0 | 0 | 0 | 0 | 0 | 0 | 0 | 0 | 0 | 0 | 0 | 0 | 0 | 0 | 0 | 0 | 0 | 0 | 0 | 0 | 0 | 0 | 0 | 0 | 0 | 0
F5_Residential_Manufactured Home Regular Income_New_Water Heating_Natural Gas_Water Heater (> 55 gal)_Baseline Forecast | F5 | Residential | Manufactured Home Regular Income | New | Water Heating | Natural Gas | Water Heater (> 55 gal) | Baseline Forecast | Turnover | 0 | 0 | 0 | 0 | 0 | 0 | 0 | 0 | 0 | 0 | 0 | 0 | 0 | 0 | 0 | 0 | 0 | 0 | 0 | 0 | 0 | 0 | 0 | 0 | 0 | 0 | 0 | 0 | 0 | 0 | 0 | 0 | 0
F6_Residential_Manufactured Home Regular Income_New_Water Heating_Natural Gas_Water Heater (> 55 gal)_Baseline Forecast | F6 | Residential | Manufactured Home Regular Income | New | Water Heating | Natural Gas | Water Heater (> 55 gal) | Baseline Forecast | Avg. Replacement Usage (kWh) | 174.8386 | 169.6246 | 173.1522 | 188.8892 | 188.8963 | 188.9038 | 188.8946 | 188.8893 | 188.8874 | 188.8841 | 188.8182 | 188.8166 | 188.8076 | 188.8046 | 188.8022 | 188.8004 | 188.7987 | 188.797 | 188.7955 | 188.7946 | 188.7936 | 188.7917 | 188.791 | 188.7896 | 188.7876 | 188.7853 | 188.7826 | 188.7826 | 188.7826 | 188.7826 | 188.7826 | 188.7826 | 188.7826
F7_Residential_Manufactured Home Regular Income_New_Water Heating_Natural Gas_Water Heater (> 55 gal)_Baseline Forecast | F7 | Residential | Manufactured Home Regular Income | New | Water Heating | Natural Gas | Water Heater (> 55 gal) | Baseline Forecast | Avg. Replacement Summer Demand (kW) | 0.57697 | 0.55976 | 0.5714 | 0.62333 | 0.62336 | 0.62338 | 0.62335 | 0.62333 | 0.62333 | 0.62332 | 0.6231 | 0.62309 | 0.62307 | 0.62306 | 0.62305 | 0.62304 | 0.62304 | 0.62303 | 0.62303 | 0.62302 | 0.62302 | 0.62301 | 0.62301 | 0.62301 | 0.623 | 0.62299 | 0.62298 | 0.62298 | 0.62298 | 0.62298 | 0.62298 | 0.62298 | 0.62298
F8_Residential_Manufactured Home Regular Income_New_Water Heating_Natural Gas_Water Heater (> 55 gal)_Baseline Forecast | F8 | Residential | Manufactured Home Regular Income | New | Water Heating | Natural Gas | Water Heater (> 55 gal) | Baseline Forecast | Avg. Replacement Winter Demand (kW) | 0.045415 | 0.044061 | 0.044977 | 0.049065 | 0.049067 | 0.049069 | 0.049066 | 0.049065 | 0.049064 | 0.049063 | 0.049046 | 0.049046 | 0.049044 | 0.049043 | 0.049042 | 0.049042 | 0.049041 | 0.049041 | 0.04904 | 0.04904 | 0.04904 | 0.049039 | 0.049039 | 0.049039 | 0.049038 | 0.049038 | 0.049037 | 0.049037 | 0.049037 | 0.049037 | 0.049037 | 0.049037 | 0.049037
F1_Residential_Manufactured Home Regular Income_New_Appliances_Natural Gas_Clothes Dryer_Baseline Forecast | F1 | Residential | Manufactured Home Regular Income | New | Appliances | Natural Gas | Clothes Dryer | Baseline Forecast | Units | 0 | 1.9666 | 4.9398 | 7.7423 | 10.3729 | 12.8228 | 15.2359 | 17.6132 | 19.9426 | 22.2418 | 24.5277 | 26.8003 | 29.0633 | 31.3208 | 33.5699 | 35.8118 | 38.047 | 40.2798 | 42.5097 | 44.7326 | 46.9483 | 49.1567 | 51.3598 | 53.5574 | 55.7469 | 57.9281 | 60.101 | 62.2664 | 64.4243 | 66.5737 | 68.7144 | 70.8465 | 73.0448
F2_Residential_Manufactured Home Regular Income_New_Appliances_Natural Gas_Clothes Dryer_Baseline Forecast | F2 | Residential | Manufactured Home Regular Income | New | Appliances | Natural Gas | Clothes Dryer | Baseline Forecast | Usage (MMtherm) | 0 | 2.7474e-05 | 7.044e-05 | 0.00012043 | 0.00016135 | 0.00019946 | 0.00023699 | 0.00027397 | 0.0003102 | 0.00034597 | 0.00038152 | 0.00041687 | 0.00045207 | 0.00048719 | 0.00052217 | 0.00055704 | 0.0005918 | 0.00062653 | 0.00066122 | 0.00069579 | 0.00073025 | 0.0007646 | 0.00079886 | 0.00083304 | 0.0008671 | 0.00090102 | 0.00093482 | 0.0009685 | 0.0010021 | 0.0010355 | 0.0010688 | 0.0011019 | 0.0011361
F3_Residential_Manufactured Home Regular Income_New_Appliances_Natural Gas_Clothes Dryer_Baseline Forecast | F3 | Residential | Manufactured Home Regular Income | New | Appliances | Natural Gas | Clothes Dryer | Baseline Forecast | Summer Peak Demand (MW) | 0 | 7.527e-05 | 0.00019299 | 0.00032994 | 0.00044205 | 0.00054646 | 0.00064929 | 0.0007506 | 0.00084987 | 0.00094785 | 0.0010453 | 0.0011421 | 0.0012386 | 0.0013348 | 0.0014306 | 0.0015261 | 0.0016214 | 0.0017165 | 0.0018116 | 0.0019063 | 0.0020007 | 0.0020948 | 0.0021887 | 0.0022823 | 0.0023756 | 0.0024686 | 0.0025611 | 0.0026534 | 0.0027454 | 0.0028369 | 0.0029282 | 0.003019 | 0.0031127
F4_Residential_Manufactured Home Regular Income_New_Appliances_Natural Gas_Clothes Dryer_Baseline Forecast | F4 | Residential | Manufactured Home Regular Income | New | Appliances | Natural Gas | Clothes Dryer | Baseline Forecast | Winter Peak Demand (MW) | 0 | 3.1363e-06 | 8.0411e-06 | 1.3748e-05 | 1.8419e-05 | 2.2769e-05 | 2.7054e-05 | 3.1275e-05 | 3.5411e-05 | 3.9494e-05 | 4.3553e-05 | 4.7588e-05 | 5.1606e-05 | 5.5615e-05 | 5.9608e-05 | 6.3589e-05 | 6.7558e-05 | 7.1522e-05 | 7.5481e-05 | 7.9428e-05 | 8.3362e-05 | 8.7283e-05 | 9.1194e-05 | 9.5096e-05 | 9.8984e-05 | 0.00010286 | 0.00010671 | 0.00011056 | 0.00011439 | 0.00011821 | 0.00012201 | 0.00012579 | 0.0001297
F5_Residential_Manufactured Home Regular Income_New_Appliances_Natural Gas_Clothes Dryer_Baseline Forecast | F5 | Residential | Manufactured Home Regular Income | New | Appliances | Natural Gas | Clothes Dryer | Baseline Forecast | Turnover | 0 | 1.9666 | 2.9732 | 2.8025 | 2.6306 | 2.4499 | 2.4131 | 2.3773 | 2.3294 | 2.2991 | 2.286 | 2.5535 | 2.9286 | 3.2283 | 3.457 | 3.6272 | 3.7675 | 3.8857 | 4.5524 | 4.8354 | 4.7318 | 4.6797 | 4.6872 | 4.7772 | 4.884 | 4.9951 | 5.1141 | 5.2378 | 5.5196 | 5.8309 | 6.0596 | 6.2264 | 6.4268
F6_Residential_Manufactured Home Regular Income_New_Appliances_Natural Gas_Clothes Dryer_Baseline Forecast | F6 | Residential | Manufactured Home Regular Income | New | Appliances | Natural Gas | Clothes Dryer | Baseline Forecast | Avg. Replacement Usage (kWh) | 14.4001 | 13.9702 | 14.2597 | 15.5548 | 15.5549 | 15.5548 | 15.5548 | 15.5547 | 15.5547 | 15.5546 | 15.5546 | 15.5545 | 15.5545 | 15.5544 | 15.5544 | 15.5543 | 15.5543 | 15.5542 | 15.5542 | 15.5541 | 15.5541 | 15.554 | 15.554 | 15.5539 | 15.5539 | 15.5539 | 15.5539 | 15.5539 | 15.5539 | 15.5539 | 15.5539 | 15.5539 | 15.554
F7_Residential_Manufactured Home Regular Income_New_Appliances_Natural Gas_Clothes Dryer_Baseline Forecast | F7 | Residential | Manufactured Home Regular Income | New | Appliances | Natural Gas | Clothes Dryer | Baseline Forecast | Avg. Replacement Summer Demand (kW) | 0.039452 | 0.038275 | 0.039068 | 0.042616 | 0.042616 | 0.042616 | 0.042616 | 0.042616 | 0.042616 | 0.042615 | 0.042615 | 0.042615 | 0.042615 | 0.042615 | 0.042615 | 0.042615 | 0.042614 | 0.042614 | 0.042614 | 0.042614 | 0.042614 | 0.042614 | 0.042614 | 0.042614 | 0.042613 | 0.042613 | 0.042613 | 0.042613 | 0.042613 | 0.042613 | 0.042613 | 0.042614 | 0.042614
F8_Residential_Manufactured Home Regular Income_New_Appliances_Natural Gas_Clothes Dryer_Baseline Forecast | F8 | Residential | Manufactured Home Regular Income | New | Appliances | Natural Gas | Clothes Dryer | Baseline Forecast | Avg. Replacement Winter Demand (kW) | 0.0016438 | 0.0015948 | 0.0016278 | 0.0017757 | 0.0017757 | 0.0017757 | 0.0017757 | 0.0017757 | 0.0017756 | 0.0017756 | 0.0017756 | 0.0017756 | 0.0017756 | 0.0017756 | 0.0017756 | 0.0017756 | 0.0017756 | 0.0017756 | 0.0017756 | 0.0017756 | 0.0017756 | 0.0017756 | 0.0017756 | 0.0017756 | 0.0017756 | 0.0017756 | 0.0017756 | 0.0017756 | 0.0017756 | 0.0017756 | 0.0017756 | 0.0017756 | 0.0017756
F1_Residential_Manufactured Home Regular Income_New_Appliances_Natural Gas_Stove/Oven_Baseline Forecast | F1 | Residential | Manufactured Home Regular Income | New | Appliances | Natural Gas | Stove/Oven | Baseline Forecast | Units | 0 | 1.7473 | 4.387 | 6.8728 | 9.2039 | 11.3727 | 13.5069 | 15.6074 | 17.6637 | 19.6913 | 21.7055 | 23.7059 | 25.6962 | 27.6798 | 29.6542 | 31.6205 | 33.5792 | 35.5339 | 37.4844 | 39.4269 | 41.3614 | 43.2877 | 45.2076 | 47.1209 | 49.0254 | 50.9209 | 52.8074 | 54.6857 | 56.5556 | 58.4164 | 60.2679 | 62.1103 | 64.009
F2_Residential_Manufactured Home Regular Income_New_Appliances_Natural Gas_Stove/Oven_Baseline Forecast | F2 | Residential | Manufactured Home Regular Income | New | Appliances | Natural Gas | Stove/Oven | Baseline Forecast | Usage (MMtherm) | 0 | 2.2221e-05 | 5.6946e-05 | 9.7315e-05 | 0.00013032 | 0.00016103 | 0.00019125 | 0.00022099 | 0.0002501 | 0.00027881 | 0.00030732 | 0.00033564 | 0.00036382 | 0.0003919 | 0.00041984 | 0.00044767 | 0.00047539 | 0.00050305 | 0.00053065 | 0.00055813 | 0.0005855 | 0.00061275 | 0.00063991 | 0.00066698 | 0.00069392 | 0.00072074 | 0.00074743 | 0.000774 | 0.00080045 | 0.00082678 | 0.00085298 | 0.00087904 | 0.00090591
F3_Residential_Manufactured Home Regular Income_New_Appliances_Natural Gas_Stove/Oven_Baseline Forecast | F3 | Residential | Manufactured Home Regular Income | New | Appliances | Natural Gas | Stove/Oven | Baseline Forecast | Summer Peak Demand (MW) | 0 | 7.9142e-05 | 0.00020282 | 0.0003466 | 0.00046416 | 0.00057353 | 0.00068116 | 0.00078708 | 0.00089077 | 0.00099302 | 0.0010946 | 0.0011954 | 0.0012958 | 0.0013958 | 0.0014953 | 0.0015944 | 0.0016932 | 0.0017917 | 0.00189 | 0.0019879 | 0.0020853 | 0.0021824 | 0.0022791 | 0.0023756 | 0.0024715 | 0.002567 | 0.0026621 | 0.0027567 | 0.0028509 | 0.0029447 | 0.003038 | 0.0031308 | 0.0032265
F4_Residential_Manufactured Home Regular Income_New_Appliances_Natural Gas_Stove/Oven_Baseline Forecast | F4 | Residential | Manufactured Home Regular Income | New | Appliances | Natural Gas | Stove/Oven | Baseline Forecast | Winter Peak Demand (MW) | 0 | 1.5828e-05 | 4.0564e-05 | 6.932e-05 | 9.2832e-05 | 0.00011471 | 0.00013623 | 0.00015742 | 0.00017815 | 0.0001986 | 0.00021892 | 0.00023909 | 0.00025916 | 0.00027916 | 0.00029907 | 0.00031889 | 0.00033863 | 0.00035834 | 0.000378 | 0.00039757 | 0.00041707 | 0.00043648 | 0.00045583 | 0.00047511 | 0.0004943 | 0.0005134 | 0.00053241 | 0.00055134 | 0.00057019 | 0.00058894 | 0.0006076 | 0.00062617 | 0.00064531
F5_Residential_Manufactured Home Regular Income_New_Appliances_Natural Gas_Stove/Oven_Baseline Forecast | F5 | Residential | Manufactured Home Regular Income | New | Appliances | Natural Gas | Stove/Oven | Baseline Forecast | Turnover | 0 | 1.7473 | 2.6397 | 2.4858 | 2.3311 | 2.1688 | 2.1342 | 2.1005 | 2.0563 | 2.0276 | 2.0142 | 2.2501 | 2.5814 | 2.8453 | 3.046 | 3.1947 | 3.3165 | 3.4186 | 4.0081 | 4.2559 | 4.1602 | 4.1104 | 4.1135 | 4.19 | 4.2812 | 4.3762 | 4.4782 | 4.5842 | 4.8306 | 5.103 | 5.3018 | 5.4454 | 5.618
F6_Residential_Manufactured Home Regular Income_New_Appliances_Natural Gas_Stove/Oven_Baseline Forecast | F6 | Residential | Manufactured Home Regular Income | New | Appliances | Natural Gas | Stove/Oven | Baseline Forecast | Avg. Replacement Usage (kWh) | 13.1085 | 12.7171 | 12.9805 | 14.1593 | 14.1594 | 14.1593 | 14.1589 | 14.1586 | 14.1582 | 14.1578 | 14.1574 | 14.1571 | 14.1567 | 14.1563 | 14.1559 | 14.1555 | 14.1552 | 14.1547 | 14.1543 | 14.1539 | 14.1536 | 14.1533 | 14.153 | 14.1528 | 14.1526 | 14.1525 | 14.1524 | 14.1524 | 14.1524 | 14.1524 | 14.1526 | 14.1527 | 14.1529
F7_Residential_Manufactured Home Regular Income_New_Appliances_Natural Gas_Stove/Oven_Baseline Forecast | F7 | Residential | Manufactured Home Regular Income | New | Appliances | Natural Gas | Stove/Oven | Baseline Forecast | Avg. Replacement Summer Demand (kW) | 0.046688 | 0.045294 | 0.046232 | 0.05043 | 0.050431 | 0.05043 | 0.050429 | 0.050428 | 0.050426 | 0.050425 | 0.050424 | 0.050422 | 0.050421 | 0.05042 | 0.050418 | 0.050417 | 0.050416 | 0.050414 | 0.050413 | 0.050411 | 0.05041 | 0.050409 | 0.050408 | 0.050407 | 0.050407 | 0.050406 | 0.050406 | 0.050406 | 0.050406 | 0.050406 | 0.050406 | 0.050407 | 0.050408
F8_Residential_Manufactured Home Regular Income_New_Appliances_Natural Gas_Stove/Oven_Baseline Forecast | F8 | Residential | Manufactured Home Regular Income | New | Appliances | Natural Gas | Stove/Oven | Baseline Forecast | Avg. Replacement Winter Demand (kW) | 0.0093375 | 0.0090588 | 0.0092464 | 0.010086 | 0.010086 | 0.010086 | 0.010086 | 0.010086 | 0.010085 | 0.010085 | 0.010085 | 0.010084 | 0.010084 | 0.010084 | 0.010084 | 0.010083 | 0.010083 | 0.010083 | 0.010083 | 0.010082 | 0.010082 | 0.010082 | 0.010082 | 0.010081 | 0.010081 | 0.010081 | 0.010081 | 0.010081 | 0.010081 | 0.010081 | 0.010081 | 0.010081 | 0.010082
F1_Residential_Manufactured Home Regular Income_New_Miscellaneous_Natural Gas_Pool Heater_Baseline Forecast | F1 | Residential | Manufactured Home Regular Income | New | Miscellaneous | Natural Gas | Pool Heater | Baseline Forecast | Units | 0 | 0 | 0 | 0 | 0 | 0 | 0 | 0 | 0 | 0 | 0 | 0 | 0 | 0 | 0 | 0 | 0 | 0 | 0 | 0 | 0 | 0 | 0 | 0 | 0 | 0 | 0 | 0 | 0 | 0 | 0 | 0 | 0
F2_Residential_Manufactured Home Regular Income_New_Miscellaneous_Natural Gas_Pool Heater_Baseline Forecast | F2 | Residential | Manufactured Home Regular Income | New | Miscellaneous | Natural Gas | Pool Heater | Baseline Forecast | Usage (MMtherm) | 0 | 0 | 0 | 0 | 0 | 0 | 0 | 0 | 0 | 0 | 0 | 0 | 0 | 0 | 0 | 0 | 0 | 0 | 0 | 0 | 0 | 0 | 0 | 0 | 0 | 0 | 0 | 0 | 0 | 0 | 0 | 0 | 0
F3_Residential_Manufactured Home Regular Income_New_Miscellaneous_Natural Gas_Pool Heater_Baseline Forecast | F3 | Residential | Manufactured Home Regular Income | New | Miscellaneous | Natural Gas | Pool Heater | Baseline Forecast | Summer Peak Demand (MW) | 0 | 0 | 0 | 0 | 0 | 0 | 0 | 0 | 0 | 0 | 0 | 0 | 0 | 0 | 0 | 0 | 0 | 0 | 0 | 0 | 0 | 0 | 0 | 0 | 0 | 0 | 0 | 0 | 0 | 0 | 0 | 0 | 0
F4_Residential_Manufactured Home Regular Income_New_Miscellaneous_Natural Gas_Pool Heater_Baseline Forecast | F4 | Residential | Manufactured Home Regular Income | New | Miscellaneous | Natural Gas | Pool Heater | Baseline Forecast | Winter Peak Demand (MW) | 0 | 0 | 0 | 0 | 0 | 0 | 0 | 0 | 0 | 0 | 0 | 0 | 0 | 0 | 0 | 0 | 0 | 0 | 0 | 0 | 0 | 0 | 0 | 0 | 0 | 0 | 0 | 0 | 0 | 0 | 0 | 0 | 0
F5_Residential_Manufactured Home Regular Income_New_Miscellaneous_Natural Gas_Pool Heater_Baseline Forecast | F5 | Residential | Manufactured Home Regular Income | New | Miscellaneous | Natural Gas | Pool Heater | Baseline Forecast | Turnover | 0 | 0 | 0 | 0 | 0 | 0 | 0 | 0 | 0 | 0 | 0 | 0 | 0 | 0 | 0 | 0 | 0 | 0 | 0 | 0 | 0 | 0 | 0 | 0 | 0 | 0 | 0 | 0 | 0 | 0 | 0 | 0 | 0
F6_Residential_Manufactured Home Regular Income_New_Miscellaneous_Natural Gas_Pool Heater_Baseline Forecast | F6 | Residential | Manufactured Home Regular Income | New | Miscellaneous | Natural Gas | Pool Heater | Baseline Forecast | Avg. Replacement Usage (kWh) | 135.3791 | 131.3379 | 134.0595 | 146.2357 | 146.2357 | 146.2357 | 146.2357 | 146.2357 | 146.2357 | 146.2357 | 146.2357 | 146.2357 | 146.2357 | 146.2357 | 146.2357 | 146.2357 | 146.2357 | 146.2357 | 146.2357 | 146.2357 | 146.2357 | 146.2357 | 146.2357 | 146.2357 | 146.2357 | 146.2357 | 146.2357 | 146.2357 | 146.2357 | 146.2357 | 146.2357 | 146.2357 | 146.2357
F7_Residential_Manufactured Home Regular Income_New_Miscellaneous_Natural Gas_Pool Heater_Baseline Forecast | F7 | Residential | Manufactured Home Regular Income | New | Miscellaneous | Natural Gas | Pool Heater | Baseline Forecast | Avg. Replacement Summer Demand (kW) | 0.3709 | 0.35983 | 0.36729 | 0.40065 | 0.40065 | 0.40065 | 0.40065 | 0.40065 | 0.40065 | 0.40065 | 0.40065 | 0.40065 | 0.40065 | 0.40065 | 0.40065 | 0.40065 | 0.40065 | 0.40065 | 0.40065 | 0.40065 | 0.40065 | 0.40065 | 0.40065 | 0.40065 | 0.40065 | 0.40065 | 0.40065 | 0.40065 | 0.40065 | 0.40065 | 0.40065 | 0.40065 | 0.40065
F8_Residential_Manufactured Home Regular Income_New_Miscellaneous_Natural Gas_Pool Heater_Baseline Forecast | F8 | Residential | Manufactured Home Regular Income | New | Miscellaneous | Natural Gas | Pool Heater | Baseline Forecast | Avg. Replacement Winter Demand (kW) | 0.015454 | 0.014993 | 0.015304 | 0.016694 | 0.016694 | 0.016694 | 0.016694 | 0.016694 | 0.016694 | 0.016694 | 0.016694 | 0.016694 | 0.016694 | 0.016694 | 0.016694 | 0.016694 | 0.016694 | 0.016694 | 0.016694 | 0.016694 | 0.016694 | 0.016694 | 0.016694 | 0.016694 | 0.016694 | 0.016694 | 0.016694 | 0.016694 | 0.016694 | 0.016694 | 0.016694 | 0.016694 | 0.016694
F1_Residential_Manufactured Home Regular Income_New_Miscellaneous_Natural Gas_Miscellaneous_Baseline Forecast | F1 | Residential | Manufactured Home Regular Income | New | Miscellaneous | Natural Gas | Miscellaneous | Baseline Forecast | Units | 0 | 4.3709 | 10.9811 | 17.2139 | 23.0666 | 28.5195 | 33.8924 | 39.1874 | 44.3777 | 49.5023 | 54.5994 | 59.6683 | 64.7179 | 69.7568 | 74.7786 | 79.7861 | 84.7806 | 89.7713 | 94.7573 | 99.7294 | 104.6872 | 109.6302 | 114.5632 | 119.4855 | 124.3915 | 129.2808 | 134.153 | 139.0103 | 143.8524 | 148.6771 | 153.4841 | 158.2737 | 163.2127
F2_Residential_Manufactured Home Regular Income_New_Miscellaneous_Natural Gas_Miscellaneous_Baseline Forecast | F2 | Residential | Manufactured Home Regular Income | New | Miscellaneous | Natural Gas | Miscellaneous | Baseline Forecast | Usage (MMtherm) | 0 | 9.851e-06 | 2.5262e-05 | 4.3197e-05 | 5.7883e-05 | 7.1567e-05 | 8.505e-05 | 9.8337e-05 | 0.00011136 | 0.00012422 | 0.00013701 | 0.00014973 | 0.0001624 | 0.00017505 | 0.00018765 | 0.00020022 | 0.00021275 | 0.00022527 | 0.00023778 | 0.00025026 | 0.0002627 | 0.00027511 | 0.00028749 | 0.00029984 | 0.00031215 | 0.00032442 | 0.00033664 | 0.00034883 | 0.00036098 | 0.00037309 | 0.00038515 | 0.00039717 | 0.00040957
F3_Residential_Manufactured Home Regular Income_New_Miscellaneous_Natural Gas_Miscellaneous_Baseline Forecast | F3 | Residential | Manufactured Home Regular Income | New | Miscellaneous | Natural Gas | Miscellaneous | Baseline Forecast | Summer Peak Demand (MW) | 0 | 2.6989e-05 | 6.921e-05 | 0.00011835 | 0.00015858 | 0.00019607 | 0.00023301 | 0.00026942 | 0.0003051 | 0.00034033 | 0.00037538 | 0.00041022 | 0.00044494 | 0.00047958 | 0.00051411 | 0.00054854 | 0.00058287 | 0.00061718 | 0.00065146 | 0.00068565 | 0.00071973 | 0.00075372 | 0.00078763 | 0.00082147 | 0.0008552 | 0.00088882 | 0.00092231 | 0.00095571 | 0.000989 | 0.0010222 | 0.0010552 | 0.0010881 | 0.0011221
F4_Residential_Manufactured Home Regular Income_New_Miscellaneous_Natural Gas_Miscellaneous_Baseline Forecast | F4 | Residential | Manufactured Home Regular Income | New | Miscellaneous | Natural Gas | Miscellaneous | Baseline Forecast | Winter Peak Demand (MW) | 0 | 1.1245e-06 | 2.8837e-06 | 4.9311e-06 | 6.6077e-06 | 8.1697e-06 | 9.7089e-06 | 1.1226e-05 | 1.2712e-05 | 1.4181e-05 | 1.5641e-05 | 1.7093e-05 | 1.8539e-05 | 1.9983e-05 | 2.1421e-05 | 2.2856e-05 | 2.4286e-05 | 2.5716e-05 | 2.7144e-05 | 2.8569e-05 | 2.9989e-05 | 3.1405e-05 | 3.2818e-05 | 3.4228e-05 | 3.5633e-05 | 3.7034e-05 | 3.843e-05 | 3.9821e-05 | 4.1208e-05 | 4.259e-05 | 4.3967e-05 | 4.5339e-05 | 4.6754e-05
F5_Residential_Manufactured Home Regular Income_New_Miscellaneous_Natural Gas_Miscellaneous_Baseline Forecast | F5 | Residential | Manufactured Home Regular Income | New | Miscellaneous | Natural Gas | Miscellaneous | Baseline Forecast | Turnover | 0 | 4.3709 | 6.6102 | 6.2328 | 5.8527 | 5.4529 | 5.3729 | 6.0235 | 6.8991 | 7.5874 | 8.1249 | 8.5009 | 8.805 | 10.3922 | 11.2577 | 11.3633 | 11.5391 | 11.7497 | 12.0637 | 12.7838 | 13.5881 | 14.221 | 14.7378 | 15.1563 | 15.5297 | 16.316 | 16.9007 | 17.2807 | 17.7003 | 18.1247 | 18.5662 | 19.1759 | 19.9689
F6_Residential_Manufactured Home Regular Income_New_Miscellaneous_Natural Gas_Miscellaneous_Baseline Forecast | F6 | Residential | Manufactured Home Regular Income | New | Miscellaneous | Natural Gas | Miscellaneous | Baseline Forecast | Avg. Replacement Usage (kWh) | 2.3231 | 2.2538 | 2.3005 | 2.5094 | 2.5094 | 2.5094 | 2.5094 | 2.5094 | 2.5094 | 2.5094 | 2.5094 | 2.5094 | 2.5094 | 2.5094 | 2.5094 | 2.5094 | 2.5094 | 2.5094 | 2.5094 | 2.5094 | 2.5094 | 2.5094 | 2.5094 | 2.5094 | 2.5094 | 2.5094 | 2.5094 | 2.5094 | 2.5094 | 2.5094 | 2.5094 | 2.5094 | 2.5094
F7_Residential_Manufactured Home Regular Income_New_Miscellaneous_Natural Gas_Miscellaneous_Baseline Forecast | F7 | Residential | Manufactured Home Regular Income | New | Miscellaneous | Natural Gas | Miscellaneous | Baseline Forecast | Avg. Replacement Summer Demand (kW) | 0.0063647 | 0.0061747 | 0.0063026 | 0.0068751 | 0.0068751 | 0.0068751 | 0.0068751 | 0.0068751 | 0.0068751 | 0.0068751 | 0.0068751 | 0.0068751 | 0.0068751 | 0.0068751 | 0.0068751 | 0.0068751 | 0.0068751 | 0.0068751 | 0.0068751 | 0.0068751 | 0.0068751 | 0.0068751 | 0.0068751 | 0.0068751 | 0.0068751 | 0.0068751 | 0.0068751 | 0.0068751 | 0.0068751 | 0.0068751 | 0.0068751 | 0.0068751 | 0.0068751
F8_Residential_Manufactured Home Regular Income_New_Miscellaneous_Natural Gas_Miscellaneous_Baseline Forecast | F8 | Residential | Manufactured Home Regular Income | New | Miscellaneous | Natural Gas | Miscellaneous | Baseline Forecast | Avg. Replacement Winter Demand (kW) | 0.00026519 | 0.00025728 | 0.00026261 | 0.00028646 | 0.00028646 | 0.00028646 | 0.00028646 | 0.00028646 | 0.00028646 | 0.00028646 | 0.00028646 | 0.00028646 | 0.00028646 | 0.00028646 | 0.00028646 | 0.00028646 | 0.00028646 | 0.00028646 | 0.00028646 | 0.00028646 | 0.00028646 | 0.00028646 | 0.00028646 | 0.00028646 | 0.00028646 | 0.00028646 | 0.00028646 | 0.00028646 | 0.00028646 | 0.00028646 | 0.00028646 | 0.00028646 | 0.00028646
F1_Residential_Manufactured Home Moderate Income_Existing_Space Heating_Natural Gas_Furnace_Baseline Forecast | F1 | Residential | Manufactured Home Moderate Income | Existing | Space Heating | Natural Gas | Furnace | Baseline Forecast | Units | 171.7601 | 173.1033 | 174.4465 | 171.8843 | 167.9484 | 165.7808 | 163.7618 | 161.827 | 160.0059 | 158.2561 | 156.5353 | 154.8442 | 153.1738 | 151.5147 | 149.8733 | 148.2461 | 146.6313 | 145.0191 | 143.4104 | 141.815 | 140.2333 | 138.6655 | 137.1065 | 135.5574 | 134.0243 | 132.5073 | 131.0065 | 129.5201 | 128.0483 | 126.5935 | 125.1557 | 123.735 | 122.3304
F2_Residential_Manufactured Home Moderate Income_Existing_Space Heating_Natural Gas_Furnace_Baseline Forecast | F2 | Residential | Manufactured Home Moderate Income | Existing | Space Heating | Natural Gas | Furnace | Baseline Forecast | Usage (MMtherm) | 0.11912 | 0.11634 | 0.1189 | 0.12698 | 0.12327 | 0.1209 | 0.11865 | 0.11648 | 0.11441 | 0.11242 | 0.11046 | 0.10855 | 0.10667 | 0.10482 | 0.10301 | 0.10123 | 0.099475 | 0.097748 | 0.096042 | 0.094365 | 0.092717 | 0.091098 | 0.089499 | 0.087926 | 0.086378 | 0.08486 | 0.083365 | 0.081895 | 0.080448 | 0.079026 | 0.077625 | 0.076249 | 0.07537
F3_Residential_Manufactured Home Moderate Income_Existing_Space Heating_Natural Gas_Furnace_Baseline Forecast | F3 | Residential | Manufactured Home Moderate Income | Existing | Space Heating | Natural Gas | Furnace | Baseline Forecast | Summer Peak Demand (MW) | 2.0965 | 2.0475 | 2.0926 | 2.2348 | 2.1696 | 2.1278 | 2.0882 | 2.05 | 2.0136 | 1.9785 | 1.9441 | 1.9104 | 1.8774 | 1.8449 | 1.813 | 1.7816 | 1.7508 | 1.7204 | 1.6903 | 1.6608 | 1.6318 | 1.6033 | 1.5752 | 1.5475 | 1.5203 | 1.4935 | 1.4672 | 1.4413 | 1.4159 | 1.3909 | 1.3662 | 1.342 | 1.3265
F4_Residential_Manufactured Home Moderate Income_Existing_Space Heating_Natural Gas_Furnace_Baseline Forecast | F4 | Residential | Manufactured Home Moderate Income | Existing | Space Heating | Natural Gas | Furnace | Baseline Forecast | Winter Peak Demand (MW) | 0.1215 | 0.11866 | 0.12127 | 0.12952 | 0.12574 | 0.12331 | 0.12102 | 0.11881 | 0.1167 | 0.11466 | 0.11267 | 0.11072 | 0.1088 | 0.10692 | 0.10507 | 0.10325 | 0.10146 | 0.099702 | 0.097963 | 0.096253 | 0.094571 | 0.09292 | 0.091289 | 0.089684 | 0.088106 | 0.086557 | 0.085032 | 0.083533 | 0.082057 | 0.080606 | 0.079178 | 0.077774 | 0.076878
F5_Residential_Manufactured Home Moderate Income_Existing_Space Heating_Natural Gas_Furnace_Baseline Forecast | F5 | Residential | Manufactured Home Moderate Income | Existing | Space Heating | Natural Gas | Furnace | Baseline Forecast | Turnover | 0 | 5.0048 | 5.3654 | 4.2888 | 4.4823 | 4.6884 | 4.8703 | 5.0293 | 5.1689 | 5.2903 | 5.3941 | 5.4821 | 5.5556 | 5.6157 | 5.6639 | 5.7013 | 5.731 | 5.7514 | 5.5566 | 5.4005 | 5.1873 | 5.0107 | 4.8651 | 4.7457 | 4.6485 | 4.5754 | 4.5121 | 4.4602 | 4.4204 | 4.3891 | 5.5178 | 5.4727 | 5.124
F6_Residential_Manufactured Home Moderate Income_Existing_Space Heating_Natural Gas_Furnace_Baseline Forecast | F6 | Residential | Manufactured Home Moderate Income | Existing | Space Heating | Natural Gas | Furnace | Baseline Forecast | Avg. Replacement Usage (kWh) | 676.317 | 656.1275 | 666.1724 | 722.8091 | 718.9457 | 715.0836 | 711.2114 | 707.3451 | 703.4782 | 699.6158 | 695.7472 | 691.8827 | 688.0191 | 684.159 | 680.2922 | 676.4304 | 672.5688 | 668.7117 | 664.8458 | 660.983 | 657.1204 | 653.2695 | 649.4029 | 645.5435 | 641.6832 | 637.8339 | 633.9678 | 630.1112 | 626.2534 | 622.4001 | 618.5376 | 614.6796 | 614.6917
F7_Residential_Manufactured Home Moderate Income_Existing_Space Heating_Natural Gas_Furnace_Baseline Forecast | F7 | Residential | Manufactured Home Moderate Income | Existing | Space Heating | Natural Gas | Furnace | Baseline Forecast | Avg. Replacement Summer Demand (kW) | 11.9032 | 11.5478 | 11.7246 | 12.7214 | 12.6534 | 12.5855 | 12.5173 | 12.4493 | 12.3812 | 12.3132 | 12.2452 | 12.1771 | 12.1091 | 12.0412 | 11.9731 | 11.9052 | 11.8372 | 11.7693 | 11.7013 | 11.6333 | 11.5653 | 11.4975 | 11.4295 | 11.3616 | 11.2936 | 11.2259 | 11.1578 | 11.09 | 11.0221 | 10.9542 | 10.8863 | 10.8184 | 10.8186
F8_Residential_Manufactured Home Moderate Income_Existing_Space Heating_Natural Gas_Furnace_Baseline Forecast | F8 | Residential | Manufactured Home Moderate Income | Existing | Space Heating | Natural Gas | Furnace | Baseline Forecast | Avg. Replacement Winter Demand (kW) | 0.68984 | 0.66925 | 0.6795 | 0.73727 | 0.73332 | 0.72939 | 0.72544 | 0.72149 | 0.71755 | 0.71361 | 0.70966 | 0.70572 | 0.70178 | 0.69784 | 0.6939 | 0.68996 | 0.68602 | 0.68209 | 0.67814 | 0.6742 | 0.67026 | 0.66633 | 0.66239 | 0.65845 | 0.65452 | 0.65059 | 0.64665 | 0.64271 | 0.63878 | 0.63485 | 0.63091 | 0.62697 | 0.62699
F1_Residential_Manufactured Home Moderate Income_Existing_Space Heating_Natural Gas_Boiler_Baseline Forecast | F1 | Residential | Manufactured Home Moderate Income | Existing | Space Heating | Natural Gas | Boiler | Baseline Forecast | Units | 0 | 0 | 0 | 0 | 0 | 0 | 0 | 0 | 0 | 0 | 0 | 0 | 0 | 0 | 0 | 0 | 0 | 0 | 0 | 0 | 0 | 0 | 0 | 0 | 0 | 0 | 0 | 0 | 0 | 0 | 0 | 0 | 0
F2_Residential_Manufactured Home Moderate Income_Existing_Space Heating_Natural Gas_Boiler_Baseline Forecast | F2 | Residential | Manufactured Home Moderate Income | Existing | Space Heating | Natural Gas | Boiler | Baseline Forecast | Usage (MMtherm) | 0 | 0 | 0 | 0 | 0 | 0 | 0 | 0 | 0 | 0 | 0 | 0 | 0 | 0 | 0 | 0 | 0 | 0 | 0 | 0 | 0 | 0 | 0 | 0 | 0 | 0 | 0 | 0 | 0 | 0 | 0 | 0 | 0
F3_Residential_Manufactured Home Moderate Income_Existing_Space Heating_Natural Gas_Boiler_Baseline Forecast | F3 | Residential | Manufactured Home Moderate Income | Existing | Space Heating | Natural Gas | Boiler | Baseline Forecast | Summer Peak Demand (MW) | 0 | 0 | 0 | 0 | 0 | 0 | 0 | 0 | 0 | 0 | 0 | 0 | 0 | 0 | 0 | 0 | 0 | 0 | 0 | 0 | 0 | 0 | 0 | 0 | 0 | 0 | 0 | 0 | 0 | 0 | 0 | 0 | 0
F4_Residential_Manufactured Home Moderate Income_Existing_Space Heating_Natural Gas_Boiler_Baseline Forecast | F4 | Residential | Manufactured Home Moderate Income | Existing | Space Heating | Natural Gas | Boiler | Baseline Forecast | Winter Peak Demand (MW) | 0 | 0 | 0 | 0 | 0 | 0 | 0 | 0 | 0 | 0 | 0 | 0 | 0 | 0 | 0 | 0 | 0 | 0 | 0 | 0 | 0 | 0 | 0 | 0 | 0 | 0 | 0 | 0 | 0 | 0 | 0 | 0 | 0
F5_Residential_Manufactured Home Moderate Income_Existing_Space Heating_Natural Gas_Boiler_Baseline Forecast | F5 | Residential | Manufactured Home Moderate Income | Existing | Space Heating | Natural Gas | Boiler | Baseline Forecast | Turnover | 0 | 0 | 0 | 0 | 0 | 0 | 0 | 0 | 0 | 0 | 0 | 0 | 0 | 0 | 0 | 0 | 0 | 0 | 0 | 0 | 0 | 0 | 0 | 0 | 0 | 0 | 0 | 0 | 0 | 0 | 0 | 0 | 0
F6_Residential_Manufactured Home Moderate Income_Existing_Space Heating_Natural Gas_Boiler_Baseline Forecast | F6 | Residential | Manufactured Home Moderate Income | Existing | Space Heating | Natural Gas | Boiler | Baseline Forecast | Avg. Replacement Usage (kWh) | 554.0016 | 537.4633 | 535.1998 | 580.7023 | 577.5978 | 574.4954 | 571.3852 | 568.2793 | 565.1728 | 562.0695 | 558.9609 | 555.8554 | 552.7508 | 549.6489 | 546.5413 | 543.4375 | 540.3336 | 537.2332 | 534.126 | 531.0217 | 527.9176 | 524.8228 | 521.7153 | 518.6136 | 515.511 | 512.4172 | 509.3098 | 506.2101 | 503.1091 | 500.013 | 496.9105 | 493.813 | 493.8225
F7_Residential_Manufactured Home Moderate Income_Existing_Space Heating_Natural Gas_Boiler_Baseline Forecast | F7 | Residential | Manufactured Home Moderate Income | Existing | Space Heating | Natural Gas | Boiler | Baseline Forecast | Avg. Replacement Summer Demand (kW) | 9.7504 | 9.4594 | 9.4195 | 10.2204 | 10.1657 | 10.1111 | 10.0564 | 10.0017 | 9.947 | 9.8924 | 9.8377 | 9.7831 | 9.7284 | 9.6738 | 9.6191 | 9.5645 | 9.5099 | 9.4553 | 9.4006 | 9.346 | 9.2914 | 9.2369 | 9.1822 | 9.1276 | 9.073 | 9.0185 | 8.9639 | 8.9093 | 8.8547 | 8.8002 | 8.7456 | 8.6911 | 8.6913
F8_Residential_Manufactured Home Moderate Income_Existing_Space Heating_Natural Gas_Boiler_Baseline Forecast | F8 | Residential | Manufactured Home Moderate Income | Existing | Space Heating | Natural Gas | Boiler | Baseline Forecast | Avg. Replacement Winter Demand (kW) | 0.56508 | 0.54821 | 0.5459 | 0.59232 | 0.58915 | 0.58599 | 0.58281 | 0.57964 | 0.57648 | 0.57331 | 0.57014 | 0.56697 | 0.56381 | 0.56064 | 0.55747 | 0.55431 | 0.55114 | 0.54798 | 0.54481 | 0.54164 | 0.53848 | 0.53532 | 0.53215 | 0.52899 | 0.52582 | 0.52267 | 0.5195 | 0.51633 | 0.51317 | 0.51001 | 0.50685 | 0.50369 | 0.5037
F1_Residential_Manufactured Home Moderate Income_Existing_Secondary Heating_Natural Gas_Fireplace_Baseline Forecast | F1 | Residential | Manufactured Home Moderate Income | Existing | Secondary Heating | Natural Gas | Fireplace | Baseline Forecast | Units | 28.6936 | 28.918 | 29.1424 | 28.7143 | 28.0568 | 27.6947 | 27.3574 | 27.0342 | 26.73 | 26.4376 | 26.1502 | 25.8677 | 25.5886 | 25.3115 | 25.0372 | 24.7654 | 24.4957 | 24.2263 | 23.9576 | 23.6911 | 23.4268 | 23.1649 | 22.9045 | 22.6457 | 22.3896 | 22.1361 | 21.8854 | 21.6371 | 21.3912 | 21.1482 | 20.908 | 20.6707 | 20.436
F2_Residential_Manufactured Home Moderate Income_Existing_Secondary Heating_Natural Gas_Fireplace_Baseline Forecast | F2 | Residential | Manufactured Home Moderate Income | Existing | Secondary Heating | Natural Gas | Fireplace | Baseline Forecast | Usage (MMtherm) | 0.0036559 | 0.0035745 | 0.0036671 | 0.003931 | 0.0038307 | 0.0037711 | 0.003715 | 0.0036611 | 0.00361 | 0.0035607 | 0.0035123 | 0.0034647 | 0.0034177 | 0.0033712 | 0.0033252 | 0.0032797 | 0.0032347 | 0.00319 | 0.0031454 | 0.0031014 | 0.0030578 | 0.0030148 | 0.002972 | 0.0029297 | 0.0028879 | 0.0028466 | 0.0028058 | 0.0027655 | 0.0027257 | 0.0026864 | 0.0026476 | 0.0026094 | 0.0025797
F3_Residential_Manufactured Home Moderate Income_Existing_Secondary Heating_Natural Gas_Fireplace_Baseline Forecast | F3 | Residential | Manufactured Home Moderate Income | Existing | Secondary Heating | Natural Gas | Fireplace | Baseline Forecast | Summer Peak Demand (MW) | 0.032382 | 0.031661 | 0.032482 | 0.034819 | 0.03393 | 0.033402 | 0.032906 | 0.032429 | 0.031976 | 0.031539 | 0.03111 | 0.030688 | 0.030272 | 0.02986 | 0.029453 | 0.02905 | 0.028652 | 0.028255 | 0.027861 | 0.027471 | 0.027085 | 0.026703 | 0.026325 | 0.02595 | 0.025579 | 0.025214 | 0.024852 | 0.024495 | 0.024143 | 0.023795 | 0.023451 | 0.023113 | 0.02285
F4_Residential_Manufactured Home Moderate Income_Existing_Secondary Heating_Natural Gas_Fireplace_Baseline Forecast | F4 | Residential | Manufactured Home Moderate Income | Existing | Secondary Heating | Natural Gas | Fireplace | Baseline Forecast | Winter Peak Demand (MW) | 0.0018767 | 0.0018349 | 0.0018825 | 0.0020179 | 0.0019664 | 0.0019358 | 0.001907 | 0.0018794 | 0.0018532 | 0.0018278 | 0.001803 | 0.0017785 | 0.0017544 | 0.0017305 | 0.0017069 | 0.0016836 | 0.0016605 | 0.0016375 | 0.0016147 | 0.0015921 | 0.0015697 | 0.0015476 | 0.0015256 | 0.0015039 | 0.0014824 | 0.0014612 | 0.0014403 | 0.0014196 | 0.0013992 | 0.001379 | 0.0013591 | 0.0013395 | 0.0013243
F5_Residential_Manufactured Home Moderate Income_Existing_Secondary Heating_Natural Gas_Fireplace_Baseline Forecast | F5 | Residential | Manufactured Home Moderate Income | Existing | Secondary Heating | Natural Gas | Fireplace | Baseline Forecast | Turnover | 0 | 1.4997 | 1.5174 | 1.2895 | 1.2734 | 1.2688 | 1.2638 | 1.2579 | 1.2518 | 1.2452 | 1.2378 | 1.2299 | 1.2214 | 1.2124 | 1.2092 | 1.2064 | 1.1829 | 1.1621 | 1.1435 | 1.1267 | 1.1115 | 1.0975 | 1.0844 | 1.431 | 1.3801 | 1.2815 | 1.2459 | 1.2138 | 1.185 | 1.157 | 1.1302 | 1.1045 | 1.0801
F6_Residential_Manufactured Home Moderate Income_Existing_Secondary Heating_Natural Gas_Fireplace_Baseline Forecast | F6 | Residential | Manufactured Home Moderate Income | Existing | Secondary Heating | Natural Gas | Fireplace | Baseline Forecast | Avg. Replacement Usage (kWh) | 127.4121 | 123.6087 | 125.8355 | 136.899 | 136.5323 | 136.1651 | 135.796 | 135.4264 | 135.0558 | 134.6844 | 134.3114 | 133.9376 | 133.5629 | 133.1875 | 132.8102 | 132.4324 | 132.0534 | 131.6738 | 131.2923 | 130.9099 | 130.5265 | 130.1431 | 129.757 | 129.3704 | 128.9825 | 128.5946 | 128.2037 | 127.8126 | 127.4201 | 127.0269 | 126.6314 | 126.2351 | 126.2351
F7_Residential_Manufactured Home Moderate Income_Existing_Secondary Heating_Natural Gas_Fireplace_Baseline Forecast | F7 | Residential | Manufactured Home Moderate Income | Existing | Secondary Heating | Natural Gas | Fireplace | Baseline Forecast | Avg. Replacement Summer Demand (kW) | 1.1286 | 1.0949 | 1.1146 | 1.2126 | 1.2093 | 1.2061 | 1.2028 | 1.1995 | 1.1963 | 1.193 | 1.1897 | 1.1864 | 1.183 | 1.1797 | 1.1764 | 1.173 | 1.1697 | 1.1663 | 1.1629 | 1.1595 | 1.1561 | 1.1527 | 1.1493 | 1.1459 | 1.1425 | 1.139 | 1.1356 | 1.1321 | 1.1286 | 1.1251 | 1.1216 | 1.1181 | 1.1181
F8_Residential_Manufactured Home Moderate Income_Existing_Secondary Heating_Natural Gas_Fireplace_Baseline Forecast | F8 | Residential | Manufactured Home Moderate Income | Existing | Secondary Heating | Natural Gas | Fireplace | Baseline Forecast | Avg. Replacement Winter Demand (kW) | 0.065405 | 0.063452 | 0.064596 | 0.070275 | 0.070087 | 0.069898 | 0.069709 | 0.069519 | 0.069329 | 0.069138 | 0.068947 | 0.068755 | 0.068562 | 0.06837 | 0.068176 | 0.067982 | 0.067787 | 0.067593 | 0.067397 | 0.0672 | 0.067004 | 0.066807 | 0.066609 | 0.06641 | 0.066211 | 0.066012 | 0.065811 | 0.06561 | 0.065409 | 0.065207 | 0.065004 | 0.064801 | 0.064801
F1_Residential_Manufactured Home Moderate Income_Existing_Water Heating_Natural Gas_Water Heater (<= 55 gal)_Baseline Forecast | F1 | Residential | Manufactured Home Moderate Income | Existing | Water Heating | Natural Gas | Water Heater (<= 55 gal) | Baseline Forecast | Units | 169.8914 | 171.22 | 172.5486 | 170.0143 | 166.1212 | 163.9772 | 161.9801 | 160.0664 | 158.2651 | 156.5343 | 154.8322 | 153.1596 | 151.5073 | 149.8663 | 148.2427 | 146.6332 | 145.036 | 143.4414 | 141.8501 | 140.2721 | 138.7076 | 137.1569 | 135.6149 | 134.0826 | 132.5661 | 131.0657 | 129.5812 | 128.1109 | 126.6552 | 125.2163 | 123.7941 | 122.3888 | 120.9995
F2_Residential_Manufactured Home Moderate Income_Existing_Water Heating_Natural Gas_Water Heater (<= 55 gal)_Baseline Forecast | F2 | Residential | Manufactured Home Moderate Income | Existing | Water Heating | Natural Gas | Water Heater (<= 55 gal) | Baseline Forecast | Usage (MMtherm) | 0.033104 | 0.032173 | 0.032876 | 0.035108 | 0.034075 | 0.033409 | 0.032784 | 0.03219 | 0.031636 | 0.031118 | 0.030626 | 0.030164 | 0.029728 | 0.029311 | 0.028913 | 0.02853 | 0.02816 | 0.0278 | 0.027449 | 0.027106 | 0.026771 | 0.026444 | 0.026123 | 0.025807 | 0.025498 | 0.025195 | 0.024896 | 0.024603 | 0.024315 | 0.024031 | 0.023752 | 0.023477 | 0.023206
F3_Residential_Manufactured Home Moderate Income_Existing_Water Heating_Natural Gas_Water Heater (<= 55 gal)_Baseline Forecast | F3 | Residential | Manufactured Home Moderate Income | Existing | Water Heating | Natural Gas | Water Heater (<= 55 gal) | Baseline Forecast | Summer Peak Demand (MW) | 0.10924 | 0.10617 | 0.10849 | 0.11586 | 0.11245 | 0.11025 | 0.10819 | 0.10623 | 0.1044 | 0.10269 | 0.10107 | 0.099543 | 0.098101 | 0.096726 | 0.095412 | 0.094149 | 0.092929 | 0.091741 | 0.090581 | 0.089449 | 0.088345 | 0.087265 | 0.086206 | 0.085164 | 0.084144 | 0.083142 | 0.082158 | 0.08119 | 0.080239 | 0.079302 | 0.078381 | 0.077474 | 0.076579
F4_Residential_Manufactured Home Moderate Income_Existing_Water Heating_Natural Gas_Water Heater (<= 55 gal)_Baseline Forecast | F4 | Residential | Manufactured Home Moderate Income | Existing | Water Heating | Natural Gas | Water Heater (<= 55 gal) | Baseline Forecast | Winter Peak Demand (MW) | 0.0085989 | 0.0083571 | 0.0085397 | 0.0091195 | 0.0088512 | 0.0086782 | 0.0085157 | 0.0083614 | 0.0082177 | 0.008083 | 0.0079552 | 0.0078353 | 0.0077219 | 0.0076137 | 0.0075102 | 0.0074108 | 0.0073148 | 0.0072213 | 0.0071299 | 0.0070409 | 0.0069539 | 0.006869 | 0.0067856 | 0.0067036 | 0.0066232 | 0.0065444 | 0.006467 | 0.0063907 | 0.0063159 | 0.0062422 | 0.0061696 | 0.0060982 | 0.0060278
F5_Residential_Manufactured Home Moderate Income_Existing_Water Heating_Natural Gas_Water Heater (<= 55 gal)_Baseline Forecast | F5 | Residential | Manufactured Home Moderate Income | Existing | Water Heating | Natural Gas | Water Heater (<= 55 gal) | Baseline Forecast | Turnover | 0 | 6.9294 | 7.9963 | 7.4707 | 8.0542 | 8.5887 | 9.0247 | 9.3759 | 9.6585 | 9.8818 | 10.0533 | 10.1812 | 9.5018 | 9.0483 | 8.6023 | 8.3089 | 8.1296 | 8.0333 | 7.9963 | 9.6419 | 9.6731 | 9.3748 | 9.4126 | 9.3301 | 9.1791 | 8.9745 | 8.7468 | 8.5165 | 8.2967 | 8.0954 | 7.9401 | 7.8644 | 7.7631
F6_Residential_Manufactured Home Moderate Income_Existing_Water Heating_Natural Gas_Water Heater (<= 55 gal)_Baseline Forecast | F6 | Residential | Manufactured Home Moderate Income | Existing | Water Heating | Natural Gas | Water Heater (<= 55 gal) | Baseline Forecast | Avg. Replacement Usage (kWh) | 177.6141 | 172.3325 | 175.9544 | 191.977 | 192.0058 | 192.0365 | 192.0011 | 191.9811 | 191.975 | 191.9632 | 191.7029 | 191.6984 | 191.6625 | 191.6506 | 191.6407 | 191.6337 | 191.6271 | 191.6203 | 191.6141 | 191.6108 | 191.6067 | 191.5994 | 191.5964 | 191.5908 | 191.5827 | 191.5737 | 191.563 | 191.563 | 191.563 | 191.563 | 191.563 | 191.563 | 191.563
F7_Residential_Manufactured Home Moderate Income_Existing_Water Heating_Natural Gas_Water Heater (<= 55 gal)_Baseline Forecast | F7 | Residential | Manufactured Home Moderate Income | Existing | Water Heating | Natural Gas | Water Heater (<= 55 gal) | Baseline Forecast | Avg. Replacement Summer Demand (kW) | 0.58613 | 0.5687 | 0.58065 | 0.63352 | 0.63362 | 0.63372 | 0.6336 | 0.63354 | 0.63352 | 0.63348 | 0.63262 | 0.6326 | 0.63249 | 0.63245 | 0.63241 | 0.63239 | 0.63237 | 0.63235 | 0.63233 | 0.63232 | 0.6323 | 0.63228 | 0.63227 | 0.63225 | 0.63222 | 0.63219 | 0.63216 | 0.63216 | 0.63216 | 0.63216 | 0.63216 | 0.63216 | 0.63216
F8_Residential_Manufactured Home Moderate Income_Existing_Water Heating_Natural Gas_Water Heater (<= 55 gal)_Baseline Forecast | F8 | Residential | Manufactured Home Moderate Income | Existing | Water Heating | Natural Gas | Water Heater (<= 55 gal) | Baseline Forecast | Avg. Replacement Winter Demand (kW) | 0.046136 | 0.044764 | 0.045705 | 0.049867 | 0.049874 | 0.049882 | 0.049873 | 0.049868 | 0.049866 | 0.049863 | 0.049796 | 0.049795 | 0.049785 | 0.049782 | 0.04978 | 0.049778 | 0.049776 | 0.049774 | 0.049773 | 0.049772 | 0.049771 | 0.049769 | 0.049768 | 0.049767 | 0.049764 | 0.049762 | 0.049759 | 0.049759 | 0.049759 | 0.049759 | 0.049759 | 0.049759 | 0.049759
F1_Residential_Manufactured Home Moderate Income_Existing_Water Heating_Natural Gas_Water Heater (> 55 gal)_Baseline Forecast | F1 | Residential | Manufactured Home Moderate Income | Existing | Water Heating | Natural Gas | Water Heater (> 55 gal) | Baseline Forecast | Units | 0 | 0 | 0 | 0 | 0 | 0 | 0 | 0 | 0 | 0 | 0 | 0 | 0 | 0 | 0 | 0 | 0 | 0 | 0 | 0 | 0 | 0 | 0 | 0 | 0 | 0 | 0 | 0 | 0 | 0 | 0 | 0 | 0
F2_Residential_Manufactured Home Moderate Income_Existing_Water Heating_Natural Gas_Water Heater (> 55 gal)_Baseline Forecast | F2 | Residential | Manufactured Home Moderate Income | Existing | Water Heating | Natural Gas | Water Heater (> 55 gal) | Baseline Forecast | Usage (MMtherm) | 0 | 0 | 0 | 0 | 0 | 0 | 0 | 0 | 0 | 0 | 0 | 0 | 0 | 0 | 0 | 0 | 0 | 0 | 0 | 0 | 0 | 0 | 0 | 0 | 0 | 0 | 0 | 0 | 0 | 0 | 0 | 0 | 0
F3_Residential_Manufactured Home Moderate Income_Existing_Water Heating_Natural Gas_Water Heater (> 55 gal)_Baseline Forecast | F3 | Residential | Manufactured Home Moderate Income | Existing | Water Heating | Natural Gas | Water Heater (> 55 gal) | Baseline Forecast | Summer Peak Demand (MW) | 0 | 0 | 0 | 0 | 0 | 0 | 0 | 0 | 0 | 0 | 0 | 0 | 0 | 0 | 0 | 0 | 0 | 0 | 0 | 0 | 0 | 0 | 0 | 0 | 0 | 0 | 0 | 0 | 0 | 0 | 0 | 0 | 0
F4_Residential_Manufactured Home Moderate Income_Existing_Water Heating_Natural Gas_Water Heater (> 55 gal)_Baseline Forecast | F4 | Residential | Manufactured Home Moderate Income | Existing | Water Heating | Natural Gas | Water Heater (> 55 gal) | Baseline Forecast | Winter Peak Demand (MW) | 0 | 0 | 0 | 0 | 0 | 0 | 0 | 0 | 0 | 0 | 0 | 0 | 0 | 0 | 0 | 0 | 0 | 0 | 0 | 0 | 0 | 0 | 0 | 0 | 0 | 0 | 0 | 0 | 0 | 0 | 0 | 0 | 0
F5_Residential_Manufactured Home Moderate Income_Existing_Water Heating_Natural Gas_Water Heater (> 55 gal)_Baseline Forecast | F5 | Residential | Manufactured Home Moderate Income | Existing | Water Heating | Natural Gas | Water Heater (> 55 gal) | Baseline Forecast | Turnover | 0 | 0 | 0 | 0 | 0 | 0 | 0 | 0 | 0 | 0 | 0 | 0 | 0 | 0 | 0 | 0 | 0 | 0 | 0 | 0 | 0 | 0 | 0 | 0 | 0 | 0 | 0 | 0 | 0 | 0 | 0 | 0 | 0
F6_Residential_Manufactured Home Moderate Income_Existing_Water Heating_Natural Gas_Water Heater (> 55 gal)_Baseline Forecast | F6 | Residential | Manufactured Home Moderate Income | Existing | Water Heating | Natural Gas | Water Heater (> 55 gal) | Baseline Forecast | Avg. Replacement Usage (kWh) | 190.2626 | 184.5887 | 188.4276 | 205.5531 | 205.561 | 205.5694 | 205.5597 | 205.5542 | 205.5526 | 205.5493 | 205.4782 | 205.4769 | 205.4671 | 205.4639 | 205.4611 | 205.4592 | 205.4574 | 205.4556 | 205.4539 | 205.453 | 205.4518 | 205.4498 | 205.449 | 205.4475 | 205.4453 | 205.4428 | 205.4399 | 205.4399 | 205.4399 | 205.4399 | 205.4399 | 205.4399 | 205.4399
F7_Residential_Manufactured Home Moderate Income_Existing_Water Heating_Natural Gas_Water Heater (> 55 gal)_Baseline Forecast | F7 | Residential | Manufactured Home Moderate Income | Existing | Water Heating | Natural Gas | Water Heater (> 55 gal) | Baseline Forecast | Avg. Replacement Summer Demand (kW) | 0.62787 | 0.60914 | 0.62181 | 0.67833 | 0.67835 | 0.67838 | 0.67835 | 0.67833 | 0.67832 | 0.67831 | 0.67808 | 0.67807 | 0.67804 | 0.67803 | 0.67802 | 0.67802 | 0.67801 | 0.678 | 0.678 | 0.67799 | 0.67799 | 0.67798 | 0.67798 | 0.67798 | 0.67797 | 0.67796 | 0.67795 | 0.67795 | 0.67795 | 0.67795 | 0.67795 | 0.67795 | 0.67795
F8_Residential_Manufactured Home Moderate Income_Existing_Water Heating_Natural Gas_Water Heater (> 55 gal)_Baseline Forecast | F8 | Residential | Manufactured Home Moderate Income | Existing | Water Heating | Natural Gas | Water Heater (> 55 gal) | Baseline Forecast | Avg. Replacement Winter Demand (kW) | 0.049422 | 0.047948 | 0.048945 | 0.053393 | 0.053395 | 0.053398 | 0.053395 | 0.053394 | 0.053393 | 0.053392 | 0.053374 | 0.053374 | 0.053371 | 0.05337 | 0.053369 | 0.053369 | 0.053368 | 0.053368 | 0.053368 | 0.053367 | 0.053367 | 0.053367 | 0.053366 | 0.053366 | 0.053365 | 0.053365 | 0.053364 | 0.053364 | 0.053364 | 0.053364 | 0.053364 | 0.053364 | 0.053364
F1_Residential_Manufactured Home Moderate Income_Existing_Appliances_Natural Gas_Clothes Dryer_Baseline Forecast | F1 | Residential | Manufactured Home Moderate Income | Existing | Appliances | Natural Gas | Clothes Dryer | Baseline Forecast | Units | 63.6305 | 64.1171 | 64.6036 | 63.6438 | 62.1758 | 61.3629 | 60.6052 | 59.8789 | 59.1949 | 58.5376 | 57.8912 | 57.256 | 56.6286 | 56.0057 | 55.3895 | 54.7787 | 54.1728 | 53.568 | 52.9647 | 52.3665 | 51.7736 | 51.186 | 50.6019 | 50.0216 | 49.4474 | 48.8794 | 48.3175 | 47.7611 | 47.2103 | 46.666 | 46.1281 | 45.5966 | 45.0713
F2_Residential_Manufactured Home Moderate Income_Existing_Appliances_Natural Gas_Clothes Dryer_Baseline Forecast | F2 | Residential | Manufactured Home Moderate Income | Existing | Appliances | Natural Gas | Clothes Dryer | Baseline Forecast | Usage (MMtherm) | 0.001105 | 0.0010669 | 0.0010823 | 0.0011475 | 0.0011054 | 0.0010756 | 0.0010477 | 0.0010216 | 0.00099758 | 0.00097565 | 0.00095568 | 0.00093739 | 0.00092051 | 0.00090478 | 0.00089007 | 0.00087623 | 0.00086312 | 0.00085059 | 0.00083855 | 0.000827 | 0.00081587 | 0.00080512 | 0.00079466 | 0.00078448 | 0.00077456 | 0.00076489 | 0.00075545 | 0.00074619 | 0.00073712 | 0.00072822 | 0.00071949 | 0.00071092 | 0.00070248
F3_Residential_Manufactured Home Moderate Income_Existing_Appliances_Natural Gas_Clothes Dryer_Baseline Forecast | F3 | Residential | Manufactured Home Moderate Income | Existing | Appliances | Natural Gas | Clothes Dryer | Baseline Forecast | Summer Peak Demand (MW) | 0.0030273 | 0.002923 | 0.0029652 | 0.0031437 | 0.0030284 | 0.0029469 | 0.0028705 | 0.0027989 | 0.0027331 | 0.002673 | 0.0026183 | 0.0025682 | 0.0025219 | 0.0024788 | 0.0024385 | 0.0024006 | 0.0023647 | 0.0023304 | 0.0022974 | 0.0022658 | 0.0022353 | 0.0022058 | 0.0021772 | 0.0021493 | 0.0021221 | 0.0020956 | 0.0020697 | 0.0020444 | 0.0020195 | 0.0019951 | 0.0019712 | 0.0019477 | 0.0019246
F4_Residential_Manufactured Home Moderate Income_Existing_Appliances_Natural Gas_Clothes Dryer_Baseline Forecast | F4 | Residential | Manufactured Home Moderate Income | Existing | Appliances | Natural Gas | Clothes Dryer | Baseline Forecast | Winter Peak Demand (MW) | 0.00012614 | 0.00012179 | 0.00012355 | 0.00013099 | 0.00012619 | 0.00012279 | 0.0001196 | 0.00011662 | 0.00011388 | 0.00011138 | 0.0001091 | 0.00010701 | 0.00010508 | 0.00010328 | 0.00010161 | 0.00010003 | 9.8529e-05 | 9.7099e-05 | 9.5725e-05 | 9.4407e-05 | 9.3136e-05 | 9.1909e-05 | 9.0715e-05 | 8.9552e-05 | 8.842e-05 | 8.7317e-05 | 8.6238e-05 | 8.5182e-05 | 8.4146e-05 | 8.313e-05 | 8.2134e-05 | 8.1155e-05 | 8.0192e-05
F5_Residential_Manufactured Home Moderate Income_Existing_Appliances_Natural Gas_Clothes Dryer_Baseline Forecast | F5 | Residential | Manufactured Home Moderate Income | Existing | Appliances | Natural Gas | Clothes Dryer | Baseline Forecast | Turnover | 0 | 2.7592 | 3.1919 | 3.0307 | 3.2669 | 3.4831 | 3.6592 | 3.801 | 3.9149 | 4.0047 | 4.0735 | 3.8026 | 3.6234 | 3.4526 | 3.3425 | 3.2776 | 3.2456 | 3.2366 | 3.9025 | 3.9212 | 3.8165 | 3.7932 | 3.7389 | 3.6613 | 3.5732 | 3.4832 | 3.3969 | 3.3175 | 3.2534 | 3.2226 | 3.1847 | 3.1637 | 3.1496
F6_Residential_Manufactured Home Moderate Income_Existing_Appliances_Natural Gas_Clothes Dryer_Baseline Forecast | F6 | Residential | Manufactured Home Moderate Income | Existing | Appliances | Natural Gas | Clothes Dryer | Baseline Forecast | Avg. Replacement Usage (kWh) | 14.4001 | 13.9702 | 14.2597 | 15.5548 | 15.5548 | 15.5548 | 15.5548 | 15.5547 | 15.5547 | 15.5546 | 15.5546 | 15.5545 | 15.5545 | 15.5544 | 15.5544 | 15.5543 | 15.5542 | 15.5542 | 15.5541 | 15.5541 | 15.554 | 15.554 | 15.554 | 15.5539 | 15.5539 | 15.5539 | 15.5539 | 15.5539 | 15.5539 | 15.5539 | 15.5539 | 15.5539 | 15.5539
F7_Residential_Manufactured Home Moderate Income_Existing_Appliances_Natural Gas_Clothes Dryer_Baseline Forecast | F7 | Residential | Manufactured Home Moderate Income | Existing | Appliances | Natural Gas | Clothes Dryer | Baseline Forecast | Avg. Replacement Summer Demand (kW) | 0.039452 | 0.038275 | 0.039068 | 0.042616 | 0.042616 | 0.042616 | 0.042616 | 0.042616 | 0.042616 | 0.042615 | 0.042615 | 0.042615 | 0.042615 | 0.042615 | 0.042615 | 0.042615 | 0.042614 | 0.042614 | 0.042614 | 0.042614 | 0.042614 | 0.042614 | 0.042614 | 0.042613 | 0.042613 | 0.042613 | 0.042613 | 0.042613 | 0.042613 | 0.042613 | 0.042613 | 0.042613 | 0.042614
F8_Residential_Manufactured Home Moderate Income_Existing_Appliances_Natural Gas_Clothes Dryer_Baseline Forecast | F8 | Residential | Manufactured Home Moderate Income | Existing | Appliances | Natural Gas | Clothes Dryer | Baseline Forecast | Avg. Replacement Winter Demand (kW) | 0.0016438 | 0.0015948 | 0.0016278 | 0.0017757 | 0.0017757 | 0.0017757 | 0.0017757 | 0.0017757 | 0.0017756 | 0.0017756 | 0.0017756 | 0.0017756 | 0.0017756 | 0.0017756 | 0.0017756 | 0.0017756 | 0.0017756 | 0.0017756 | 0.0017756 | 0.0017756 | 0.0017756 | 0.0017756 | 0.0017756 | 0.0017756 | 0.0017756 | 0.0017756 | 0.0017756 | 0.0017756 | 0.0017756 | 0.0017756 | 0.0017756 | 0.0017756 | 0.0017756
F1_Residential_Manufactured Home Moderate Income_Existing_Appliances_Natural Gas_Stove/Oven_Baseline Forecast | F1 | Residential | Manufactured Home Moderate Income | Existing | Appliances | Natural Gas | Stove/Oven | Baseline Forecast | Units | 106.3788 | 107.1446 | 107.9095 | 106.259 | 103.7617 | 102.3594 | 101.0504 | 99.795 | 98.6111 | 97.4726 | 96.3532 | 95.2535 | 94.1678 | 93.0904 | 92.0252 | 90.9699 | 89.9235 | 88.88 | 87.8398 | 86.8091 | 85.7879 | 84.7765 | 83.7717 | 82.7741 | 81.7875 | 80.8119 | 79.8473 | 78.8927 | 77.9481 | 77.015 | 76.0933 | 75.1831 | 74.2838
F2_Residential_Manufactured Home Moderate Income_Existing_Appliances_Natural Gas_Stove/Oven_Baseline Forecast | F2 | Residential | Manufactured Home Moderate Income | Existing | Appliances | Natural Gas | Stove/Oven | Baseline Forecast | Usage (MMtherm) | 0.0015621 | 0.0015147 | 0.0015439 | 0.0016445 | 0.001592 | 0.0015569 | 0.001524 | 0.001493 | 0.0014643 | 0.0014378 | 0.0014131 | 0.0013901 | 0.0013684 | 0.0013478 | 0.0013281 | 0.0013093 | 0.0012912 | 0.0012736 | 0.0012565 | 0.0012399 | 0.0012238 | 0.001208 | 0.0011925 | 0.0011773 | 0.0011625 | 0.0011479 | 0.0011336 | 0.0011196 | 0.0011057 | 0.0010921 | 0.0010787 | 0.0010656 | 0.0010526
F3_Residential_Manufactured Home Moderate Income_Existing_Appliances_Natural Gas_Stove/Oven_Baseline Forecast | F3 | Residential | Manufactured Home Moderate Income | Existing | Appliances | Natural Gas | Stove/Oven | Baseline Forecast | Summer Peak Demand (MW) | 0.0055637 | 0.0053947 | 0.0054987 | 0.005857 | 0.00567 | 0.005545 | 0.0054279 | 0.0053175 | 0.0052155 | 0.005121 | 0.0050331 | 0.004951 | 0.0048737 | 0.0048002 | 0.0047303 | 0.0046633 | 0.0045988 | 0.0045363 | 0.0044754 | 0.0044162 | 0.0043586 | 0.0043024 | 0.0042473 | 0.0041933 | 0.0041404 | 0.0040885 | 0.0040375 | 0.0039874 | 0.0039382 | 0.0038897 | 0.0038421 | 0.0037952 | 0.003749
F4_Residential_Manufactured Home Moderate Income_Existing_Appliances_Natural Gas_Stove/Oven_Baseline Forecast | F4 | Residential | Manufactured Home Moderate Income | Existing | Appliances | Natural Gas | Stove/Oven | Baseline Forecast | Winter Peak Demand (MW) | 0.0011127 | 0.0010789 | 0.0010997 | 0.0011714 | 0.001134 | 0.001109 | 0.0010856 | 0.0010635 | 0.0010431 | 0.0010242 | 0.0010066 | 0.0009902 | 0.00097474 | 0.00096004 | 0.00094605 | 0.00093265 | 0.00091976 | 0.00090725 | 0.00089507 | 0.00088324 | 0.00087172 | 0.00086048 | 0.00084947 | 0.00083866 | 0.00082807 | 0.00081769 | 0.00080751 | 0.00079749 | 0.00078763 | 0.00077794 | 0.00076841 | 0.00075904 | 0.0007498
F5_Residential_Manufactured Home Moderate Income_Existing_Appliances_Natural Gas_Stove/Oven_Baseline Forecast | F5 | Residential | Manufactured Home Moderate Income | Existing | Appliances | Natural Gas | Stove/Oven | Baseline Forecast | Turnover | 0 | 4.5651 | 5.2877 | 5.0645 | 5.4567 | 5.8153 | 6.1067 | 6.3405 | 6.5275 | 6.6743 | 6.7859 | 6.3258 | 6.0195 | 5.7344 | 5.5503 | 5.4412 | 5.3865 | 5.3702 | 6.4625 | 6.4928 | 6.3294 | 6.2873 | 6.1933 | 6.061 | 5.9119 | 5.76 | 5.6145 | 5.4808 | 5.3696 | 5.3145 | 5.2513 | 5.2156 | 5.1908
F6_Residential_Manufactured Home Moderate Income_Existing_Appliances_Natural Gas_Stove/Oven_Baseline Forecast | F6 | Residential | Manufactured Home Moderate Income | Existing | Appliances | Natural Gas | Stove/Oven | Baseline Forecast | Avg. Replacement Usage (kWh) | 13.1084 | 12.7171 | 12.9805 | 14.1593 | 14.1594 | 14.1593 | 14.1589 | 14.1586 | 14.1582 | 14.1578 | 14.1574 | 14.1571 | 14.1567 | 14.1563 | 14.1559 | 14.1555 | 14.1551 | 14.1547 | 14.1543 | 14.1539 | 14.1536 | 14.1533 | 14.153 | 14.1528 | 14.1526 | 14.1525 | 14.1524 | 14.1524 | 14.1524 | 14.1524 | 14.1526 | 14.1527 | 14.1529
F7_Residential_Manufactured Home Moderate Income_Existing_Appliances_Natural Gas_Stove/Oven_Baseline Forecast | F7 | Residential | Manufactured Home Moderate Income | Existing | Appliances | Natural Gas | Stove/Oven | Baseline Forecast | Avg. Replacement Summer Demand (kW) | 0.046688 | 0.045294 | 0.046232 | 0.05043 | 0.050431 | 0.05043 | 0.050429 | 0.050428 | 0.050426 | 0.050425 | 0.050424 | 0.050422 | 0.050421 | 0.05042 | 0.050418 | 0.050417 | 0.050416 | 0.050414 | 0.050413 | 0.050411 | 0.05041 | 0.050409 | 0.050408 | 0.050407 | 0.050406 | 0.050406 | 0.050406 | 0.050406 | 0.050406 | 0.050406 | 0.050406 | 0.050407 | 0.050408
F8_Residential_Manufactured Home Moderate Income_Existing_Appliances_Natural Gas_Stove/Oven_Baseline Forecast | F8 | Residential | Manufactured Home Moderate Income | Existing | Appliances | Natural Gas | Stove/Oven | Baseline Forecast | Avg. Replacement Winter Demand (kW) | 0.0093375 | 0.0090588 | 0.0092464 | 0.010086 | 0.010086 | 0.010086 | 0.010086 | 0.010086 | 0.010085 | 0.010085 | 0.010085 | 0.010084 | 0.010084 | 0.010084 | 0.010084 | 0.010083 | 0.010083 | 0.010083 | 0.010083 | 0.010082 | 0.010082 | 0.010082 | 0.010082 | 0.010081 | 0.010081 | 0.010081 | 0.010081 | 0.010081 | 0.010081 | 0.010081 | 0.010081 | 0.010081 | 0.010082
F1_Residential_Manufactured Home Moderate Income_Existing_Miscellaneous_Natural Gas_Pool Heater_Baseline Forecast | F1 | Residential | Manufactured Home Moderate Income | Existing | Miscellaneous | Natural Gas | Pool Heater | Baseline Forecast | Units | 0 | 0 | 0 | 0 | 0 | 0 | 0 | 0 | 0 | 0 | 0 | 0 | 0 | 0 | 0 | 0 | 0 | 0 | 0 | 0 | 0 | 0 | 0 | 0 | 0 | 0 | 0 | 0 | 0 | 0 | 0 | 0 | 0
F2_Residential_Manufactured Home Moderate Income_Existing_Miscellaneous_Natural Gas_Pool Heater_Baseline Forecast | F2 | Residential | Manufactured Home Moderate Income | Existing | Miscellaneous | Natural Gas | Pool Heater | Baseline Forecast | Usage (MMtherm) | 0 | 0 | 0 | 0 | 0 | 0 | 0 | 0 | 0 | 0 | 0 | 0 | 0 | 0 | 0 | 0 | 0 | 0 | 0 | 0 | 0 | 0 | 0 | 0 | 0 | 0 | 0 | 0 | 0 | 0 | 0 | 0 | 0
F3_Residential_Manufactured Home Moderate Income_Existing_Miscellaneous_Natural Gas_Pool Heater_Baseline Forecast | F3 | Residential | Manufactured Home Moderate Income | Existing | Miscellaneous | Natural Gas | Pool Heater | Baseline Forecast | Summer Peak Demand (MW) | 0 | 0 | 0 | 0 | 0 | 0 | 0 | 0 | 0 | 0 | 0 | 0 | 0 | 0 | 0 | 0 | 0 | 0 | 0 | 0 | 0 | 0 | 0 | 0 | 0 | 0 | 0 | 0 | 0 | 0 | 0 | 0 | 0
F4_Residential_Manufactured Home Moderate Income_Existing_Miscellaneous_Natural Gas_Pool Heater_Baseline Forecast | F4 | Residential | Manufactured Home Moderate Income | Existing | Miscellaneous | Natural Gas | Pool Heater | Baseline Forecast | Winter Peak Demand (MW) | 0 | 0 | 0 | 0 | 0 | 0 | 0 | 0 | 0 | 0 | 0 | 0 | 0 | 0 | 0 | 0 | 0 | 0 | 0 | 0 | 0 | 0 | 0 | 0 | 0 | 0 | 0 | 0 | 0 | 0 | 0 | 0 | 0
F5_Residential_Manufactured Home Moderate Income_Existing_Miscellaneous_Natural Gas_Pool Heater_Baseline Forecast | F5 | Residential | Manufactured Home Moderate Income | Existing | Miscellaneous | Natural Gas | Pool Heater | Baseline Forecast | Turnover | 0 | 0 | 0 | 0 | 0 | 0 | 0 | 0 | 0 | 0 | 0 | 0 | 0 | 0 | 0 | 0 | 0 | 0 | 0 | 0 | 0 | 0 | 0 | 0 | 0 | 0 | 0 | 0 | 0 | 0 | 0 | 0 | 0
F6_Residential_Manufactured Home Moderate Income_Existing_Miscellaneous_Natural Gas_Pool Heater_Baseline Forecast | F6 | Residential | Manufactured Home Moderate Income | Existing | Miscellaneous | Natural Gas | Pool Heater | Baseline Forecast | Avg. Replacement Usage (kWh) | 135.3791 | 131.3379 | 134.0595 | 146.2357 | 146.2357 | 146.2357 | 146.2357 | 146.2357 | 146.2357 | 146.2357 | 146.2357 | 146.2357 | 146.2357 | 146.2357 | 146.2357 | 146.2357 | 146.2357 | 146.2357 | 146.2357 | 146.2357 | 146.2357 | 146.2357 | 146.2357 | 146.2357 | 146.2357 | 146.2357 | 146.2357 | 146.2357 | 146.2357 | 146.2357 | 146.2357 | 146.2357 | 146.2357
F7_Residential_Manufactured Home Moderate Income_Existing_Miscellaneous_Natural Gas_Pool Heater_Baseline Forecast | F7 | Residential | Manufactured Home Moderate Income | Existing | Miscellaneous | Natural Gas | Pool Heater | Baseline Forecast | Avg. Replacement Summer Demand (kW) | 0.3709 | 0.35983 | 0.36729 | 0.40065 | 0.40065 | 0.40065 | 0.40065 | 0.40065 | 0.40065 | 0.40065 | 0.40065 | 0.40065 | 0.40065 | 0.40065 | 0.40065 | 0.40065 | 0.40065 | 0.40065 | 0.40065 | 0.40065 | 0.40065 | 0.40065 | 0.40065 | 0.40065 | 0.40065 | 0.40065 | 0.40065 | 0.40065 | 0.40065 | 0.40065 | 0.40065 | 0.40065 | 0.40065
F8_Residential_Manufactured Home Moderate Income_Existing_Miscellaneous_Natural Gas_Pool Heater_Baseline Forecast | F8 | Residential | Manufactured Home Moderate Income | Existing | Miscellaneous | Natural Gas | Pool Heater | Baseline Forecast | Avg. Replacement Winter Demand (kW) | 0.015454 | 0.014993 | 0.015304 | 0.016694 | 0.016694 | 0.016694 | 0.016694 | 0.016694 | 0.016694 | 0.016694 | 0.016694 | 0.016694 | 0.016694 | 0.016694 | 0.016694 | 0.016694 | 0.016694 | 0.016694 | 0.016694 | 0.016694 | 0.016694 | 0.016694 | 0.016694 | 0.016694 | 0.016694 | 0.016694 | 0.016694 | 0.016694 | 0.016694 | 0.016694 | 0.016694 | 0.016694 | 0.016694
F1_Residential_Manufactured Home Moderate Income_Existing_Miscellaneous_Natural Gas_Miscellaneous_Baseline Forecast | F1 | Residential | Manufactured Home Moderate Income | Existing | Miscellaneous | Natural Gas | Miscellaneous | Baseline Forecast | Units | 236.4941 | 238.3436 | 240.193 | 236.6652 | 231.2459 | 228.2614 | 225.4813 | 222.8174 | 220.3099 | 217.9007 | 215.5313 | 213.2029 | 210.9029 | 208.6186 | 206.3585 | 204.118 | 201.8947 | 199.6749 | 197.4598 | 195.2632 | 193.0853 | 190.9267 | 188.7801 | 186.6472 | 184.5362 | 182.4475 | 180.3811 | 178.3344 | 176.3079 | 174.3049 | 172.3252 | 170.369 | 168.435
F2_Residential_Manufactured Home Moderate Income_Existing_Miscellaneous_Natural Gas_Miscellaneous_Baseline Forecast | F2 | Residential | Manufactured Home Moderate Income | Existing | Miscellaneous | Natural Gas | Miscellaneous | Baseline Forecast | Usage (MMtherm) | 0.0012559 | 0.001228 | 0.0012632 | 0.0013576 | 0.0013266 | 0.0013094 | 0.0012935 | 0.0012782 | 0.0012638 | 0.00125 | 0.0012364 | 0.0012231 | 0.0012099 | 0.0011968 | 0.0011838 | 0.0011709 | 0.0011582 | 0.0011455 | 0.0011327 | 0.0011201 | 0.0011076 | 0.0010953 | 0.001083 | 0.0010707 | 0.0010586 | 0.0010466 | 0.0010348 | 0.001023 | 0.0010114 | 0.00099991 | 0.00098856 | 0.00097733 | 0.00096624
F3_Residential_Manufactured Home Moderate Income_Existing_Miscellaneous_Natural Gas_Miscellaneous_Baseline Forecast | F3 | Residential | Manufactured Home Moderate Income | Existing | Miscellaneous | Natural Gas | Miscellaneous | Baseline Forecast | Summer Peak Demand (MW) | 0.003441 | 0.0033643 | 0.0034607 | 0.0037196 | 0.0036344 | 0.0035875 | 0.0035438 | 0.0035019 | 0.0034625 | 0.0034247 | 0.0033874 | 0.0033508 | 0.0033147 | 0.0032788 | 0.0032433 | 0.0032081 | 0.0031731 | 0.0031382 | 0.0031034 | 0.0030689 | 0.0030347 | 0.0030007 | 0.002967 | 0.0029335 | 0.0029003 | 0.0028675 | 0.002835 | 0.0028028 | 0.002771 | 0.0027395 | 0.0027084 | 0.0026776 | 0.0026472
F4_Residential_Manufactured Home Moderate Income_Existing_Miscellaneous_Natural Gas_Miscellaneous_Baseline Forecast | F4 | Residential | Manufactured Home Moderate Income | Existing | Miscellaneous | Natural Gas | Miscellaneous | Baseline Forecast | Winter Peak Demand (MW) | 0.00014337 | 0.00014018 | 0.0001442 | 0.00015498 | 0.00015143 | 0.00014948 | 0.00014766 | 0.00014591 | 0.00014427 | 0.00014269 | 0.00014114 | 0.00013962 | 0.00013811 | 0.00013662 | 0.00013514 | 0.00013367 | 0.00013221 | 0.00013076 | 0.00012931 | 0.00012787 | 0.00012644 | 0.00012503 | 0.00012362 | 0.00012223 | 0.00012085 | 0.00011948 | 0.00011812 | 0.00011678 | 0.00011546 | 0.00011415 | 0.00011285 | 0.00011157 | 0.0001103
F5_Residential_Manufactured Home Moderate Income_Existing_Miscellaneous_Natural Gas_Miscellaneous_Baseline Forecast | F5 | Residential | Manufactured Home Moderate Income | Existing | Miscellaneous | Natural Gas | Miscellaneous | Baseline Forecast | Turnover | 0 | 14.988 | 18.0537 | 18.4834 | 20.1098 | 21.5362 | 22.6618 | 20.979 | 20.0457 | 19.3584 | 19.0804 | 19.0812 | 19.2622 | 22.7847 | 22.646 | 21.8563 | 21.4935 | 21.1043 | 20.7368 | 20.2967 | 20.0862 | 19.8443 | 19.684 | 19.5565 | 19.4371 | 20.0857 | 19.7023 | 19.189 | 18.8426 | 18.5304 | 18.2593 | 18.1184 | 17.9974
F6_Residential_Manufactured Home Moderate Income_Existing_Miscellaneous_Natural Gas_Miscellaneous_Baseline Forecast | F6 | Residential | Manufactured Home Moderate Income | Existing | Miscellaneous | Natural Gas | Miscellaneous | Baseline Forecast | Avg. Replacement Usage (kWh) | 5.3107 | 5.1522 | 5.2589 | 5.7366 | 5.7366 | 5.7366 | 5.7366 | 5.7366 | 5.7366 | 5.7366 | 5.7366 | 5.7366 | 5.7366 | 5.7366 | 5.7366 | 5.7366 | 5.7366 | 5.7366 | 5.7366 | 5.7366 | 5.7366 | 5.7366 | 5.7366 | 5.7366 | 5.7366 | 5.7366 | 5.7366 | 5.7366 | 5.7366 | 5.7366 | 5.7366 | 5.7366 | 5.7366
F7_Residential_Manufactured Home Moderate Income_Existing_Miscellaneous_Natural Gas_Miscellaneous_Baseline Forecast | F7 | Residential | Manufactured Home Moderate Income | Existing | Miscellaneous | Natural Gas | Miscellaneous | Baseline Forecast | Avg. Replacement Summer Demand (kW) | 0.01455 | 0.014116 | 0.014408 | 0.015717 | 0.015717 | 0.015717 | 0.015717 | 0.015717 | 0.015717 | 0.015717 | 0.015717 | 0.015717 | 0.015717 | 0.015717 | 0.015717 | 0.015717 | 0.015717 | 0.015717 | 0.015717 | 0.015717 | 0.015717 | 0.015717 | 0.015717 | 0.015717 | 0.015717 | 0.015717 | 0.015717 | 0.015717 | 0.015717 | 0.015717 | 0.015717 | 0.015717 | 0.015717
F8_Residential_Manufactured Home Moderate Income_Existing_Miscellaneous_Natural Gas_Miscellaneous_Baseline Forecast | F8 | Residential | Manufactured Home Moderate Income | Existing | Miscellaneous | Natural Gas | Miscellaneous | Baseline Forecast | Avg. Replacement Winter Demand (kW) | 0.00060624 | 0.00058815 | 0.00060033 | 0.00065486 | 0.00065486 | 0.00065486 | 0.00065486 | 0.00065486 | 0.00065486 | 0.00065486 | 0.00065486 | 0.00065486 | 0.00065486 | 0.00065486 | 0.00065486 | 0.00065486 | 0.00065486 | 0.00065486 | 0.00065486 | 0.00065486 | 0.00065486 | 0.00065486 | 0.00065486 | 0.00065486 | 0.00065486 | 0.00065486 | 0.00065486 | 0.00065486 | 0.00065486 | 0.00065486 | 0.00065486 | 0.00065486 | 0.00065486
F1_Residential_Manufactured Home Moderate Income_New_Space Heating_Natural Gas_Furnace_Baseline Forecast | F1 | Residential | Manufactured Home Moderate Income | New | Space Heating | Natural Gas | Furnace | Baseline Forecast | Units | 0 | 1.3475 | 3.3853 | 5.3068 | 7.111 | 8.7921 | 10.4485 | 12.0808 | 13.6809 | 15.2608 | 16.8321 | 18.3948 | 19.9515 | 21.5049 | 23.053 | 24.5968 | 26.1365 | 27.675 | 29.2121 | 30.745 | 32.2733 | 33.7972 | 35.318 | 36.8355 | 38.3479 | 39.8552 | 41.3572 | 42.8546 | 44.3474 | 45.8347 | 47.3167 | 48.7932 | 50.3158
F2_Residential_Manufactured Home Moderate Income_New_Space Heating_Natural Gas_Furnace_Baseline Forecast | F2 | Residential | Manufactured Home Moderate Income | New | Space Heating | Natural Gas | Furnace | Baseline Forecast | Usage (MMtherm) | 0 | 0.0007671 | 0.0019567 | 0.0033281 | 0.0044357 | 0.0054549 | 0.0064475 | 0.0074142 | 0.0083503 | 0.0092635 | 0.010161 | 0.011042 | 0.01191 | 0.012765 | 0.013607 | 0.014435 | 0.015251 | 0.016057 | 0.01685 | 0.017631 | 0.0184 | 0.019155 | 0.019899 | 0.02063 | 0.021349 | 0.022055 | 0.022747 | 0.023427 | 0.024095 | 0.02475 | 0.025391 | 0.02602 | 0.026832
F3_Residential_Manufactured Home Moderate Income_New_Space Heating_Natural Gas_Furnace_Baseline Forecast | F3 | Residential | Manufactured Home Moderate Income | New | Space Heating | Natural Gas | Furnace | Baseline Forecast | Summer Peak Demand (MW) | 0 | 0.013501 | 0.034438 | 0.058574 | 0.078069 | 0.096006 | 0.11348 | 0.13049 | 0.14697 | 0.16304 | 0.17883 | 0.19435 | 0.20961 | 0.22467 | 0.23948 | 0.25406 | 0.26842 | 0.28259 | 0.29656 | 0.31031 | 0.32383 | 0.33714 | 0.35022 | 0.36309 | 0.37574 | 0.38816 | 0.40035 | 0.41232 | 0.42407 | 0.43559 | 0.44688 | 0.45795 | 0.47224
F4_Residential_Manufactured Home Moderate Income_New_Space Heating_Natural Gas_Furnace_Baseline Forecast | F4 | Residential | Manufactured Home Moderate Income | New | Space Heating | Natural Gas | Furnace | Baseline Forecast | Winter Peak Demand (MW) | 0 | 0.00078244 | 0.0019958 | 0.0033946 | 0.0045245 | 0.005564 | 0.0065764 | 0.0075625 | 0.0085173 | 0.0094487 | 0.010364 | 0.011263 | 0.012148 | 0.01302 | 0.013879 | 0.014724 | 0.015556 | 0.016378 | 0.017187 | 0.017984 | 0.018768 | 0.019539 | 0.020297 | 0.021043 | 0.021776 | 0.022496 | 0.023202 | 0.023896 | 0.024577 | 0.025245 | 0.025899 | 0.02654 | 0.027369
F5_Residential_Manufactured Home Moderate Income_New_Space Heating_Natural Gas_Furnace_Baseline Forecast | F5 | Residential | Manufactured Home Moderate Income | New | Space Heating | Natural Gas | Furnace | Baseline Forecast | Turnover | 0 | 1.3475 | 2.0378 | 1.9215 | 1.8043 | 1.681 | 1.6564 | 1.6324 | 1.6001 | 1.5798 | 1.5714 | 1.5627 | 1.5567 | 1.5534 | 1.5481 | 1.5437 | 1.5398 | 1.5386 | 1.6495 | 1.8056 | 1.9386 | 2.0502 | 2.1434 | 2.2262 | 2.2982 | 2.361 | 2.4163 | 2.4664 | 2.5112 | 2.5507 | 3.0208 | 3.2388 | 3.2292
F6_Residential_Manufactured Home Moderate Income_New_Space Heating_Natural Gas_Furnace_Baseline Forecast | F6 | Residential | Manufactured Home Moderate Income | New | Space Heating | Natural Gas | Furnace | Baseline Forecast | Avg. Replacement Usage (kWh) | 586.796 | 569.2791 | 577.9949 | 627.1354 | 623.7831 | 620.4324 | 617.0728 | 613.7181 | 610.3625 | 607.0106 | 603.6528 | 600.2986 | 596.9453 | 593.5949 | 590.2387 | 586.8868 | 583.5351 | 580.1874 | 576.8324 | 573.4806 | 570.129 | 566.7874 | 563.4322 | 560.0832 | 556.7334 | 553.3932 | 550.0383 | 546.6917 | 543.3439 | 540.0001 | 536.6482 | 533.3003 | 533.308
F7_Residential_Manufactured Home Moderate Income_New_Space Heating_Natural Gas_Furnace_Baseline Forecast | F7 | Residential | Manufactured Home Moderate Income | New | Space Heating | Natural Gas | Furnace | Baseline Forecast | Avg. Replacement Summer Demand (kW) | 10.3276 | 10.0193 | 10.1727 | 11.0376 | 10.9786 | 10.9196 | 10.8605 | 10.8014 | 10.7424 | 10.6834 | 10.6243 | 10.5653 | 10.5062 | 10.4473 | 10.3882 | 10.3292 | 10.2702 | 10.2113 | 10.1523 | 10.0933 | 10.0343 | 9.9755 | 9.9164 | 9.8575 | 9.7985 | 9.7397 | 9.6807 | 9.6218 | 9.5629 | 9.504 | 9.445 | 9.3861 | 9.3862
F8_Residential_Manufactured Home Moderate Income_New_Space Heating_Natural Gas_Furnace_Baseline Forecast | F8 | Residential | Manufactured Home Moderate Income | New | Space Heating | Natural Gas | Furnace | Baseline Forecast | Avg. Replacement Winter Demand (kW) | 0.59853 | 0.58066 | 0.58955 | 0.63968 | 0.63626 | 0.63284 | 0.62941 | 0.62599 | 0.62257 | 0.61915 | 0.61573 | 0.6123 | 0.60888 | 0.60547 | 0.60204 | 0.59862 | 0.59521 | 0.59179 | 0.58837 | 0.58495 | 0.58153 | 0.57812 | 0.5747 | 0.57128 | 0.56787 | 0.56446 | 0.56104 | 0.55763 | 0.55421 | 0.5508 | 0.54738 | 0.54397 | 0.54397
F1_Residential_Manufactured Home Moderate Income_New_Space Heating_Natural Gas_Boiler_Baseline Forecast | F1 | Residential | Manufactured Home Moderate Income | New | Space Heating | Natural Gas | Boiler | Baseline Forecast | Units | 0 | 0 | 0 | 0 | 0 | 0 | 0 | 0 | 0 | 0 | 0 | 0 | 0 | 0 | 0 | 0 | 0 | 0 | 0 | 0 | 0 | 0 | 0 | 0 | 0 | 0 | 0 | 0 | 0 | 0 | 0 | 0 | 0
F2_Residential_Manufactured Home Moderate Income_New_Space Heating_Natural Gas_Boiler_Baseline Forecast | F2 | Residential | Manufactured Home Moderate Income | New | Space Heating | Natural Gas | Boiler | Baseline Forecast | Usage (MMtherm) | 0 | 0 | 0 | 0 | 0 | 0 | 0 | 0 | 0 | 0 | 0 | 0 | 0 | 0 | 0 | 0 | 0 | 0 | 0 | 0 | 0 | 0 | 0 | 0 | 0 | 0 | 0 | 0 | 0 | 0 | 0 | 0 | 0
F3_Residential_Manufactured Home Moderate Income_New_Space Heating_Natural Gas_Boiler_Baseline Forecast | F3 | Residential | Manufactured Home Moderate Income | New | Space Heating | Natural Gas | Boiler | Baseline Forecast | Summer Peak Demand (MW) | 0 | 0 | 0 | 0 | 0 | 0 | 0 | 0 | 0 | 0 | 0 | 0 | 0 | 0 | 0 | 0 | 0 | 0 | 0 | 0 | 0 | 0 | 0 | 0 | 0 | 0 | 0 | 0 | 0 | 0 | 0 | 0 | 0
F4_Residential_Manufactured Home Moderate Income_New_Space Heating_Natural Gas_Boiler_Baseline Forecast | F4 | Residential | Manufactured Home Moderate Income | New | Space Heating | Natural Gas | Boiler | Baseline Forecast | Winter Peak Demand (MW) | 0 | 0 | 0 | 0 | 0 | 0 | 0 | 0 | 0 | 0 | 0 | 0 | 0 | 0 | 0 | 0 | 0 | 0 | 0 | 0 | 0 | 0 | 0 | 0 | 0 | 0 | 0 | 0 | 0 | 0 | 0 | 0 | 0
F5_Residential_Manufactured Home Moderate Income_New_Space Heating_Natural Gas_Boiler_Baseline Forecast | F5 | Residential | Manufactured Home Moderate Income | New | Space Heating | Natural Gas | Boiler | Baseline Forecast | Turnover | 0 | 0 | 0 | 0 | 0 | 0 | 0 | 0 | 0 | 0 | 0 | 0 | 0 | 0 | 0 | 0 | 0 | 0 | 0 | 0 | 0 | 0 | 0 | 0 | 0 | 0 | 0 | 0 | 0 | 0 | 0 | 0 | 0
F6_Residential_Manufactured Home Moderate Income_New_Space Heating_Natural Gas_Boiler_Baseline Forecast | F6 | Residential | Manufactured Home Moderate Income | New | Space Heating | Natural Gas | Boiler | Baseline Forecast | Avg. Replacement Usage (kWh) | 383.0192 | 371.5853 | 345.6327 | 375.0086 | 373.0195 | 371.0246 | 369.0191 | 367.0228 | 365.0275 | 363.0398 | 361.0542 | 359.0737 | 357.0948 | 355.1194 | 353.1394 | 351.1593 | 349.1768 | 347.1927 | 345.2015 | 343.2079 | 341.2157 | 339.2297 | 337.237 | 335.2479 | 333.26 | 331.2786 | 329.2894 | 327.3056 | 325.3228 | 323.3654 | 321.4284 | 319.5189 | 319.6479
F7_Residential_Manufactured Home Moderate Income_New_Space Heating_Natural Gas_Boiler_Baseline Forecast | F7 | Residential | Manufactured Home Moderate Income | New | Space Heating | Natural Gas | Boiler | Baseline Forecast | Avg. Replacement Summer Demand (kW) | 6.7411 | 6.5399 | 6.0831 | 6.6002 | 6.5651 | 6.53 | 6.4947 | 6.4596 | 6.4245 | 6.3895 | 6.3546 | 6.3197 | 6.2849 | 6.2501 | 6.2153 | 6.1804 | 6.1455 | 6.1106 | 6.0755 | 6.0405 | 6.0054 | 5.9704 | 5.9354 | 5.9004 | 5.8654 | 5.8305 | 5.7955 | 5.7606 | 5.7257 | 5.6912 | 5.6571 | 5.6235 | 5.6258
F8_Residential_Manufactured Home Moderate Income_New_Space Heating_Natural Gas_Boiler_Baseline Forecast | F8 | Residential | Manufactured Home Moderate Income | New | Space Heating | Natural Gas | Boiler | Baseline Forecast | Avg. Replacement Winter Demand (kW) | 0.39068 | 0.37902 | 0.35255 | 0.38251 | 0.38048 | 0.37845 | 0.3764 | 0.37436 | 0.37233 | 0.3703 | 0.36828 | 0.36626 | 0.36424 | 0.36222 | 0.3602 | 0.35818 | 0.35616 | 0.35414 | 0.35211 | 0.35007 | 0.34804 | 0.34601 | 0.34398 | 0.34195 | 0.33993 | 0.3379 | 0.33588 | 0.33385 | 0.33183 | 0.32983 | 0.32786 | 0.32591 | 0.32604
F1_Residential_Manufactured Home Moderate Income_New_Secondary Heating_Natural Gas_Fireplace_Baseline Forecast | F1 | Residential | Manufactured Home Moderate Income | New | Secondary Heating | Natural Gas | Fireplace | Baseline Forecast | Units | 0 | 3.0319 | 7.6169 | 11.9402 | 15.9998 | 19.7822 | 23.5091 | 27.1819 | 30.782 | 34.3367 | 37.8722 | 41.3882 | 44.8908 | 48.386 | 51.8693 | 55.3427 | 58.8071 | 62.2688 | 65.7273 | 69.1762 | 72.615 | 76.0437 | 79.4654 | 82.8798 | 86.2827 | 89.6741 | 93.0537 | 96.4229 | 99.7816 | 103.1281 | 106.4625 | 109.7847 | 113.2106
F2_Residential_Manufactured Home Moderate Income_New_Secondary Heating_Natural Gas_Fireplace_Baseline Forecast | F2 | Residential | Manufactured Home Moderate Income | New | Secondary Heating | Natural Gas | Fireplace | Baseline Forecast | Usage (MMtherm) | 0 | 0.00037476 | 0.00095848 | 0.0016346 | 0.0021845 | 0.0026936 | 0.0031924 | 0.0036811 | 0.0041573 | 0.0046246 | 0.0050867 | 0.0055434 | 0.0059957 | 0.0064444 | 0.0068888 | 0.0073292 | 0.0077657 | 0.0081992 | 0.0086295 | 0.0090558 | 0.0094782 | 0.0098966 | 0.010311 | 0.010722 | 0.011129 | 0.011532 | 0.01193 | 0.012324 | 0.012714 | 0.0131 | 0.013481 | 0.013859 | 0.014291
F3_Residential_Manufactured Home Moderate Income_New_Secondary Heating_Natural Gas_Fireplace_Baseline Forecast | F3 | Residential | Manufactured Home Moderate Income | New | Secondary Heating | Natural Gas | Fireplace | Baseline Forecast | Summer Peak Demand (MW) | 0 | 0.0033195 | 0.0084897 | 0.014479 | 0.019349 | 0.023859 | 0.028277 | 0.032606 | 0.036823 | 0.040963 | 0.045055 | 0.049101 | 0.053107 | 0.057081 | 0.061017 | 0.064918 | 0.068785 | 0.072624 | 0.076436 | 0.080212 | 0.083953 | 0.087659 | 0.091332 | 0.094972 | 0.098575 | 0.10214 | 0.10567 | 0.10916 | 0.11262 | 0.11603 | 0.11941 | 0.12275 | 0.12658
F4_Residential_Manufactured Home Moderate Income_New_Secondary Heating_Natural Gas_Fireplace_Baseline Forecast | F4 | Residential | Manufactured Home Moderate Income | New | Secondary Heating | Natural Gas | Fireplace | Baseline Forecast | Winter Peak Demand (MW) | 0 | 0.00019238 | 0.00049202 | 0.00083909 | 0.0011214 | 0.0013827 | 0.0016388 | 0.0018897 | 0.0021341 | 0.002374 | 0.0026112 | 0.0028456 | 0.0030778 | 0.0033081 | 0.0035362 | 0.0037623 | 0.0039864 | 0.0042089 | 0.0044298 | 0.0046487 | 0.0048655 | 0.0050802 | 0.0052931 | 0.0055041 | 0.0057129 | 0.0059196 | 0.006124 | 0.0063264 | 0.0065266 | 0.0067247 | 0.0069205 | 0.0071141 | 0.0073361
F5_Residential_Manufactured Home Moderate Income_New_Secondary Heating_Natural Gas_Fireplace_Baseline Forecast | F5 | Residential | Manufactured Home Moderate Income | New | Secondary Heating | Natural Gas | Fireplace | Baseline Forecast | Turnover | 0 | 3.0319 | 4.5851 | 4.3233 | 4.0597 | 3.7823 | 3.7269 | 3.6728 | 3.6002 | 3.5546 | 3.5356 | 3.516 | 3.5026 | 3.4952 | 3.8202 | 4.2823 | 4.6638 | 4.9789 | 5.2273 | 5.4353 | 5.6127 | 5.761 | 5.8898 | 6.9347 | 7.4011 | 7.2539 | 7.1201 | 7.0332 | 7.0742 | 7.1509 | 7.2468 | 7.3667 | 7.6191
F6_Residential_Manufactured Home Moderate Income_New_Secondary Heating_Natural Gas_Fireplace_Baseline Forecast | F6 | Residential | Manufactured Home Moderate Income | New | Secondary Heating | Natural Gas | Fireplace | Baseline Forecast | Avg. Replacement Usage (kWh) | 127.4121 | 123.6087 | 125.8355 | 136.899 | 136.5323 | 136.1651 | 135.796 | 135.4264 | 135.0558 | 134.6844 | 134.3114 | 133.9376 | 133.5629 | 133.1875 | 132.8102 | 132.4324 | 132.0534 | 131.6738 | 131.2923 | 130.9099 | 130.5265 | 130.1431 | 129.757 | 129.3704 | 128.9825 | 128.5946 | 128.2037 | 127.8126 | 127.4201 | 127.0269 | 126.6314 | 126.2351 | 126.2351
F7_Residential_Manufactured Home Moderate Income_New_Secondary Heating_Natural Gas_Fireplace_Baseline Forecast | F7 | Residential | Manufactured Home Moderate Income | New | Secondary Heating | Natural Gas | Fireplace | Baseline Forecast | Avg. Replacement Summer Demand (kW) | 1.1286 | 1.0949 | 1.1146 | 1.2126 | 1.2093 | 1.2061 | 1.2028 | 1.1995 | 1.1963 | 1.193 | 1.1897 | 1.1864 | 1.183 | 1.1797 | 1.1764 | 1.173 | 1.1697 | 1.1663 | 1.1629 | 1.1595 | 1.1561 | 1.1527 | 1.1493 | 1.1459 | 1.1425 | 1.139 | 1.1356 | 1.1321 | 1.1286 | 1.1251 | 1.1216 | 1.1181 | 1.1181
F8_Residential_Manufactured Home Moderate Income_New_Secondary Heating_Natural Gas_Fireplace_Baseline Forecast | F8 | Residential | Manufactured Home Moderate Income | New | Secondary Heating | Natural Gas | Fireplace | Baseline Forecast | Avg. Replacement Winter Demand (kW) | 0.065405 | 0.063452 | 0.064596 | 0.070275 | 0.070087 | 0.069898 | 0.069709 | 0.069519 | 0.069329 | 0.069138 | 0.068947 | 0.068755 | 0.068562 | 0.06837 | 0.068176 | 0.067982 | 0.067787 | 0.067593 | 0.067397 | 0.0672 | 0.067004 | 0.066807 | 0.066609 | 0.06641 | 0.066211 | 0.066012 | 0.065811 | 0.06561 | 0.065409 | 0.065207 | 0.065004 | 0.064801 | 0.064801
F1_Residential_Manufactured Home Moderate Income_New_Water Heating_Natural Gas_Water Heater (<= 55 gal)_Baseline Forecast | F1 | Residential | Manufactured Home Moderate Income | New | Water Heating | Natural Gas | Water Heater (<= 55 gal) | Baseline Forecast | Units | 0 | 0 | 0 | 0 | 0 | 0 | 0 | 0 | 0 | 0 | 0 | 0 | 0 | 0 | 0 | 0 | 0 | 0 | 0 | 0 | 0 | 0 | 0 | 0 | 0 | 0 | 0 | 0 | 0 | 0 | 0 | 0 | 0
F2_Residential_Manufactured Home Moderate Income_New_Water Heating_Natural Gas_Water Heater (<= 55 gal)_Baseline Forecast | F2 | Residential | Manufactured Home Moderate Income | New | Water Heating | Natural Gas | Water Heater (<= 55 gal) | Baseline Forecast | Usage (MMtherm) | 0 | 0 | 0 | 0 | 0 | 0 | 0 | 0 | 0 | 0 | 0 | 0 | 0 | 0 | 0 | 0 | 0 | 0 | 0 | 0 | 0 | 0 | 0 | 0 | 0 | 0 | 0 | 0 | 0 | 0 | 0 | 0 | 0
F3_Residential_Manufactured Home Moderate Income_New_Water Heating_Natural Gas_Water Heater (<= 55 gal)_Baseline Forecast | F3 | Residential | Manufactured Home Moderate Income | New | Water Heating | Natural Gas | Water Heater (<= 55 gal) | Baseline Forecast | Summer Peak Demand (MW) | 0 | 0 | 0 | 0 | 0 | 0 | 0 | 0 | 0 | 0 | 0 | 0 | 0 | 0 | 0 | 0 | 0 | 0 | 0 | 0 | 0 | 0 | 0 | 0 | 0 | 0 | 0 | 0 | 0 | 0 | 0 | 0 | 0
F4_Residential_Manufactured Home Moderate Income_New_Water Heating_Natural Gas_Water Heater (<= 55 gal)_Baseline Forecast | F4 | Residential | Manufactured Home Moderate Income | New | Water Heating | Natural Gas | Water Heater (<= 55 gal) | Baseline Forecast | Winter Peak Demand (MW) | 0 | 0 | 0 | 0 | 0 | 0 | 0 | 0 | 0 | 0 | 0 | 0 | 0 | 0 | 0 | 0 | 0 | 0 | 0 | 0 | 0 | 0 | 0 | 0 | 0 | 0 | 0 | 0 | 0 | 0 | 0 | 0 | 0
F5_Residential_Manufactured Home Moderate Income_New_Water Heating_Natural Gas_Water Heater (<= 55 gal)_Baseline Forecast | F5 | Residential | Manufactured Home Moderate Income | New | Water Heating | Natural Gas | Water Heater (<= 55 gal) | Baseline Forecast | Turnover | 0 | 0 | 0 | 0 | 0 | 0 | 0 | 0 | 0 | 0 | 0 | 0 | 0 | 0 | 0 | 0 | 0 | 0 | 0 | 0 | 0 | 0 | 0 | 0 | 0 | 0 | 0 | 0 | 0 | 0 | 0 | 0 | 0
F6_Residential_Manufactured Home Moderate Income_New_Water Heating_Natural Gas_Water Heater (<= 55 gal)_Baseline Forecast | F6 | Residential | Manufactured Home Moderate Income | New | Water Heating | Natural Gas | Water Heater (<= 55 gal) | Baseline Forecast | Avg. Replacement Usage (kWh) | 177.6248 | 172.3426 | 175.9645 | 191.9871 | 192.0154 | 192.0451 | 192.0087 | 191.9873 | 191.9801 | 191.9668 | 191.7048 | 191.6984 | 191.6626 | 191.6506 | 191.6409 | 191.6337 | 191.6271 | 191.6202 | 191.6143 | 191.611 | 191.607 | 191.5993 | 191.5966 | 191.5908 | 191.5827 | 191.5737 | 191.563 | 191.563 | 191.563 | 191.563 | 191.563 | 191.563 | 191.563
F7_Residential_Manufactured Home Moderate Income_New_Water Heating_Natural Gas_Water Heater (<= 55 gal)_Baseline Forecast | F7 | Residential | Manufactured Home Moderate Income | New | Water Heating | Natural Gas | Water Heater (<= 55 gal) | Baseline Forecast | Avg. Replacement Summer Demand (kW) | 0.58616 | 0.56873 | 0.58068 | 0.63356 | 0.63365 | 0.63375 | 0.63363 | 0.63356 | 0.63353 | 0.63349 | 0.63263 | 0.6326 | 0.63249 | 0.63245 | 0.63242 | 0.63239 | 0.63237 | 0.63235 | 0.63233 | 0.63232 | 0.6323 | 0.63228 | 0.63227 | 0.63225 | 0.63222 | 0.63219 | 0.63216 | 0.63216 | 0.63216 | 0.63216 | 0.63216 | 0.63216 | 0.63216
F8_Residential_Manufactured Home Moderate Income_New_Water Heating_Natural Gas_Water Heater (<= 55 gal)_Baseline Forecast | F8 | Residential | Manufactured Home Moderate Income | New | Water Heating | Natural Gas | Water Heater (<= 55 gal) | Baseline Forecast | Avg. Replacement Winter Demand (kW) | 0.046139 | 0.044767 | 0.045708 | 0.04987 | 0.049877 | 0.049885 | 0.049875 | 0.04987 | 0.049868 | 0.049864 | 0.049796 | 0.049795 | 0.049785 | 0.049782 | 0.04978 | 0.049778 | 0.049776 | 0.049774 | 0.049773 | 0.049772 | 0.049771 | 0.049769 | 0.049768 | 0.049767 | 0.049764 | 0.049762 | 0.049759 | 0.049759 | 0.049759 | 0.049759 | 0.049759 | 0.049759 | 0.049759
F1_Residential_Manufactured Home Moderate Income_New_Water Heating_Natural Gas_Water Heater (> 55 gal)_Baseline Forecast | F1 | Residential | Manufactured Home Moderate Income | New | Water Heating | Natural Gas | Water Heater (> 55 gal) | Baseline Forecast | Units | 0 | 0 | 0 | 0 | 0 | 0 | 0 | 0 | 0 | 0 | 0 | 0 | 0 | 0 | 0 | 0 | 0 | 0 | 0 | 0 | 0 | 0 | 0 | 0 | 0 | 0 | 0 | 0 | 0 | 0 | 0 | 0 | 0
F2_Residential_Manufactured Home Moderate Income_New_Water Heating_Natural Gas_Water Heater (> 55 gal)_Baseline Forecast | F2 | Residential | Manufactured Home Moderate Income | New | Water Heating | Natural Gas | Water Heater (> 55 gal) | Baseline Forecast | Usage (MMtherm) | 0 | 0 | 0 | 0 | 0 | 0 | 0 | 0 | 0 | 0 | 0 | 0 | 0 | 0 | 0 | 0 | 0 | 0 | 0 | 0 | 0 | 0 | 0 | 0 | 0 | 0 | 0 | 0 | 0 | 0 | 0 | 0 | 0
F3_Residential_Manufactured Home Moderate Income_New_Water Heating_Natural Gas_Water Heater (> 55 gal)_Baseline Forecast | F3 | Residential | Manufactured Home Moderate Income | New | Water Heating | Natural Gas | Water Heater (> 55 gal) | Baseline Forecast | Summer Peak Demand (MW) | 0 | 0 | 0 | 0 | 0 | 0 | 0 | 0 | 0 | 0 | 0 | 0 | 0 | 0 | 0 | 0 | 0 | 0 | 0 | 0 | 0 | 0 | 0 | 0 | 0 | 0 | 0 | 0 | 0 | 0 | 0 | 0 | 0
F4_Residential_Manufactured Home Moderate Income_New_Water Heating_Natural Gas_Water Heater (> 55 gal)_Baseline Forecast | F4 | Residential | Manufactured Home Moderate Income | New | Water Heating | Natural Gas | Water Heater (> 55 gal) | Baseline Forecast | Winter Peak Demand (MW) | 0 | 0 | 0 | 0 | 0 | 0 | 0 | 0 | 0 | 0 | 0 | 0 | 0 | 0 | 0 | 0 | 0 | 0 | 0 | 0 | 0 | 0 | 0 | 0 | 0 | 0 | 0 | 0 | 0 | 0 | 0 | 0 | 0
F5_Residential_Manufactured Home Moderate Income_New_Water Heating_Natural Gas_Water Heater (> 55 gal)_Baseline Forecast | F5 | Residential | Manufactured Home Moderate Income | New | Water Heating | Natural Gas | Water Heater (> 55 gal) | Baseline Forecast | Turnover | 0 | 0 | 0 | 0 | 0 | 0 | 0 | 0 | 0 | 0 | 0 | 0 | 0 | 0 | 0 | 0 | 0 | 0 | 0 | 0 | 0 | 0 | 0 | 0 | 0 | 0 | 0 | 0 | 0 | 0 | 0 | 0 | 0
F6_Residential_Manufactured Home Moderate Income_New_Water Heating_Natural Gas_Water Heater (> 55 gal)_Baseline Forecast | F6 | Residential | Manufactured Home Moderate Income | New | Water Heating | Natural Gas | Water Heater (> 55 gal) | Baseline Forecast | Avg. Replacement Usage (kWh) | 190.2655 | 184.5914 | 188.4304 | 205.5559 | 205.5636 | 205.5717 | 205.5618 | 205.5559 | 205.554 | 205.5503 | 205.4787 | 205.4769 | 205.4671 | 205.4638 | 205.4612 | 205.4592 | 205.4574 | 205.4555 | 205.4539 | 205.453 | 205.4519 | 205.4498 | 205.4491 | 205.4475 | 205.4453 | 205.4428 | 205.4399 | 205.4399 | 205.4399 | 205.4399 | 205.4399 | 205.4399 | 205.4399
F7_Residential_Manufactured Home Moderate Income_New_Water Heating_Natural Gas_Water Heater (> 55 gal)_Baseline Forecast | F7 | Residential | Manufactured Home Moderate Income | New | Water Heating | Natural Gas | Water Heater (> 55 gal) | Baseline Forecast | Avg. Replacement Summer Demand (kW) | 0.62788 | 0.60915 | 0.62182 | 0.67833 | 0.67836 | 0.67839 | 0.67835 | 0.67833 | 0.67833 | 0.67832 | 0.67808 | 0.67807 | 0.67804 | 0.67803 | 0.67802 | 0.67802 | 0.67801 | 0.678 | 0.678 | 0.67799 | 0.67799 | 0.67798 | 0.67798 | 0.67798 | 0.67797 | 0.67796 | 0.67795 | 0.67795 | 0.67795 | 0.67795 | 0.67795 | 0.67795 | 0.67795
F8_Residential_Manufactured Home Moderate Income_New_Water Heating_Natural Gas_Water Heater (> 55 gal)_Baseline Forecast | F8 | Residential | Manufactured Home Moderate Income | New | Water Heating | Natural Gas | Water Heater (> 55 gal) | Baseline Forecast | Avg. Replacement Winter Demand (kW) | 0.049422 | 0.047948 | 0.048946 | 0.053394 | 0.053396 | 0.053398 | 0.053396 | 0.053394 | 0.053394 | 0.053393 | 0.053374 | 0.053374 | 0.053371 | 0.05337 | 0.053369 | 0.053369 | 0.053368 | 0.053368 | 0.053368 | 0.053367 | 0.053367 | 0.053367 | 0.053366 | 0.053366 | 0.053365 | 0.053365 | 0.053364 | 0.053364 | 0.053364 | 0.053364 | 0.053364 | 0.053364 | 0.053364
F1_Residential_Manufactured Home Moderate Income_New_Appliances_Natural Gas_Clothes Dryer_Baseline Forecast | F1 | Residential | Manufactured Home Moderate Income | New | Appliances | Natural Gas | Clothes Dryer | Baseline Forecast | Units | 0 | 3.0313 | 7.6143 | 11.9341 | 15.9889 | 19.7653 | 23.4849 | 27.1493 | 30.74 | 34.2839 | 37.8075 | 41.3104 | 44.7988 | 48.2785 | 51.7452 | 55.2009 | 58.6464 | 62.0881 | 65.5253 | 68.9517 | 72.3671 | 75.7711 | 79.167 | 82.5544 | 85.9293 | 89.2915 | 92.6408 | 95.9786 | 99.3048 | 102.6179 | 105.9176 | 109.2041 | 112.5927
F2_Residential_Manufactured Home Moderate Income_New_Appliances_Natural Gas_Clothes Dryer_Baseline Forecast | F2 | Residential | Manufactured Home Moderate Income | New | Appliances | Natural Gas | Clothes Dryer | Baseline Forecast | Usage (MMtherm) | 0 | 4.2348e-05 | 0.00010858 | 0.00018563 | 0.00024871 | 0.00030745 | 0.0003653 | 0.0004223 | 0.00047815 | 0.00053328 | 0.00058809 | 0.00064257 | 0.00069683 | 0.00075096 | 0.00080488 | 0.00085863 | 0.00091222 | 0.00096575 | 0.0010192 | 0.0010725 | 0.0011256 | 0.0011786 | 0.0012314 | 0.0012841 | 0.0013366 | 0.0013889 | 0.0014409 | 0.0014929 | 0.0015446 | 0.0015961 | 0.0016474 | 0.0016986 | 0.0017513
F3_Residential_Manufactured Home Moderate Income_New_Appliances_Natural Gas_Clothes Dryer_Baseline Forecast | F3 | Residential | Manufactured Home Moderate Income | New | Appliances | Natural Gas | Clothes Dryer | Baseline Forecast | Summer Peak Demand (MW) | 0 | 0.00011602 | 0.00029747 | 0.00050858 | 0.00068138 | 0.00084232 | 0.0010008 | 0.001157 | 0.00131 | 0.001461 | 0.0016112 | 0.0017605 | 0.0019091 | 0.0020574 | 0.0022051 | 0.0023524 | 0.0024992 | 0.0026459 | 0.0027924 | 0.0029384 | 0.0030839 | 0.0032289 | 0.0033737 | 0.003518 | 0.0036618 | 0.0038051 | 0.0039478 | 0.00409 | 0.0042318 | 0.0043729 | 0.0045135 | 0.0046536 | 0.004798
F4_Residential_Manufactured Home Moderate Income_New_Appliances_Natural Gas_Clothes Dryer_Baseline Forecast | F4 | Residential | Manufactured Home Moderate Income | New | Appliances | Natural Gas | Clothes Dryer | Baseline Forecast | Winter Peak Demand (MW) | 0 | 4.8343e-06 | 1.2395e-05 | 2.1191e-05 | 2.8391e-05 | 3.5097e-05 | 4.1701e-05 | 4.8208e-05 | 5.4584e-05 | 6.0877e-05 | 6.7133e-05 | 7.3353e-05 | 7.9547e-05 | 8.5726e-05 | 9.1881e-05 | 9.8017e-05 | 0.00010413 | 0.00011025 | 0.00011635 | 0.00012243 | 0.0001285 | 0.00013454 | 0.00014057 | 0.00014658 | 0.00015258 | 0.00015854 | 0.00016449 | 0.00017042 | 0.00017632 | 0.00018221 | 0.00018806 | 0.0001939 | 0.00019992
F5_Residential_Manufactured Home Moderate Income_New_Appliances_Natural Gas_Clothes Dryer_Baseline Forecast | F5 | Residential | Manufactured Home Moderate Income | New | Appliances | Natural Gas | Clothes Dryer | Baseline Forecast | Turnover | 0 | 3.0313 | 4.583 | 4.3198 | 4.0548 | 3.7764 | 3.7197 | 3.6644 | 3.5906 | 3.5439 | 3.5236 | 3.936 | 4.5142 | 4.9762 | 5.3287 | 5.5911 | 5.8072 | 5.9895 | 7.0172 | 7.4534 | 7.2937 | 7.2134 | 7.2249 | 7.3637 | 7.5283 | 7.6995 | 7.883 | 8.0736 | 8.508 | 8.9878 | 9.3404 | 9.5974 | 9.9064
F6_Residential_Manufactured Home Moderate Income_New_Appliances_Natural Gas_Clothes Dryer_Baseline Forecast | F6 | Residential | Manufactured Home Moderate Income | New | Appliances | Natural Gas | Clothes Dryer | Baseline Forecast | Avg. Replacement Usage (kWh) | 14.4001 | 13.9702 | 14.2597 | 15.5548 | 15.5549 | 15.5548 | 15.5548 | 15.5547 | 15.5547 | 15.5546 | 15.5546 | 15.5545 | 15.5545 | 15.5544 | 15.5544 | 15.5543 | 15.5543 | 15.5542 | 15.5542 | 15.5541 | 15.5541 | 15.554 | 15.554 | 15.5539 | 15.5539 | 15.5539 | 15.5539 | 15.5539 | 15.5539 | 15.5539 | 15.5539 | 15.5539 | 15.554
F7_Residential_Manufactured Home Moderate Income_New_Appliances_Natural Gas_Clothes Dryer_Baseline Forecast | F7 | Residential | Manufactured Home Moderate Income | New | Appliances | Natural Gas | Clothes Dryer | Baseline Forecast | Avg. Replacement Summer Demand (kW) | 0.039452 | 0.038275 | 0.039068 | 0.042616 | 0.042616 | 0.042616 | 0.042616 | 0.042616 | 0.042616 | 0.042615 | 0.042615 | 0.042615 | 0.042615 | 0.042615 | 0.042615 | 0.042615 | 0.042614 | 0.042614 | 0.042614 | 0.042614 | 0.042614 | 0.042614 | 0.042614 | 0.042614 | 0.042613 | 0.042613 | 0.042613 | 0.042613 | 0.042613 | 0.042613 | 0.042613 | 0.042614 | 0.042614
F8_Residential_Manufactured Home Moderate Income_New_Appliances_Natural Gas_Clothes Dryer_Baseline Forecast | F8 | Residential | Manufactured Home Moderate Income | New | Appliances | Natural Gas | Clothes Dryer | Baseline Forecast | Avg. Replacement Winter Demand (kW) | 0.0016438 | 0.0015948 | 0.0016278 | 0.0017757 | 0.0017757 | 0.0017757 | 0.0017757 | 0.0017757 | 0.0017756 | 0.0017756 | 0.0017756 | 0.0017756 | 0.0017756 | 0.0017756 | 0.0017756 | 0.0017756 | 0.0017756 | 0.0017756 | 0.0017756 | 0.0017756 | 0.0017756 | 0.0017756 | 0.0017756 | 0.0017756 | 0.0017756 | 0.0017756 | 0.0017756 | 0.0017756 | 0.0017756 | 0.0017756 | 0.0017756 | 0.0017756 | 0.0017756
F1_Residential_Manufactured Home Moderate Income_New_Appliances_Natural Gas_Stove/Oven_Baseline Forecast | F1 | Residential | Manufactured Home Moderate Income | New | Appliances | Natural Gas | Stove/Oven | Baseline Forecast | Units | 0 | 2.6933 | 6.7622 | 10.5939 | 14.187 | 17.53 | 20.8197 | 24.0576 | 27.2271 | 30.3525 | 33.4572 | 36.5407 | 39.6086 | 42.6662 | 45.7096 | 48.7404 | 51.7596 | 54.7727 | 57.7791 | 60.7734 | 63.7552 | 66.7244 | 69.6838 | 72.633 | 75.5686 | 78.4905 | 81.3983 | 84.2935 | 87.1759 | 90.0441 | 92.8981 | 95.738 | 98.6646
F2_Residential_Manufactured Home Moderate Income_New_Appliances_Natural Gas_Stove/Oven_Baseline Forecast | F2 | Residential | Manufactured Home Moderate Income | New | Appliances | Natural Gas | Stove/Oven | Baseline Forecast | Usage (MMtherm) | 0 | 3.4251e-05 | 8.7778e-05 | 0.00015 | 0.00020088 | 0.00024821 | 0.00029479 | 0.00034064 | 0.00038551 | 0.00042976 | 0.00047371 | 0.00051737 | 0.0005608 | 0.00060408 | 0.00064715 | 0.00069005 | 0.00073278 | 0.00077542 | 0.00081795 | 0.00086032 | 0.0009025 | 0.00094451 | 0.00098638 | 0.0010281 | 0.0010696 | 0.001111 | 0.0011521 | 0.0011931 | 0.0012338 | 0.0012744 | 0.0013148 | 0.001355 | 0.0013964
F3_Residential_Manufactured Home Moderate Income_New_Appliances_Natural Gas_Stove/Oven_Baseline Forecast | F3 | Residential | Manufactured Home Moderate Income | New | Appliances | Natural Gas | Stove/Oven | Baseline Forecast | Summer Peak Demand (MW) | 0 | 0.00012199 | 0.00031263 | 0.00053426 | 0.00071547 | 0.00088405 | 0.00105 | 0.0012132 | 0.0013731 | 0.0015307 | 0.0016872 | 0.0018427 | 0.0019974 | 0.0021515 | 0.0023049 | 0.0024577 | 0.0026099 | 0.0027618 | 0.0029133 | 0.0030641 | 0.0032144 | 0.003364 | 0.0035131 | 0.0036617 | 0.0038096 | 0.0039569 | 0.0041034 | 0.0042492 | 0.0043945 | 0.004539 | 0.0046828 | 0.0048259 | 0.0049734
F4_Residential_Manufactured Home Moderate Income_New_Appliances_Natural Gas_Stove/Oven_Baseline Forecast | F4 | Residential | Manufactured Home Moderate Income | New | Appliances | Natural Gas | Stove/Oven | Baseline Forecast | Winter Peak Demand (MW) | 0 | 2.4398e-05 | 6.2527e-05 | 0.00010685 | 0.00014309 | 0.00017681 | 0.00020999 | 0.00024265 | 0.00027461 | 0.00030613 | 0.00033744 | 0.00036854 | 0.00039947 | 0.0004303 | 0.00046098 | 0.00049154 | 0.00052198 | 0.00055235 | 0.00058265 | 0.00061283 | 0.00064288 | 0.0006728 | 0.00070262 | 0.00073234 | 0.00076193 | 0.00079137 | 0.00082067 | 0.00084985 | 0.0008789 | 0.0009078 | 0.00093656 | 0.00096519 | 0.00099469
F5_Residential_Manufactured Home Moderate Income_New_Appliances_Natural Gas_Stove/Oven_Baseline Forecast | F5 | Residential | Manufactured Home Moderate Income | New | Appliances | Natural Gas | Stove/Oven | Baseline Forecast | Turnover | 0 | 2.6933 | 4.0689 | 3.8316 | 3.5932 | 3.343 | 3.2897 | 3.2378 | 3.1696 | 3.1254 | 3.1047 | 3.4683 | 3.979 | 4.3859 | 4.6952 | 4.9243 | 5.1121 | 5.2696 | 6.1781 | 6.5601 | 6.4126 | 6.3358 | 6.3406 | 6.4585 | 6.5991 | 6.7456 | 6.9028 | 7.0662 | 7.446 | 7.8659 | 8.1723 | 8.3937 | 8.6597
F6_Residential_Manufactured Home Moderate Income_New_Appliances_Natural Gas_Stove/Oven_Baseline Forecast | F6 | Residential | Manufactured Home Moderate Income | New | Appliances | Natural Gas | Stove/Oven | Baseline Forecast | Avg. Replacement Usage (kWh) | 13.1085 | 12.7171 | 12.9805 | 14.1593 | 14.1594 | 14.1593 | 14.1589 | 14.1586 | 14.1582 | 14.1578 | 14.1574 | 14.1571 | 14.1567 | 14.1563 | 14.1559 | 14.1555 | 14.1552 | 14.1547 | 14.1543 | 14.1539 | 14.1536 | 14.1533 | 14.153 | 14.1528 | 14.1526 | 14.1525 | 14.1524 | 14.1524 | 14.1524 | 14.1524 | 14.1526 | 14.1527 | 14.1529
F7_Residential_Manufactured Home Moderate Income_New_Appliances_Natural Gas_Stove/Oven_Baseline Forecast | F7 | Residential | Manufactured Home Moderate Income | New | Appliances | Natural Gas | Stove/Oven | Baseline Forecast | Avg. Replacement Summer Demand (kW) | 0.046688 | 0.045294 | 0.046232 | 0.05043 | 0.050431 | 0.05043 | 0.050429 | 0.050428 | 0.050426 | 0.050425 | 0.050424 | 0.050422 | 0.050421 | 0.05042 | 0.050418 | 0.050417 | 0.050416 | 0.050414 | 0.050413 | 0.050411 | 0.05041 | 0.050409 | 0.050408 | 0.050407 | 0.050407 | 0.050406 | 0.050406 | 0.050406 | 0.050406 | 0.050406 | 0.050406 | 0.050407 | 0.050408
F8_Residential_Manufactured Home Moderate Income_New_Appliances_Natural Gas_Stove/Oven_Baseline Forecast | F8 | Residential | Manufactured Home Moderate Income | New | Appliances | Natural Gas | Stove/Oven | Baseline Forecast | Avg. Replacement Winter Demand (kW) | 0.0093375 | 0.0090588 | 0.0092464 | 0.010086 | 0.010086 | 0.010086 | 0.010086 | 0.010086 | 0.010085 | 0.010085 | 0.010085 | 0.010084 | 0.010084 | 0.010084 | 0.010084 | 0.010083 | 0.010083 | 0.010083 | 0.010083 | 0.010082 | 0.010082 | 0.010082 | 0.010082 | 0.010081 | 0.010081 | 0.010081 | 0.010081 | 0.010081 | 0.010081 | 0.010081 | 0.010081 | 0.010081 | 0.010082
F1_Residential_Manufactured Home Moderate Income_New_Miscellaneous_Natural Gas_Pool Heater_Baseline Forecast | F1 | Residential | Manufactured Home Moderate Income | New | Miscellaneous | Natural Gas | Pool Heater | Baseline Forecast | Units | 0 | 0 | 0 | 0 | 0 | 0 | 0 | 0 | 0 | 0 | 0 | 0 | 0 | 0 | 0 | 0 | 0 | 0 | 0 | 0 | 0 | 0 | 0 | 0 | 0 | 0 | 0 | 0 | 0 | 0 | 0 | 0 | 0
F2_Residential_Manufactured Home Moderate Income_New_Miscellaneous_Natural Gas_Pool Heater_Baseline Forecast | F2 | Residential | Manufactured Home Moderate Income | New | Miscellaneous | Natural Gas | Pool Heater | Baseline Forecast | Usage (MMtherm) | 0 | 0 | 0 | 0 | 0 | 0 | 0 | 0 | 0 | 0 | 0 | 0 | 0 | 0 | 0 | 0 | 0 | 0 | 0 | 0 | 0 | 0 | 0 | 0 | 0 | 0 | 0 | 0 | 0 | 0 | 0 | 0 | 0
F3_Residential_Manufactured Home Moderate Income_New_Miscellaneous_Natural Gas_Pool Heater_Baseline Forecast | F3 | Residential | Manufactured Home Moderate Income | New | Miscellaneous | Natural Gas | Pool Heater | Baseline Forecast | Summer Peak Demand (MW) | 0 | 0 | 0 | 0 | 0 | 0 | 0 | 0 | 0 | 0 | 0 | 0 | 0 | 0 | 0 | 0 | 0 | 0 | 0 | 0 | 0 | 0 | 0 | 0 | 0 | 0 | 0 | 0 | 0 | 0 | 0 | 0 | 0
F4_Residential_Manufactured Home Moderate Income_New_Miscellaneous_Natural Gas_Pool Heater_Baseline Forecast | F4 | Residential | Manufactured Home Moderate Income | New | Miscellaneous | Natural Gas | Pool Heater | Baseline Forecast | Winter Peak Demand (MW) | 0 | 0 | 0 | 0 | 0 | 0 | 0 | 0 | 0 | 0 | 0 | 0 | 0 | 0 | 0 | 0 | 0 | 0 | 0 | 0 | 0 | 0 | 0 | 0 | 0 | 0 | 0 | 0 | 0 | 0 | 0 | 0 | 0
F5_Residential_Manufactured Home Moderate Income_New_Miscellaneous_Natural Gas_Pool Heater_Baseline Forecast | F5 | Residential | Manufactured Home Moderate Income | New | Miscellaneous | Natural Gas | Pool Heater | Baseline Forecast | Turnover | 0 | 0 | 0 | 0 | 0 | 0 | 0 | 0 | 0 | 0 | 0 | 0 | 0 | 0 | 0 | 0 | 0 | 0 | 0 | 0 | 0 | 0 | 0 | 0 | 0 | 0 | 0 | 0 | 0 | 0 | 0 | 0 | 0
F6_Residential_Manufactured Home Moderate Income_New_Miscellaneous_Natural Gas_Pool Heater_Baseline Forecast | F6 | Residential | Manufactured Home Moderate Income | New | Miscellaneous | Natural Gas | Pool Heater | Baseline Forecast | Avg. Replacement Usage (kWh) | 135.3791 | 131.3379 | 134.0595 | 146.2357 | 146.2357 | 146.2357 | 146.2357 | 146.2357 | 146.2357 | 146.2357 | 146.2357 | 146.2357 | 146.2357 | 146.2357 | 146.2357 | 146.2357 | 146.2357 | 146.2357 | 146.2357 | 146.2357 | 146.2357 | 146.2357 | 146.2357 | 146.2357 | 146.2357 | 146.2357 | 146.2357 | 146.2357 | 146.2357 | 146.2357 | 146.2357 | 146.2357 | 146.2357
F7_Residential_Manufactured Home Moderate Income_New_Miscellaneous_Natural Gas_Pool Heater_Baseline Forecast | F7 | Residential | Manufactured Home Moderate Income | New | Miscellaneous | Natural Gas | Pool Heater | Baseline Forecast | Avg. Replacement Summer Demand (kW) | 0.3709 | 0.35983 | 0.36729 | 0.40065 | 0.40065 | 0.40065 | 0.40065 | 0.40065 | 0.40065 | 0.40065 | 0.40065 | 0.40065 | 0.40065 | 0.40065 | 0.40065 | 0.40065 | 0.40065 | 0.40065 | 0.40065 | 0.40065 | 0.40065 | 0.40065 | 0.40065 | 0.40065 | 0.40065 | 0.40065 | 0.40065 | 0.40065 | 0.40065 | 0.40065 | 0.40065 | 0.40065 | 0.40065
F8_Residential_Manufactured Home Moderate Income_New_Miscellaneous_Natural Gas_Pool Heater_Baseline Forecast | F8 | Residential | Manufactured Home Moderate Income | New | Miscellaneous | Natural Gas | Pool Heater | Baseline Forecast | Avg. Replacement Winter Demand (kW) | 0.015454 | 0.014993 | 0.015304 | 0.016694 | 0.016694 | 0.016694 | 0.016694 | 0.016694 | 0.016694 | 0.016694 | 0.016694 | 0.016694 | 0.016694 | 0.016694 | 0.016694 | 0.016694 | 0.016694 | 0.016694 | 0.016694 | 0.016694 | 0.016694 | 0.016694 | 0.016694 | 0.016694 | 0.016694 | 0.016694 | 0.016694 | 0.016694 | 0.016694 | 0.016694 | 0.016694 | 0.016694 | 0.016694
F1_Residential_Manufactured Home Moderate Income_New_Miscellaneous_Natural Gas_Miscellaneous_Baseline Forecast | F1 | Residential | Manufactured Home Moderate Income | New | Miscellaneous | Natural Gas | Miscellaneous | Baseline Forecast | Units | 0 | 6.7375 | 16.9265 | 26.5338 | 35.5552 | 43.9604 | 52.2424 | 60.4041 | 68.4046 | 76.3038 | 84.1605 | 91.9739 | 99.7573 | 107.5244 | 115.2651 | 122.9838 | 130.6824 | 138.3752 | 146.0607 | 153.7248 | 161.3667 | 168.986 | 176.5898 | 184.1773 | 191.7394 | 199.2758 | 206.786 | 214.2731 | 221.7368 | 229.1737 | 236.5833 | 243.966 | 251.5791
F2_Residential_Manufactured Home Moderate Income_New_Miscellaneous_Natural Gas_Miscellaneous_Baseline Forecast | F2 | Residential | Manufactured Home Moderate Income | New | Miscellaneous | Natural Gas | Miscellaneous | Baseline Forecast | Usage (MMtherm) | 0 | 3.4712e-05 | 8.9015e-05 | 0.00015221 | 0.00020397 | 0.00025218 | 0.00029969 | 0.00034651 | 0.00039241 | 0.00043772 | 0.00048279 | 0.00052762 | 0.00057227 | 0.00061682 | 0.00066123 | 0.00070551 | 0.00074967 | 0.0007938 | 0.00083789 | 0.00088185 | 0.00092569 | 0.0009694 | 0.001013 | 0.0010565 | 0.0010999 | 0.0011432 | 0.0011862 | 0.0012292 | 0.001272 | 0.0013147 | 0.0013572 | 0.0013995 | 0.0014432
F3_Residential_Manufactured Home Moderate Income_New_Miscellaneous_Natural Gas_Miscellaneous_Baseline Forecast | F3 | Residential | Manufactured Home Moderate Income | New | Miscellaneous | Natural Gas | Miscellaneous | Baseline Forecast | Summer Peak Demand (MW) | 0 | 9.5103e-05 | 0.00024388 | 0.00041702 | 0.00055881 | 0.00069091 | 0.00082107 | 0.00094935 | 0.0010751 | 0.0011992 | 0.0013227 | 0.0014455 | 0.0015679 | 0.0016899 | 0.0018116 | 0.0019329 | 0.0020539 | 0.0021748 | 0.0022956 | 0.002416 | 0.0025361 | 0.0026559 | 0.0027754 | 0.0028946 | 0.0030135 | 0.0031319 | 0.00325 | 0.0033677 | 0.003485 | 0.0036018 | 0.0037183 | 0.0038343 | 0.003954
F4_Residential_Manufactured Home Moderate Income_New_Miscellaneous_Natural Gas_Miscellaneous_Baseline Forecast | F4 | Residential | Manufactured Home Moderate Income | New | Miscellaneous | Natural Gas | Miscellaneous | Baseline Forecast | Winter Peak Demand (MW) | 0 | 3.9626e-06 | 1.0162e-05 | 1.7376e-05 | 2.3284e-05 | 2.8788e-05 | 3.4211e-05 | 3.9556e-05 | 4.4795e-05 | 4.9968e-05 | 5.5113e-05 | 6.023e-05 | 6.5327e-05 | 7.0413e-05 | 7.5483e-05 | 8.0537e-05 | 8.5579e-05 | 9.0616e-05 | 9.5649e-05 | 0.00010067 | 0.00010567 | 0.00011066 | 0.00011564 | 0.00012061 | 0.00012556 | 0.0001305 | 0.00013542 | 0.00014032 | 0.00014521 | 0.00015008 | 0.00015493 | 0.00015976 | 0.00016475
F5_Residential_Manufactured Home Moderate Income_New_Miscellaneous_Natural Gas_Miscellaneous_Baseline Forecast | F5 | Residential | Manufactured Home Moderate Income | New | Miscellaneous | Natural Gas | Miscellaneous | Baseline Forecast | Turnover | 0 | 6.7375 | 10.189 | 9.6073 | 9.0215 | 8.4052 | 8.2819 | 9.2847 | 10.6343 | 11.6954 | 12.5238 | 13.1034 | 13.5722 | 16.0187 | 17.3528 | 17.5156 | 17.7866 | 18.1113 | 18.5952 | 19.7051 | 20.945 | 21.9205 | 22.7172 | 23.3621 | 23.9378 | 25.1498 | 26.0511 | 26.6368 | 27.2835 | 27.9377 | 28.6184 | 29.558 | 30.7804
F6_Residential_Manufactured Home Moderate Income_New_Miscellaneous_Natural Gas_Miscellaneous_Baseline Forecast | F6 | Residential | Manufactured Home Moderate Income | New | Miscellaneous | Natural Gas | Miscellaneous | Baseline Forecast | Avg. Replacement Usage (kWh) | 5.3107 | 5.1522 | 5.2589 | 5.7366 | 5.7366 | 5.7366 | 5.7366 | 5.7366 | 5.7366 | 5.7366 | 5.7366 | 5.7366 | 5.7366 | 5.7366 | 5.7366 | 5.7366 | 5.7366 | 5.7366 | 5.7366 | 5.7366 | 5.7366 | 5.7366 | 5.7366 | 5.7366 | 5.7366 | 5.7366 | 5.7366 | 5.7366 | 5.7366 | 5.7366 | 5.7366 | 5.7366 | 5.7366
F7_Residential_Manufactured Home Moderate Income_New_Miscellaneous_Natural Gas_Miscellaneous_Baseline Forecast | F7 | Residential | Manufactured Home Moderate Income | New | Miscellaneous | Natural Gas | Miscellaneous | Baseline Forecast | Avg. Replacement Summer Demand (kW) | 0.01455 | 0.014116 | 0.014408 | 0.015717 | 0.015717 | 0.015717 | 0.015717 | 0.015717 | 0.015717 | 0.015717 | 0.015717 | 0.015717 | 0.015717 | 0.015717 | 0.015717 | 0.015717 | 0.015717 | 0.015717 | 0.015717 | 0.015717 | 0.015717 | 0.015717 | 0.015717 | 0.015717 | 0.015717 | 0.015717 | 0.015717 | 0.015717 | 0.015717 | 0.015717 | 0.015717 | 0.015717 | 0.015717
F8_Residential_Manufactured Home Moderate Income_New_Miscellaneous_Natural Gas_Miscellaneous_Baseline Forecast | F8 | Residential | Manufactured Home Moderate Income | New | Miscellaneous | Natural Gas | Miscellaneous | Baseline Forecast | Avg. Replacement Winter Demand (kW) | 0.00060624 | 0.00058815 | 0.00060033 | 0.00065486 | 0.00065486 | 0.00065486 | 0.00065486 | 0.00065486 | 0.00065486 | 0.00065486 | 0.00065486 | 0.00065486 | 0.00065486 | 0.00065486 | 0.00065486 | 0.00065486 | 0.00065486 | 0.00065486 | 0.00065486 | 0.00065486 | 0.00065486 | 0.00065486 | 0.00065486 | 0.00065486 | 0.00065486 | 0.00065486 | 0.00065486 | 0.00065486 | 0.00065486 | 0.00065486 | 0.00065486 | 0.00065486 | 0.00065486
F1_Residential_Manufactured Home Low Income_Existing_Space Heating_Natural Gas_Furnace_Baseline Forecast | F1 | Residential | Manufactured Home Low Income | Existing | Space Heating | Natural Gas | Furnace | Baseline Forecast | Units | 4.7405 | 4.7775 | 4.8146 | 4.7439 | 4.6353 | 4.5754 | 4.5197 | 4.4663 | 4.4161 | 4.3678 | 4.3203 | 4.2736 | 4.2275 | 4.1817 | 4.1364 | 4.0915 | 4.0469 | 4.0024 | 3.958 | 3.914 | 3.8703 | 3.8271 | 3.784 | 3.7413 | 3.699 | 3.6571 | 3.6157 | 3.5747 | 3.534 | 3.4939 | 3.4542 | 3.415 | 3.3762
F2_Residential_Manufactured Home Low Income_Existing_Space Heating_Natural Gas_Furnace_Baseline Forecast | F2 | Residential | Manufactured Home Low Income | Existing | Space Heating | Natural Gas | Furnace | Baseline Forecast | Usage (MMtherm) | 0.002289 | 0.0022355 | 0.0022847 | 0.00244 | 0.0023688 | 0.0023232 | 0.0022799 | 0.0022382 | 0.0021985 | 0.0021602 | 0.0021226 | 0.0020859 | 0.0020498 | 0.0020143 | 0.0019794 | 0.0019452 | 0.0019115 | 0.0018783 | 0.0018455 | 0.0018133 | 0.0017817 | 0.0017505 | 0.0017198 | 0.0016896 | 0.0016599 | 0.0016307 | 0.001602 | 0.0015737 | 0.0015459 | 0.0015186 | 0.0014917 | 0.0014652 | 0.0014483
F3_Residential_Manufactured Home Low Income_Existing_Space Heating_Natural Gas_Furnace_Baseline Forecast | F3 | Residential | Manufactured Home Low Income | Existing | Space Heating | Natural Gas | Furnace | Baseline Forecast | Summer Peak Demand (MW) | 0.040287 | 0.039346 | 0.040211 | 0.042944 | 0.041692 | 0.040888 | 0.040126 | 0.039393 | 0.038694 | 0.038019 | 0.037358 | 0.036711 | 0.036077 | 0.035452 | 0.034838 | 0.034235 | 0.033643 | 0.033059 | 0.032482 | 0.031915 | 0.031357 | 0.03081 | 0.030269 | 0.029737 | 0.029213 | 0.0287 | 0.028194 | 0.027697 | 0.027208 | 0.026727 | 0.026253 | 0.025788 | 0.025491
F4_Residential_Manufactured Home Low Income_Existing_Space Heating_Natural Gas_Furnace_Baseline Forecast | F4 | Residential | Manufactured Home Low Income | Existing | Space Heating | Natural Gas | Furnace | Baseline Forecast | Winter Peak Demand (MW) | 0.0023348 | 0.0022803 | 0.0023304 | 0.0024888 | 0.0024162 | 0.0023696 | 0.0023255 | 0.002283 | 0.0022425 | 0.0022034 | 0.0021651 | 0.0021276 | 0.0020908 | 0.0020546 | 0.002019 | 0.0019841 | 0.0019497 | 0.0019159 | 0.0018825 | 0.0018496 | 0.0018173 | 0.0017856 | 0.0017542 | 0.0017234 | 0.001693 | 0.0016633 | 0.001634 | 0.0016052 | 0.0015768 | 0.0015489 | 0.0015215 | 0.0014945 | 0.0014773
F5_Residential_Manufactured Home Low Income_Existing_Space Heating_Natural Gas_Furnace_Baseline Forecast | F5 | Residential | Manufactured Home Low Income | Existing | Space Heating | Natural Gas | Furnace | Baseline Forecast | Turnover | 0 | 0.13813 | 0.14808 | 0.11837 | 0.12371 | 0.1294 | 0.13442 | 0.13881 | 0.14266 | 0.14601 | 0.14887 | 0.1513 | 0.15333 | 0.15499 | 0.15632 | 0.15735 | 0.15817 | 0.15873 | 0.15336 | 0.14905 | 0.14317 | 0.13829 | 0.13427 | 0.13098 | 0.1283 | 0.12628 | 0.12453 | 0.1231 | 0.122 | 0.12113 | 0.15229 | 0.15104 | 0.14142
F6_Residential_Manufactured Home Low Income_Existing_Space Heating_Natural Gas_Furnace_Baseline Forecast | F6 | Residential | Manufactured Home Low Income | Existing | Space Heating | Natural Gas | Furnace | Baseline Forecast | Avg. Replacement Usage (kWh) | 470.8881 | 456.8309 | 463.8245 | 503.2578 | 500.5683 | 497.8795 | 495.1832 | 492.4912 | 489.7986 | 487.1092 | 484.4155 | 481.7247 | 479.0345 | 476.3468 | 473.6545 | 470.9658 | 468.2772 | 465.5919 | 462.9005 | 460.2113 | 457.5224 | 454.8415 | 452.1498 | 449.4631 | 446.7758 | 444.0962 | 441.405 | 438.7203 | 436.0348 | 433.3525 | 430.6639 | 427.9784 | 427.9873
F7_Residential_Manufactured Home Low Income_Existing_Space Heating_Natural Gas_Furnace_Baseline Forecast | F7 | Residential | Manufactured Home Low Income | Existing | Space Heating | Natural Gas | Furnace | Baseline Forecast | Avg. Replacement Summer Demand (kW) | 8.2876 | 8.0402 | 8.1633 | 8.8573 | 8.81 | 8.7627 | 8.7152 | 8.6678 | 8.6205 | 8.5731 | 8.5257 | 8.4784 | 8.431 | 8.3837 | 8.3363 | 8.289 | 8.2417 | 8.1944 | 8.147 | 8.0997 | 8.0524 | 8.0052 | 7.9578 | 7.9106 | 7.8633 | 7.8161 | 7.7687 | 7.7215 | 7.6742 | 7.627 | 7.5797 | 7.5324 | 7.5326
F8_Residential_Manufactured Home Low Income_Existing_Space Heating_Natural Gas_Furnace_Baseline Forecast | F8 | Residential | Manufactured Home Low Income | Existing | Space Heating | Natural Gas | Furnace | Baseline Forecast | Avg. Replacement Winter Demand (kW) | 0.48031 | 0.46597 | 0.4731 | 0.51332 | 0.51058 | 0.50784 | 0.50509 | 0.50234 | 0.49959 | 0.49685 | 0.4941 | 0.49136 | 0.48862 | 0.48587 | 0.48313 | 0.48039 | 0.47764 | 0.4749 | 0.47216 | 0.46942 | 0.46667 | 0.46394 | 0.46119 | 0.45845 | 0.45571 | 0.45298 | 0.45023 | 0.44749 | 0.44476 | 0.44202 | 0.43928 | 0.43654 | 0.43655
F1_Residential_Manufactured Home Low Income_Existing_Space Heating_Natural Gas_Boiler_Baseline Forecast | F1 | Residential | Manufactured Home Low Income | Existing | Space Heating | Natural Gas | Boiler | Baseline Forecast | Units | 0 | 0 | 0 | 0 | 0 | 0 | 0 | 0 | 0 | 0 | 0 | 0 | 0 | 0 | 0 | 0 | 0 | 0 | 0 | 0 | 0 | 0 | 0 | 0 | 0 | 0 | 0 | 0 | 0 | 0 | 0 | 0 | 0
F2_Residential_Manufactured Home Low Income_Existing_Space Heating_Natural Gas_Boiler_Baseline Forecast | F2 | Residential | Manufactured Home Low Income | Existing | Space Heating | Natural Gas | Boiler | Baseline Forecast | Usage (MMtherm) | 0 | 0 | 0 | 0 | 0 | 0 | 0 | 0 | 0 | 0 | 0 | 0 | 0 | 0 | 0 | 0 | 0 | 0 | 0 | 0 | 0 | 0 | 0 | 0 | 0 | 0 | 0 | 0 | 0 | 0 | 0 | 0 | 0
F3_Residential_Manufactured Home Low Income_Existing_Space Heating_Natural Gas_Boiler_Baseline Forecast | F3 | Residential | Manufactured Home Low Income | Existing | Space Heating | Natural Gas | Boiler | Baseline Forecast | Summer Peak Demand (MW) | 0 | 0 | 0 | 0 | 0 | 0 | 0 | 0 | 0 | 0 | 0 | 0 | 0 | 0 | 0 | 0 | 0 | 0 | 0 | 0 | 0 | 0 | 0 | 0 | 0 | 0 | 0 | 0 | 0 | 0 | 0 | 0 | 0
F4_Residential_Manufactured Home Low Income_Existing_Space Heating_Natural Gas_Boiler_Baseline Forecast | F4 | Residential | Manufactured Home Low Income | Existing | Space Heating | Natural Gas | Boiler | Baseline Forecast | Winter Peak Demand (MW) | 0 | 0 | 0 | 0 | 0 | 0 | 0 | 0 | 0 | 0 | 0 | 0 | 0 | 0 | 0 | 0 | 0 | 0 | 0 | 0 | 0 | 0 | 0 | 0 | 0 | 0 | 0 | 0 | 0 | 0 | 0 | 0 | 0
F5_Residential_Manufactured Home Low Income_Existing_Space Heating_Natural Gas_Boiler_Baseline Forecast | F5 | Residential | Manufactured Home Low Income | Existing | Space Heating | Natural Gas | Boiler | Baseline Forecast | Turnover | 0 | 0 | 0 | 0 | 0 | 0 | 0 | 0 | 0 | 0 | 0 | 0 | 0 | 0 | 0 | 0 | 0 | 0 | 0 | 0 | 0 | 0 | 0 | 0 | 0 | 0 | 0 | 0 | 0 | 0 | 0 | 0 | 0
F6_Residential_Manufactured Home Low Income_Existing_Space Heating_Natural Gas_Boiler_Baseline Forecast | F6 | Residential | Manufactured Home Low Income | Existing | Space Heating | Natural Gas | Boiler | Baseline Forecast | Avg. Replacement Usage (kWh) | 385.7255 | 374.2105 | 371.3647 | 402.9378 | 400.784 | 398.6313 | 396.4732 | 394.3181 | 392.1626 | 390.0093 | 387.8523 | 385.6977 | 383.5436 | 381.3914 | 379.2354 | 377.082 | 374.9285 | 372.7774 | 370.6216 | 368.4679 | 366.3143 | 364.1671 | 362.0112 | 359.8592 | 357.7068 | 355.5604 | 353.4046 | 351.2542 | 349.1029 | 346.9551 | 344.8031 | 342.6548 | 342.6627
F7_Residential_Manufactured Home Low Income_Existing_Space Heating_Natural Gas_Boiler_Baseline Forecast | F7 | Residential | Manufactured Home Low Income | Existing | Space Heating | Natural Gas | Boiler | Baseline Forecast | Avg. Replacement Summer Demand (kW) | 6.7888 | 6.5861 | 6.536 | 7.0917 | 7.0538 | 7.0159 | 6.9779 | 6.94 | 6.9021 | 6.8642 | 6.8262 | 6.7883 | 6.7504 | 6.7125 | 6.6745 | 6.6366 | 6.5987 | 6.5609 | 6.5229 | 6.485 | 6.4471 | 6.4093 | 6.3714 | 6.3335 | 6.2956 | 6.2579 | 6.2199 | 6.1821 | 6.1442 | 6.1064 | 6.0685 | 6.0307 | 6.0309
F8_Residential_Manufactured Home Low Income_Existing_Space Heating_Natural Gas_Boiler_Baseline Forecast | F8 | Residential | Manufactured Home Low Income | Existing | Space Heating | Natural Gas | Boiler | Baseline Forecast | Avg. Replacement Winter Demand (kW) | 0.39344 | 0.38169 | 0.37879 | 0.411 | 0.4088 | 0.4066 | 0.4044 | 0.4022 | 0.40001 | 0.39781 | 0.39561 | 0.39341 | 0.39121 | 0.38902 | 0.38682 | 0.38462 | 0.38243 | 0.38023 | 0.37803 | 0.37584 | 0.37364 | 0.37145 | 0.36925 | 0.36706 | 0.36486 | 0.36267 | 0.36047 | 0.35828 | 0.35608 | 0.35389 | 0.3517 | 0.34951 | 0.34952
F1_Residential_Manufactured Home Low Income_Existing_Secondary Heating_Natural Gas_Fireplace_Baseline Forecast | F1 | Residential | Manufactured Home Low Income | Existing | Secondary Heating | Natural Gas | Fireplace | Baseline Forecast | Units | 0.79192 | 0.79812 | 0.80431 | 0.7925 | 0.77435 | 0.76435 | 0.75505 | 0.74612 | 0.73773 | 0.72966 | 0.72173 | 0.71393 | 0.70623 | 0.69858 | 0.69101 | 0.68351 | 0.67606 | 0.66863 | 0.66121 | 0.65386 | 0.64656 | 0.63934 | 0.63215 | 0.62501 | 0.61794 | 0.61094 | 0.60402 | 0.59717 | 0.59038 | 0.58368 | 0.57705 | 0.5705 | 0.56402
F2_Residential_Manufactured Home Low Income_Existing_Secondary Heating_Natural Gas_Fireplace_Baseline Forecast | F2 | Residential | Manufactured Home Low Income | Existing | Secondary Heating | Natural Gas | Fireplace | Baseline Forecast | Usage (MMtherm) | 7.0252e-05 | 6.8688e-05 | 7.0468e-05 | 7.5538e-05 | 7.361e-05 | 7.2465e-05 | 7.1388e-05 | 7.0353e-05 | 6.9371e-05 | 6.8424e-05 | 6.7492e-05 | 6.6577e-05 | 6.5675e-05 | 6.4781e-05 | 6.3897e-05 | 6.3024e-05 | 6.2159e-05 | 6.1299e-05 | 6.0443e-05 | 5.9597e-05 | 5.8759e-05 | 5.7932e-05 | 5.7111e-05 | 5.6297e-05 | 5.5494e-05 | 5.47e-05 | 5.3916e-05 | 5.3142e-05 | 5.2377e-05 | 5.1622e-05 | 5.0877e-05 | 5.0142e-05 | 4.9573e-05
F3_Residential_Manufactured Home Low Income_Existing_Secondary Heating_Natural Gas_Fireplace_Baseline Forecast | F3 | Residential | Manufactured Home Low Income | Existing | Secondary Heating | Natural Gas | Fireplace | Baseline Forecast | Summer Peak Demand (MW) | 0.00062226 | 0.00060841 | 0.00062417 | 0.00066908 | 0.00065201 | 0.00064186 | 0.00063232 | 0.00062315 | 0.00061445 | 0.00060606 | 0.00059781 | 0.00058971 | 0.00058171 | 0.0005738 | 0.00056597 | 0.00055824 | 0.00055057 | 0.00054296 | 0.00053538 | 0.00052788 | 0.00052046 | 0.00051313 | 0.00050586 | 0.00049865 | 0.00049153 | 0.00048451 | 0.00047757 | 0.00047071 | 0.00046393 | 0.00045724 | 0.00045064 | 0.00044413 | 0.00043909
F4_Residential_Manufactured Home Low Income_Existing_Secondary Heating_Natural Gas_Fireplace_Baseline Forecast | F4 | Residential | Manufactured Home Low Income | Existing | Secondary Heating | Natural Gas | Fireplace | Baseline Forecast | Winter Peak Demand (MW) | 3.6063e-05 | 3.526e-05 | 3.6174e-05 | 3.8776e-05 | 3.7787e-05 | 3.7199e-05 | 3.6646e-05 | 3.6115e-05 | 3.561e-05 | 3.5124e-05 | 3.4646e-05 | 3.4176e-05 | 3.3713e-05 | 3.3254e-05 | 3.2801e-05 | 3.2352e-05 | 3.1908e-05 | 3.1467e-05 | 3.1028e-05 | 3.0593e-05 | 3.0163e-05 | 2.9738e-05 | 2.9317e-05 | 2.8899e-05 | 2.8487e-05 | 2.808e-05 | 2.7677e-05 | 2.728e-05 | 2.6887e-05 | 2.6499e-05 | 2.6117e-05 | 2.574e-05 | 2.5447e-05
F5_Residential_Manufactured Home Low Income_Existing_Secondary Heating_Natural Gas_Fireplace_Baseline Forecast | F5 | Residential | Manufactured Home Low Income | Existing | Secondary Heating | Natural Gas | Fireplace | Baseline Forecast | Turnover | 0 | 0.04139 | 0.041879 | 0.035589 | 0.035146 | 0.035019 | 0.034879 | 0.034719 | 0.034549 | 0.034366 | 0.034163 | 0.033944 | 0.03371 | 0.033461 | 0.033372 | 0.033296 | 0.032648 | 0.032073 | 0.031559 | 0.031097 | 0.030676 | 0.03029 | 0.029929 | 0.039495 | 0.03809 | 0.035367 | 0.034386 | 0.033501 | 0.032705 | 0.031933 | 0.031192 | 0.030483 | 0.02981
F6_Residential_Manufactured Home Low Income_Existing_Secondary Heating_Natural Gas_Fireplace_Baseline Forecast | F6 | Residential | Manufactured Home Low Income | Existing | Secondary Heating | Natural Gas | Fireplace | Baseline Forecast | Avg. Replacement Usage (kWh) | 88.7111 | 86.063 | 87.6134 | 95.3164 | 95.0611 | 94.8054 | 94.5484 | 94.2911 | 94.033 | 93.7745 | 93.5148 | 93.2545 | 92.9936 | 92.7322 | 92.4696 | 92.2065 | 91.9427 | 91.6783 | 91.4127 | 91.1465 | 90.8795 | 90.6126 | 90.3437 | 90.0746 | 89.8045 | 89.5344 | 89.2623 | 88.99 | 88.7167 | 88.4429 | 88.1675 | 87.8916 | 87.8916
F7_Residential_Manufactured Home Low Income_Existing_Secondary Heating_Natural Gas_Fireplace_Baseline Forecast | F7 | Residential | Manufactured Home Low Income | Existing | Secondary Heating | Natural Gas | Fireplace | Baseline Forecast | Avg. Replacement Summer Demand (kW) | 0.78576 | 0.7623 | 0.77604 | 0.84427 | 0.84201 | 0.83974 | 0.83746 | 0.83518 | 0.8329 | 0.83061 | 0.82831 | 0.826 | 0.82369 | 0.82138 | 0.81905 | 0.81672 | 0.81438 | 0.81204 | 0.80969 | 0.80733 | 0.80497 | 0.8026 | 0.80022 | 0.79784 | 0.79545 | 0.79305 | 0.79064 | 0.78823 | 0.78581 | 0.78338 | 0.78095 | 0.7785 | 0.7785
F8_Residential_Manufactured Home Low Income_Existing_Secondary Heating_Natural Gas_Fireplace_Baseline Forecast | F8 | Residential | Manufactured Home Low Income | Existing | Secondary Heating | Natural Gas | Fireplace | Baseline Forecast | Avg. Replacement Winter Demand (kW) | 0.045538 | 0.044179 | 0.044975 | 0.048929 | 0.048798 | 0.048667 | 0.048535 | 0.048403 | 0.04827 | 0.048138 | 0.048004 | 0.047871 | 0.047737 | 0.047603 | 0.047468 | 0.047333 | 0.047197 | 0.047062 | 0.046925 | 0.046789 | 0.046651 | 0.046514 | 0.046376 | 0.046238 | 0.0461 | 0.045961 | 0.045821 | 0.045682 | 0.045541 | 0.045401 | 0.045259 | 0.045118 | 0.045118
F1_Residential_Manufactured Home Low Income_Existing_Water Heating_Natural Gas_Water Heater (<= 55 gal)_Baseline Forecast | F1 | Residential | Manufactured Home Low Income | Existing | Water Heating | Natural Gas | Water Heater (<= 55 gal) | Baseline Forecast | Units | 3.6458 | 3.6743 | 3.7028 | 3.6484 | 3.5649 | 3.5189 | 3.476 | 3.4349 | 3.3963 | 3.3591 | 3.3226 | 3.2867 | 3.2513 | 3.2161 | 3.1812 | 3.1467 | 3.1124 | 3.0782 | 3.044 | 3.0102 | 2.9766 | 2.9433 | 2.9102 | 2.8773 | 2.8448 | 2.8126 | 2.7807 | 2.7492 | 2.718 | 2.6871 | 2.6566 | 2.6264 | 2.5966
F2_Residential_Manufactured Home Low Income_Existing_Water Heating_Natural Gas_Water Heater (<= 55 gal)_Baseline Forecast | F2 | Residential | Manufactured Home Low Income | Existing | Water Heating | Natural Gas | Water Heater (<= 55 gal) | Baseline Forecast | Usage (MMtherm) | 0.00056319 | 0.00054736 | 0.00055932 | 0.00059729 | 0.00057972 | 0.00056839 | 0.00055774 | 0.00054764 | 0.00053823 | 0.00052941 | 0.00052104 | 0.00051318 | 0.00050575 | 0.00049866 | 0.00049189 | 0.00048538 | 0.00047909 | 0.00047296 | 0.00046698 | 0.00046115 | 0.00045545 | 0.00044989 | 0.00044443 | 0.00043906 | 0.0004338 | 0.00042863 | 0.00042356 | 0.00041857 | 0.00041366 | 0.00040884 | 0.00040409 | 0.00039941 | 0.0003948
F3_Residential_Manufactured Home Low Income_Existing_Water Heating_Natural Gas_Water Heater (<= 55 gal)_Baseline Forecast | F3 | Residential | Manufactured Home Low Income | Existing | Water Heating | Natural Gas | Water Heater (<= 55 gal) | Baseline Forecast | Summer Peak Demand (MW) | 0.0018585 | 0.0018063 | 0.0018457 | 0.0019711 | 0.0019131 | 0.0018757 | 0.0018406 | 0.0018072 | 0.0017761 | 0.001747 | 0.0017194 | 0.0016935 | 0.001669 | 0.0016456 | 0.0016232 | 0.0016017 | 0.001581 | 0.0015608 | 0.001541 | 0.0015218 | 0.001503 | 0.0014846 | 0.0014666 | 0.0014489 | 0.0014315 | 0.0014145 | 0.0013978 | 0.0013813 | 0.0013651 | 0.0013492 | 0.0013335 | 0.0013181 | 0.0013028
F4_Residential_Manufactured Home Low Income_Existing_Water Heating_Natural Gas_Water Heater (<= 55 gal)_Baseline Forecast | F4 | Residential | Manufactured Home Low Income | Existing | Water Heating | Natural Gas | Water Heater (<= 55 gal) | Baseline Forecast | Winter Peak Demand (MW) | 0.00014629 | 0.00014218 | 0.00014528 | 0.00015515 | 0.00015058 | 0.00014764 | 0.00014488 | 0.00014225 | 0.00013981 | 0.00013752 | 0.00013534 | 0.0001333 | 0.00013137 | 0.00012953 | 0.00012777 | 0.00012608 | 0.00012445 | 0.00012285 | 0.0001213 | 0.00011979 | 0.00011831 | 0.00011686 | 0.00011544 | 0.00011405 | 0.00011268 | 0.00011134 | 0.00011002 | 0.00010873 | 0.00010745 | 0.0001062 | 0.00010496 | 0.00010375 | 0.00010255
F5_Residential_Manufactured Home Low Income_Existing_Water Heating_Natural Gas_Water Heater (<= 55 gal)_Baseline Forecast | F5 | Residential | Manufactured Home Low Income | Existing | Water Heating | Natural Gas | Water Heater (<= 55 gal) | Baseline Forecast | Turnover | 0 | 0.1487 | 0.1716 | 0.16032 | 0.17284 | 0.18431 | 0.19366 | 0.2012 | 0.20727 | 0.21206 | 0.21574 | 0.21848 | 0.2039 | 0.19417 | 0.1846 | 0.17831 | 0.17446 | 0.17239 | 0.1716 | 0.20691 | 0.20758 | 0.20118 | 0.20199 | 0.20022 | 0.19698 | 0.19259 | 0.1877 | 0.18276 | 0.17804 | 0.17372 | 0.17039 | 0.16877 | 0.16659
F6_Residential_Manufactured Home Low Income_Existing_Water Heating_Natural Gas_Water Heater (<= 55 gal)_Baseline Forecast | F6 | Residential | Manufactured Home Low Income | Existing | Water Heating | Natural Gas | Water Heater (<= 55 gal) | Baseline Forecast | Avg. Replacement Usage (kWh) | 140.8112 | 136.624 | 139.4954 | 152.198 | 152.2208 | 152.2452 | 152.2171 | 152.2012 | 152.1964 | 152.187 | 151.9807 | 151.9771 | 151.9487 | 151.9392 | 151.9314 | 151.9258 | 151.9206 | 151.9152 | 151.9103 | 151.9076 | 151.9044 | 151.8986 | 151.8962 | 151.8918 | 151.8854 | 151.8782 | 151.8698 | 151.8698 | 151.8698 | 151.8698 | 151.8698 | 151.8698 | 151.8698
F7_Residential_Manufactured Home Low Income_Existing_Water Heating_Natural Gas_Water Heater (<= 55 gal)_Baseline Forecast | F7 | Residential | Manufactured Home Low Income | Existing | Water Heating | Natural Gas | Water Heater (<= 55 gal) | Baseline Forecast | Avg. Replacement Summer Demand (kW) | 0.46468 | 0.45086 | 0.46033 | 0.50225 | 0.50233 | 0.50241 | 0.50232 | 0.50226 | 0.50225 | 0.50222 | 0.50154 | 0.50152 | 0.50143 | 0.5014 | 0.50137 | 0.50136 | 0.50134 | 0.50132 | 0.5013 | 0.5013 | 0.50128 | 0.50127 | 0.50126 | 0.50124 | 0.50122 | 0.5012 | 0.50117 | 0.50117 | 0.50117 | 0.50117 | 0.50117 | 0.50117 | 0.50117
F8_Residential_Manufactured Home Low Income_Existing_Water Heating_Natural Gas_Water Heater (<= 55 gal)_Baseline Forecast | F8 | Residential | Manufactured Home Low Income | Existing | Water Heating | Natural Gas | Water Heater (<= 55 gal) | Baseline Forecast | Avg. Replacement Winter Demand (kW) | 0.036576 | 0.035489 | 0.036235 | 0.039534 | 0.03954 | 0.039546 | 0.039539 | 0.039535 | 0.039534 | 0.039531 | 0.039478 | 0.039477 | 0.039469 | 0.039467 | 0.039465 | 0.039463 | 0.039462 | 0.039461 | 0.039459 | 0.039459 | 0.039458 | 0.039456 | 0.039456 | 0.039455 | 0.039453 | 0.039451 | 0.039449 | 0.039449 | 0.039449 | 0.039449 | 0.039449 | 0.039449 | 0.039449
F1_Residential_Manufactured Home Low Income_Existing_Water Heating_Natural Gas_Water Heater (> 55 gal)_Baseline Forecast | F1 | Residential | Manufactured Home Low Income | Existing | Water Heating | Natural Gas | Water Heater (> 55 gal) | Baseline Forecast | Units | 0 | 0 | 0 | 0 | 0 | 0 | 0 | 0 | 0 | 0 | 0 | 0 | 0 | 0 | 0 | 0 | 0 | 0 | 0 | 0 | 0 | 0 | 0 | 0 | 0 | 0 | 0 | 0 | 0 | 0 | 0 | 0 | 0
F2_Residential_Manufactured Home Low Income_Existing_Water Heating_Natural Gas_Water Heater (> 55 gal)_Baseline Forecast | F2 | Residential | Manufactured Home Low Income | Existing | Water Heating | Natural Gas | Water Heater (> 55 gal) | Baseline Forecast | Usage (MMtherm) | 0 | 0 | 0 | 0 | 0 | 0 | 0 | 0 | 0 | 0 | 0 | 0 | 0 | 0 | 0 | 0 | 0 | 0 | 0 | 0 | 0 | 0 | 0 | 0 | 0 | 0 | 0 | 0 | 0 | 0 | 0 | 0 | 0
F3_Residential_Manufactured Home Low Income_Existing_Water Heating_Natural Gas_Water Heater (> 55 gal)_Baseline Forecast | F3 | Residential | Manufactured Home Low Income | Existing | Water Heating | Natural Gas | Water Heater (> 55 gal) | Baseline Forecast | Summer Peak Demand (MW) | 0 | 0 | 0 | 0 | 0 | 0 | 0 | 0 | 0 | 0 | 0 | 0 | 0 | 0 | 0 | 0 | 0 | 0 | 0 | 0 | 0 | 0 | 0 | 0 | 0 | 0 | 0 | 0 | 0 | 0 | 0 | 0 | 0
F4_Residential_Manufactured Home Low Income_Existing_Water Heating_Natural Gas_Water Heater (> 55 gal)_Baseline Forecast | F4 | Residential | Manufactured Home Low Income | Existing | Water Heating | Natural Gas | Water Heater (> 55 gal) | Baseline Forecast | Winter Peak Demand (MW) | 0 | 0 | 0 | 0 | 0 | 0 | 0 | 0 | 0 | 0 | 0 | 0 | 0 | 0 | 0 | 0 | 0 | 0 | 0 | 0 | 0 | 0 | 0 | 0 | 0 | 0 | 0 | 0 | 0 | 0 | 0 | 0 | 0
F5_Residential_Manufactured Home Low Income_Existing_Water Heating_Natural Gas_Water Heater (> 55 gal)_Baseline Forecast | F5 | Residential | Manufactured Home Low Income | Existing | Water Heating | Natural Gas | Water Heater (> 55 gal) | Baseline Forecast | Turnover | 0 | 0 | 0 | 0 | 0 | 0 | 0 | 0 | 0 | 0 | 0 | 0 | 0 | 0 | 0 | 0 | 0 | 0 | 0 | 0 | 0 | 0 | 0 | 0 | 0 | 0 | 0 | 0 | 0 | 0 | 0 | 0 | 0
F6_Residential_Manufactured Home Low Income_Existing_Water Heating_Natural Gas_Water Heater (> 55 gal)_Baseline Forecast | F6 | Residential | Manufactured Home Low Income | Existing | Water Heating | Natural Gas | Water Heater (> 55 gal) | Baseline Forecast | Avg. Replacement Usage (kWh) | 150.8388 | 146.3406 | 149.3841 | 162.961 | 162.9673 | 162.9739 | 162.9663 | 162.9619 | 162.9606 | 162.958 | 162.9016 | 162.9006 | 162.8928 | 162.8903 | 162.8881 | 162.8866 | 162.8852 | 162.8837 | 162.8824 | 162.8816 | 162.8807 | 162.8792 | 162.8785 | 162.8773 | 162.8755 | 162.8736 | 162.8713 | 162.8713 | 162.8713 | 162.8713 | 162.8713 | 162.8713 | 162.8713
F7_Residential_Manufactured Home Low Income_Existing_Water Heating_Natural Gas_Water Heater (> 55 gal)_Baseline Forecast | F7 | Residential | Manufactured Home Low Income | Existing | Water Heating | Natural Gas | Water Heater (> 55 gal) | Baseline Forecast | Avg. Replacement Summer Demand (kW) | 0.49777 | 0.48292 | 0.49297 | 0.53777 | 0.53779 | 0.53781 | 0.53779 | 0.53777 | 0.53777 | 0.53776 | 0.53758 | 0.53757 | 0.53755 | 0.53754 | 0.53753 | 0.53753 | 0.53752 | 0.53752 | 0.53751 | 0.53751 | 0.53751 | 0.5375 | 0.5375 | 0.5375 | 0.53749 | 0.53748 | 0.53748 | 0.53748 | 0.53748 | 0.53748 | 0.53748 | 0.53748 | 0.53748
F8_Residential_Manufactured Home Low Income_Existing_Water Heating_Natural Gas_Water Heater (> 55 gal)_Baseline Forecast | F8 | Residential | Manufactured Home Low Income | Existing | Water Heating | Natural Gas | Water Heater (> 55 gal) | Baseline Forecast | Avg. Replacement Winter Demand (kW) | 0.039181 | 0.038013 | 0.038803 | 0.04233 | 0.042331 | 0.042333 | 0.042331 | 0.04233 | 0.04233 | 0.042329 | 0.042314 | 0.042314 | 0.042312 | 0.042311 | 0.042311 | 0.042311 | 0.04231 | 0.04231 | 0.042309 | 0.042309 | 0.042309 | 0.042309 | 0.042308 | 0.042308 | 0.042308 | 0.042307 | 0.042307 | 0.042307 | 0.042307 | 0.042307 | 0.042307 | 0.042307 | 0.042307
F1_Residential_Manufactured Home Low Income_Existing_Appliances_Natural Gas_Clothes Dryer_Baseline Forecast | F1 | Residential | Manufactured Home Low Income | Existing | Appliances | Natural Gas | Clothes Dryer | Baseline Forecast | Units | 1.4762 | 1.4875 | 1.4988 | 1.4765 | 1.4424 | 1.4236 | 1.406 | 1.3892 | 1.3733 | 1.358 | 1.343 | 1.3283 | 1.3138 | 1.2993 | 1.285 | 1.2708 | 1.2568 | 1.2427 | 1.2287 | 1.2149 | 1.2011 | 1.1875 | 1.1739 | 1.1605 | 1.1472 | 1.134 | 1.1209 | 1.108 | 1.0953 | 1.0826 | 1.0701 | 1.0578 | 1.0456
F2_Residential_Manufactured Home Low Income_Existing_Appliances_Natural Gas_Clothes Dryer_Baseline Forecast | F2 | Residential | Manufactured Home Low Income | Existing | Appliances | Natural Gas | Clothes Dryer | Baseline Forecast | Usage (MMtherm) | 2.5634e-05 | 2.4751e-05 | 2.5109e-05 | 2.662e-05 | 2.5644e-05 | 2.4954e-05 | 2.4307e-05 | 2.37e-05 | 2.3143e-05 | 2.2635e-05 | 2.2171e-05 | 2.1747e-05 | 2.1355e-05 | 2.099e-05 | 2.0649e-05 | 2.0328e-05 | 2.0024e-05 | 1.9733e-05 | 1.9454e-05 | 1.9186e-05 | 1.8928e-05 | 1.8678e-05 | 1.8436e-05 | 1.8199e-05 | 1.7969e-05 | 1.7745e-05 | 1.7526e-05 | 1.7311e-05 | 1.7101e-05 | 1.6894e-05 | 1.6692e-05 | 1.6493e-05 | 1.6297e-05
F3_Residential_Manufactured Home Low Income_Existing_Appliances_Natural Gas_Clothes Dryer_Baseline Forecast | F3 | Residential | Manufactured Home Low Income | Existing | Appliances | Natural Gas | Clothes Dryer | Baseline Forecast | Summer Peak Demand (MW) | 7.0231e-05 | 6.7811e-05 | 6.8791e-05 | 7.2933e-05 | 7.0258e-05 | 6.8367e-05 | 6.6594e-05 | 6.4932e-05 | 6.3406e-05 | 6.2012e-05 | 6.0743e-05 | 5.9581e-05 | 5.8508e-05 | 5.7508e-05 | 5.6573e-05 | 5.5693e-05 | 5.486e-05 | 5.4063e-05 | 5.3298e-05 | 5.2564e-05 | 5.1857e-05 | 5.1173e-05 | 5.0509e-05 | 4.9861e-05 | 4.9231e-05 | 4.8617e-05 | 4.8016e-05 | 4.7428e-05 | 4.6851e-05 | 4.6286e-05 | 4.5731e-05 | 4.5186e-05 | 4.465e-05
F4_Residential_Manufactured Home Low Income_Existing_Appliances_Natural Gas_Clothes Dryer_Baseline Forecast | F4 | Residential | Manufactured Home Low Income | Existing | Appliances | Natural Gas | Clothes Dryer | Baseline Forecast | Winter Peak Demand (MW) | 2.9263e-06 | 2.8255e-06 | 2.8663e-06 | 3.0389e-06 | 2.9274e-06 | 2.8486e-06 | 2.7748e-06 | 2.7055e-06 | 2.6419e-06 | 2.5839e-06 | 2.531e-06 | 2.4825e-06 | 2.4378e-06 | 2.3962e-06 | 2.3572e-06 | 2.3205e-06 | 2.2858e-06 | 2.2526e-06 | 2.2208e-06 | 2.1902e-06 | 2.1607e-06 | 2.1322e-06 | 2.1045e-06 | 2.0776e-06 | 2.0513e-06 | 2.0257e-06 | 2.0007e-06 | 1.9762e-06 | 1.9521e-06 | 1.9286e-06 | 1.9055e-06 | 1.8827e-06 | 1.8604e-06
F5_Residential_Manufactured Home Low Income_Existing_Appliances_Natural Gas_Clothes Dryer_Baseline Forecast | F5 | Residential | Manufactured Home Low Income | Existing | Appliances | Natural Gas | Clothes Dryer | Baseline Forecast | Turnover | 0 | 0.064011 | 0.074049 | 0.07031 | 0.075789 | 0.080805 | 0.084892 | 0.088181 | 0.090823 | 0.092907 | 0.094503 | 0.088218 | 0.08406 | 0.080098 | 0.077545 | 0.076039 | 0.075296 | 0.075088 | 0.090536 | 0.09097 | 0.08854 | 0.087999 | 0.086741 | 0.08494 | 0.082895 | 0.080808 | 0.078805 | 0.076964 | 0.075476 | 0.074762 | 0.073884 | 0.073397 | 0.073068
F6_Residential_Manufactured Home Low Income_Existing_Appliances_Natural Gas_Clothes Dryer_Baseline Forecast | F6 | Residential | Manufactured Home Low Income | Existing | Appliances | Natural Gas | Clothes Dryer | Baseline Forecast | Avg. Replacement Usage (kWh) | 14.4001 | 13.9702 | 14.2597 | 15.5548 | 15.5548 | 15.5548 | 15.5548 | 15.5547 | 15.5547 | 15.5546 | 15.5546 | 15.5545 | 15.5545 | 15.5544 | 15.5544 | 15.5543 | 15.5542 | 15.5542 | 15.5541 | 15.5541 | 15.554 | 15.554 | 15.554 | 15.5539 | 15.5539 | 15.5539 | 15.5539 | 15.5539 | 15.5539 | 15.5539 | 15.5539 | 15.5539 | 15.5539
F7_Residential_Manufactured Home Low Income_Existing_Appliances_Natural Gas_Clothes Dryer_Baseline Forecast | F7 | Residential | Manufactured Home Low Income | Existing | Appliances | Natural Gas | Clothes Dryer | Baseline Forecast | Avg. Replacement Summer Demand (kW) | 0.039452 | 0.038275 | 0.039068 | 0.042616 | 0.042616 | 0.042616 | 0.042616 | 0.042616 | 0.042616 | 0.042615 | 0.042615 | 0.042615 | 0.042615 | 0.042615 | 0.042615 | 0.042615 | 0.042614 | 0.042614 | 0.042614 | 0.042614 | 0.042614 | 0.042614 | 0.042614 | 0.042613 | 0.042613 | 0.042613 | 0.042613 | 0.042613 | 0.042613 | 0.042613 | 0.042613 | 0.042613 | 0.042614
F8_Residential_Manufactured Home Low Income_Existing_Appliances_Natural Gas_Clothes Dryer_Baseline Forecast | F8 | Residential | Manufactured Home Low Income | Existing | Appliances | Natural Gas | Clothes Dryer | Baseline Forecast | Avg. Replacement Winter Demand (kW) | 0.0016438 | 0.0015948 | 0.0016278 | 0.0017757 | 0.0017757 | 0.0017757 | 0.0017757 | 0.0017757 | 0.0017756 | 0.0017756 | 0.0017756 | 0.0017756 | 0.0017756 | 0.0017756 | 0.0017756 | 0.0017756 | 0.0017756 | 0.0017756 | 0.0017756 | 0.0017756 | 0.0017756 | 0.0017756 | 0.0017756 | 0.0017756 | 0.0017756 | 0.0017756 | 0.0017756 | 0.0017756 | 0.0017756 | 0.0017756 | 0.0017756 | 0.0017756 | 0.0017756
F1_Residential_Manufactured Home Low Income_Existing_Appliances_Natural Gas_Stove/Oven_Baseline Forecast | F1 | Residential | Manufactured Home Low Income | Existing | Appliances | Natural Gas | Stove/Oven | Baseline Forecast | Units | 2.4679 | 2.4857 | 2.5034 | 2.4651 | 2.4072 | 2.3747 | 2.3443 | 2.3152 | 2.2877 | 2.2613 | 2.2353 | 2.2098 | 2.1846 | 2.1596 | 2.1349 | 2.1104 | 2.0862 | 2.062 | 2.0378 | 2.0139 | 1.9902 | 1.9668 | 1.9435 | 1.9203 | 1.8974 | 1.8748 | 1.8524 | 1.8303 | 1.8084 | 1.7867 | 1.7653 | 1.7442 | 1.7233
F2_Residential_Manufactured Home Low Income_Existing_Appliances_Natural Gas_Stove/Oven_Baseline Forecast | F2 | Residential | Manufactured Home Low Income | Existing | Appliances | Natural Gas | Stove/Oven | Baseline Forecast | Usage (MMtherm) | 3.624e-05 | 3.5139e-05 | 3.5817e-05 | 3.8151e-05 | 3.6932e-05 | 3.6118e-05 | 3.5356e-05 | 3.4637e-05 | 3.3972e-05 | 3.3356e-05 | 3.2784e-05 | 3.2249e-05 | 3.1746e-05 | 3.1267e-05 | 3.0811e-05 | 3.0375e-05 | 2.9955e-05 | 2.9548e-05 | 2.9151e-05 | 2.8766e-05 | 2.8391e-05 | 2.8025e-05 | 2.7666e-05 | 2.7314e-05 | 2.6969e-05 | 2.6631e-05 | 2.6299e-05 | 2.5973e-05 | 2.5652e-05 | 2.5336e-05 | 2.5026e-05 | 2.4721e-05 | 2.442e-05
F3_Residential_Manufactured Home Low Income_Existing_Appliances_Natural Gas_Stove/Oven_Baseline Forecast | F3 | Residential | Manufactured Home Low Income | Existing | Appliances | Natural Gas | Stove/Oven | Baseline Forecast | Summer Peak Demand (MW) | 0.00012907 | 0.00012515 | 0.00012757 | 0.00013588 | 0.00013154 | 0.00012864 | 0.00012592 | 0.00012336 | 0.000121 | 0.0001188 | 0.00011677 | 0.00011486 | 0.00011307 | 0.00011136 | 0.00010974 | 0.00010819 | 0.00010669 | 0.00010524 | 0.00010383 | 0.00010245 | 0.00010112 | 9.9814e-05 | 9.8536e-05 | 9.7282e-05 | 9.6054e-05 | 9.485e-05 | 9.3668e-05 | 9.2506e-05 | 9.1363e-05 | 9.0239e-05 | 8.9134e-05 | 8.8046e-05 | 8.6975e-05
F4_Residential_Manufactured Home Low Income_Existing_Appliances_Natural Gas_Stove/Oven_Baseline Forecast | F4 | Residential | Manufactured Home Low Income | Existing | Appliances | Natural Gas | Stove/Oven | Baseline Forecast | Winter Peak Demand (MW) | 2.5815e-05 | 2.5031e-05 | 2.5513e-05 | 2.7176e-05 | 2.6308e-05 | 2.5728e-05 | 2.5185e-05 | 2.4673e-05 | 2.4199e-05 | 2.3761e-05 | 2.3353e-05 | 2.2972e-05 | 2.2613e-05 | 2.2272e-05 | 2.1948e-05 | 2.1637e-05 | 2.1338e-05 | 2.1048e-05 | 2.0765e-05 | 2.0491e-05 | 2.0223e-05 | 1.9963e-05 | 1.9707e-05 | 1.9456e-05 | 1.9211e-05 | 1.897e-05 | 1.8734e-05 | 1.8501e-05 | 1.8273e-05 | 1.8048e-05 | 1.7827e-05 | 1.7609e-05 | 1.7395e-05
F5_Residential_Manufactured Home Low Income_Existing_Appliances_Natural Gas_Stove/Oven_Baseline Forecast | F5 | Residential | Manufactured Home Low Income | Existing | Appliances | Natural Gas | Stove/Oven | Baseline Forecast | Turnover | 0 | 0.10591 | 0.12267 | 0.11749 | 0.12659 | 0.13491 | 0.14167 | 0.1471 | 0.15143 | 0.15484 | 0.15743 | 0.14676 | 0.13965 | 0.13303 | 0.12876 | 0.12623 | 0.12496 | 0.12458 | 0.14993 | 0.15063 | 0.14684 | 0.14586 | 0.14368 | 0.14061 | 0.13715 | 0.13363 | 0.13025 | 0.12715 | 0.12457 | 0.12329 | 0.12183 | 0.121 | 0.12042
F6_Residential_Manufactured Home Low Income_Existing_Appliances_Natural Gas_Stove/Oven_Baseline Forecast | F6 | Residential | Manufactured Home Low Income | Existing | Appliances | Natural Gas | Stove/Oven | Baseline Forecast | Avg. Replacement Usage (kWh) | 13.1084 | 12.7171 | 12.9805 | 14.1593 | 14.1594 | 14.1593 | 14.1589 | 14.1586 | 14.1582 | 14.1578 | 14.1574 | 14.1571 | 14.1567 | 14.1563 | 14.1559 | 14.1555 | 14.1551 | 14.1547 | 14.1543 | 14.1539 | 14.1536 | 14.1533 | 14.153 | 14.1528 | 14.1526 | 14.1525 | 14.1524 | 14.1524 | 14.1524 | 14.1524 | 14.1526 | 14.1527 | 14.1529
F7_Residential_Manufactured Home Low Income_Existing_Appliances_Natural Gas_Stove/Oven_Baseline Forecast | F7 | Residential | Manufactured Home Low Income | Existing | Appliances | Natural Gas | Stove/Oven | Baseline Forecast | Avg. Replacement Summer Demand (kW) | 0.046688 | 0.045294 | 0.046232 | 0.05043 | 0.050431 | 0.05043 | 0.050429 | 0.050428 | 0.050426 | 0.050425 | 0.050424 | 0.050422 | 0.050421 | 0.05042 | 0.050418 | 0.050417 | 0.050416 | 0.050414 | 0.050413 | 0.050411 | 0.05041 | 0.050409 | 0.050408 | 0.050407 | 0.050406 | 0.050406 | 0.050406 | 0.050406 | 0.050406 | 0.050406 | 0.050406 | 0.050407 | 0.050408
F8_Residential_Manufactured Home Low Income_Existing_Appliances_Natural Gas_Stove/Oven_Baseline Forecast | F8 | Residential | Manufactured Home Low Income | Existing | Appliances | Natural Gas | Stove/Oven | Baseline Forecast | Avg. Replacement Winter Demand (kW) | 0.0093375 | 0.0090588 | 0.0092464 | 0.010086 | 0.010086 | 0.010086 | 0.010086 | 0.010086 | 0.010085 | 0.010085 | 0.010085 | 0.010084 | 0.010084 | 0.010084 | 0.010084 | 0.010083 | 0.010083 | 0.010083 | 0.010083 | 0.010082 | 0.010082 | 0.010082 | 0.010082 | 0.010081 | 0.010081 | 0.010081 | 0.010081 | 0.010081 | 0.010081 | 0.010081 | 0.010081 | 0.010081 | 0.010082
F1_Residential_Manufactured Home Low Income_Existing_Miscellaneous_Natural Gas_Pool Heater_Baseline Forecast | F1 | Residential | Manufactured Home Low Income | Existing | Miscellaneous | Natural Gas | Pool Heater | Baseline Forecast | Units | 0 | 0 | 0 | 0 | 0 | 0 | 0 | 0 | 0 | 0 | 0 | 0 | 0 | 0 | 0 | 0 | 0 | 0 | 0 | 0 | 0 | 0 | 0 | 0 | 0 | 0 | 0 | 0 | 0 | 0 | 0 | 0 | 0
F2_Residential_Manufactured Home Low Income_Existing_Miscellaneous_Natural Gas_Pool Heater_Baseline Forecast | F2 | Residential | Manufactured Home Low Income | Existing | Miscellaneous | Natural Gas | Pool Heater | Baseline Forecast | Usage (MMtherm) | 0 | 0 | 0 | 0 | 0 | 0 | 0 | 0 | 0 | 0 | 0 | 0 | 0 | 0 | 0 | 0 | 0 | 0 | 0 | 0 | 0 | 0 | 0 | 0 | 0 | 0 | 0 | 0 | 0 | 0 | 0 | 0 | 0
F3_Residential_Manufactured Home Low Income_Existing_Miscellaneous_Natural Gas_Pool Heater_Baseline Forecast | F3 | Residential | Manufactured Home Low Income | Existing | Miscellaneous | Natural Gas | Pool Heater | Baseline Forecast | Summer Peak Demand (MW) | 0 | 0 | 0 | 0 | 0 | 0 | 0 | 0 | 0 | 0 | 0 | 0 | 0 | 0 | 0 | 0 | 0 | 0 | 0 | 0 | 0 | 0 | 0 | 0 | 0 | 0 | 0 | 0 | 0 | 0 | 0 | 0 | 0
F4_Residential_Manufactured Home Low Income_Existing_Miscellaneous_Natural Gas_Pool Heater_Baseline Forecast | F4 | Residential | Manufactured Home Low Income | Existing | Miscellaneous | Natural Gas | Pool Heater | Baseline Forecast | Winter Peak Demand (MW) | 0 | 0 | 0 | 0 | 0 | 0 | 0 | 0 | 0 | 0 | 0 | 0 | 0 | 0 | 0 | 0 | 0 | 0 | 0 | 0 | 0 | 0 | 0 | 0 | 0 | 0 | 0 | 0 | 0 | 0 | 0 | 0 | 0
F5_Residential_Manufactured Home Low Income_Existing_Miscellaneous_Natural Gas_Pool Heater_Baseline Forecast | F5 | Residential | Manufactured Home Low Income | Existing | Miscellaneous | Natural Gas | Pool Heater | Baseline Forecast | Turnover | 0 | 0 | 0 | 0 | 0 | 0 | 0 | 0 | 0 | 0 | 0 | 0 | 0 | 0 | 0 | 0 | 0 | 0 | 0 | 0 | 0 | 0 | 0 | 0 | 0 | 0 | 0 | 0 | 0 | 0 | 0 | 0 | 0
F6_Residential_Manufactured Home Low Income_Existing_Miscellaneous_Natural Gas_Pool Heater_Baseline Forecast | F6 | Residential | Manufactured Home Low Income | Existing | Miscellaneous | Natural Gas | Pool Heater | Baseline Forecast | Avg. Replacement Usage (kWh) | 135.3791 | 131.3379 | 134.0595 | 146.2357 | 146.2357 | 146.2357 | 146.2357 | 146.2357 | 146.2357 | 146.2357 | 146.2357 | 146.2357 | 146.2357 | 146.2357 | 146.2357 | 146.2357 | 146.2357 | 146.2357 | 146.2357 | 146.2357 | 146.2357 | 146.2357 | 146.2357 | 146.2357 | 146.2357 | 146.2357 | 146.2357 | 146.2357 | 146.2357 | 146.2357 | 146.2357 | 146.2357 | 146.2357
F7_Residential_Manufactured Home Low Income_Existing_Miscellaneous_Natural Gas_Pool Heater_Baseline Forecast | F7 | Residential | Manufactured Home Low Income | Existing | Miscellaneous | Natural Gas | Pool Heater | Baseline Forecast | Avg. Replacement Summer Demand (kW) | 0.3709 | 0.35983 | 0.36729 | 0.40065 | 0.40065 | 0.40065 | 0.40065 | 0.40065 | 0.40065 | 0.40065 | 0.40065 | 0.40065 | 0.40065 | 0.40065 | 0.40065 | 0.40065 | 0.40065 | 0.40065 | 0.40065 | 0.40065 | 0.40065 | 0.40065 | 0.40065 | 0.40065 | 0.40065 | 0.40065 | 0.40065 | 0.40065 | 0.40065 | 0.40065 | 0.40065 | 0.40065 | 0.40065
F8_Residential_Manufactured Home Low Income_Existing_Miscellaneous_Natural Gas_Pool Heater_Baseline Forecast | F8 | Residential | Manufactured Home Low Income | Existing | Miscellaneous | Natural Gas | Pool Heater | Baseline Forecast | Avg. Replacement Winter Demand (kW) | 0.015454 | 0.014993 | 0.015304 | 0.016694 | 0.016694 | 0.016694 | 0.016694 | 0.016694 | 0.016694 | 0.016694 | 0.016694 | 0.016694 | 0.016694 | 0.016694 | 0.016694 | 0.016694 | 0.016694 | 0.016694 | 0.016694 | 0.016694 | 0.016694 | 0.016694 | 0.016694 | 0.016694 | 0.016694 | 0.016694 | 0.016694 | 0.016694 | 0.016694 | 0.016694 | 0.016694 | 0.016694 | 0.016694
F1_Residential_Manufactured Home Low Income_Existing_Miscellaneous_Natural Gas_Miscellaneous_Baseline Forecast | F1 | Residential | Manufactured Home Low Income | Existing | Miscellaneous | Natural Gas | Miscellaneous | Baseline Forecast | Units | 5.4865 | 5.5294 | 5.5723 | 5.4905 | 5.3648 | 5.2955 | 5.231 | 5.1692 | 5.1111 | 5.0552 | 5.0002 | 4.9462 | 4.8928 | 4.8398 | 4.7874 | 4.7354 | 4.6838 | 4.6323 | 4.581 | 4.53 | 4.4795 | 4.4294 | 4.3796 | 4.3301 | 4.2811 | 4.2327 | 4.1847 | 4.1373 | 4.0902 | 4.0438 | 3.9978 | 3.9525 | 3.9076
F2_Residential_Manufactured Home Low Income_Existing_Miscellaneous_Natural Gas_Miscellaneous_Baseline Forecast | F2 | Residential | Manufactured Home Low Income | Existing | Miscellaneous | Natural Gas | Miscellaneous | Baseline Forecast | Usage (MMtherm) | 2.3274e-05 | 2.2756e-05 | 2.3408e-05 | 2.5159e-05 | 2.4583e-05 | 2.4266e-05 | 2.397e-05 | 2.3687e-05 | 2.342e-05 | 2.3164e-05 | 2.2912e-05 | 2.2665e-05 | 2.242e-05 | 2.2178e-05 | 2.1937e-05 | 2.1699e-05 | 2.1463e-05 | 2.1227e-05 | 2.0991e-05 | 2.0758e-05 | 2.0526e-05 | 2.0297e-05 | 2.0069e-05 | 1.9842e-05 | 1.9617e-05 | 1.9395e-05 | 1.9176e-05 | 1.8958e-05 | 1.8743e-05 | 1.853e-05 | 1.8319e-05 | 1.8111e-05 | 1.7906e-05
F3_Residential_Manufactured Home Low Income_Existing_Miscellaneous_Natural Gas_Miscellaneous_Baseline Forecast | F3 | Residential | Manufactured Home Low Income | Existing | Miscellaneous | Natural Gas | Miscellaneous | Baseline Forecast | Summer Peak Demand (MW) | 6.3766e-05 | 6.2346e-05 | 6.4132e-05 | 6.8929e-05 | 6.7351e-05 | 6.6482e-05 | 6.5672e-05 | 6.4896e-05 | 6.4166e-05 | 6.3464e-05 | 6.2774e-05 | 6.2096e-05 | 6.1426e-05 | 6.0761e-05 | 6.0102e-05 | 5.945e-05 | 5.8802e-05 | 5.8156e-05 | 5.7511e-05 | 5.6871e-05 | 5.6236e-05 | 5.5608e-05 | 5.4983e-05 | 5.4361e-05 | 5.3747e-05 | 5.3138e-05 | 5.2536e-05 | 5.194e-05 | 5.135e-05 | 5.0767e-05 | 5.019e-05 | 4.962e-05 | 4.9057e-05
F4_Residential_Manufactured Home Low Income_Existing_Miscellaneous_Natural Gas_Miscellaneous_Baseline Forecast | F4 | Residential | Manufactured Home Low Income | Existing | Miscellaneous | Natural Gas | Miscellaneous | Baseline Forecast | Winter Peak Demand (MW) | 2.6569e-06 | 2.5978e-06 | 2.6722e-06 | 2.872e-06 | 2.8063e-06 | 2.7701e-06 | 2.7363e-06 | 2.704e-06 | 2.6736e-06 | 2.6443e-06 | 2.6156e-06 | 2.5873e-06 | 2.5594e-06 | 2.5317e-06 | 2.5043e-06 | 2.4771e-06 | 2.4501e-06 | 2.4232e-06 | 2.3963e-06 | 2.3696e-06 | 2.3432e-06 | 2.317e-06 | 2.2909e-06 | 2.2651e-06 | 2.2394e-06 | 2.2141e-06 | 2.189e-06 | 2.1642e-06 | 2.1396e-06 | 2.1153e-06 | 2.0913e-06 | 2.0675e-06 | 2.044e-06
F5_Residential_Manufactured Home Low Income_Existing_Miscellaneous_Natural Gas_Miscellaneous_Baseline Forecast | F5 | Residential | Manufactured Home Low Income | Existing | Miscellaneous | Natural Gas | Miscellaneous | Baseline Forecast | Turnover | 0 | 0.34771 | 0.41884 | 0.4288 | 0.46654 | 0.49963 | 0.52574 | 0.4867 | 0.46505 | 0.4491 | 0.44265 | 0.44267 | 0.44687 | 0.52859 | 0.52537 | 0.50705 | 0.49864 | 0.48961 | 0.48108 | 0.47087 | 0.46599 | 0.46038 | 0.45666 | 0.4537 | 0.45093 | 0.46598 | 0.45708 | 0.44517 | 0.43714 | 0.4299 | 0.42361 | 0.42034 | 0.41753
F6_Residential_Manufactured Home Low Income_Existing_Miscellaneous_Natural Gas_Miscellaneous_Baseline Forecast | F6 | Residential | Manufactured Home Low Income | Existing | Miscellaneous | Natural Gas | Miscellaneous | Baseline Forecast | Avg. Replacement Usage (kWh) | 4.2421 | 4.1155 | 4.2008 | 4.5823 | 4.5823 | 4.5823 | 4.5823 | 4.5823 | 4.5823 | 4.5823 | 4.5823 | 4.5823 | 4.5823 | 4.5823 | 4.5823 | 4.5823 | 4.5823 | 4.5823 | 4.5823 | 4.5823 | 4.5823 | 4.5823 | 4.5823 | 4.5823 | 4.5823 | 4.5823 | 4.5823 | 4.5823 | 4.5823 | 4.5823 | 4.5823 | 4.5823 | 4.5823
F7_Residential_Manufactured Home Low Income_Existing_Miscellaneous_Natural Gas_Miscellaneous_Baseline Forecast | F7 | Residential | Manufactured Home Low Income | Existing | Miscellaneous | Natural Gas | Miscellaneous | Baseline Forecast | Avg. Replacement Summer Demand (kW) | 0.011622 | 0.011275 | 0.011509 | 0.012554 | 0.012554 | 0.012554 | 0.012554 | 0.012554 | 0.012554 | 0.012554 | 0.012554 | 0.012554 | 0.012554 | 0.012554 | 0.012554 | 0.012554 | 0.012554 | 0.012554 | 0.012554 | 0.012554 | 0.012554 | 0.012554 | 0.012554 | 0.012554 | 0.012554 | 0.012554 | 0.012554 | 0.012554 | 0.012554 | 0.012554 | 0.012554 | 0.012554 | 0.012554
F8_Residential_Manufactured Home Low Income_Existing_Miscellaneous_Natural Gas_Miscellaneous_Baseline Forecast | F8 | Residential | Manufactured Home Low Income | Existing | Miscellaneous | Natural Gas | Miscellaneous | Baseline Forecast | Avg. Replacement Winter Demand (kW) | 0.00048426 | 0.0004698 | 0.00047954 | 0.00052309 | 0.00052309 | 0.00052309 | 0.00052309 | 0.00052309 | 0.00052309 | 0.00052309 | 0.00052309 | 0.00052309 | 0.00052309 | 0.00052309 | 0.00052309 | 0.00052309 | 0.00052309 | 0.00052309 | 0.00052309 | 0.00052309 | 0.00052309 | 0.00052309 | 0.00052309 | 0.00052309 | 0.00052309 | 0.00052309 | 0.00052309 | 0.00052309 | 0.00052309 | 0.00052309 | 0.00052309 | 0.00052309 | 0.00052309
F1_Residential_Manufactured Home Low Income_New_Space Heating_Natural Gas_Furnace_Baseline Forecast | F1 | Residential | Manufactured Home Low Income | New | Space Heating | Natural Gas | Furnace | Baseline Forecast | Units | 0 | 0.031261 | 0.078537 | 0.12311 | 0.16497 | 0.20397 | 0.2424 | 0.28027 | 0.31739 | 0.35404 | 0.3905 | 0.42675 | 0.46286 | 0.4989 | 0.53482 | 0.57063 | 0.60635 | 0.64204 | 0.6777 | 0.71327 | 0.74872 | 0.78408 | 0.81936 | 0.85456 | 0.88965 | 0.92462 | 0.95946 | 0.9942 | 1.0288 | 1.0633 | 1.0977 | 1.132 | 1.1673
F2_Residential_Manufactured Home Low Income_New_Space Heating_Natural Gas_Furnace_Baseline Forecast | F2 | Residential | Manufactured Home Low Income | New | Space Heating | Natural Gas | Furnace | Baseline Forecast | Usage (MMtherm) | 0 | 1.2391e-05 | 3.1606e-05 | 5.3757e-05 | 7.1649e-05 | 8.8111e-05 | 0.00010414 | 0.00011976 | 0.00013488 | 0.00014963 | 0.00016412 | 0.00017836 | 0.00019238 | 0.00020619 | 0.00021979 | 0.00023317 | 0.00024635 | 0.00025936 | 0.00027218 | 0.00028479 | 0.0002972 | 0.00030941 | 0.00032141 | 0.00033323 | 0.00034484 | 0.00035624 | 0.00036742 | 0.0003784 | 0.00038918 | 0.00039976 | 0.00041011 | 0.00042027 | 0.00043338
F3_Residential_Manufactured Home Low Income_New_Space Heating_Natural Gas_Furnace_Baseline Forecast | F3 | Residential | Manufactured Home Low Income | New | Space Heating | Natural Gas | Furnace | Baseline Forecast | Summer Peak Demand (MW) | 0 | 0.00021808 | 0.00055626 | 0.00094613 | 0.001261 | 0.0015508 | 0.0018329 | 0.0021078 | 0.0023739 | 0.0026335 | 0.0028886 | 0.0031392 | 0.0033859 | 0.003629 | 0.0038682 | 0.0041038 | 0.0043358 | 0.0045647 | 0.0047903 | 0.0050123 | 0.0052307 | 0.0054456 | 0.0056569 | 0.0058649 | 0.0060691 | 0.0062698 | 0.0064666 | 0.0066599 | 0.0068496 | 0.0070357 | 0.007218 | 0.0073968 | 0.0076276
F4_Residential_Manufactured Home Low Income_New_Space Heating_Natural Gas_Furnace_Baseline Forecast | F4 | Residential | Manufactured Home Low Income | New | Space Heating | Natural Gas | Furnace | Baseline Forecast | Winter Peak Demand (MW) | 0 | 1.2639e-05 | 3.2238e-05 | 5.4833e-05 | 7.3082e-05 | 8.9874e-05 | 0.00010623 | 0.00012216 | 0.00013758 | 0.00015262 | 0.00016741 | 0.00018193 | 0.00019623 | 0.00021032 | 0.00022418 | 0.00023783 | 0.00025128 | 0.00026454 | 0.00027762 | 0.00029049 | 0.00030314 | 0.0003156 | 0.00032784 | 0.00033989 | 0.00035173 | 0.00036336 | 0.00037477 | 0.00038597 | 0.00039697 | 0.00040775 | 0.00041832 | 0.00042868 | 0.00044205
F5_Residential_Manufactured Home Low Income_New_Space Heating_Natural Gas_Furnace_Baseline Forecast | F5 | Residential | Manufactured Home Low Income | New | Space Heating | Natural Gas | Furnace | Baseline Forecast | Turnover | 0 | 0.031261 | 0.047276 | 0.044577 | 0.041858 | 0.038999 | 0.038427 | 0.03787 | 0.037121 | 0.036651 | 0.036455 | 0.036253 | 0.036114 | 0.036038 | 0.035916 | 0.035814 | 0.035721 | 0.035694 | 0.038265 | 0.041888 | 0.044973 | 0.047563 | 0.049724 | 0.051646 | 0.053314 | 0.05477 | 0.056052 | 0.057216 | 0.058255 | 0.059171 | 0.07008 | 0.07514 | 0.074916
F6_Residential_Manufactured Home Low Income_New_Space Heating_Natural Gas_Furnace_Baseline Forecast | F6 | Residential | Manufactured Home Low Income | New | Space Heating | Natural Gas | Furnace | Baseline Forecast | Avg. Replacement Usage (kWh) | 408.5588 | 396.363 | 402.4329 | 436.6485 | 434.3126 | 431.9792 | 429.6408 | 427.3053 | 424.9694 | 422.6358 | 420.2978 | 417.962 | 415.6266 | 413.2932 | 410.9553 | 408.6203 | 406.2851 | 403.9525 | 401.6148 | 399.2793 | 396.9438 | 394.6153 | 392.277 | 389.9431 | 387.6084 | 385.2802 | 382.9417 | 380.6088 | 378.2748 | 375.9435 | 373.6063 | 371.2718 | 371.2718
F7_Residential_Manufactured Home Low Income_New_Space Heating_Natural Gas_Furnace_Baseline Forecast | F7 | Residential | Manufactured Home Low Income | New | Space Heating | Natural Gas | Furnace | Baseline Forecast | Avg. Replacement Summer Demand (kW) | 7.1906 | 6.976 | 7.0828 | 7.685 | 7.6439 | 7.6028 | 7.5617 | 7.5206 | 7.4795 | 7.4384 | 7.3972 | 7.3561 | 7.315 | 7.274 | 7.2328 | 7.1917 | 7.1506 | 7.1096 | 7.0684 | 7.0273 | 6.9862 | 6.9452 | 6.9041 | 6.863 | 6.8219 | 6.7809 | 6.7398 | 6.6987 | 6.6576 | 6.6166 | 6.5755 | 6.5344 | 6.5344
F8_Residential_Manufactured Home Low Income_New_Space Heating_Natural Gas_Furnace_Baseline Forecast | F8 | Residential | Manufactured Home Low Income | New | Space Heating | Natural Gas | Furnace | Baseline Forecast | Avg. Replacement Winter Demand (kW) | 0.41673 | 0.40429 | 0.41048 | 0.44538 | 0.443 | 0.44062 | 0.43823 | 0.43585 | 0.43347 | 0.43109 | 0.4287 | 0.42632 | 0.42394 | 0.42156 | 0.41917 | 0.41679 | 0.41441 | 0.41203 | 0.40965 | 0.40726 | 0.40488 | 0.40251 | 0.40012 | 0.39774 | 0.39536 | 0.39299 | 0.3906 | 0.38822 | 0.38584 | 0.38346 | 0.38108 | 0.3787 | 0.3787
F1_Residential_Manufactured Home Low Income_New_Space Heating_Natural Gas_Boiler_Baseline Forecast | F1 | Residential | Manufactured Home Low Income | New | Space Heating | Natural Gas | Boiler | Baseline Forecast | Units | 0 | 0 | 0 | 0 | 0 | 0 | 0 | 0 | 0 | 0 | 0 | 0 | 0 | 0 | 0 | 0 | 0 | 0 | 0 | 0 | 0 | 0 | 0 | 0 | 0 | 0 | 0 | 0 | 0 | 0 | 0 | 0 | 0
F2_Residential_Manufactured Home Low Income_New_Space Heating_Natural Gas_Boiler_Baseline Forecast | F2 | Residential | Manufactured Home Low Income | New | Space Heating | Natural Gas | Boiler | Baseline Forecast | Usage (MMtherm) | 0 | 0 | 0 | 0 | 0 | 0 | 0 | 0 | 0 | 0 | 0 | 0 | 0 | 0 | 0 | 0 | 0 | 0 | 0 | 0 | 0 | 0 | 0 | 0 | 0 | 0 | 0 | 0 | 0 | 0 | 0 | 0 | 0
F3_Residential_Manufactured Home Low Income_New_Space Heating_Natural Gas_Boiler_Baseline Forecast | F3 | Residential | Manufactured Home Low Income | New | Space Heating | Natural Gas | Boiler | Baseline Forecast | Summer Peak Demand (MW) | 0 | 0 | 0 | 0 | 0 | 0 | 0 | 0 | 0 | 0 | 0 | 0 | 0 | 0 | 0 | 0 | 0 | 0 | 0 | 0 | 0 | 0 | 0 | 0 | 0 | 0 | 0 | 0 | 0 | 0 | 0 | 0 | 0
F4_Residential_Manufactured Home Low Income_New_Space Heating_Natural Gas_Boiler_Baseline Forecast | F4 | Residential | Manufactured Home Low Income | New | Space Heating | Natural Gas | Boiler | Baseline Forecast | Winter Peak Demand (MW) | 0 | 0 | 0 | 0 | 0 | 0 | 0 | 0 | 0 | 0 | 0 | 0 | 0 | 0 | 0 | 0 | 0 | 0 | 0 | 0 | 0 | 0 | 0 | 0 | 0 | 0 | 0 | 0 | 0 | 0 | 0 | 0 | 0
F5_Residential_Manufactured Home Low Income_New_Space Heating_Natural Gas_Boiler_Baseline Forecast | F5 | Residential | Manufactured Home Low Income | New | Space Heating | Natural Gas | Boiler | Baseline Forecast | Turnover | 0 | 0 | 0 | 0 | 0 | 0 | 0 | 0 | 0 | 0 | 0 | 0 | 0 | 0 | 0 | 0 | 0 | 0 | 0 | 0 | 0 | 0 | 0 | 0 | 0 | 0 | 0 | 0 | 0 | 0 | 0 | 0 | 0
F6_Residential_Manufactured Home Low Income_New_Space Heating_Natural Gas_Boiler_Baseline Forecast | F6 | Residential | Manufactured Home Low Income | New | Space Heating | Natural Gas | Boiler | Baseline Forecast | Avg. Replacement Usage (kWh) | 266.6785 | 258.7176 | 243.2737 | 263.9513 | 262.5493 | 261.1437 | 259.7308 | 258.3232 | 256.9157 | 255.5123 | 254.1092 | 252.7093 | 251.3104 | 249.9137 | 248.5143 | 247.1157 | 245.716 | 244.3163 | 242.9125 | 241.5081 | 240.1045 | 238.7053 | 237.3012 | 235.8996 | 234.4986 | 233.1022 | 231.7001 | 230.3017 | 228.9038 | 227.5186 | 226.1423 | 224.7797 | 224.8449
F7_Residential_Manufactured Home Low Income_New_Space Heating_Natural Gas_Boiler_Baseline Forecast | F7 | Residential | Manufactured Home Low Income | New | Space Heating | Natural Gas | Boiler | Baseline Forecast | Avg. Replacement Summer Demand (kW) | 4.6935 | 4.5534 | 4.2816 | 4.6455 | 4.6209 | 4.5961 | 4.5713 | 4.5465 | 4.5217 | 4.497 | 4.4723 | 4.4477 | 4.4231 | 4.3985 | 4.3739 | 4.3492 | 4.3246 | 4.3 | 4.2753 | 4.2505 | 4.2258 | 4.2012 | 4.1765 | 4.1518 | 4.1272 | 4.1026 | 4.0779 | 4.0533 | 4.0287 | 4.0043 | 3.9801 | 3.9561 | 3.9573
F8_Residential_Manufactured Home Low Income_New_Space Heating_Natural Gas_Boiler_Baseline Forecast | F8 | Residential | Manufactured Home Low Income | New | Space Heating | Natural Gas | Boiler | Baseline Forecast | Avg. Replacement Winter Demand (kW) | 0.27201 | 0.26389 | 0.24814 | 0.26923 | 0.2678 | 0.26637 | 0.26493 | 0.26349 | 0.26205 | 0.26062 | 0.25919 | 0.25776 | 0.25634 | 0.25491 | 0.25348 | 0.25206 | 0.25063 | 0.2492 | 0.24777 | 0.24634 | 0.24491 | 0.24348 | 0.24205 | 0.24062 | 0.23919 | 0.23776 | 0.23633 | 0.23491 | 0.23348 | 0.23207 | 0.23067 | 0.22928 | 0.22934
F1_Residential_Manufactured Home Low Income_New_Secondary Heating_Natural Gas_Fireplace_Baseline Forecast | F1 | Residential | Manufactured Home Low Income | New | Secondary Heating | Natural Gas | Fireplace | Baseline Forecast | Units | 0 | 0.070337 | 0.17671 | 0.27701 | 0.37119 | 0.45894 | 0.5454 | 0.6306 | 0.71413 | 0.79659 | 0.87861 | 0.96018 | 1.0414 | 1.1225 | 1.2033 | 1.2839 | 1.3643 | 1.4446 | 1.5248 | 1.6048 | 1.6846 | 1.7642 | 1.8436 | 1.9228 | 2.0017 | 2.0804 | 2.1588 | 2.237 | 2.3149 | 2.3925 | 2.4699 | 2.5469 | 2.6264
F2_Residential_Manufactured Home Low Income_New_Secondary Heating_Natural Gas_Fireplace_Baseline Forecast | F2 | Residential | Manufactured Home Low Income | New | Secondary Heating | Natural Gas | Fireplace | Baseline Forecast | Usage (MMtherm) | 0 | 6.0534e-06 | 1.5482e-05 | 2.6403e-05 | 3.5285e-05 | 4.351e-05 | 5.1566e-05 | 5.946e-05 | 6.7151e-05 | 7.47e-05 | 8.2163e-05 | 8.9541e-05 | 9.6847e-05 | 0.00010409 | 0.00011127 | 0.00011839 | 0.00012544 | 0.00013244 | 0.00013939 | 0.00014628 | 0.0001531 | 0.00015986 | 0.00016655 | 0.00017319 | 0.00017976 | 0.00018627 | 0.0001927 | 0.00019907 | 0.00020537 | 0.0002116 | 0.00021776 | 0.00022385 | 0.00023084
F3_Residential_Manufactured Home Low Income_New_Secondary Heating_Natural Gas_Fireplace_Baseline Forecast | F3 | Residential | Manufactured Home Low Income | New | Secondary Heating | Natural Gas | Fireplace | Baseline Forecast | Summer Peak Demand (MW) | 0 | 5.3618e-05 | 0.00013713 | 0.00023387 | 0.00031254 | 0.00038539 | 0.00045675 | 0.00052667 | 0.00059479 | 0.00066166 | 0.00072776 | 0.00079311 | 0.00085783 | 0.00092202 | 0.00098559 | 0.0010486 | 0.0011111 | 0.0011731 | 0.0012346 | 0.0012956 | 0.0013561 | 0.0014159 | 0.0014752 | 0.0015341 | 0.0015922 | 0.0016499 | 0.0017068 | 0.0017632 | 0.0018191 | 0.0018743 | 0.0019288 | 0.0019828 | 0.0020447
F4_Residential_Manufactured Home Low Income_New_Secondary Heating_Natural Gas_Fireplace_Baseline Forecast | F4 | Residential | Manufactured Home Low Income | New | Secondary Heating | Natural Gas | Fireplace | Baseline Forecast | Winter Peak Demand (MW) | 0 | 3.1074e-06 | 7.9474e-06 | 1.3554e-05 | 1.8113e-05 | 2.2335e-05 | 2.6471e-05 | 3.0523e-05 | 3.4471e-05 | 3.8346e-05 | 4.2177e-05 | 4.5965e-05 | 4.9715e-05 | 5.3435e-05 | 5.712e-05 | 6.0771e-05 | 6.4391e-05 | 6.7985e-05 | 7.1553e-05 | 7.5088e-05 | 7.859e-05 | 8.2059e-05 | 8.5497e-05 | 8.8905e-05 | 9.2278e-05 | 9.5617e-05 | 9.8919e-05 | 0.00010219 | 0.00010542 | 0.00010862 | 0.00011178 | 0.00011491 | 0.0001185
F5_Residential_Manufactured Home Low Income_New_Secondary Heating_Natural Gas_Fireplace_Baseline Forecast | F5 | Residential | Manufactured Home Low Income | New | Secondary Heating | Natural Gas | Fireplace | Baseline Forecast | Turnover | 0 | 0.070337 | 0.10637 | 0.1003 | 0.094182 | 0.087748 | 0.086461 | 0.085207 | 0.083522 | 0.082466 | 0.082023 | 0.081569 | 0.081257 | 0.081086 | 0.088626 | 0.099347 | 0.1082 | 0.11551 | 0.12127 | 0.1261 | 0.13021 | 0.13365 | 0.13664 | 0.16088 | 0.1717 | 0.16829 | 0.16518 | 0.16317 | 0.16412 | 0.1659 | 0.16812 | 0.1709 | 0.17676
F6_Residential_Manufactured Home Low Income_New_Secondary Heating_Natural Gas_Fireplace_Baseline Forecast | F6 | Residential | Manufactured Home Low Income | New | Secondary Heating | Natural Gas | Fireplace | Baseline Forecast | Avg. Replacement Usage (kWh) | 88.7111 | 86.063 | 87.6134 | 95.3164 | 95.0611 | 94.8054 | 94.5484 | 94.2911 | 94.033 | 93.7745 | 93.5148 | 93.2545 | 92.9936 | 92.7322 | 92.4696 | 92.2065 | 91.9427 | 91.6783 | 91.4127 | 91.1465 | 90.8795 | 90.6126 | 90.3437 | 90.0746 | 89.8045 | 89.5344 | 89.2623 | 88.99 | 88.7167 | 88.4429 | 88.1675 | 87.8916 | 87.8916
F7_Residential_Manufactured Home Low Income_New_Secondary Heating_Natural Gas_Fireplace_Baseline Forecast | F7 | Residential | Manufactured Home Low Income | New | Secondary Heating | Natural Gas | Fireplace | Baseline Forecast | Avg. Replacement Summer Demand (kW) | 0.78576 | 0.7623 | 0.77604 | 0.84427 | 0.84201 | 0.83974 | 0.83746 | 0.83518 | 0.8329 | 0.83061 | 0.82831 | 0.826 | 0.82369 | 0.82138 | 0.81905 | 0.81672 | 0.81438 | 0.81204 | 0.80969 | 0.80733 | 0.80497 | 0.8026 | 0.80022 | 0.79784 | 0.79545 | 0.79305 | 0.79064 | 0.78823 | 0.78581 | 0.78338 | 0.78095 | 0.7785 | 0.7785
F8_Residential_Manufactured Home Low Income_New_Secondary Heating_Natural Gas_Fireplace_Baseline Forecast | F8 | Residential | Manufactured Home Low Income | New | Secondary Heating | Natural Gas | Fireplace | Baseline Forecast | Avg. Replacement Winter Demand (kW) | 0.045538 | 0.044179 | 0.044975 | 0.048929 | 0.048798 | 0.048667 | 0.048535 | 0.048403 | 0.04827 | 0.048138 | 0.048004 | 0.047871 | 0.047737 | 0.047603 | 0.047468 | 0.047333 | 0.047197 | 0.047062 | 0.046925 | 0.046789 | 0.046651 | 0.046514 | 0.046376 | 0.046238 | 0.0461 | 0.045961 | 0.045821 | 0.045682 | 0.045541 | 0.045401 | 0.045259 | 0.045118 | 0.045118
F1_Residential_Manufactured Home Low Income_New_Water Heating_Natural Gas_Water Heater (<= 55 gal)_Baseline Forecast | F1 | Residential | Manufactured Home Low Income | New | Water Heating | Natural Gas | Water Heater (<= 55 gal) | Baseline Forecast | Units | 0 | 0 | 0 | 0 | 0 | 0 | 0 | 0 | 0 | 0 | 0 | 0 | 0 | 0 | 0 | 0 | 0 | 0 | 0 | 0 | 0 | 0 | 0 | 0 | 0 | 0 | 0 | 0 | 0 | 0 | 0 | 0 | 0
F2_Residential_Manufactured Home Low Income_New_Water Heating_Natural Gas_Water Heater (<= 55 gal)_Baseline Forecast | F2 | Residential | Manufactured Home Low Income | New | Water Heating | Natural Gas | Water Heater (<= 55 gal) | Baseline Forecast | Usage (MMtherm) | 0 | 0 | 0 | 0 | 0 | 0 | 0 | 0 | 0 | 0 | 0 | 0 | 0 | 0 | 0 | 0 | 0 | 0 | 0 | 0 | 0 | 0 | 0 | 0 | 0 | 0 | 0 | 0 | 0 | 0 | 0 | 0 | 0
F3_Residential_Manufactured Home Low Income_New_Water Heating_Natural Gas_Water Heater (<= 55 gal)_Baseline Forecast | F3 | Residential | Manufactured Home Low Income | New | Water Heating | Natural Gas | Water Heater (<= 55 gal) | Baseline Forecast | Summer Peak Demand (MW) | 0 | 0 | 0 | 0 | 0 | 0 | 0 | 0 | 0 | 0 | 0 | 0 | 0 | 0 | 0 | 0 | 0 | 0 | 0 | 0 | 0 | 0 | 0 | 0 | 0 | 0 | 0 | 0 | 0 | 0 | 0 | 0 | 0
F4_Residential_Manufactured Home Low Income_New_Water Heating_Natural Gas_Water Heater (<= 55 gal)_Baseline Forecast | F4 | Residential | Manufactured Home Low Income | New | Water Heating | Natural Gas | Water Heater (<= 55 gal) | Baseline Forecast | Winter Peak Demand (MW) | 0 | 0 | 0 | 0 | 0 | 0 | 0 | 0 | 0 | 0 | 0 | 0 | 0 | 0 | 0 | 0 | 0 | 0 | 0 | 0 | 0 | 0 | 0 | 0 | 0 | 0 | 0 | 0 | 0 | 0 | 0 | 0 | 0
F5_Residential_Manufactured Home Low Income_New_Water Heating_Natural Gas_Water Heater (<= 55 gal)_Baseline Forecast | F5 | Residential | Manufactured Home Low Income | New | Water Heating | Natural Gas | Water Heater (<= 55 gal) | Baseline Forecast | Turnover | 0 | 0 | 0 | 0 | 0 | 0 | 0 | 0 | 0 | 0 | 0 | 0 | 0 | 0 | 0 | 0 | 0 | 0 | 0 | 0 | 0 | 0 | 0 | 0 | 0 | 0 | 0 | 0 | 0 | 0 | 0 | 0 | 0
F6_Residential_Manufactured Home Low Income_New_Water Heating_Natural Gas_Water Heater (<= 55 gal)_Baseline Forecast | F6 | Residential | Manufactured Home Low Income | New | Water Heating | Natural Gas | Water Heater (<= 55 gal) | Baseline Forecast | Avg. Replacement Usage (kWh) | 140.8197 | 136.632 | 139.5034 | 152.206 | 152.2284 | 152.252 | 152.2231 | 152.2062 | 152.2004 | 152.1899 | 151.9822 | 151.9771 | 151.9487 | 151.9392 | 151.9315 | 151.9259 | 151.9206 | 151.9152 | 151.9104 | 151.9078 | 151.9046 | 151.8985 | 151.8964 | 151.8918 | 151.8854 | 151.8782 | 151.8698 | 151.8698 | 151.8698 | 151.8698 | 151.8698 | 151.8698 | 151.8698
F7_Residential_Manufactured Home Low Income_New_Water Heating_Natural Gas_Water Heater (<= 55 gal)_Baseline Forecast | F7 | Residential | Manufactured Home Low Income | New | Water Heating | Natural Gas | Water Heater (<= 55 gal) | Baseline Forecast | Avg. Replacement Summer Demand (kW) | 0.4647 | 0.45089 | 0.46036 | 0.50228 | 0.50235 | 0.50243 | 0.50234 | 0.50228 | 0.50226 | 0.50223 | 0.50154 | 0.50152 | 0.50143 | 0.5014 | 0.50137 | 0.50136 | 0.50134 | 0.50132 | 0.5013 | 0.5013 | 0.50129 | 0.50127 | 0.50126 | 0.50124 | 0.50122 | 0.5012 | 0.50117 | 0.50117 | 0.50117 | 0.50117 | 0.50117 | 0.50117 | 0.50117
F8_Residential_Manufactured Home Low Income_New_Water Heating_Natural Gas_Water Heater (<= 55 gal)_Baseline Forecast | F8 | Residential | Manufactured Home Low Income | New | Water Heating | Natural Gas | Water Heater (<= 55 gal) | Baseline Forecast | Avg. Replacement Winter Demand (kW) | 0.036579 | 0.035491 | 0.036237 | 0.039536 | 0.039542 | 0.039548 | 0.039541 | 0.039536 | 0.039535 | 0.039532 | 0.039478 | 0.039477 | 0.039469 | 0.039467 | 0.039465 | 0.039463 | 0.039462 | 0.039461 | 0.039459 | 0.039459 | 0.039458 | 0.039456 | 0.039456 | 0.039455 | 0.039453 | 0.039451 | 0.039449 | 0.039449 | 0.039449 | 0.039449 | 0.039449 | 0.039449 | 0.039449
F1_Residential_Manufactured Home Low Income_New_Water Heating_Natural Gas_Water Heater (> 55 gal)_Baseline Forecast | F1 | Residential | Manufactured Home Low Income | New | Water Heating | Natural Gas | Water Heater (> 55 gal) | Baseline Forecast | Units | 0 | 0 | 0 | 0 | 0 | 0 | 0 | 0 | 0 | 0 | 0 | 0 | 0 | 0 | 0 | 0 | 0 | 0 | 0 | 0 | 0 | 0 | 0 | 0 | 0 | 0 | 0 | 0 | 0 | 0 | 0 | 0 | 0
F2_Residential_Manufactured Home Low Income_New_Water Heating_Natural Gas_Water Heater (> 55 gal)_Baseline Forecast | F2 | Residential | Manufactured Home Low Income | New | Water Heating | Natural Gas | Water Heater (> 55 gal) | Baseline Forecast | Usage (MMtherm) | 0 | 0 | 0 | 0 | 0 | 0 | 0 | 0 | 0 | 0 | 0 | 0 | 0 | 0 | 0 | 0 | 0 | 0 | 0 | 0 | 0 | 0 | 0 | 0 | 0 | 0 | 0 | 0 | 0 | 0 | 0 | 0 | 0
F3_Residential_Manufactured Home Low Income_New_Water Heating_Natural Gas_Water Heater (> 55 gal)_Baseline Forecast | F3 | Residential | Manufactured Home Low Income | New | Water Heating | Natural Gas | Water Heater (> 55 gal) | Baseline Forecast | Summer Peak Demand (MW) | 0 | 0 | 0 | 0 | 0 | 0 | 0 | 0 | 0 | 0 | 0 | 0 | 0 | 0 | 0 | 0 | 0 | 0 | 0 | 0 | 0 | 0 | 0 | 0 | 0 | 0 | 0 | 0 | 0 | 0 | 0 | 0 | 0
F4_Residential_Manufactured Home Low Income_New_Water Heating_Natural Gas_Water Heater (> 55 gal)_Baseline Forecast | F4 | Residential | Manufactured Home Low Income | New | Water Heating | Natural Gas | Water Heater (> 55 gal) | Baseline Forecast | Winter Peak Demand (MW) | 0 | 0 | 0 | 0 | 0 | 0 | 0 | 0 | 0 | 0 | 0 | 0 | 0 | 0 | 0 | 0 | 0 | 0 | 0 | 0 | 0 | 0 | 0 | 0 | 0 | 0 | 0 | 0 | 0 | 0 | 0 | 0 | 0
F5_Residential_Manufactured Home Low Income_New_Water Heating_Natural Gas_Water Heater (> 55 gal)_Baseline Forecast | F5 | Residential | Manufactured Home Low Income | New | Water Heating | Natural Gas | Water Heater (> 55 gal) | Baseline Forecast | Turnover | 0 | 0 | 0 | 0 | 0 | 0 | 0 | 0 | 0 | 0 | 0 | 0 | 0 | 0 | 0 | 0 | 0 | 0 | 0 | 0 | 0 | 0 | 0 | 0 | 0 | 0 | 0 | 0 | 0 | 0 | 0 | 0 | 0
F6_Residential_Manufactured Home Low Income_New_Water Heating_Natural Gas_Water Heater (> 55 gal)_Baseline Forecast | F6 | Residential | Manufactured Home Low Income | New | Water Heating | Natural Gas | Water Heater (> 55 gal) | Baseline Forecast | Avg. Replacement Usage (kWh) | 150.8411 | 146.3428 | 149.3862 | 162.9632 | 162.9693 | 162.9758 | 162.9679 | 162.9633 | 162.9617 | 162.9588 | 162.902 | 162.9006 | 162.8928 | 162.8903 | 162.8881 | 162.8866 | 162.8852 | 162.8837 | 162.8824 | 162.8817 | 162.8808 | 162.8791 | 162.8785 | 162.8773 | 162.8755 | 162.8736 | 162.8713 | 162.8713 | 162.8713 | 162.8713 | 162.8713 | 162.8713 | 162.8713
F7_Residential_Manufactured Home Low Income_New_Water Heating_Natural Gas_Water Heater (> 55 gal)_Baseline Forecast | F7 | Residential | Manufactured Home Low Income | New | Water Heating | Natural Gas | Water Heater (> 55 gal) | Baseline Forecast | Avg. Replacement Summer Demand (kW) | 0.49778 | 0.48293 | 0.49297 | 0.53778 | 0.5378 | 0.53782 | 0.53779 | 0.53778 | 0.53777 | 0.53776 | 0.53758 | 0.53757 | 0.53755 | 0.53754 | 0.53753 | 0.53753 | 0.53752 | 0.53752 | 0.53751 | 0.53751 | 0.53751 | 0.5375 | 0.5375 | 0.5375 | 0.53749 | 0.53748 | 0.53748 | 0.53748 | 0.53748 | 0.53748 | 0.53748 | 0.53748 | 0.53748
F8_Residential_Manufactured Home Low Income_New_Water Heating_Natural Gas_Water Heater (> 55 gal)_Baseline Forecast | F8 | Residential | Manufactured Home Low Income | New | Water Heating | Natural Gas | Water Heater (> 55 gal) | Baseline Forecast | Avg. Replacement Winter Demand (kW) | 0.039182 | 0.038013 | 0.038804 | 0.04233 | 0.042332 | 0.042334 | 0.042332 | 0.04233 | 0.04233 | 0.042329 | 0.042315 | 0.042314 | 0.042312 | 0.042311 | 0.042311 | 0.042311 | 0.04231 | 0.04231 | 0.042309 | 0.042309 | 0.042309 | 0.042309 | 0.042308 | 0.042308 | 0.042308 | 0.042307 | 0.042307 | 0.042307 | 0.042307 | 0.042307 | 0.042307 | 0.042307 | 0.042307
F1_Residential_Manufactured Home Low Income_New_Appliances_Natural Gas_Clothes Dryer_Baseline Forecast | F1 | Residential | Manufactured Home Low Income | New | Appliances | Natural Gas | Clothes Dryer | Baseline Forecast | Units | 0 | 0.070325 | 0.17665 | 0.27686 | 0.37093 | 0.45854 | 0.54484 | 0.62985 | 0.71315 | 0.79537 | 0.87711 | 0.95838 | 1.0393 | 1.12 | 1.2005 | 1.2806 | 1.3606 | 1.4404 | 1.5201 | 1.5996 | 1.6789 | 1.7578 | 1.8366 | 1.9152 | 1.9935 | 2.0715 | 2.1492 | 2.2266 | 2.3038 | 2.3807 | 2.4572 | 2.5335 | 2.6121
F2_Residential_Manufactured Home Low Income_New_Appliances_Natural Gas_Clothes Dryer_Baseline Forecast | F2 | Residential | Manufactured Home Low Income | New | Appliances | Natural Gas | Clothes Dryer | Baseline Forecast | Usage (MMtherm) | 0 | 9.8246e-07 | 2.5189e-06 | 4.3066e-06 | 5.7698e-06 | 7.1326e-06 | 8.4749e-06 | 9.7972e-06 | 1.1093e-05 | 1.2372e-05 | 1.3643e-05 | 1.4907e-05 | 1.6166e-05 | 1.7422e-05 | 1.8673e-05 | 1.992e-05 | 2.1163e-05 | 2.2405e-05 | 2.3645e-05 | 2.4881e-05 | 2.6114e-05 | 2.7342e-05 | 2.8567e-05 | 2.979e-05 | 3.1007e-05 | 3.2221e-05 | 3.3429e-05 | 3.4633e-05 | 3.5834e-05 | 3.7029e-05 | 3.822e-05 | 3.9406e-05 | 4.0628e-05
F3_Residential_Manufactured Home Low Income_New_Appliances_Natural Gas_Clothes Dryer_Baseline Forecast | F3 | Residential | Manufactured Home Low Income | New | Appliances | Natural Gas | Clothes Dryer | Baseline Forecast | Summer Peak Demand (MW) | 0 | 2.6917e-06 | 6.9012e-06 | 1.1799e-05 | 1.5808e-05 | 1.9541e-05 | 2.3219e-05 | 2.6842e-05 | 3.0392e-05 | 3.3895e-05 | 3.7379e-05 | 4.0842e-05 | 4.4291e-05 | 4.7731e-05 | 5.1158e-05 | 5.4574e-05 | 5.7981e-05 | 6.1383e-05 | 6.4781e-05 | 6.8168e-05 | 7.1545e-05 | 7.491e-05 | 7.8267e-05 | 8.1615e-05 | 8.4952e-05 | 8.8275e-05 | 9.1586e-05 | 9.4886e-05 | 9.8174e-05 | 0.00010145 | 0.00010471 | 0.00010796 | 0.00011131
F4_Residential_Manufactured Home Low Income_New_Appliances_Natural Gas_Clothes Dryer_Baseline Forecast | F4 | Residential | Manufactured Home Low Income | New | Appliances | Natural Gas | Clothes Dryer | Baseline Forecast | Winter Peak Demand (MW) | 0 | 1.1215e-07 | 2.8755e-07 | 4.9162e-07 | 6.5865e-07 | 8.1422e-07 | 9.6745e-07 | 1.1184e-06 | 1.2663e-06 | 1.4123e-06 | 1.5575e-06 | 1.7018e-06 | 1.8454e-06 | 1.9888e-06 | 2.1316e-06 | 2.2739e-06 | 2.4159e-06 | 2.5576e-06 | 2.6992e-06 | 2.8403e-06 | 2.981e-06 | 3.1212e-06 | 3.2611e-06 | 3.4006e-06 | 3.5397e-06 | 3.6781e-06 | 3.8161e-06 | 3.9536e-06 | 4.0906e-06 | 4.2271e-06 | 4.363e-06 | 4.4983e-06 | 4.6379e-06
F5_Residential_Manufactured Home Low Income_New_Appliances_Natural Gas_Clothes Dryer_Baseline Forecast | F5 | Residential | Manufactured Home Low Income | New | Appliances | Natural Gas | Clothes Dryer | Baseline Forecast | Turnover | 0 | 0.070325 | 0.10632 | 0.10022 | 0.09407 | 0.08761 | 0.086294 | 0.085012 | 0.0833 | 0.082217 | 0.081747 | 0.091312 | 0.10473 | 0.11544 | 0.12362 | 0.12971 | 0.13472 | 0.13895 | 0.1628 | 0.17291 | 0.16921 | 0.16735 | 0.16761 | 0.17083 | 0.17465 | 0.17862 | 0.18288 | 0.1873 | 0.19738 | 0.20851 | 0.21669 | 0.22265 | 0.22982
F6_Residential_Manufactured Home Low Income_New_Appliances_Natural Gas_Clothes Dryer_Baseline Forecast | F6 | Residential | Manufactured Home Low Income | New | Appliances | Natural Gas | Clothes Dryer | Baseline Forecast | Avg. Replacement Usage (kWh) | 14.4001 | 13.9702 | 14.2597 | 15.5548 | 15.5549 | 15.5548 | 15.5548 | 15.5547 | 15.5547 | 15.5546 | 15.5546 | 15.5545 | 15.5545 | 15.5544 | 15.5544 | 15.5543 | 15.5543 | 15.5542 | 15.5542 | 15.5541 | 15.5541 | 15.554 | 15.554 | 15.5539 | 15.5539 | 15.5539 | 15.5539 | 15.5539 | 15.5539 | 15.5539 | 15.5539 | 15.5539 | 15.554
F7_Residential_Manufactured Home Low Income_New_Appliances_Natural Gas_Clothes Dryer_Baseline Forecast | F7 | Residential | Manufactured Home Low Income | New | Appliances | Natural Gas | Clothes Dryer | Baseline Forecast | Avg. Replacement Summer Demand (kW) | 0.039452 | 0.038275 | 0.039068 | 0.042616 | 0.042616 | 0.042616 | 0.042616 | 0.042616 | 0.042616 | 0.042615 | 0.042615 | 0.042615 | 0.042615 | 0.042615 | 0.042615 | 0.042615 | 0.042614 | 0.042614 | 0.042614 | 0.042614 | 0.042614 | 0.042614 | 0.042614 | 0.042614 | 0.042613 | 0.042613 | 0.042613 | 0.042613 | 0.042613 | 0.042613 | 0.042613 | 0.042614 | 0.042614
F8_Residential_Manufactured Home Low Income_New_Appliances_Natural Gas_Clothes Dryer_Baseline Forecast | F8 | Residential | Manufactured Home Low Income | New | Appliances | Natural Gas | Clothes Dryer | Baseline Forecast | Avg. Replacement Winter Demand (kW) | 0.0016438 | 0.0015948 | 0.0016278 | 0.0017757 | 0.0017757 | 0.0017757 | 0.0017757 | 0.0017757 | 0.0017756 | 0.0017756 | 0.0017756 | 0.0017756 | 0.0017756 | 0.0017756 | 0.0017756 | 0.0017756 | 0.0017756 | 0.0017756 | 0.0017756 | 0.0017756 | 0.0017756 | 0.0017756 | 0.0017756 | 0.0017756 | 0.0017756 | 0.0017756 | 0.0017756 | 0.0017756 | 0.0017756 | 0.0017756 | 0.0017756 | 0.0017756 | 0.0017756
F1_Residential_Manufactured Home Low Income_New_Appliances_Natural Gas_Stove/Oven_Baseline Forecast | F1 | Residential | Manufactured Home Low Income | New | Appliances | Natural Gas | Stove/Oven | Baseline Forecast | Units | 0 | 0.062483 | 0.15688 | 0.24577 | 0.32913 | 0.40669 | 0.48301 | 0.55812 | 0.63165 | 0.70416 | 0.77619 | 0.84772 | 0.9189 | 0.98983 | 1.0604 | 1.1307 | 1.2008 | 1.2707 | 1.3404 | 1.4099 | 1.4791 | 1.548 | 1.6166 | 1.685 | 1.7531 | 1.8209 | 1.8884 | 1.9556 | 2.0224 | 2.089 | 2.1552 | 2.2211 | 2.289
F2_Residential_Manufactured Home Low Income_New_Appliances_Natural Gas_Stove/Oven_Baseline Forecast | F2 | Residential | Manufactured Home Low Income | New | Appliances | Natural Gas | Stove/Oven | Baseline Forecast | Usage (MMtherm) | 0 | 7.9461e-07 | 2.0364e-06 | 3.48e-06 | 4.6603e-06 | 5.7584e-06 | 6.839e-06 | 7.9026e-06 | 8.9436e-06 | 9.9702e-06 | 1.099e-05 | 1.2003e-05 | 1.301e-05 | 1.4014e-05 | 1.5014e-05 | 1.6009e-05 | 1.7e-05 | 1.7989e-05 | 1.8976e-05 | 1.9959e-05 | 2.0938e-05 | 2.1912e-05 | 2.2883e-05 | 2.3851e-05 | 2.4815e-05 | 2.5774e-05 | 2.6728e-05 | 2.7678e-05 | 2.8624e-05 | 2.9566e-05 | 3.0502e-05 | 3.1435e-05 | 3.2395e-05
F3_Residential_Manufactured Home Low Income_New_Appliances_Natural Gas_Stove/Oven_Baseline Forecast | F3 | Residential | Manufactured Home Low Income | New | Appliances | Natural Gas | Stove/Oven | Baseline Forecast | Summer Peak Demand (MW) | 0 | 2.8301e-06 | 7.2529e-06 | 1.2395e-05 | 1.6598e-05 | 2.051e-05 | 2.4358e-05 | 2.8146e-05 | 3.1854e-05 | 3.551e-05 | 3.9142e-05 | 4.2749e-05 | 4.6338e-05 | 4.9914e-05 | 5.3473e-05 | 5.7017e-05 | 6.0548e-05 | 6.4071e-05 | 6.7586e-05 | 7.1086e-05 | 7.4572e-05 | 7.8043e-05 | 8.1502e-05 | 8.495e-05 | 8.8381e-05 | 9.1797e-05 | 9.5196e-05 | 9.858e-05 | 0.00010195 | 0.0001053 | 0.00010864 | 0.00011196 | 0.00011538
F4_Residential_Manufactured Home Low Income_New_Appliances_Natural Gas_Stove/Oven_Baseline Forecast | F4 | Residential | Manufactured Home Low Income | New | Appliances | Natural Gas | Stove/Oven | Baseline Forecast | Winter Peak Demand (MW) | 0 | 5.6602e-07 | 1.4506e-06 | 2.4789e-06 | 3.3197e-06 | 4.1019e-06 | 4.8716e-06 | 5.6292e-06 | 6.3708e-06 | 7.1021e-06 | 7.8284e-06 | 8.5498e-06 | 9.2675e-06 | 9.9827e-06 | 1.0695e-05 | 1.1403e-05 | 1.211e-05 | 1.2814e-05 | 1.3517e-05 | 1.4217e-05 | 1.4914e-05 | 1.5609e-05 | 1.63e-05 | 1.699e-05 | 1.7676e-05 | 1.8359e-05 | 1.9039e-05 | 1.9716e-05 | 2.039e-05 | 2.106e-05 | 2.1728e-05 | 2.2392e-05 | 2.3076e-05
F5_Residential_Manufactured Home Low Income_New_Appliances_Natural Gas_Stove/Oven_Baseline Forecast | F5 | Residential | Manufactured Home Low Income | New | Appliances | Natural Gas | Stove/Oven | Baseline Forecast | Turnover | 0 | 0.062483 | 0.094397 | 0.088892 | 0.083359 | 0.077555 | 0.07632 | 0.075115 | 0.073532 | 0.072507 | 0.072027 | 0.080463 | 0.09231 | 0.10175 | 0.10893 | 0.11424 | 0.1186 | 0.12225 | 0.14333 | 0.15219 | 0.14877 | 0.14699 | 0.1471 | 0.14983 | 0.1531 | 0.15649 | 0.16014 | 0.16393 | 0.17274 | 0.18248 | 0.18959 | 0.19473 | 0.2009
F6_Residential_Manufactured Home Low Income_New_Appliances_Natural Gas_Stove/Oven_Baseline Forecast | F6 | Residential | Manufactured Home Low Income | New | Appliances | Natural Gas | Stove/Oven | Baseline Forecast | Avg. Replacement Usage (kWh) | 13.1085 | 12.7171 | 12.9805 | 14.1593 | 14.1594 | 14.1593 | 14.1589 | 14.1586 | 14.1582 | 14.1578 | 14.1574 | 14.1571 | 14.1567 | 14.1563 | 14.1559 | 14.1555 | 14.1552 | 14.1547 | 14.1543 | 14.1539 | 14.1536 | 14.1533 | 14.153 | 14.1528 | 14.1526 | 14.1525 | 14.1524 | 14.1524 | 14.1524 | 14.1524 | 14.1526 | 14.1527 | 14.1529
F7_Residential_Manufactured Home Low Income_New_Appliances_Natural Gas_Stove/Oven_Baseline Forecast | F7 | Residential | Manufactured Home Low Income | New | Appliances | Natural Gas | Stove/Oven | Baseline Forecast | Avg. Replacement Summer Demand (kW) | 0.046688 | 0.045294 | 0.046232 | 0.05043 | 0.050431 | 0.05043 | 0.050429 | 0.050428 | 0.050426 | 0.050425 | 0.050424 | 0.050422 | 0.050421 | 0.05042 | 0.050418 | 0.050417 | 0.050416 | 0.050414 | 0.050413 | 0.050411 | 0.05041 | 0.050409 | 0.050408 | 0.050407 | 0.050407 | 0.050406 | 0.050406 | 0.050406 | 0.050406 | 0.050406 | 0.050406 | 0.050407 | 0.050408
F8_Residential_Manufactured Home Low Income_New_Appliances_Natural Gas_Stove/Oven_Baseline Forecast | F8 | Residential | Manufactured Home Low Income | New | Appliances | Natural Gas | Stove/Oven | Baseline Forecast | Avg. Replacement Winter Demand (kW) | 0.0093375 | 0.0090588 | 0.0092464 | 0.010086 | 0.010086 | 0.010086 | 0.010086 | 0.010086 | 0.010085 | 0.010085 | 0.010085 | 0.010084 | 0.010084 | 0.010084 | 0.010084 | 0.010083 | 0.010083 | 0.010083 | 0.010083 | 0.010082 | 0.010082 | 0.010082 | 0.010082 | 0.010081 | 0.010081 | 0.010081 | 0.010081 | 0.010081 | 0.010081 | 0.010081 | 0.010081 | 0.010081 | 0.010082
F1_Residential_Manufactured Home Low Income_New_Miscellaneous_Natural Gas_Pool Heater_Baseline Forecast | F1 | Residential | Manufactured Home Low Income | New | Miscellaneous | Natural Gas | Pool Heater | Baseline Forecast | Units | 0 | 0 | 0 | 0 | 0 | 0 | 0 | 0 | 0 | 0 | 0 | 0 | 0 | 0 | 0 | 0 | 0 | 0 | 0 | 0 | 0 | 0 | 0 | 0 | 0 | 0 | 0 | 0 | 0 | 0 | 0 | 0 | 0
F2_Residential_Manufactured Home Low Income_New_Miscellaneous_Natural Gas_Pool Heater_Baseline Forecast | F2 | Residential | Manufactured Home Low Income | New | Miscellaneous | Natural Gas | Pool Heater | Baseline Forecast | Usage (MMtherm) | 0 | 0 | 0 | 0 | 0 | 0 | 0 | 0 | 0 | 0 | 0 | 0 | 0 | 0 | 0 | 0 | 0 | 0 | 0 | 0 | 0 | 0 | 0 | 0 | 0 | 0 | 0 | 0 | 0 | 0 | 0 | 0 | 0
F3_Residential_Manufactured Home Low Income_New_Miscellaneous_Natural Gas_Pool Heater_Baseline Forecast | F3 | Residential | Manufactured Home Low Income | New | Miscellaneous | Natural Gas | Pool Heater | Baseline Forecast | Summer Peak Demand (MW) | 0 | 0 | 0 | 0 | 0 | 0 | 0 | 0 | 0 | 0 | 0 | 0 | 0 | 0 | 0 | 0 | 0 | 0 | 0 | 0 | 0 | 0 | 0 | 0 | 0 | 0 | 0 | 0 | 0 | 0 | 0 | 0 | 0
F4_Residential_Manufactured Home Low Income_New_Miscellaneous_Natural Gas_Pool Heater_Baseline Forecast | F4 | Residential | Manufactured Home Low Income | New | Miscellaneous | Natural Gas | Pool Heater | Baseline Forecast | Winter Peak Demand (MW) | 0 | 0 | 0 | 0 | 0 | 0 | 0 | 0 | 0 | 0 | 0 | 0 | 0 | 0 | 0 | 0 | 0 | 0 | 0 | 0 | 0 | 0 | 0 | 0 | 0 | 0 | 0 | 0 | 0 | 0 | 0 | 0 | 0
F5_Residential_Manufactured Home Low Income_New_Miscellaneous_Natural Gas_Pool Heater_Baseline Forecast | F5 | Residential | Manufactured Home Low Income | New | Miscellaneous | Natural Gas | Pool Heater | Baseline Forecast | Turnover | 0 | 0 | 0 | 0 | 0 | 0 | 0 | 0 | 0 | 0 | 0 | 0 | 0 | 0 | 0 | 0 | 0 | 0 | 0 | 0 | 0 | 0 | 0 | 0 | 0 | 0 | 0 | 0 | 0 | 0 | 0 | 0 | 0
F6_Residential_Manufactured Home Low Income_New_Miscellaneous_Natural Gas_Pool Heater_Baseline Forecast | F6 | Residential | Manufactured Home Low Income | New | Miscellaneous | Natural Gas | Pool Heater | Baseline Forecast | Avg. Replacement Usage (kWh) | 135.3791 | 131.3379 | 134.0595 | 146.2357 | 146.2357 | 146.2357 | 146.2357 | 146.2357 | 146.2357 | 146.2357 | 146.2357 | 146.2357 | 146.2357 | 146.2357 | 146.2357 | 146.2357 | 146.2357 | 146.2357 | 146.2357 | 146.2357 | 146.2357 | 146.2357 | 146.2357 | 146.2357 | 146.2357 | 146.2357 | 146.2357 | 146.2357 | 146.2357 | 146.2357 | 146.2357 | 146.2357 | 146.2357
F7_Residential_Manufactured Home Low Income_New_Miscellaneous_Natural Gas_Pool Heater_Baseline Forecast | F7 | Residential | Manufactured Home Low Income | New | Miscellaneous | Natural Gas | Pool Heater | Baseline Forecast | Avg. Replacement Summer Demand (kW) | 0.3709 | 0.35983 | 0.36729 | 0.40065 | 0.40065 | 0.40065 | 0.40065 | 0.40065 | 0.40065 | 0.40065 | 0.40065 | 0.40065 | 0.40065 | 0.40065 | 0.40065 | 0.40065 | 0.40065 | 0.40065 | 0.40065 | 0.40065 | 0.40065 | 0.40065 | 0.40065 | 0.40065 | 0.40065 | 0.40065 | 0.40065 | 0.40065 | 0.40065 | 0.40065 | 0.40065 | 0.40065 | 0.40065
F8_Residential_Manufactured Home Low Income_New_Miscellaneous_Natural Gas_Pool Heater_Baseline Forecast | F8 | Residential | Manufactured Home Low Income | New | Miscellaneous | Natural Gas | Pool Heater | Baseline Forecast | Avg. Replacement Winter Demand (kW) | 0.015454 | 0.014993 | 0.015304 | 0.016694 | 0.016694 | 0.016694 | 0.016694 | 0.016694 | 0.016694 | 0.016694 | 0.016694 | 0.016694 | 0.016694 | 0.016694 | 0.016694 | 0.016694 | 0.016694 | 0.016694 | 0.016694 | 0.016694 | 0.016694 | 0.016694 | 0.016694 | 0.016694 | 0.016694 | 0.016694 | 0.016694 | 0.016694 | 0.016694 | 0.016694 | 0.016694 | 0.016694 | 0.016694
F1_Residential_Manufactured Home Low Income_New_Miscellaneous_Natural Gas_Miscellaneous_Baseline Forecast | F1 | Residential | Manufactured Home Low Income | New | Miscellaneous | Natural Gas | Miscellaneous | Baseline Forecast | Units | 0 | 0.15631 | 0.39268 | 0.61557 | 0.82486 | 1.0199 | 1.212 | 1.4013 | 1.5869 | 1.7702 | 1.9525 | 2.1337 | 2.3143 | 2.4945 | 2.6741 | 2.8532 | 3.0318 | 3.2102 | 3.3885 | 3.5663 | 3.7436 | 3.9204 | 4.0968 | 4.2728 | 4.4482 | 4.6231 | 4.7973 | 4.971 | 5.1442 | 5.3167 | 5.4886 | 5.6599 | 5.8365
F2_Residential_Manufactured Home Low Income_New_Miscellaneous_Natural Gas_Miscellaneous_Baseline Forecast | F2 | Residential | Manufactured Home Low Income | New | Miscellaneous | Natural Gas | Miscellaneous | Baseline Forecast | Usage (MMtherm) | 0 | 6.4327e-07 | 1.6496e-06 | 2.8207e-06 | 3.7798e-06 | 4.6733e-06 | 5.5537e-06 | 6.4214e-06 | 7.2719e-06 | 8.1116e-06 | 8.9468e-06 | 9.7775e-06 | 1.0605e-05 | 1.1431e-05 | 1.2253e-05 | 1.3074e-05 | 1.3892e-05 | 1.471e-05 | 1.5527e-05 | 1.6342e-05 | 1.7154e-05 | 1.7964e-05 | 1.8773e-05 | 1.9579e-05 | 2.0383e-05 | 2.1184e-05 | 2.1983e-05 | 2.2779e-05 | 2.3572e-05 | 2.4363e-05 | 2.515e-05 | 2.5935e-05 | 2.6745e-05
F3_Residential_Manufactured Home Low Income_New_Miscellaneous_Natural Gas_Miscellaneous_Baseline Forecast | F3 | Residential | Manufactured Home Low Income | New | Miscellaneous | Natural Gas | Miscellaneous | Baseline Forecast | Summer Peak Demand (MW) | 0 | 1.7624e-06 | 4.5194e-06 | 7.728e-06 | 1.0356e-05 | 1.2804e-05 | 1.5216e-05 | 1.7593e-05 | 1.9923e-05 | 2.2224e-05 | 2.4512e-05 | 2.6788e-05 | 2.9055e-05 | 3.1317e-05 | 3.3571e-05 | 3.5819e-05 | 3.8062e-05 | 4.0302e-05 | 4.254e-05 | 4.4773e-05 | 4.6998e-05 | 4.9217e-05 | 5.1432e-05 | 5.3642e-05 | 5.5844e-05 | 5.8039e-05 | 6.0227e-05 | 6.2407e-05 | 6.4581e-05 | 6.6747e-05 | 6.8905e-05 | 7.1056e-05 | 7.3273e-05
F4_Residential_Manufactured Home Low Income_New_Miscellaneous_Natural Gas_Miscellaneous_Baseline Forecast | F4 | Residential | Manufactured Home Low Income | New | Miscellaneous | Natural Gas | Miscellaneous | Baseline Forecast | Winter Peak Demand (MW) | 0 | 7.3433e-08 | 1.8831e-07 | 3.22e-07 | 4.3148e-07 | 5.3348e-07 | 6.3399e-07 | 7.3303e-07 | 8.3012e-07 | 9.2598e-07 | 1.0213e-06 | 1.1161e-06 | 1.2106e-06 | 1.3049e-06 | 1.3988e-06 | 1.4925e-06 | 1.5859e-06 | 1.6793e-06 | 1.7725e-06 | 1.8655e-06 | 1.9583e-06 | 2.0507e-06 | 2.143e-06 | 2.2351e-06 | 2.3269e-06 | 2.4183e-06 | 2.5094e-06 | 2.6003e-06 | 2.6909e-06 | 2.7811e-06 | 2.8711e-06 | 2.9606e-06 | 3.053e-06
F5_Residential_Manufactured Home Low Income_New_Miscellaneous_Natural Gas_Miscellaneous_Baseline Forecast | F5 | Residential | Manufactured Home Low Income | New | Miscellaneous | Natural Gas | Miscellaneous | Baseline Forecast | Turnover | 0 | 0.15631 | 0.23638 | 0.22288 | 0.20929 | 0.195 | 0.19214 | 0.2154 | 0.24671 | 0.27133 | 0.29055 | 0.30399 | 0.31487 | 0.37162 | 0.40257 | 0.40635 | 0.41264 | 0.42017 | 0.4314 | 0.45715 | 0.48591 | 0.50854 | 0.52703 | 0.54199 | 0.55534 | 0.58346 | 0.60437 | 0.61796 | 0.63296 | 0.64814 | 0.66393 | 0.68573 | 0.71409
F6_Residential_Manufactured Home Low Income_New_Miscellaneous_Natural Gas_Miscellaneous_Baseline Forecast | F6 | Residential | Manufactured Home Low Income | New | Miscellaneous | Natural Gas | Miscellaneous | Baseline Forecast | Avg. Replacement Usage (kWh) | 4.2421 | 4.1155 | 4.2008 | 4.5823 | 4.5823 | 4.5823 | 4.5823 | 4.5823 | 4.5823 | 4.5823 | 4.5823 | 4.5823 | 4.5823 | 4.5823 | 4.5823 | 4.5823 | 4.5823 | 4.5823 | 4.5823 | 4.5823 | 4.5823 | 4.5823 | 4.5823 | 4.5823 | 4.5823 | 4.5823 | 4.5823 | 4.5823 | 4.5823 | 4.5823 | 4.5823 | 4.5823 | 4.5823
F7_Residential_Manufactured Home Low Income_New_Miscellaneous_Natural Gas_Miscellaneous_Baseline Forecast | F7 | Residential | Manufactured Home Low Income | New | Miscellaneous | Natural Gas | Miscellaneous | Baseline Forecast | Avg. Replacement Summer Demand (kW) | 0.011622 | 0.011275 | 0.011509 | 0.012554 | 0.012554 | 0.012554 | 0.012554 | 0.012554 | 0.012554 | 0.012554 | 0.012554 | 0.012554 | 0.012554 | 0.012554 | 0.012554 | 0.012554 | 0.012554 | 0.012554 | 0.012554 | 0.012554 | 0.012554 | 0.012554 | 0.012554 | 0.012554 | 0.012554 | 0.012554 | 0.012554 | 0.012554 | 0.012554 | 0.012554 | 0.012554 | 0.012554 | 0.012554
F8_Residential_Manufactured Home Low Income_New_Miscellaneous_Natural Gas_Miscellaneous_Baseline Forecast | F8 | Residential | Manufactured Home Low Income | New | Miscellaneous | Natural Gas | Miscellaneous | Baseline Forecast | Avg. Replacement Winter Demand (kW) | 0.00048426 | 0.0004698 | 0.00047954 | 0.00052309 | 0.00052309 | 0.00052309 | 0.00052309 | 0.00052309 | 0.00052309 | 0.00052309 | 0.00052309 | 0.00052309 | 0.00052309 | 0.00052309 | 0.00052309 | 0.00052309 | 0.00052309 | 0.00052309 | 0.00052309 | 0.00052309 | 0.00052309 | 0.00052309 | 0.00052309 | 0.00052309 | 0.00052309 | 0.00052309 | 0.00052309 | 0.00052309 | 0.00052309 | 0.00052309 | 0.00052309 | 0.00052309 | 0.00052309

## Equipment Purchases
Key | Sector | Segment | Vintage | End Use | Fuel | Technology | Equipment | Label | Case | 2019 | 2020 | 2021 | 2022 | 2023 | 2024 | 2025 | 2026 | 2027 | 2028 | 2029 | 2030 | 2031 | 2032 | 2033 | 2034 | 2035 | 2036 | 2037 | 2038 | 2039 | 2040 | 2041 | 2042 | 2043 | 2044 | 2045 | 2046 | 2047 | 2048 | 2049 | 2050 | 2051
Residential_Single Family Regular Income_Existing_Space Heating_Natural Gas_Furnace_E1_Baseline Forecast | Residential | Single Family Regular Income | Existing | Space Heating | Natural Gas | Furnace | E1 |  | Baseline Forecast | 0 | 1144.7631 | 1215.4981 | 781.106 | 822.6381 | 0 | 0 | 0 | 0 | 0 | 0 | 0 | 0 | 0 | 0 | 0 | 0 | 0 | 0 | 0 | 0 | 0 | 0 | 0 | 0 | 0 | 0 | 0 | 0 | 0 | 0 | 0 | 0
Residential_Single Family Regular Income_Existing_Space Heating_Natural Gas_Furnace_E2_Baseline Forecast | Residential | Single Family Regular Income | Existing | Space Heating | Natural Gas | Furnace | E2 |  | Baseline Forecast | 0 | 71.8733 | 76.3286 | 49.057 | 51.6543 | 0 | 0 | 0 | 0 | 0 | 0 | 0 | 0 | 0 | 0 | 0 | 0 | 0 | 0 | 0 | 0 | 0 | 0 | 0 | 0 | 0 | 0 | 0 | 0 | 0 | 0 | 0 | 0
Residential_Single Family Regular Income_Existing_Space Heating_Natural Gas_Furnace_E3_Baseline Forecast | Residential | Single Family Regular Income | Existing | Space Heating | Natural Gas | Furnace | E3 |  | Baseline Forecast | 0 | 47.9162 | 50.889 | 32.7079 | 34.4377 | 0 | 0 | 0 | 0 | 0 | 0 | 0 | 0 | 0 | 0 | 0 | 0 | 0 | 0 | 0 | 0 | 0 | 0 | 0 | 0 | 0 | 0 | 0 | 0 | 0 | 0 | 0 | 0
Residential_Single Family Regular Income_Existing_Space Heating_Natural Gas_Furnace_E4_Baseline Forecast | Residential | Single Family Regular Income | Existing | Space Heating | Natural Gas | Furnace | E4 |  | Baseline Forecast | 0 | 0 | 0 | 0 | 0 | 962.2749 | 1007.2852 | 1048.1476 | 1085.5184 | 1119.5388 | 1150.2648 | 1178.0042 | 1202.9606 | 1221.6481 | 1232.1367 | 1240.2692 | 1246.8591 | 1251.3927 | 1354.7477 | 1450.7249 | 1499.5283 | 1545.3104 | 1518.0024 | 1491.3426 | 1465.4298 | 1679.2945 | 1630.7105 | 1584.7807 | 1542.5463 | 1502.0254 | 1782.7311 | 1750.3473 | 1595.2149
Residential_Single Family Regular Income_Existing_Space Heating_Natural Gas_Furnace_E5_Baseline Forecast | Residential | Single Family Regular Income | Existing | Space Heating | Natural Gas | Furnace | E5 |  | Baseline Forecast | 0 | 5.8881 | 6.2576 | 4.0241 | 4.2348 | 0.0014747 | 0.0015432 | 0.0016054 | 0.001662 | 0.0017134 | 0.0017598 | 0.0018024 | 0.0018414 | 0.0018718 | 0.0018906 | 0.0019059 | 0.0019189 | 0.0019289 | 0.0020915 | 0.0022432 | 0.0023212 | 0.0023933 | 0.0023524 | 0.0023124 | 0.0022737 | 0.0026074 | 0.0025339 | 0.0024644 | 0.0024008 | 0.0023398 | 0.0027798 | 0.002732 | 0.0024927
Residential_Single Family Regular Income_Existing_Space Heating_Natural Gas_Furnace_E6_Baseline Forecast | Residential | Single Family Regular Income | Existing | Space Heating | Natural Gas | Furnace | E6 |  | Baseline Forecast | 0 | 0 | 0 | 0 | 0 | 0 | 0 | 0 | 0 | 0 | 0 | 0 | 0 | 0 | 0 | 0 | 0 | 0 | 0 | 0 | 0 | 0 | 0 | 0 | 0 | 0 | 0 | 0 | 0 | 0 | 0 | 0 | 0
Residential_Single Family Regular Income_Existing_Space Heating_Natural Gas_Furnace_E7_Baseline Forecast | Residential | Single Family Regular Income | Existing | Space Heating | Natural Gas | Furnace | E7 |  | Baseline Forecast | 0 | 0 | 0 | 0 | 0 | 0 | 0 | 0 | 0 | 0 | 0 | 0 | 0 | 0 | 0 | 0 | 0 | 0 | 0 | 0 | 0 | 0 | 0 | 0 | 0 | 0 | 0 | 0 | 0 | 0 | 0 | 0 | 0
Residential_Single Family Regular Income_Existing_Space Heating_Natural Gas_Furnace_E8_Baseline Forecast | Residential | Single Family Regular Income | Existing | Space Heating | Natural Gas | Furnace | E8 |  | Baseline Forecast | 0 | 0 | 0 | 0 | 0 | 0 | 0 | 0 | 0 | 0 | 0 | 0 | 0 | 0 | 0 | 0 | 0 | 0 | 0 | 0 | 0 | 0 | 0 | 0 | 0 | 0 | 0 | 0 | 0 | 0 | 0 | 0 | 0
Residential_Single Family Regular Income_Existing_Space Heating_Natural Gas_Furnace_E9_Baseline Forecast | Residential | Single Family Regular Income | Existing | Space Heating | Natural Gas | Furnace | E9 |  | Baseline Forecast | 0 | 0 | 0 | 0 | 0 | 0 | 0 | 0 | 0 | 0 | 0 | 0 | 0 | 0 | 0 | 0 | 0 | 0 | 0 | 0 | 0 | 0 | 0 | 0 | 0 | 0 | 0 | 0 | 0 | 0 | 0 | 0 | 0
Residential_Single Family Regular Income_Existing_Space Heating_Natural Gas_Furnace_E10_Baseline Forecast | Residential | Single Family Regular Income | Existing | Space Heating | Natural Gas | Furnace | E10 |  | Baseline Forecast | 0 | 0 | 0 | 0 | 0 | 0 | 0 | 0 | 0 | 0 | 0 | 0 | 0 | 0 | 0 | 0 | 0 | 0 | 0 | 0 | 0 | 0 | 0 | 0 | 0 | 0 | 0 | 0 | 0 | 0 | 0 | 0 | 0
Residential_Single Family Regular Income_Existing_Space Heating_Natural Gas_Boiler_E1_Baseline Forecast | Residential | Single Family Regular Income | Existing | Space Heating | Natural Gas | Boiler | E1 |  | Baseline Forecast | 0 | 22.2496 | 0 | 0 | 0 | 0 | 0 | 0 | 0 | 0 | 0 | 0 | 0 | 0 | 0 | 0 | 0 | 0 | 0 | 0 | 0 | 0 | 0 | 0 | 0 | 0 | 0 | 0 | 0 | 0 | 0 | 0 | 0
Residential_Single Family Regular Income_Existing_Space Heating_Natural Gas_Boiler_E2_Baseline Forecast | Residential | Single Family Regular Income | Existing | Space Heating | Natural Gas | Boiler | E2 |  | Baseline Forecast | 0 | 0 | 17.2888 | 10.5033 | 11.1142 | 0 | 0 | 0 | 0 | 0 | 0 | 0 | 0 | 0 | 0 | 0 | 0 | 0 | 0 | 0 | 0 | 0 | 0 | 0 | 0 | 0 | 0 | 0 | 0 | 0 | 0 | 0 | 0
Residential_Single Family Regular Income_Existing_Space Heating_Natural Gas_Boiler_E3_Baseline Forecast | Residential | Single Family Regular Income | Existing | Space Heating | Natural Gas | Boiler | E3 |  | Baseline Forecast | 0 | 9.1806 | 12.3442 | 7.4997 | 7.9353 | 0 | 0 | 0 | 0 | 0 | 0 | 0 | 0 | 0 | 0 | 0 | 0 | 0 | 0 | 0 | 0 | 0 | 0 | 0 | 0 | 0 | 0 | 0 | 0 | 0 | 0 | 0 | 0
Residential_Single Family Regular Income_Existing_Space Heating_Natural Gas_Boiler_E4_Baseline Forecast | Residential | Single Family Regular Income | Existing | Space Heating | Natural Gas | Boiler | E4 |  | Baseline Forecast | 0 | 9.1807 | 12.3522 | 7.5048 | 7.9402 | 0 | 0 | 0 | 0 | 0 | 0 | 0 | 0 | 0 | 0 | 0 | 0 | 0 | 0 | 0 | 0 | 0 | 0 | 0 | 0 | 0 | 0 | 0 | 0 | 0 | 0 | 0 | 0
Residential_Single Family Regular Income_Existing_Space Heating_Natural Gas_Boiler_E5_Baseline Forecast | Residential | Single Family Regular Income | Existing | Space Heating | Natural Gas | Boiler | E5 |  | Baseline Forecast | 0 | 4.3605 | 5.8698 | 3.5665 | 3.773 | 0 | 0 | 0 | 0 | 0 | 0 | 0 | 0 | 0 | 0 | 0 | 0 | 0 | 0 | 0 | 0 | 0 | 0 | 0 | 0 | 0 | 0 | 0 | 0 | 0 | 0 | 0 | 0
Residential_Single Family Regular Income_Existing_Space Heating_Natural Gas_Boiler_E6_Baseline Forecast | Residential | Single Family Regular Income | Existing | Space Heating | Natural Gas | Boiler | E6 |  | Baseline Forecast | 0 | 0 | 0 | 0 | 0 | 32.5303 | 34.1286 | 35.5665 | 36.8693 | 38.0445 | 39.0962 | 40.0369 | 40.8751 | 41.6182 | 42.2766 | 42.8574 | 43.3673 | 43.8098 | 48.6312 | 52.9749 | 56.8842 | 60.3988 | 62.8571 | 65.2943 | 65.9392 | 75.5082 | 72.7606 | 70.2544 | 67.967 | 65.8792 | 63.9722 | 62.8338 | 62.3017
Residential_Single Family Regular Income_Existing_Space Heating_Natural Gas_Boiler_E7_Baseline Forecast | Residential | Single Family Regular Income | Existing | Space Heating | Natural Gas | Boiler | E7 |  | Baseline Forecast | 0 | 0 | 0 | 0 | 0 | 0 | 0 | 0 | 0 | 0 | 0 | 0 | 0 | 0 | 0 | 0 | 0 | 0 | 0 | 0 | 0 | 0 | 0 | 0 | 0 | 0 | 0 | 0 | 0 | 0 | 0 | 0 | 0
Residential_Single Family Regular Income_Existing_Space Heating_Natural Gas_Boiler_E8_Baseline Forecast | Residential | Single Family Regular Income | Existing | Space Heating | Natural Gas | Boiler | E8 |  | Baseline Forecast | 0 | 0 | 0 | 0 | 0 | 0 | 0 | 0 | 0 | 0 | 0 | 0 | 0 | 0 | 0 | 0 | 0 | 0 | 0 | 0 | 0 | 0 | 0 | 0 | 0 | 0 | 0 | 0 | 0 | 0 | 0 | 0 | 0
Residential_Single Family Regular Income_Existing_Space Heating_Natural Gas_Boiler_E9_Baseline Forecast | Residential | Single Family Regular Income | Existing | Space Heating | Natural Gas | Boiler | E9 |  | Baseline Forecast | 0 | 0 | 0 | 0 | 0 | 0 | 0 | 0 | 0 | 0 | 0 | 0 | 0 | 0 | 0 | 0 | 0 | 0 | 0 | 0 | 0 | 0 | 0 | 0 | 0 | 0 | 0 | 0 | 0 | 0 | 0 | 0 | 0
Residential_Single Family Regular Income_Existing_Space Heating_Natural Gas_Boiler_E10_Baseline Forecast | Residential | Single Family Regular Income | Existing | Space Heating | Natural Gas | Boiler | E10 |  | Baseline Forecast | 0 | 0 | 0 | 0 | 0 | 0 | 0 | 0 | 0 | 0 | 0 | 0 | 0 | 0 | 0 | 0 | 0 | 0 | 0 | 0 | 0 | 0 | 0 | 0 | 0 | 0 | 0 | 0 | 0 | 0 | 0 | 0 | 0
Residential_Single Family Regular Income_Existing_Secondary Heating_Natural Gas_Fireplace_E1_Baseline Forecast | Residential | Single Family Regular Income | Existing | Secondary Heating | Natural Gas | Fireplace | E1 |  | Baseline Forecast | 0 | 386.0359 | 390.5952 | 331.9373 | 327.8047 | 326.6171 | 325.3112 | 323.8148 | 322.2337 | 320.5234 | 318.6327 | 316.5925 | 314.4099 | 312.0885 | 311.2575 | 310.5506 | 304.5015 | 299.1422 | 294.3481 | 290.0337 | 286.1106 | 282.5059 | 279.1473 | 368.3635 | 355.2567 | 329.8671 | 320.7103 | 312.4609 | 305.0347 | 297.837 | 290.9194 | 284.3144 | 278.0371
Residential_Single Family Regular Income_Existing_Secondary Heating_Natural Gas_Fireplace_E2_Baseline Forecast | Residential | Single Family Regular Income | Existing | Secondary Heating | Natural Gas | Fireplace | E2 |  | Baseline Forecast | 0 | 0 | 0 | 0 | 0 | 0 | 0 | 0 | 0 | 0 | 0 | 0 | 0 | 0 | 0 | 0 | 0 | 0 | 0 | 0 | 0 | 0 | 0 | 0 | 0 | 0 | 0 | 0 | 0 | 0 | 0 | 0 | 0
Residential_Single Family Regular Income_Existing_Secondary Heating_Natural Gas_Fireplace_E3_Baseline Forecast | Residential | Single Family Regular Income | Existing | Secondary Heating | Natural Gas | Fireplace | E3 |  | Baseline Forecast | 0 | 0 | 0 | 0 | 0 | 0 | 0 | 0 | 0 | 0 | 0 | 0 | 0 | 0 | 0 | 0 | 0 | 0 | 0 | 0 | 0 | 0 | 0 | 0 | 0 | 0 | 0 | 0 | 0 | 0 | 0 | 0 | 0
Residential_Single Family Regular Income_Existing_Secondary Heating_Natural Gas_Fireplace_E4_Baseline Forecast | Residential | Single Family Regular Income | Existing | Secondary Heating | Natural Gas | Fireplace | E4 |  | Baseline Forecast | 0 | 0 | 0 | 0 | 0 | 0 | 0 | 0 | 0 | 0 | 0 | 0 | 0 | 0 | 0 | 0 | 0 | 0 | 0 | 0 | 0 | 0 | 0 | 0 | 0 | 0 | 0 | 0 | 0 | 0 | 0 | 0 | 0
Residential_Single Family Regular Income_Existing_Secondary Heating_Natural Gas_Fireplace_E5_Baseline Forecast | Residential | Single Family Regular Income | Existing | Secondary Heating | Natural Gas | Fireplace | E5 |  | Baseline Forecast | 0 | 0 | 0 | 0 | 0 | 0 | 0 | 0 | 0 | 0 | 0 | 0 | 0 | 0 | 0 | 0 | 0 | 0 | 0 | 0 | 0 | 0 | 0 | 0 | 0 | 0 | 0 | 0 | 0 | 0 | 0 | 0 | 0
Residential_Single Family Regular Income_Existing_Secondary Heating_Natural Gas_Fireplace_E6_Baseline Forecast | Residential | Single Family Regular Income | Existing | Secondary Heating | Natural Gas | Fireplace | E6 |  | Baseline Forecast | 0 | 0 | 0 | 0 | 0 | 0 | 0 | 0 | 0 | 0 | 0 | 0 | 0 | 0 | 0 | 0 | 0 | 0 | 0 | 0 | 0 | 0 | 0 | 0 | 0 | 0 | 0 | 0 | 0 | 0 | 0 | 0 | 0
Residential_Single Family Regular Income_Existing_Secondary Heating_Natural Gas_Fireplace_E7_Baseline Forecast | Residential | Single Family Regular Income | Existing | Secondary Heating | Natural Gas | Fireplace | E7 |  | Baseline Forecast | 0 | 0 | 0 | 0 | 0 | 0 | 0 | 0 | 0 | 0 | 0 | 0 | 0 | 0 | 0 | 0 | 0 | 0 | 0 | 0 | 0 | 0 | 0 | 0 | 0 | 0 | 0 | 0 | 0 | 0 | 0 | 0 | 0
Residential_Single Family Regular Income_Existing_Secondary Heating_Natural Gas_Fireplace_E8_Baseline Forecast | Residential | Single Family Regular Income | Existing | Secondary Heating | Natural Gas | Fireplace | E8 |  | Baseline Forecast | 0 | 0 | 0 | 0 | 0 | 0 | 0 | 0 | 0 | 0 | 0 | 0 | 0 | 0 | 0 | 0 | 0 | 0 | 0 | 0 | 0 | 0 | 0 | 0 | 0 | 0 | 0 | 0 | 0 | 0 | 0 | 0 | 0
Residential_Single Family Regular Income_Existing_Secondary Heating_Natural Gas_Fireplace_E9_Baseline Forecast | Residential | Single Family Regular Income | Existing | Secondary Heating | Natural Gas | Fireplace | E9 |  | Baseline Forecast | 0 | 0 | 0 | 0 | 0 | 0 | 0 | 0 | 0 | 0 | 0 | 0 | 0 | 0 | 0 | 0 | 0 | 0 | 0 | 0 | 0 | 0 | 0 | 0 | 0 | 0 | 0 | 0 | 0 | 0 | 0 | 0 | 0
Residential_Single Family Regular Income_Existing_Secondary Heating_Natural Gas_Fireplace_E10_Baseline Forecast | Residential | Single Family Regular Income | Existing | Secondary Heating | Natural Gas | Fireplace | E10 |  | Baseline Forecast | 0 | 0 | 0 | 0 | 0 | 0 | 0 | 0 | 0 | 0 | 0 | 0 | 0 | 0 | 0 | 0 | 0 | 0 | 0 | 0 | 0 | 0 | 0 | 0 | 0 | 0 | 0 | 0 | 0 | 0 | 0 | 0 | 0
Residential_Single Family Regular Income_Existing_Water Heating_Natural Gas_Water Heater (<= 55 gal)_E1_Baseline Forecast | Residential | Single Family Regular Income | Existing | Water Heating | Natural Gas | Water Heater (<= 55 gal) | E1 |  | Baseline Forecast | 0 | 204.6406 | 237.3925 | 200.4386 | 219.5806 | 238.0763 | 248.5566 | 257.9445 | 266.7166 | 273.3499 | 253.9017 | 258.1964 | 242.1879 | 233.8029 | 222.0934 | 214.591 | 210.0816 | 207.7296 | 207.017 | 255.9742 | 256.7147 | 242.4308 | 244.5486 | 243.711 | 241.1103 | 236.7634 | 231.4631 | 226.936 | 222.5249 | 218.4718 | 217.1734 | 217.5004 | 213.873
Residential_Single Family Regular Income_Existing_Water Heating_Natural Gas_Water Heater (<= 55 gal)_E2_Baseline Forecast | Residential | Single Family Regular Income | Existing | Water Heating | Natural Gas | Water Heater (<= 55 gal) | E2 |  | Baseline Forecast | 0 | 1212.9417 | 1374.4577 | 1140.629 | 1234.8014 | 1322.0085 | 1400.4313 | 1465.3701 | 1519.0456 | 1564.5317 | 1626.9452 | 1657.8585 | 1580.6881 | 1534.3131 | 1464.1583 | 1419.2485 | 1393.6612 | 1382.4604 | 1381.6827 | 1711.1081 | 1719.3008 | 1629.2242 | 1645.7673 | 1644.4008 | 1633.0699 | 1610.509 | 1582.3961 | 1551.4465 | 1521.29 | 1493.5812 | 1484.7048 | 1486.9404 | 1462.1417
Residential_Single Family Regular Income_Existing_Water Heating_Natural Gas_Water Heater (<= 55 gal)_E3_Baseline Forecast | Residential | Single Family Regular Income | Existing | Water Heating | Natural Gas | Water Heater (<= 55 gal) | E3 |  | Baseline Forecast | 0 | 59.0646 | 67.1585 | 55.8773 | 60.5976 | 65.0024 | 68.7054 | 71.8046 | 74.4063 | 76.5772 | 78.3676 | 79.8349 | 75.9506 | 73.6707 | 70.2592 | 68.0765 | 66.8228 | 66.256 | 66.1942 | 81.9601 | 82.3331 | 77.9833 | 78.762 | 78.6713 | 78.0891 | 76.9681 | 75.5772 | 74.0991 | 72.6587 | 71.3353 | 70.9114 | 71.0182 | 69.8337
Residential_Single Family Regular Income_Existing_Water Heating_Natural Gas_Water Heater (<= 55 gal)_E4_Baseline Forecast | Residential | Single Family Regular Income | Existing | Water Heating | Natural Gas | Water Heater (<= 55 gal) | E4 |  | Baseline Forecast | 0 | 0 | 0 | 0 | 0 | 0 | 0 | 0 | 0 | 0 | 0 | 0 | 0 | 0 | 0 | 0 | 0 | 0 | 0 | 0 | 0 | 0 | 0 | 0 | 0 | 0 | 0 | 0 | 0 | 0 | 0 | 0 | 0
Residential_Single Family Regular Income_Existing_Water Heating_Natural Gas_Water Heater (<= 55 gal)_E5_Baseline Forecast | Residential | Single Family Regular Income | Existing | Water Heating | Natural Gas | Water Heater (<= 55 gal) | E5 |  | Baseline Forecast | 0 | 0 | 0 | 0 | 0 | 0 | 0 | 0 | 0 | 0 | 0 | 0 | 0 | 0 | 0 | 0 | 0 | 0 | 0 | 0 | 0 | 0 | 0 | 0 | 0 | 0 | 0 | 0 | 0 | 0 | 0 | 0 | 0
Residential_Single Family Regular Income_Existing_Water Heating_Natural Gas_Water Heater (<= 55 gal)_E6_Baseline Forecast | Residential | Single Family Regular Income | Existing | Water Heating | Natural Gas | Water Heater (<= 55 gal) | E6 |  | Baseline Forecast | 0 | 0 | 0 | 0 | 0 | 0 | 0 | 0 | 0 | 0 | 0 | 0 | 0 | 0 | 0 | 0 | 0 | 0 | 0 | 0 | 0 | 0 | 0 | 0 | 0 | 0 | 0 | 0 | 0 | 0 | 0 | 0 | 0
Residential_Single Family Regular Income_Existing_Water Heating_Natural Gas_Water Heater (<= 55 gal)_E7_Baseline Forecast | Residential | Single Family Regular Income | Existing | Water Heating | Natural Gas | Water Heater (<= 55 gal) | E7 |  | Baseline Forecast | 0 | 0 | 0 | 0 | 0 | 0 | 0 | 0 | 0 | 0 | 0 | 0 | 0 | 0 | 0 | 0 | 0 | 0 | 0 | 0 | 0 | 0 | 0 | 0 | 0 | 0 | 0 | 0 | 0 | 0 | 0 | 0 | 0
Residential_Single Family Regular Income_Existing_Water Heating_Natural Gas_Water Heater (<= 55 gal)_E8_Baseline Forecast | Residential | Single Family Regular Income | Existing | Water Heating | Natural Gas | Water Heater (<= 55 gal) | E8 |  | Baseline Forecast | 0 | 0 | 0 | 0 | 0 | 0 | 0 | 0 | 0 | 0 | 0 | 0 | 0 | 0 | 0 | 0 | 0 | 0 | 0 | 0 | 0 | 0 | 0 | 0 | 0 | 0 | 0 | 0 | 0 | 0 | 0 | 0 | 0
Residential_Single Family Regular Income_Existing_Water Heating_Natural Gas_Water Heater (<= 55 gal)_E9_Baseline Forecast | Residential | Single Family Regular Income | Existing | Water Heating | Natural Gas | Water Heater (<= 55 gal) | E9 |  | Baseline Forecast | 0 | 0 | 0 | 0 | 0 | 0 | 0 | 0 | 0 | 0 | 0 | 0 | 0 | 0 | 0 | 0 | 0 | 0 | 0 | 0 | 0 | 0 | 0 | 0 | 0 | 0 | 0 | 0 | 0 | 0 | 0 | 0 | 0
Residential_Single Family Regular Income_Existing_Water Heating_Natural Gas_Water Heater (<= 55 gal)_E10_Baseline Forecast | Residential | Single Family Regular Income | Existing | Water Heating | Natural Gas | Water Heater (<= 55 gal) | E10 |  | Baseline Forecast | 0 | 0 | 0 | 0 | 0 | 0 | 0 | 0 | 0 | 0 | 0 | 0 | 0 | 0 | 0 | 0 | 0 | 0 | 0 | 0 | 0 | 0 | 0 | 0 | 0 | 0 | 0 | 0 | 0 | 0 | 0 | 0 | 0
Residential_Single Family Regular Income_Existing_Water Heating_Natural Gas_Water Heater (> 55 gal)_E1_Baseline Forecast | Residential | Single Family Regular Income | Existing | Water Heating | Natural Gas | Water Heater (> 55 gal) | E1 |  | Baseline Forecast | 0 | 6.4006 | 7.425 | 6.2692 | 6.8679 | 7.4464 | 7.7741 | 8.0678 | 8.3421 | 8.5496 | 7.9413 | 8.0757 | 7.575 | 7.3127 | 6.9465 | 6.7118 | 6.5708 | 6.4972 | 6.4749 | 8.0061 | 8.0293 | 7.5825 | 7.6488 | 7.6226 | 7.5412 | 7.4053 | 7.2395 | 7.0979 | 6.9599 | 6.8332 | 6.7926 | 6.8028 | 6.7264
Residential_Single Family Regular Income_Existing_Water Heating_Natural Gas_Water Heater (> 55 gal)_E2_Baseline Forecast | Residential | Single Family Regular Income | Existing | Water Heating | Natural Gas | Water Heater (> 55 gal) | E2 |  | Baseline Forecast | 0 | 37.9374 | 42.9892 | 35.6756 | 38.6211 | 41.3487 | 43.8015 | 45.8326 | 47.5114 | 48.9341 | 50.8862 | 51.8531 | 49.4395 | 47.989 | 45.7947 | 44.3901 | 43.5898 | 43.2395 | 43.2151 | 53.5186 | 53.7749 | 50.9575 | 51.4749 | 51.4322 | 51.0778 | 50.3722 | 49.4929 | 48.5249 | 47.5816 | 46.715 | 46.4374 | 46.5073 | 45.9853
Residential_Single Family Regular Income_Existing_Water Heating_Natural Gas_Water Heater (> 55 gal)_E3_Baseline Forecast | Residential | Single Family Regular Income | Existing | Water Heating | Natural Gas | Water Heater (> 55 gal) | E3 |  | Baseline Forecast | 0 | 1.8474 | 2.1005 | 1.7477 | 1.8953 | 2.0331 | 2.1489 | 2.2458 | 2.3272 | 2.3951 | 2.4511 | 2.497 | 2.3755 | 2.3042 | 2.1975 | 2.1292 | 2.09 | 2.0723 | 2.0704 | 2.5635 | 2.5751 | 2.4391 | 2.4635 | 2.4606 | 2.4424 | 2.4073 | 2.3638 | 2.3176 | 2.2726 | 2.2312 | 2.2179 | 2.2212 | 2.1963
Residential_Single Family Regular Income_Existing_Water Heating_Natural Gas_Water Heater (> 55 gal)_E4_Baseline Forecast | Residential | Single Family Regular Income | Existing | Water Heating | Natural Gas | Water Heater (> 55 gal) | E4 |  | Baseline Forecast | 0 | 0 | 0 | 0 | 0 | 0 | 0 | 0 | 0 | 0 | 0 | 0 | 0 | 0 | 0 | 0 | 0 | 0 | 0 | 0 | 0 | 0 | 0 | 0 | 0 | 0 | 0 | 0 | 0 | 0 | 0 | 0 | 0
Residential_Single Family Regular Income_Existing_Water Heating_Natural Gas_Water Heater (> 55 gal)_E5_Baseline Forecast | Residential | Single Family Regular Income | Existing | Water Heating | Natural Gas | Water Heater (> 55 gal) | E5 |  | Baseline Forecast | 0 | 0 | 0 | 0 | 0 | 0 | 0 | 0 | 0 | 0 | 0 | 0 | 0 | 0 | 0 | 0 | 0 | 0 | 0 | 0 | 0 | 0 | 0 | 0 | 0 | 0 | 0 | 0 | 0 | 0 | 0 | 0 | 0
Residential_Single Family Regular Income_Existing_Water Heating_Natural Gas_Water Heater (> 55 gal)_E6_Baseline Forecast | Residential | Single Family Regular Income | Existing | Water Heating | Natural Gas | Water Heater (> 55 gal) | E6 |  | Baseline Forecast | 0 | 0 | 0 | 0 | 0 | 0 | 0 | 0 | 0 | 0 | 0 | 0 | 0 | 0 | 0 | 0 | 0 | 0 | 0 | 0 | 0 | 0 | 0 | 0 | 0 | 0 | 0 | 0 | 0 | 0 | 0 | 0 | 0
Residential_Single Family Regular Income_Existing_Water Heating_Natural Gas_Water Heater (> 55 gal)_E7_Baseline Forecast | Residential | Single Family Regular Income | Existing | Water Heating | Natural Gas | Water Heater (> 55 gal) | E7 |  | Baseline Forecast | 0 | 0 | 0 | 0 | 0 | 0 | 0 | 0 | 0 | 0 | 0 | 0 | 0 | 0 | 0 | 0 | 0 | 0 | 0 | 0 | 0 | 0 | 0 | 0 | 0 | 0 | 0 | 0 | 0 | 0 | 0 | 0 | 0
Residential_Single Family Regular Income_Existing_Water Heating_Natural Gas_Water Heater (> 55 gal)_E8_Baseline Forecast | Residential | Single Family Regular Income | Existing | Water Heating | Natural Gas | Water Heater (> 55 gal) | E8 |  | Baseline Forecast | 0 | 0 | 0 | 0 | 0 | 0 | 0 | 0 | 0 | 0 | 0 | 0 | 0 | 0 | 0 | 0 | 0 | 0 | 0 | 0 | 0 | 0 | 0 | 0 | 0 | 0 | 0 | 0 | 0 | 0 | 0 | 0 | 0
Residential_Single Family Regular Income_Existing_Water Heating_Natural Gas_Water Heater (> 55 gal)_E9_Baseline Forecast | Residential | Single Family Regular Income | Existing | Water Heating | Natural Gas | Water Heater (> 55 gal) | E9 |  | Baseline Forecast | 0 | 0 | 0 | 0 | 0 | 0 | 0 | 0 | 0 | 0 | 0 | 0 | 0 | 0 | 0 | 0 | 0 | 0 | 0 | 0 | 0 | 0 | 0 | 0 | 0 | 0 | 0 | 0 | 0 | 0 | 0 | 0 | 0
Residential_Single Family Regular Income_Existing_Water Heating_Natural Gas_Water Heater (> 55 gal)_E10_Baseline Forecast | Residential | Single Family Regular Income | Existing | Water Heating | Natural Gas | Water Heater (> 55 gal) | E10 |  | Baseline Forecast | 0 | 0 | 0 | 0 | 0 | 0 | 0 | 0 | 0 | 0 | 0 | 0 | 0 | 0 | 0 | 0 | 0 | 0 | 0 | 0 | 0 | 0 | 0 | 0 | 0 | 0 | 0 | 0 | 0 | 0 | 0 | 0 | 0
Residential_Single Family Regular Income_Existing_Appliances_Natural Gas_Clothes Dryer_E1_Baseline Forecast | Residential | Single Family Regular Income | Existing | Appliances | Natural Gas | Clothes Dryer | E1 |  | Baseline Forecast | 0 | 172.3133 | 195.3957 | 158.1103 | 171.9597 | 184.9695 | 196.0394 | 205.435 | 213.4561 | 220.2822 | 226.0436 | 216.9358 | 212.2537 | 203.2246 | 197.6929 | 194.8173 | 193.9293 | 194.4846 | 243.4512 | 245.2066 | 231.2298 | 232.4178 | 232.1079 | 230.0055 | 226.9522 | 223.5254 | 220.1154 | 216.9719 | 216.94 | 218.3851 | 216.4666 | 215.9634 | 216.2327
Residential_Single Family Regular Income_Existing_Appliances_Natural Gas_Clothes Dryer_E2_Baseline Forecast | Residential | Single Family Regular Income | Existing | Appliances | Natural Gas | Clothes Dryer | E2 |  | Baseline Forecast | 0 | 138.0078 | 156.5119 | 126.6574 | 137.7414 | 148.1786 | 157.0875 | 164.6514 | 171.1239 | 176.6398 | 181.3046 | 174.0399 | 170.3254 | 163.1214 | 158.7198 | 156.4501 | 155.7759 | 156.2635 | 195.6577 | 197.1182 | 185.924 | 186.9187 | 186.7006 | 185.0378 | 182.6001 | 179.8556 | 177.1207 | 174.5955 | 174.568 | 175.7248 | 174.1671 | 173.7447 | 173.9372
Residential_Single Family Regular Income_Existing_Appliances_Natural Gas_Clothes Dryer_E3_Baseline Forecast | Residential | Single Family Regular Income | Existing | Appliances | Natural Gas | Clothes Dryer | E3 |  | Baseline Forecast | 0 | 0 | 0 | 0 | 0 | 0 | 0 | 0 | 0 | 0 | 0 | 0 | 0 | 0 | 0 | 0 | 0 | 0 | 0 | 0 | 0 | 0 | 0 | 0 | 0 | 0 | 0 | 0 | 0 | 0 | 0 | 0 | 0
Residential_Single Family Regular Income_Existing_Appliances_Natural Gas_Clothes Dryer_E4_Baseline Forecast | Residential | Single Family Regular Income | Existing | Appliances | Natural Gas | Clothes Dryer | E4 |  | Baseline Forecast | 0 | 0 | 0 | 0 | 0 | 0 | 0 | 0 | 0 | 0 | 0 | 0 | 0 | 0 | 0 | 0 | 0 | 0 | 0 | 0 | 0 | 0 | 0 | 0 | 0 | 0 | 0 | 0 | 0 | 0 | 0 | 0 | 0
Residential_Single Family Regular Income_Existing_Appliances_Natural Gas_Clothes Dryer_E5_Baseline Forecast | Residential | Single Family Regular Income | Existing | Appliances | Natural Gas | Clothes Dryer | E5 |  | Baseline Forecast | 0 | 0 | 0 | 0 | 0 | 0 | 0 | 0 | 0 | 0 | 0 | 0 | 0 | 0 | 0 | 0 | 0 | 0 | 0 | 0 | 0 | 0 | 0 | 0 | 0 | 0 | 0 | 0 | 0 | 0 | 0 | 0 | 0
Residential_Single Family Regular Income_Existing_Appliances_Natural Gas_Clothes Dryer_E6_Baseline Forecast | Residential | Single Family Regular Income | Existing | Appliances | Natural Gas | Clothes Dryer | E6 |  | Baseline Forecast | 0 | 0 | 0 | 0 | 0 | 0 | 0 | 0 | 0 | 0 | 0 | 0 | 0 | 0 | 0 | 0 | 0 | 0 | 0 | 0 | 0 | 0 | 0 | 0 | 0 | 0 | 0 | 0 | 0 | 0 | 0 | 0 | 0
Residential_Single Family Regular Income_Existing_Appliances_Natural Gas_Clothes Dryer_E7_Baseline Forecast | Residential | Single Family Regular Income | Existing | Appliances | Natural Gas | Clothes Dryer | E7 |  | Baseline Forecast | 0 | 0 | 0 | 0 | 0 | 0 | 0 | 0 | 0 | 0 | 0 | 0 | 0 | 0 | 0 | 0 | 0 | 0 | 0 | 0 | 0 | 0 | 0 | 0 | 0 | 0 | 0 | 0 | 0 | 0 | 0 | 0 | 0
Residential_Single Family Regular Income_Existing_Appliances_Natural Gas_Clothes Dryer_E8_Baseline Forecast | Residential | Single Family Regular Income | Existing | Appliances | Natural Gas | Clothes Dryer | E8 |  | Baseline Forecast | 0 | 0 | 0 | 0 | 0 | 0 | 0 | 0 | 0 | 0 | 0 | 0 | 0 | 0 | 0 | 0 | 0 | 0 | 0 | 0 | 0 | 0 | 0 | 0 | 0 | 0 | 0 | 0 | 0 | 0 | 0 | 0 | 0
Residential_Single Family Regular Income_Existing_Appliances_Natural Gas_Clothes Dryer_E9_Baseline Forecast | Residential | Single Family Regular Income | Existing | Appliances | Natural Gas | Clothes Dryer | E9 |  | Baseline Forecast | 0 | 0 | 0 | 0 | 0 | 0 | 0 | 0 | 0 | 0 | 0 | 0 | 0 | 0 | 0 | 0 | 0 | 0 | 0 | 0 | 0 | 0 | 0 | 0 | 0 | 0 | 0 | 0 | 0 | 0 | 0 | 0 | 0
Residential_Single Family Regular Income_Existing_Appliances_Natural Gas_Clothes Dryer_E10_Baseline Forecast | Residential | Single Family Regular Income | Existing | Appliances | Natural Gas | Clothes Dryer | E10 |  | Baseline Forecast | 0 | 0 | 0 | 0 | 0 | 0 | 0 | 0 | 0 | 0 | 0 | 0 | 0 | 0 | 0 | 0 | 0 | 0 | 0 | 0 | 0 | 0 | 0 | 0 | 0 | 0 | 0 | 0 | 0 | 0 | 0 | 0 | 0
Residential_Single Family Regular Income_Existing_Appliances_Natural Gas_Stove/Oven_E1_Baseline Forecast | Residential | Single Family Regular Income | Existing | Appliances | Natural Gas | Stove/Oven | E1 |  | Baseline Forecast | 0 | 484.5355 | 557.3141 | 508.3041 | 549.099 | 586.6327 | 617.4993 | 642.6862 | 663.2241 | 679.7654 | 692.7866 | 650.9019 | 624.0656 | 595.2305 | 576.8267 | 566.2024 | 561.2802 | 560.3903 | 681.7132 | 685.2016 | 661.7914 | 659.4293 | 651.952 | 640.1575 | 626.345 | 612.0392 | 598.2339 | 585.5325 | 576.8799 | 573.639 | 567.3155 | 564.1784 | 562.4586
Residential_Single Family Regular Income_Existing_Appliances_Natural Gas_Stove/Oven_E2_Baseline Forecast | Residential | Single Family Regular Income | Existing | Appliances | Natural Gas | Stove/Oven | E2 |  | Baseline Forecast | 0 | 208.4242 | 239.7887 | 218.7448 | 236.2612 | 252.4726 | 265.9123 | 276.8917 | 285.9048 | 293.1984 | 298.982 | 281.0541 | 269.6161 | 257.3071 | 249.489 | 245.0329 | 243.0409 | 242.8032 | 295.5447 | 297.2286 | 287.2208 | 286.3345 | 283.1962 | 278.1708 | 272.2329 | 266.0582 | 260.0871 | 254.5792 | 250.8111 | 249.3823 | 246.5878 | 245.1673 | 244.3418
Residential_Single Family Regular Income_Existing_Appliances_Natural Gas_Stove/Oven_E3_Baseline Forecast | Residential | Single Family Regular Income | Existing | Appliances | Natural Gas | Stove/Oven | E3 |  | Baseline Forecast | 0 | 0 | 0 | 0 | 0 | 0 | 0 | 0 | 0 | 0 | 0 | 0 | 0 | 0 | 0 | 0 | 0 | 0 | 0 | 0 | 0 | 0 | 0 | 0 | 0 | 0 | 0 | 0 | 0 | 0 | 0 | 0 | 0
Residential_Single Family Regular Income_Existing_Appliances_Natural Gas_Stove/Oven_E4_Baseline Forecast | Residential | Single Family Regular Income | Existing | Appliances | Natural Gas | Stove/Oven | E4 |  | Baseline Forecast | 0 | 0 | 0 | 0 | 0 | 0 | 0 | 0 | 0 | 0 | 0 | 0 | 0 | 0 | 0 | 0 | 0 | 0 | 0 | 0 | 0 | 0 | 0 | 0 | 0 | 0 | 0 | 0 | 0 | 0 | 0 | 0 | 0
Residential_Single Family Regular Income_Existing_Appliances_Natural Gas_Stove/Oven_E5_Baseline Forecast | Residential | Single Family Regular Income | Existing | Appliances | Natural Gas | Stove/Oven | E5 |  | Baseline Forecast | 0 | 0 | 0 | 0 | 0 | 0 | 0 | 0 | 0 | 0 | 0 | 0 | 0 | 0 | 0 | 0 | 0 | 0 | 0 | 0 | 0 | 0 | 0 | 0 | 0 | 0 | 0 | 0 | 0 | 0 | 0 | 0 | 0
Residential_Single Family Regular Income_Existing_Appliances_Natural Gas_Stove/Oven_E6_Baseline Forecast | Residential | Single Family Regular Income | Existing | Appliances | Natural Gas | Stove/Oven | E6 |  | Baseline Forecast | 0 | 0 | 0 | 0 | 0 | 0 | 0 | 0 | 0 | 0 | 0 | 0 | 0 | 0 | 0 | 0 | 0 | 0 | 0 | 0 | 0 | 0 | 0 | 0 | 0 | 0 | 0 | 0 | 0 | 0 | 0 | 0 | 0
Residential_Single Family Regular Income_Existing_Appliances_Natural Gas_Stove/Oven_E7_Baseline Forecast | Residential | Single Family Regular Income | Existing | Appliances | Natural Gas | Stove/Oven | E7 |  | Baseline Forecast | 0 | 0 | 0 | 0 | 0 | 0 | 0 | 0 | 0 | 0 | 0 | 0 | 0 | 0 | 0 | 0 | 0 | 0 | 0 | 0 | 0 | 0 | 0 | 0 | 0 | 0 | 0 | 0 | 0 | 0 | 0 | 0 | 0
Residential_Single Family Regular Income_Existing_Appliances_Natural Gas_Stove/Oven_E8_Baseline Forecast | Residential | Single Family Regular Income | Existing | Appliances | Natural Gas | Stove/Oven | E8 |  | Baseline Forecast | 0 | 0 | 0 | 0 | 0 | 0 | 0 | 0 | 0 | 0 | 0 | 0 | 0 | 0 | 0 | 0 | 0 | 0 | 0 | 0 | 0 | 0 | 0 | 0 | 0 | 0 | 0 | 0 | 0 | 0 | 0 | 0 | 0
Residential_Single Family Regular Income_Existing_Appliances_Natural Gas_Stove/Oven_E9_Baseline Forecast | Residential | Single Family Regular Income | Existing | Appliances | Natural Gas | Stove/Oven | E9 |  | Baseline Forecast | 0 | 0 | 0 | 0 | 0 | 0 | 0 | 0 | 0 | 0 | 0 | 0 | 0 | 0 | 0 | 0 | 0 | 0 | 0 | 0 | 0 | 0 | 0 | 0 | 0 | 0 | 0 | 0 | 0 | 0 | 0 | 0 | 0
Residential_Single Family Regular Income_Existing_Appliances_Natural Gas_Stove/Oven_E10_Baseline Forecast | Residential | Single Family Regular Income | Existing | Appliances | Natural Gas | Stove/Oven | E10 |  | Baseline Forecast | 0 | 0 | 0 | 0 | 0 | 0 | 0 | 0 | 0 | 0 | 0 | 0 | 0 | 0 | 0 | 0 | 0 | 0 | 0 | 0 | 0 | 0 | 0 | 0 | 0 | 0 | 0 | 0 | 0 | 0 | 0 | 0 | 0
Residential_Single Family Regular Income_Existing_Miscellaneous_Natural Gas_Pool Heater_E1_Baseline Forecast | Residential | Single Family Regular Income | Existing | Miscellaneous | Natural Gas | Pool Heater | E1 |  | Baseline Forecast | 0 | 6.7335 | 8.4232 | 8.5463 | 9.3918 | 10.0927 | 10.6195 | 11.0076 | 11.29 | 11.488 | 10.2989 | 9.6455 | 9.1563 | 8.9403 | 8.8996 | 10.4651 | 10.648 | 10.5259 | 10.6424 | 10.4696 | 10.1752 | 9.8224 | 9.4788 | 9.1795 | 8.9139 | 8.8532 | 8.8178 | 8.8703 | 8.9189 | 9.2632 | 9.1659 | 8.9592 | 8.7949
Residential_Single Family Regular Income_Existing_Miscellaneous_Natural Gas_Pool Heater_E2_Baseline Forecast | Residential | Single Family Regular Income | Existing | Miscellaneous | Natural Gas | Pool Heater | E2 |  | Baseline Forecast | 0 | 0.35439 | 0.44332 | 0.44981 | 0.4943 | 0.53119 | 0.55892 | 0.57935 | 0.59421 | 0.60463 | 0.54205 | 0.50766 | 0.48191 | 0.47054 | 0.4684 | 0.55079 | 0.56042 | 0.55399 | 0.56013 | 0.55103 | 0.53554 | 0.51697 | 0.49889 | 0.48313 | 0.46915 | 0.46596 | 0.46409 | 0.46686 | 0.46941 | 0.48754 | 0.48242 | 0.47154 | 0.46289
Residential_Single Family Regular Income_Existing_Miscellaneous_Natural Gas_Pool Heater_E3_Baseline Forecast | Residential | Single Family Regular Income | Existing | Miscellaneous | Natural Gas | Pool Heater | E3 |  | Baseline Forecast | 0 | 0 | 0 | 0 | 0 | 0 | 0 | 0 | 0 | 0 | 0 | 0 | 0 | 0 | 0 | 0 | 0 | 0 | 0 | 0 | 0 | 0 | 0 | 0 | 0 | 0 | 0 | 0 | 0 | 0 | 0 | 0 | 0
Residential_Single Family Regular Income_Existing_Miscellaneous_Natural Gas_Pool Heater_E4_Baseline Forecast | Residential | Single Family Regular Income | Existing | Miscellaneous | Natural Gas | Pool Heater | E4 |  | Baseline Forecast | 0 | 0 | 0 | 0 | 0 | 0 | 0 | 0 | 0 | 0 | 0 | 0 | 0 | 0 | 0 | 0 | 0 | 0 | 0 | 0 | 0 | 0 | 0 | 0 | 0 | 0 | 0 | 0 | 0 | 0 | 0 | 0 | 0
Residential_Single Family Regular Income_Existing_Miscellaneous_Natural Gas_Pool Heater_E5_Baseline Forecast | Residential | Single Family Regular Income | Existing | Miscellaneous | Natural Gas | Pool Heater | E5 |  | Baseline Forecast | 0 | 0 | 0 | 0 | 0 | 0 | 0 | 0 | 0 | 0 | 0 | 0 | 0 | 0 | 0 | 0 | 0 | 0 | 0 | 0 | 0 | 0 | 0 | 0 | 0 | 0 | 0 | 0 | 0 | 0 | 0 | 0 | 0
Residential_Single Family Regular Income_Existing_Miscellaneous_Natural Gas_Pool Heater_E6_Baseline Forecast | Residential | Single Family Regular Income | Existing | Miscellaneous | Natural Gas | Pool Heater | E6 |  | Baseline Forecast | 0 | 0 | 0 | 0 | 0 | 0 | 0 | 0 | 0 | 0 | 0 | 0 | 0 | 0 | 0 | 0 | 0 | 0 | 0 | 0 | 0 | 0 | 0 | 0 | 0 | 0 | 0 | 0 | 0 | 0 | 0 | 0 | 0
Residential_Single Family Regular Income_Existing_Miscellaneous_Natural Gas_Pool Heater_E7_Baseline Forecast | Residential | Single Family Regular Income | Existing | Miscellaneous | Natural Gas | Pool Heater | E7 |  | Baseline Forecast | 0 | 0 | 0 | 0 | 0 | 0 | 0 | 0 | 0 | 0 | 0 | 0 | 0 | 0 | 0 | 0 | 0 | 0 | 0 | 0 | 0 | 0 | 0 | 0 | 0 | 0 | 0 | 0 | 0 | 0 | 0 | 0 | 0
Residential_Single Family Regular Income_Existing_Miscellaneous_Natural Gas_Pool Heater_E8_Baseline Forecast | Residential | Single Family Regular Income | Existing | Miscellaneous | Natural Gas | Pool Heater | E8 |  | Baseline Forecast | 0 | 0 | 0 | 0 | 0 | 0 | 0 | 0 | 0 | 0 | 0 | 0 | 0 | 0 | 0 | 0 | 0 | 0 | 0 | 0 | 0 | 0 | 0 | 0 | 0 | 0 | 0 | 0 | 0 | 0 | 0 | 0 | 0
Residential_Single Family Regular Income_Existing_Miscellaneous_Natural Gas_Pool Heater_E9_Baseline Forecast | Residential | Single Family Regular Income | Existing | Miscellaneous | Natural Gas | Pool Heater | E9 |  | Baseline Forecast | 0 | 0 | 0 | 0 | 0 | 0 | 0 | 0 | 0 | 0 | 0 | 0 | 0 | 0 | 0 | 0 | 0 | 0 | 0 | 0 | 0 | 0 | 0 | 0 | 0 | 0 | 0 | 0 | 0 | 0 | 0 | 0 | 0
Residential_Single Family Regular Income_Existing_Miscellaneous_Natural Gas_Pool Heater_E10_Baseline Forecast | Residential | Single Family Regular Income | Existing | Miscellaneous | Natural Gas | Pool Heater | E10 |  | Baseline Forecast | 0 | 0 | 0 | 0 | 0 | 0 | 0 | 0 | 0 | 0 | 0 | 0 | 0 | 0 | 0 | 0 | 0 | 0 | 0 | 0 | 0 | 0 | 0 | 0 | 0 | 0 | 0 | 0 | 0 | 0 | 0 | 0 | 0
Residential_Single Family Regular Income_Existing_Miscellaneous_Natural Gas_Miscellaneous_E1_Baseline Forecast | Residential | Single Family Regular Income | Existing | Miscellaneous | Natural Gas | Miscellaneous | E1 |  | Baseline Forecast | 0 | 2404.53 | 2896.3542 | 2965.2936 | 3226.2148 | 3455.0588 | 3635.6352 | 3365.6655 | 3215.9249 | 3105.6608 | 3061.0714 | 3061.1904 | 3090.2337 | 3655.3475 | 3633.0925 | 3506.4092 | 3448.2002 | 3385.7652 | 3326.7984 | 3256.1933 | 3222.4348 | 3183.6122 | 3157.9071 | 3137.4419 | 3118.2979 | 3222.3456 | 3160.8414 | 3078.4839 | 3022.9188 | 2972.8348 | 2929.3374 | 2906.7258 | 2887.3158
Residential_Single Family Regular Income_Existing_Miscellaneous_Natural Gas_Miscellaneous_E2_Baseline Forecast | Residential | Single Family Regular Income | Existing | Miscellaneous | Natural Gas | Miscellaneous | E2 |  | Baseline Forecast | 0 | 0 | 0 | 0 | 0 | 0 | 0 | 0 | 0 | 0 | 0 | 0 | 0 | 0 | 0 | 0 | 0 | 0 | 0 | 0 | 0 | 0 | 0 | 0 | 0 | 0 | 0 | 0 | 0 | 0 | 0 | 0 | 0
Residential_Single Family Regular Income_Existing_Miscellaneous_Natural Gas_Miscellaneous_E3_Baseline Forecast | Residential | Single Family Regular Income | Existing | Miscellaneous | Natural Gas | Miscellaneous | E3 |  | Baseline Forecast | 0 | 0 | 0 | 0 | 0 | 0 | 0 | 0 | 0 | 0 | 0 | 0 | 0 | 0 | 0 | 0 | 0 | 0 | 0 | 0 | 0 | 0 | 0 | 0 | 0 | 0 | 0 | 0 | 0 | 0 | 0 | 0 | 0
Residential_Single Family Regular Income_Existing_Miscellaneous_Natural Gas_Miscellaneous_E4_Baseline Forecast | Residential | Single Family Regular Income | Existing | Miscellaneous | Natural Gas | Miscellaneous | E4 |  | Baseline Forecast | 0 | 0 | 0 | 0 | 0 | 0 | 0 | 0 | 0 | 0 | 0 | 0 | 0 | 0 | 0 | 0 | 0 | 0 | 0 | 0 | 0 | 0 | 0 | 0 | 0 | 0 | 0 | 0 | 0 | 0 | 0 | 0 | 0
Residential_Single Family Regular Income_Existing_Miscellaneous_Natural Gas_Miscellaneous_E5_Baseline Forecast | Residential | Single Family Regular Income | Existing | Miscellaneous | Natural Gas | Miscellaneous | E5 |  | Baseline Forecast | 0 | 0 | 0 | 0 | 0 | 0 | 0 | 0 | 0 | 0 | 0 | 0 | 0 | 0 | 0 | 0 | 0 | 0 | 0 | 0 | 0 | 0 | 0 | 0 | 0 | 0 | 0 | 0 | 0 | 0 | 0 | 0 | 0
Residential_Single Family Regular Income_Existing_Miscellaneous_Natural Gas_Miscellaneous_E6_Baseline Forecast | Residential | Single Family Regular Income | Existing | Miscellaneous | Natural Gas | Miscellaneous | E6 |  | Baseline Forecast | 0 | 0 | 0 | 0 | 0 | 0 | 0 | 0 | 0 | 0 | 0 | 0 | 0 | 0 | 0 | 0 | 0 | 0 | 0 | 0 | 0 | 0 | 0 | 0 | 0 | 0 | 0 | 0 | 0 | 0 | 0 | 0 | 0
Residential_Single Family Regular Income_Existing_Miscellaneous_Natural Gas_Miscellaneous_E7_Baseline Forecast | Residential | Single Family Regular Income | Existing | Miscellaneous | Natural Gas | Miscellaneous | E7 |  | Baseline Forecast | 0 | 0 | 0 | 0 | 0 | 0 | 0 | 0 | 0 | 0 | 0 | 0 | 0 | 0 | 0 | 0 | 0 | 0 | 0 | 0 | 0 | 0 | 0 | 0 | 0 | 0 | 0 | 0 | 0 | 0 | 0 | 0 | 0
Residential_Single Family Regular Income_Existing_Miscellaneous_Natural Gas_Miscellaneous_E8_Baseline Forecast | Residential | Single Family Regular Income | Existing | Miscellaneous | Natural Gas | Miscellaneous | E8 |  | Baseline Forecast | 0 | 0 | 0 | 0 | 0 | 0 | 0 | 0 | 0 | 0 | 0 | 0 | 0 | 0 | 0 | 0 | 0 | 0 | 0 | 0 | 0 | 0 | 0 | 0 | 0 | 0 | 0 | 0 | 0 | 0 | 0 | 0 | 0
Residential_Single Family Regular Income_Existing_Miscellaneous_Natural Gas_Miscellaneous_E9_Baseline Forecast | Residential | Single Family Regular Income | Existing | Miscellaneous | Natural Gas | Miscellaneous | E9 |  | Baseline Forecast | 0 | 0 | 0 | 0 | 0 | 0 | 0 | 0 | 0 | 0 | 0 | 0 | 0 | 0 | 0 | 0 | 0 | 0 | 0 | 0 | 0 | 0 | 0 | 0 | 0 | 0 | 0 | 0 | 0 | 0 | 0 | 0 | 0
Residential_Single Family Regular Income_Existing_Miscellaneous_Natural Gas_Miscellaneous_E10_Baseline Forecast | Residential | Single Family Regular Income | Existing | Miscellaneous | Natural Gas | Miscellaneous | E10 |  | Baseline Forecast | 0 | 0 | 0 | 0 | 0 | 0 | 0 | 0 | 0 | 0 | 0 | 0 | 0 | 0 | 0 | 0 | 0 | 0 | 0 | 0 | 0 | 0 | 0 | 0 | 0 | 0 | 0 | 0 | 0 | 0 | 0 | 0 | 0
Residential_Single Family Regular Income_New_Space Heating_Natural Gas_Furnace_E1_Baseline Forecast | Residential | Single Family Regular Income | New | Space Heating | Natural Gas | Furnace | E1 |  | Baseline Forecast | 0 | 212.247 | 320.9791 | 302.6522 | 284.1982 | 0 | 0 | 0 | 0 | 0 | 0 | 0 | 0 | 0 | 0 | 0 | 0 | 0 | 0 | 0 | 0 | 0 | 0 | 0 | 0 | 0 | 0 | 0 | 0 | 0 | 0 | 0 | 0
Residential_Single Family Regular Income_New_Space Heating_Natural Gas_Furnace_E2_Baseline Forecast | Residential | Single Family Regular Income | New | Space Heating | Natural Gas | Furnace | E2 |  | Baseline Forecast | 0 | 3.9209 | 5.9307 | 5.5929 | 5.2507 | 0 | 0 | 0 | 0 | 0 | 0 | 0 | 0 | 0 | 0 | 0 | 0 | 0 | 0 | 0 | 0 | 0 | 0 | 0 | 0 | 0 | 0 | 0 | 0 | 0 | 0 | 0 | 0
Residential_Single Family Regular Income_New_Space Heating_Natural Gas_Furnace_E3_Baseline Forecast | Residential | Single Family Regular Income | New | Space Heating | Natural Gas | Furnace | E3 |  | Baseline Forecast | 0 | 0.0049757 | 0.0075266 | 0.0070982 | 0.0066634 | 0 | 0 | 0 | 0 | 0 | 0 | 0 | 0 | 0 | 0 | 0 | 0 | 0 | 0 | 0 | 0 | 0 | 0 | 0 | 0 | 0 | 0 | 0 | 0 | 0 | 0 | 0 | 0
Residential_Single Family Regular Income_New_Space Heating_Natural Gas_Furnace_E4_Baseline Forecast | Residential | Single Family Regular Income | New | Space Heating | Natural Gas | Furnace | E4 |  | Baseline Forecast | 0 | 0 | 0 | 0 | 0 | 269.6895 | 265.7339 | 261.879 | 256.7009 | 253.4539 | 252.0927 | 250.6976 | 249.7402 | 249.2131 | 248.3688 | 247.6625 | 247.0192 | 246.8317 | 303.1401 | 360.6537 | 409.2549 | 449.7996 | 461.2067 | 470.2669 | 477.0898 | 560.8979 | 552.4715 | 544.8446 | 537.4285 | 531.0768 | 595.5458 | 628.6483 | 633.3322
Residential_Single Family Regular Income_New_Space Heating_Natural Gas_Furnace_E5_Baseline Forecast | Residential | Single Family Regular Income | New | Space Heating | Natural Gas | Furnace | E5 |  | Baseline Forecast | 0 | 0.004977 | 0.0075336 | 0.0071084 | 0.0066695 | 1.1237e-15 | 1.1068e-15 | 1.0905e-15 | 1.0685e-15 | 1.0546e-15 | 1.0486e-15 | 1.0428e-15 | 1.0393e-15 | 1.038e-15 | 1.0359e-15 | 1.0344e-15 | 1.0332e-15 | 1.0339e-15 | 1.2716e-15 | 1.5152e-15 | 1.7213e-15 | 1.8928e-15 | 1.942e-15 | 1.9814e-15 | 2.0115e-15 | 2.3666e-15 | 2.3329e-15 | 2.3025e-15 | 2.2732e-15 | 2.2485e-15 | 2.524e-15 | 2.6671e-15 | 2.6901e-15
Residential_Single Family Regular Income_New_Space Heating_Natural Gas_Furnace_E6_Baseline Forecast | Residential | Single Family Regular Income | New | Space Heating | Natural Gas | Furnace | E6 |  | Baseline Forecast | 0 | 0 | 0 | 0 | 0 | 0 | 0 | 0 | 0 | 0 | 0 | 0 | 0 | 0 | 0 | 0 | 0 | 0 | 0 | 0 | 0 | 0 | 0 | 0 | 0 | 0 | 0 | 0 | 0 | 0 | 0 | 0 | 0
Residential_Single Family Regular Income_New_Space Heating_Natural Gas_Furnace_E7_Baseline Forecast | Residential | Single Family Regular Income | New | Space Heating | Natural Gas | Furnace | E7 |  | Baseline Forecast | 0 | 0 | 0 | 0 | 0 | 0 | 0 | 0 | 0 | 0 | 0 | 0 | 0 | 0 | 0 | 0 | 0 | 0 | 0 | 0 | 0 | 0 | 0 | 0 | 0 | 0 | 0 | 0 | 0 | 0 | 0 | 0 | 0
Residential_Single Family Regular Income_New_Space Heating_Natural Gas_Furnace_E8_Baseline Forecast | Residential | Single Family Regular Income | New | Space Heating | Natural Gas | Furnace | E8 |  | Baseline Forecast | 0 | 0 | 0 | 0 | 0 | 0 | 0 | 0 | 0 | 0 | 0 | 0 | 0 | 0 | 0 | 0 | 0 | 0 | 0 | 0 | 0 | 0 | 0 | 0 | 0 | 0 | 0 | 0 | 0 | 0 | 0 | 0 | 0
Residential_Single Family Regular Income_New_Space Heating_Natural Gas_Furnace_E9_Baseline Forecast | Residential | Single Family Regular Income | New | Space Heating | Natural Gas | Furnace | E9 |  | Baseline Forecast | 0 | 0 | 0 | 0 | 0 | 0 | 0 | 0 | 0 | 0 | 0 | 0 | 0 | 0 | 0 | 0 | 0 | 0 | 0 | 0 | 0 | 0 | 0 | 0 | 0 | 0 | 0 | 0 | 0 | 0 | 0 | 0 | 0
Residential_Single Family Regular Income_New_Space Heating_Natural Gas_Furnace_E10_Baseline Forecast | Residential | Single Family Regular Income | New | Space Heating | Natural Gas | Furnace | E10 |  | Baseline Forecast | 0 | 0 | 0 | 0 | 0 | 0 | 0 | 0 | 0 | 0 | 0 | 0 | 0 | 0 | 0 | 0 | 0 | 0 | 0 | 0 | 0 | 0 | 0 | 0 | 0 | 0 | 0 | 0 | 0 | 0 | 0 | 0 | 0
Residential_Single Family Regular Income_New_Space Heating_Natural Gas_Boiler_E1_Baseline Forecast | Residential | Single Family Regular Income | New | Space Heating | Natural Gas | Boiler | E1 |  | Baseline Forecast | 0 | 0 | 0 | 0 | 0 | 0 | 0 | 0 | 0 | 0 | 0 | 0 | 0 | 0 | 0 | 0 | 0 | 0 | 0 | 0 | 0 | 0 | 0 | 0 | 0 | 0 | 0 | 0 | 0 | 0 | 0 | 0 | 0
Residential_Single Family Regular Income_New_Space Heating_Natural Gas_Boiler_E2_Baseline Forecast | Residential | Single Family Regular Income | New | Space Heating | Natural Gas | Boiler | E2 |  | Baseline Forecast | 0 | 0 | 0 | 0 | 0 | 0 | 0 | 0 | 0 | 0 | 0 | 0 | 0 | 0 | 0 | 0 | 0 | 0 | 0 | 0 | 0 | 0 | 0 | 0 | 0 | 0 | 0 | 0 | 0 | 0 | 0 | 0 | 0
Residential_Single Family Regular Income_New_Space Heating_Natural Gas_Boiler_E3_Baseline Forecast | Residential | Single Family Regular Income | New | Space Heating | Natural Gas | Boiler | E3 |  | Baseline Forecast | 0 | 0 | 0 | 0 | 0 | 0 | 0 | 0 | 0 | 0 | 0 | 0 | 0 | 0 | 0 | 0 | 0 | 0 | 0 | 0 | 0 | 0 | 0 | 0 | 0 | 0 | 0 | 0 | 0 | 0 | 0 | 0 | 0
Residential_Single Family Regular Income_New_Space Heating_Natural Gas_Boiler_E4_Baseline Forecast | Residential | Single Family Regular Income | New | Space Heating | Natural Gas | Boiler | E4 |  | Baseline Forecast | 0 | 0 | 0 | 0 | 0 | 0 | 0 | 0 | 0 | 0 | 0 | 0 | 0 | 0 | 0 | 0 | 0 | 0 | 0 | 0 | 0 | 0 | 0 | 0 | 0 | 0 | 0 | 0 | 0 | 0 | 0 | 0 | 0
Residential_Single Family Regular Income_New_Space Heating_Natural Gas_Boiler_E5_Baseline Forecast | Residential | Single Family Regular Income | New | Space Heating | Natural Gas | Boiler | E5 |  | Baseline Forecast | 0 | 0 | 0 | 0 | 0 | 0 | 0 | 0 | 0 | 0 | 0 | 0 | 0 | 0 | 0 | 0 | 0 | 0 | 0 | 0 | 0 | 0 | 0 | 0 | 0 | 0 | 0 | 0 | 0 | 0 | 0 | 0 | 0
Residential_Single Family Regular Income_New_Space Heating_Natural Gas_Boiler_E6_Baseline Forecast | Residential | Single Family Regular Income | New | Space Heating | Natural Gas | Boiler | E6 |  | Baseline Forecast | 0 | 0 | 0 | 0 | 0 | 0 | 0 | 0 | 0 | 0 | 0 | 0 | 0 | 0 | 0 | 0 | 0 | 0 | 0 | 0 | 0 | 0 | 0 | 0 | 0 | 0 | 0 | 0 | 0 | 0 | 0 | 0 | 0
Residential_Single Family Regular Income_New_Space Heating_Natural Gas_Boiler_E7_Baseline Forecast | Residential | Single Family Regular Income | New | Space Heating | Natural Gas | Boiler | E7 |  | Baseline Forecast | 0 | 0 | 0 | 0 | 0 | 0 | 0 | 0 | 0 | 0 | 0 | 0 | 0 | 0 | 0 | 0 | 0 | 0 | 0 | 0 | 0 | 0 | 0 | 0 | 0 | 0 | 0 | 0 | 0 | 0 | 0 | 0 | 0
Residential_Single Family Regular Income_New_Space Heating_Natural Gas_Boiler_E8_Baseline Forecast | Residential | Single Family Regular Income | New | Space Heating | Natural Gas | Boiler | E8 |  | Baseline Forecast | 0 | 0 | 0 | 0 | 0 | 0 | 0 | 0 | 0 | 0 | 0 | 0 | 0 | 0 | 0 | 0 | 0 | 0 | 0 | 0 | 0 | 0 | 0 | 0 | 0 | 0 | 0 | 0 | 0 | 0 | 0 | 0 | 0
Residential_Single Family Regular Income_New_Space Heating_Natural Gas_Boiler_E9_Baseline Forecast | Residential | Single Family Regular Income | New | Space Heating | Natural Gas | Boiler | E9 |  | Baseline Forecast | 0 | 0 | 0 | 0 | 0 | 0 | 0 | 0 | 0 | 0 | 0 | 0 | 0 | 0 | 0 | 0 | 0 | 0 | 0 | 0 | 0 | 0 | 0 | 0 | 0 | 0 | 0 | 0 | 0 | 0 | 0 | 0 | 0
Residential_Single Family Regular Income_New_Space Heating_Natural Gas_Boiler_E10_Baseline Forecast | Residential | Single Family Regular Income | New | Space Heating | Natural Gas | Boiler | E10 |  | Baseline Forecast | 0 | 0 | 0 | 0 | 0 | 0 | 0 | 0 | 0 | 0 | 0 | 0 | 0 | 0 | 0 | 0 | 0 | 0 | 0 | 0 | 0 | 0 | 0 | 0 | 0 | 0 | 0 | 0 | 0 | 0 | 0 | 0 | 0
Residential_Single Family Regular Income_New_Secondary Heating_Natural Gas_Fireplace_E1_Baseline Forecast | Residential | Single Family Regular Income | New | Secondary Heating | Natural Gas | Fireplace | E1 |  | Baseline Forecast | 0 | 486.4001 | 735.581 | 693.5835 | 651.29 | 606.8013 | 597.9013 | 589.2277 | 577.577 | 570.2713 | 567.2086 | 564.0697 | 561.9154 | 560.7296 | 612.8743 | 687.0114 | 748.2085 | 798.7709 | 838.6227 | 871.9794 | 900.4416 | 924.229 | 944.9067 | 1112.5328 | 1187.3627 | 1163.7394 | 1142.2734 | 1128.3337 | 1134.9197 | 1147.2126 | 1162.5999 | 1181.8446 | 1222.3243
Residential_Single Family Regular Income_New_Secondary Heating_Natural Gas_Fireplace_E2_Baseline Forecast | Residential | Single Family Regular Income | New | Secondary Heating | Natural Gas | Fireplace | E2 |  | Baseline Forecast | 0 | 0 | 0 | 0 | 0 | 0 | 0 | 0 | 0 | 0 | 0 | 0 | 0 | 0 | 0 | 0 | 0 | 0 | 0 | 0 | 0 | 0 | 0 | 0 | 0 | 0 | 0 | 0 | 0 | 0 | 0 | 0 | 0
Residential_Single Family Regular Income_New_Secondary Heating_Natural Gas_Fireplace_E3_Baseline Forecast | Residential | Single Family Regular Income | New | Secondary Heating | Natural Gas | Fireplace | E3 |  | Baseline Forecast | 0 | 0 | 0 | 0 | 0 | 0 | 0 | 0 | 0 | 0 | 0 | 0 | 0 | 0 | 0 | 0 | 0 | 0 | 0 | 0 | 0 | 0 | 0 | 0 | 0 | 0 | 0 | 0 | 0 | 0 | 0 | 0 | 0
Residential_Single Family Regular Income_New_Secondary Heating_Natural Gas_Fireplace_E4_Baseline Forecast | Residential | Single Family Regular Income | New | Secondary Heating | Natural Gas | Fireplace | E4 |  | Baseline Forecast | 0 | 0 | 0 | 0 | 0 | 0 | 0 | 0 | 0 | 0 | 0 | 0 | 0 | 0 | 0 | 0 | 0 | 0 | 0 | 0 | 0 | 0 | 0 | 0 | 0 | 0 | 0 | 0 | 0 | 0 | 0 | 0 | 0
Residential_Single Family Regular Income_New_Secondary Heating_Natural Gas_Fireplace_E5_Baseline Forecast | Residential | Single Family Regular Income | New | Secondary Heating | Natural Gas | Fireplace | E5 |  | Baseline Forecast | 0 | 0 | 0 | 0 | 0 | 0 | 0 | 0 | 0 | 0 | 0 | 0 | 0 | 0 | 0 | 0 | 0 | 0 | 0 | 0 | 0 | 0 | 0 | 0 | 0 | 0 | 0 | 0 | 0 | 0 | 0 | 0 | 0
Residential_Single Family Regular Income_New_Secondary Heating_Natural Gas_Fireplace_E6_Baseline Forecast | Residential | Single Family Regular Income | New | Secondary Heating | Natural Gas | Fireplace | E6 |  | Baseline Forecast | 0 | 0 | 0 | 0 | 0 | 0 | 0 | 0 | 0 | 0 | 0 | 0 | 0 | 0 | 0 | 0 | 0 | 0 | 0 | 0 | 0 | 0 | 0 | 0 | 0 | 0 | 0 | 0 | 0 | 0 | 0 | 0 | 0
Residential_Single Family Regular Income_New_Secondary Heating_Natural Gas_Fireplace_E7_Baseline Forecast | Residential | Single Family Regular Income | New | Secondary Heating | Natural Gas | Fireplace | E7 |  | Baseline Forecast | 0 | 0 | 0 | 0 | 0 | 0 | 0 | 0 | 0 | 0 | 0 | 0 | 0 | 0 | 0 | 0 | 0 | 0 | 0 | 0 | 0 | 0 | 0 | 0 | 0 | 0 | 0 | 0 | 0 | 0 | 0 | 0 | 0
Residential_Single Family Regular Income_New_Secondary Heating_Natural Gas_Fireplace_E8_Baseline Forecast | Residential | Single Family Regular Income | New | Secondary Heating | Natural Gas | Fireplace | E8 |  | Baseline Forecast | 0 | 0 | 0 | 0 | 0 | 0 | 0 | 0 | 0 | 0 | 0 | 0 | 0 | 0 | 0 | 0 | 0 | 0 | 0 | 0 | 0 | 0 | 0 | 0 | 0 | 0 | 0 | 0 | 0 | 0 | 0 | 0 | 0
Residential_Single Family Regular Income_New_Secondary Heating_Natural Gas_Fireplace_E9_Baseline Forecast | Residential | Single Family Regular Income | New | Secondary Heating | Natural Gas | Fireplace | E9 |  | Baseline Forecast | 0 | 0 | 0 | 0 | 0 | 0 | 0 | 0 | 0 | 0 | 0 | 0 | 0 | 0 | 0 | 0 | 0 | 0 | 0 | 0 | 0 | 0 | 0 | 0 | 0 | 0 | 0 | 0 | 0 | 0 | 0 | 0 | 0
Residential_Single Family Regular Income_New_Secondary Heating_Natural Gas_Fireplace_E10_Baseline Forecast | Residential | Single Family Regular Income | New | Secondary Heating | Natural Gas | Fireplace | E10 |  | Baseline Forecast | 0 | 0 | 0 | 0 | 0 | 0 | 0 | 0 | 0 | 0 | 0 | 0 | 0 | 0 | 0 | 0 | 0 | 0 | 0 | 0 | 0 | 0 | 0 | 0 | 0 | 0 | 0 | 0 | 0 | 0 | 0 | 0 | 0
Residential_Single Family Regular Income_New_Water Heating_Natural Gas_Water Heater (<= 55 gal)_E1_Baseline Forecast | Residential | Single Family Regular Income | New | Water Heating | Natural Gas | Water Heater (<= 55 gal) | E1 |  | Baseline Forecast | 0 | 0 | 0 | 0 | 0 | 0 | 0 | 0 | 0 | 0 | 0 | 0 | 0 | 0 | 0 | 0 | 0 | 0 | 0 | 0 | 0 | 0 | 0 | 0 | 0 | 0 | 0 | 0 | 0 | 0 | 0 | 0 | 0
Residential_Single Family Regular Income_New_Water Heating_Natural Gas_Water Heater (<= 55 gal)_E2_Baseline Forecast | Residential | Single Family Regular Income | New | Water Heating | Natural Gas | Water Heater (<= 55 gal) | E2 |  | Baseline Forecast | 0 | 0 | 0 | 0 | 0 | 0 | 0 | 0 | 0 | 0 | 0 | 0 | 0 | 0 | 0 | 0 | 0 | 0 | 0 | 0 | 0 | 0 | 0 | 0 | 0 | 0 | 0 | 0 | 0 | 0 | 0 | 0 | 0
Residential_Single Family Regular Income_New_Water Heating_Natural Gas_Water Heater (<= 55 gal)_E3_Baseline Forecast | Residential | Single Family Regular Income | New | Water Heating | Natural Gas | Water Heater (<= 55 gal) | E3 |  | Baseline Forecast | 0 | 0 | 0 | 0 | 0 | 0 | 0 | 0 | 0 | 0 | 0 | 0 | 0 | 0 | 0 | 0 | 0 | 0 | 0 | 0 | 0 | 0 | 0 | 0 | 0 | 0 | 0 | 0 | 0 | 0 | 0 | 0 | 0
Residential_Single Family Regular Income_New_Water Heating_Natural Gas_Water Heater (<= 55 gal)_E4_Baseline Forecast | Residential | Single Family Regular Income | New | Water Heating | Natural Gas | Water Heater (<= 55 gal) | E4 |  | Baseline Forecast | 0 | 0 | 0 | 0 | 0 | 0 | 0 | 0 | 0 | 0 | 0 | 0 | 0 | 0 | 0 | 0 | 0 | 0 | 0 | 0 | 0 | 0 | 0 | 0 | 0 | 0 | 0 | 0 | 0 | 0 | 0 | 0 | 0
Residential_Single Family Regular Income_New_Water Heating_Natural Gas_Water Heater (<= 55 gal)_E5_Baseline Forecast | Residential | Single Family Regular Income | New | Water Heating | Natural Gas | Water Heater (<= 55 gal) | E5 |  | Baseline Forecast | 0 | 0 | 0 | 0 | 0 | 0 | 0 | 0 | 0 | 0 | 0 | 0 | 0 | 0 | 0 | 0 | 0 | 0 | 0 | 0 | 0 | 0 | 0 | 0 | 0 | 0 | 0 | 0 | 0 | 0 | 0 | 0 | 0
Residential_Single Family Regular Income_New_Water Heating_Natural Gas_Water Heater (<= 55 gal)_E6_Baseline Forecast | Residential | Single Family Regular Income | New | Water Heating | Natural Gas | Water Heater (<= 55 gal) | E6 |  | Baseline Forecast | 0 | 0 | 0 | 0 | 0 | 0 | 0 | 0 | 0 | 0 | 0 | 0 | 0 | 0 | 0 | 0 | 0 | 0 | 0 | 0 | 0 | 0 | 0 | 0 | 0 | 0 | 0 | 0 | 0 | 0 | 0 | 0 | 0
Residential_Single Family Regular Income_New_Water Heating_Natural Gas_Water Heater (<= 55 gal)_E7_Baseline Forecast | Residential | Single Family Regular Income | New | Water Heating | Natural Gas | Water Heater (<= 55 gal) | E7 |  | Baseline Forecast | 0 | 0 | 0 | 0 | 0 | 0 | 0 | 0 | 0 | 0 | 0 | 0 | 0 | 0 | 0 | 0 | 0 | 0 | 0 | 0 | 0 | 0 | 0 | 0 | 0 | 0 | 0 | 0 | 0 | 0 | 0 | 0 | 0
Residential_Single Family Regular Income_New_Water Heating_Natural Gas_Water Heater (<= 55 gal)_E8_Baseline Forecast | Residential | Single Family Regular Income | New | Water Heating | Natural Gas | Water Heater (<= 55 gal) | E8 |  | Baseline Forecast | 0 | 0 | 0 | 0 | 0 | 0 | 0 | 0 | 0 | 0 | 0 | 0 | 0 | 0 | 0 | 0 | 0 | 0 | 0 | 0 | 0 | 0 | 0 | 0 | 0 | 0 | 0 | 0 | 0 | 0 | 0 | 0 | 0
Residential_Single Family Regular Income_New_Water Heating_Natural Gas_Water Heater (<= 55 gal)_E9_Baseline Forecast | Residential | Single Family Regular Income | New | Water Heating | Natural Gas | Water Heater (<= 55 gal) | E9 |  | Baseline Forecast | 0 | 0 | 0 | 0 | 0 | 0 | 0 | 0 | 0 | 0 | 0 | 0 | 0 | 0 | 0 | 0 | 0 | 0 | 0 | 0 | 0 | 0 | 0 | 0 | 0 | 0 | 0 | 0 | 0 | 0 | 0 | 0 | 0
Residential_Single Family Regular Income_New_Water Heating_Natural Gas_Water Heater (<= 55 gal)_E10_Baseline Forecast | Residential | Single Family Regular Income | New | Water Heating | Natural Gas | Water Heater (<= 55 gal) | E10 |  | Baseline Forecast | 0 | 0 | 0 | 0 | 0 | 0 | 0 | 0 | 0 | 0 | 0 | 0 | 0 | 0 | 0 | 0 | 0 | 0 | 0 | 0 | 0 | 0 | 0 | 0 | 0 | 0 | 0 | 0 | 0 | 0 | 0 | 0 | 0
Residential_Single Family Regular Income_New_Water Heating_Natural Gas_Water Heater (> 55 gal)_E1_Baseline Forecast | Residential | Single Family Regular Income | New | Water Heating | Natural Gas | Water Heater (> 55 gal) | E1 |  | Baseline Forecast | 0 | 0 | 0 | 0 | 0 | 0 | 0 | 0 | 0 | 0 | 0 | 0 | 0 | 0 | 0 | 0 | 0 | 0 | 0 | 0 | 0 | 0 | 0 | 0 | 0 | 0 | 0 | 0 | 0 | 0 | 0 | 0 | 0
Residential_Single Family Regular Income_New_Water Heating_Natural Gas_Water Heater (> 55 gal)_E2_Baseline Forecast | Residential | Single Family Regular Income | New | Water Heating | Natural Gas | Water Heater (> 55 gal) | E2 |  | Baseline Forecast | 0 | 0 | 0 | 0 | 0 | 0 | 0 | 0 | 0 | 0 | 0 | 0 | 0 | 0 | 0 | 0 | 0 | 0 | 0 | 0 | 0 | 0 | 0 | 0 | 0 | 0 | 0 | 0 | 0 | 0 | 0 | 0 | 0
Residential_Single Family Regular Income_New_Water Heating_Natural Gas_Water Heater (> 55 gal)_E3_Baseline Forecast | Residential | Single Family Regular Income | New | Water Heating | Natural Gas | Water Heater (> 55 gal) | E3 |  | Baseline Forecast | 0 | 0 | 0 | 0 | 0 | 0 | 0 | 0 | 0 | 0 | 0 | 0 | 0 | 0 | 0 | 0 | 0 | 0 | 0 | 0 | 0 | 0 | 0 | 0 | 0 | 0 | 0 | 0 | 0 | 0 | 0 | 0 | 0
Residential_Single Family Regular Income_New_Water Heating_Natural Gas_Water Heater (> 55 gal)_E4_Baseline Forecast | Residential | Single Family Regular Income | New | Water Heating | Natural Gas | Water Heater (> 55 gal) | E4 |  | Baseline Forecast | 0 | 0 | 0 | 0 | 0 | 0 | 0 | 0 | 0 | 0 | 0 | 0 | 0 | 0 | 0 | 0 | 0 | 0 | 0 | 0 | 0 | 0 | 0 | 0 | 0 | 0 | 0 | 0 | 0 | 0 | 0 | 0 | 0
Residential_Single Family Regular Income_New_Water Heating_Natural Gas_Water Heater (> 55 gal)_E5_Baseline Forecast | Residential | Single Family Regular Income | New | Water Heating | Natural Gas | Water Heater (> 55 gal) | E5 |  | Baseline Forecast | 0 | 0 | 0 | 0 | 0 | 0 | 0 | 0 | 0 | 0 | 0 | 0 | 0 | 0 | 0 | 0 | 0 | 0 | 0 | 0 | 0 | 0 | 0 | 0 | 0 | 0 | 0 | 0 | 0 | 0 | 0 | 0 | 0
Residential_Single Family Regular Income_New_Water Heating_Natural Gas_Water Heater (> 55 gal)_E6_Baseline Forecast | Residential | Single Family Regular Income | New | Water Heating | Natural Gas | Water Heater (> 55 gal) | E6 |  | Baseline Forecast | 0 | 0 | 0 | 0 | 0 | 0 | 0 | 0 | 0 | 0 | 0 | 0 | 0 | 0 | 0 | 0 | 0 | 0 | 0 | 0 | 0 | 0 | 0 | 0 | 0 | 0 | 0 | 0 | 0 | 0 | 0 | 0 | 0
Residential_Single Family Regular Income_New_Water Heating_Natural Gas_Water Heater (> 55 gal)_E7_Baseline Forecast | Residential | Single Family Regular Income | New | Water Heating | Natural Gas | Water Heater (> 55 gal) | E7 |  | Baseline Forecast | 0 | 0 | 0 | 0 | 0 | 0 | 0 | 0 | 0 | 0 | 0 | 0 | 0 | 0 | 0 | 0 | 0 | 0 | 0 | 0 | 0 | 0 | 0 | 0 | 0 | 0 | 0 | 0 | 0 | 0 | 0 | 0 | 0
Residential_Single Family Regular Income_New_Water Heating_Natural Gas_Water Heater (> 55 gal)_E8_Baseline Forecast | Residential | Single Family Regular Income | New | Water Heating | Natural Gas | Water Heater (> 55 gal) | E8 |  | Baseline Forecast | 0 | 0 | 0 | 0 | 0 | 0 | 0 | 0 | 0 | 0 | 0 | 0 | 0 | 0 | 0 | 0 | 0 | 0 | 0 | 0 | 0 | 0 | 0 | 0 | 0 | 0 | 0 | 0 | 0 | 0 | 0 | 0 | 0
Residential_Single Family Regular Income_New_Water Heating_Natural Gas_Water Heater (> 55 gal)_E9_Baseline Forecast | Residential | Single Family Regular Income | New | Water Heating | Natural Gas | Water Heater (> 55 gal) | E9 |  | Baseline Forecast | 0 | 0 | 0 | 0 | 0 | 0 | 0 | 0 | 0 | 0 | 0 | 0 | 0 | 0 | 0 | 0 | 0 | 0 | 0 | 0 | 0 | 0 | 0 | 0 | 0 | 0 | 0 | 0 | 0 | 0 | 0 | 0 | 0
Residential_Single Family Regular Income_New_Water Heating_Natural Gas_Water Heater (> 55 gal)_E10_Baseline Forecast | Residential | Single Family Regular Income | New | Water Heating | Natural Gas | Water Heater (> 55 gal) | E10 |  | Baseline Forecast | 0 | 0 | 0 | 0 | 0 | 0 | 0 | 0 | 0 | 0 | 0 | 0 | 0 | 0 | 0 | 0 | 0 | 0 | 0 | 0 | 0 | 0 | 0 | 0 | 0 | 0 | 0 | 0 | 0 | 0 | 0 | 0 | 0
Residential_Single Family Regular Income_New_Appliances_Natural Gas_Clothes Dryer_E1_Baseline Forecast | Residential | Single Family Regular Income | New | Appliances | Natural Gas | Clothes Dryer | E1 |  | Baseline Forecast | 0 | 272.4634 | 418.0243 | 401.3767 | 384.0544 | 364.88 | 365.9129 | 367.0319 | 366.3191 | 368.1158 | 372.4468 | 415.659 | 474.721 | 524.3131 | 564.7532 | 597.6636 | 626.9436 | 653.7119 | 756.7299 | 808.6776 | 807.4893 | 813.2954 | 827.4314 | 853.4245 | 882.0447 | 911.6399 | 942.8104 | 975.1814 | 1029.8977 | 1089.6374 | 1138.8765 | 1180.2344 | 1230.1181
Residential_Single Family Regular Income_New_Appliances_Natural Gas_Clothes Dryer_E2_Baseline Forecast | Residential | Single Family Regular Income | New | Appliances | Natural Gas | Clothes Dryer | E2 |  | Baseline Forecast | 0 | 218.1997 | 334.8072 | 321.5018 | 307.6038 | 292.2782 | 293.1818 | 294.1413 | 293.6451 | 295.158 | 298.7046 | 333.4386 | 380.911 | 420.8104 | 453.3773 | 479.9171 | 503.5542 | 525.1941 | 608.1168 | 650.0264 | 649.2163 | 654.0225 | 665.5011 | 686.5123 | 709.6076 | 733.4686 | 758.5853 | 784.6499 | 828.667 | 876.7041 | 916.2477 | 949.4252 | 989.4162
Residential_Single Family Regular Income_New_Appliances_Natural Gas_Clothes Dryer_E3_Baseline Forecast | Residential | Single Family Regular Income | New | Appliances | Natural Gas | Clothes Dryer | E3 |  | Baseline Forecast | 0 | 0 | 0 | 0 | 0 | 0 | 0 | 0 | 0 | 0 | 0 | 0 | 0 | 0 | 0 | 0 | 0 | 0 | 0 | 0 | 0 | 0 | 0 | 0 | 0 | 0 | 0 | 0 | 0 | 0 | 0 | 0 | 0
Residential_Single Family Regular Income_New_Appliances_Natural Gas_Clothes Dryer_E4_Baseline Forecast | Residential | Single Family Regular Income | New | Appliances | Natural Gas | Clothes Dryer | E4 |  | Baseline Forecast | 0 | 0 | 0 | 0 | 0 | 0 | 0 | 0 | 0 | 0 | 0 | 0 | 0 | 0 | 0 | 0 | 0 | 0 | 0 | 0 | 0 | 0 | 0 | 0 | 0 | 0 | 0 | 0 | 0 | 0 | 0 | 0 | 0
Residential_Single Family Regular Income_New_Appliances_Natural Gas_Clothes Dryer_E5_Baseline Forecast | Residential | Single Family Regular Income | New | Appliances | Natural Gas | Clothes Dryer | E5 |  | Baseline Forecast | 0 | 0 | 0 | 0 | 0 | 0 | 0 | 0 | 0 | 0 | 0 | 0 | 0 | 0 | 0 | 0 | 0 | 0 | 0 | 0 | 0 | 0 | 0 | 0 | 0 | 0 | 0 | 0 | 0 | 0 | 0 | 0 | 0
Residential_Single Family Regular Income_New_Appliances_Natural Gas_Clothes Dryer_E6_Baseline Forecast | Residential | Single Family Regular Income | New | Appliances | Natural Gas | Clothes Dryer | E6 |  | Baseline Forecast | 0 | 0 | 0 | 0 | 0 | 0 | 0 | 0 | 0 | 0 | 0 | 0 | 0 | 0 | 0 | 0 | 0 | 0 | 0 | 0 | 0 | 0 | 0 | 0 | 0 | 0 | 0 | 0 | 0 | 0 | 0 | 0 | 0
Residential_Single Family Regular Income_New_Appliances_Natural Gas_Clothes Dryer_E7_Baseline Forecast | Residential | Single Family Regular Income | New | Appliances | Natural Gas | Clothes Dryer | E7 |  | Baseline Forecast | 0 | 0 | 0 | 0 | 0 | 0 | 0 | 0 | 0 | 0 | 0 | 0 | 0 | 0 | 0 | 0 | 0 | 0 | 0 | 0 | 0 | 0 | 0 | 0 | 0 | 0 | 0 | 0 | 0 | 0 | 0 | 0 | 0
Residential_Single Family Regular Income_New_Appliances_Natural Gas_Clothes Dryer_E8_Baseline Forecast | Residential | Single Family Regular Income | New | Appliances | Natural Gas | Clothes Dryer | E8 |  | Baseline Forecast | 0 | 0 | 0 | 0 | 0 | 0 | 0 | 0 | 0 | 0 | 0 | 0 | 0 | 0 | 0 | 0 | 0 | 0 | 0 | 0 | 0 | 0 | 0 | 0 | 0 | 0 | 0 | 0 | 0 | 0 | 0 | 0 | 0
Residential_Single Family Regular Income_New_Appliances_Natural Gas_Clothes Dryer_E9_Baseline Forecast | Residential | Single Family Regular Income | New | Appliances | Natural Gas | Clothes Dryer | E9 |  | Baseline Forecast | 0 | 0 | 0 | 0 | 0 | 0 | 0 | 0 | 0 | 0 | 0 | 0 | 0 | 0 | 0 | 0 | 0 | 0 | 0 | 0 | 0 | 0 | 0 | 0 | 0 | 0 | 0 | 0 | 0 | 0 | 0 | 0 | 0
Residential_Single Family Regular Income_New_Appliances_Natural Gas_Clothes Dryer_E10_Baseline Forecast | Residential | Single Family Regular Income | New | Appliances | Natural Gas | Clothes Dryer | E10 |  | Baseline Forecast | 0 | 0 | 0 | 0 | 0 | 0 | 0 | 0 | 0 | 0 | 0 | 0 | 0 | 0 | 0 | 0 | 0 | 0 | 0 | 0 | 0 | 0 | 0 | 0 | 0 | 0 | 0 | 0 | 0 | 0 | 0 | 0 | 0
Residential_Single Family Regular Income_New_Appliances_Natural Gas_Stove/Oven_E1_Baseline Forecast | Residential | Single Family Regular Income | New | Appliances | Natural Gas | Stove/Oven | E1 |  | Baseline Forecast | 0 | 302.9025 | 459.5227 | 435.0277 | 410.2472 | 383.8896 | 379.7124 | 375.6629 | 369.6981 | 366.4449 | 365.8558 | 408.4372 | 467.7954 | 515.7689 | 552.9657 | 581.29 | 605.1024 | 625.6378 | 730.5212 | 776.9151 | 763.9817 | 758.8991 | 762.9721 | 779.815 | 799.2919 | 819.5049 | 841.0343 | 863.3933 | 910.1348 | 961.6232 | 1000.6586 | 1030.3285 | 1066.0823
Residential_Single Family Regular Income_New_Appliances_Natural Gas_Stove/Oven_E2_Baseline Forecast | Residential | Single Family Regular Income | New | Appliances | Natural Gas | Stove/Oven | E2 |  | Baseline Forecast | 0 | 130.293 | 197.7112 | 187.209 | 176.5156 | 165.2152 | 163.5131 | 161.8471 | 159.3691 | 158.0545 | 157.8887 | 176.358 | 202.1004 | 222.9551 | 239.1663 | 251.5598 | 262.0138 | 271.0706 | 316.7014 | 337.0089 | 331.5687 | 329.5226 | 331.418 | 338.8535 | 347.3987 | 356.2416 | 365.6429 | 375.3844 | 395.697 | 418.0493 | 434.9391 | 447.7313 | 463.1202
Residential_Single Family Regular Income_New_Appliances_Natural Gas_Stove/Oven_E3_Baseline Forecast | Residential | Single Family Regular Income | New | Appliances | Natural Gas | Stove/Oven | E3 |  | Baseline Forecast | 0 | 0 | 0 | 0 | 0 | 0 | 0 | 0 | 0 | 0 | 0 | 0 | 0 | 0 | 0 | 0 | 0 | 0 | 0 | 0 | 0 | 0 | 0 | 0 | 0 | 0 | 0 | 0 | 0 | 0 | 0 | 0 | 0
Residential_Single Family Regular Income_New_Appliances_Natural Gas_Stove/Oven_E4_Baseline Forecast | Residential | Single Family Regular Income | New | Appliances | Natural Gas | Stove/Oven | E4 |  | Baseline Forecast | 0 | 0 | 0 | 0 | 0 | 0 | 0 | 0 | 0 | 0 | 0 | 0 | 0 | 0 | 0 | 0 | 0 | 0 | 0 | 0 | 0 | 0 | 0 | 0 | 0 | 0 | 0 | 0 | 0 | 0 | 0 | 0 | 0
Residential_Single Family Regular Income_New_Appliances_Natural Gas_Stove/Oven_E5_Baseline Forecast | Residential | Single Family Regular Income | New | Appliances | Natural Gas | Stove/Oven | E5 |  | Baseline Forecast | 0 | 0 | 0 | 0 | 0 | 0 | 0 | 0 | 0 | 0 | 0 | 0 | 0 | 0 | 0 | 0 | 0 | 0 | 0 | 0 | 0 | 0 | 0 | 0 | 0 | 0 | 0 | 0 | 0 | 0 | 0 | 0 | 0
Residential_Single Family Regular Income_New_Appliances_Natural Gas_Stove/Oven_E6_Baseline Forecast | Residential | Single Family Regular Income | New | Appliances | Natural Gas | Stove/Oven | E6 |  | Baseline Forecast | 0 | 0 | 0 | 0 | 0 | 0 | 0 | 0 | 0 | 0 | 0 | 0 | 0 | 0 | 0 | 0 | 0 | 0 | 0 | 0 | 0 | 0 | 0 | 0 | 0 | 0 | 0 | 0 | 0 | 0 | 0 | 0 | 0
Residential_Single Family Regular Income_New_Appliances_Natural Gas_Stove/Oven_E7_Baseline Forecast | Residential | Single Family Regular Income | New | Appliances | Natural Gas | Stove/Oven | E7 |  | Baseline Forecast | 0 | 0 | 0 | 0 | 0 | 0 | 0 | 0 | 0 | 0 | 0 | 0 | 0 | 0 | 0 | 0 | 0 | 0 | 0 | 0 | 0 | 0 | 0 | 0 | 0 | 0 | 0 | 0 | 0 | 0 | 0 | 0 | 0
Residential_Single Family Regular Income_New_Appliances_Natural Gas_Stove/Oven_E8_Baseline Forecast | Residential | Single Family Regular Income | New | Appliances | Natural Gas | Stove/Oven | E8 |  | Baseline Forecast | 0 | 0 | 0 | 0 | 0 | 0 | 0 | 0 | 0 | 0 | 0 | 0 | 0 | 0 | 0 | 0 | 0 | 0 | 0 | 0 | 0 | 0 | 0 | 0 | 0 | 0 | 0 | 0 | 0 | 0 | 0 | 0 | 0
Residential_Single Family Regular Income_New_Appliances_Natural Gas_Stove/Oven_E9_Baseline Forecast | Residential | Single Family Regular Income | New | Appliances | Natural Gas | Stove/Oven | E9 |  | Baseline Forecast | 0 | 0 | 0 | 0 | 0 | 0 | 0 | 0 | 0 | 0 | 0 | 0 | 0 | 0 | 0 | 0 | 0 | 0 | 0 | 0 | 0 | 0 | 0 | 0 | 0 | 0 | 0 | 0 | 0 | 0 | 0 | 0 | 0
Residential_Single Family Regular Income_New_Appliances_Natural Gas_Stove/Oven_E10_Baseline Forecast | Residential | Single Family Regular Income | New | Appliances | Natural Gas | Stove/Oven | E10 |  | Baseline Forecast | 0 | 0 | 0 | 0 | 0 | 0 | 0 | 0 | 0 | 0 | 0 | 0 | 0 | 0 | 0 | 0 | 0 | 0 | 0 | 0 | 0 | 0 | 0 | 0 | 0 | 0 | 0 | 0 | 0 | 0 | 0 | 0 | 0
Residential_Single Family Regular Income_New_Miscellaneous_Natural Gas_Pool Heater_E1_Baseline Forecast | Residential | Single Family Regular Income | New | Miscellaneous | Natural Gas | Pool Heater | E1 |  | Baseline Forecast | 0 | 0 | 0 | 0 | 0 | 0 | 0 | 0 | 0 | 0 | 0 | 0 | 0 | 0 | 0 | 0 | 0 | 0 | 0 | 0 | 0 | 0 | 0 | 0 | 0 | 0 | 0 | 0 | 0 | 0 | 0 | 0 | 0
Residential_Single Family Regular Income_New_Miscellaneous_Natural Gas_Pool Heater_E2_Baseline Forecast | Residential | Single Family Regular Income | New | Miscellaneous | Natural Gas | Pool Heater | E2 |  | Baseline Forecast | 0 | 0 | 0 | 0 | 0 | 0 | 0 | 0 | 0 | 0 | 0 | 0 | 0 | 0 | 0 | 0 | 0 | 0 | 0 | 0 | 0 | 0 | 0 | 0 | 0 | 0 | 0 | 0 | 0 | 0 | 0 | 0 | 0
Residential_Single Family Regular Income_New_Miscellaneous_Natural Gas_Pool Heater_E3_Baseline Forecast | Residential | Single Family Regular Income | New | Miscellaneous | Natural Gas | Pool Heater | E3 |  | Baseline Forecast | 0 | 0 | 0 | 0 | 0 | 0 | 0 | 0 | 0 | 0 | 0 | 0 | 0 | 0 | 0 | 0 | 0 | 0 | 0 | 0 | 0 | 0 | 0 | 0 | 0 | 0 | 0 | 0 | 0 | 0 | 0 | 0 | 0
Residential_Single Family Regular Income_New_Miscellaneous_Natural Gas_Pool Heater_E4_Baseline Forecast | Residential | Single Family Regular Income | New | Miscellaneous | Natural Gas | Pool Heater | E4 |  | Baseline Forecast | 0 | 0 | 0 | 0 | 0 | 0 | 0 | 0 | 0 | 0 | 0 | 0 | 0 | 0 | 0 | 0 | 0 | 0 | 0 | 0 | 0 | 0 | 0 | 0 | 0 | 0 | 0 | 0 | 0 | 0 | 0 | 0 | 0
Residential_Single Family Regular Income_New_Miscellaneous_Natural Gas_Pool Heater_E5_Baseline Forecast | Residential | Single Family Regular Income | New | Miscellaneous | Natural Gas | Pool Heater | E5 |  | Baseline Forecast | 0 | 0 | 0 | 0 | 0 | 0 | 0 | 0 | 0 | 0 | 0 | 0 | 0 | 0 | 0 | 0 | 0 | 0 | 0 | 0 | 0 | 0 | 0 | 0 | 0 | 0 | 0 | 0 | 0 | 0 | 0 | 0 | 0
Residential_Single Family Regular Income_New_Miscellaneous_Natural Gas_Pool Heater_E6_Baseline Forecast | Residential | Single Family Regular Income | New | Miscellaneous | Natural Gas | Pool Heater | E6 |  | Baseline Forecast | 0 | 0 | 0 | 0 | 0 | 0 | 0 | 0 | 0 | 0 | 0 | 0 | 0 | 0 | 0 | 0 | 0 | 0 | 0 | 0 | 0 | 0 | 0 | 0 | 0 | 0 | 0 | 0 | 0 | 0 | 0 | 0 | 0
Residential_Single Family Regular Income_New_Miscellaneous_Natural Gas_Pool Heater_E7_Baseline Forecast | Residential | Single Family Regular Income | New | Miscellaneous | Natural Gas | Pool Heater | E7 |  | Baseline Forecast | 0 | 0 | 0 | 0 | 0 | 0 | 0 | 0 | 0 | 0 | 0 | 0 | 0 | 0 | 0 | 0 | 0 | 0 | 0 | 0 | 0 | 0 | 0 | 0 | 0 | 0 | 0 | 0 | 0 | 0 | 0 | 0 | 0
Residential_Single Family Regular Income_New_Miscellaneous_Natural Gas_Pool Heater_E8_Baseline Forecast | Residential | Single Family Regular Income | New | Miscellaneous | Natural Gas | Pool Heater | E8 |  | Baseline Forecast | 0 | 0 | 0 | 0 | 0 | 0 | 0 | 0 | 0 | 0 | 0 | 0 | 0 | 0 | 0 | 0 | 0 | 0 | 0 | 0 | 0 | 0 | 0 | 0 | 0 | 0 | 0 | 0 | 0 | 0 | 0 | 0 | 0
Residential_Single Family Regular Income_New_Miscellaneous_Natural Gas_Pool Heater_E9_Baseline Forecast | Residential | Single Family Regular Income | New | Miscellaneous | Natural Gas | Pool Heater | E9 |  | Baseline Forecast | 0 | 0 | 0 | 0 | 0 | 0 | 0 | 0 | 0 | 0 | 0 | 0 | 0 | 0 | 0 | 0 | 0 | 0 | 0 | 0 | 0 | 0 | 0 | 0 | 0 | 0 | 0 | 0 | 0 | 0 | 0 | 0 | 0
Residential_Single Family Regular Income_New_Miscellaneous_Natural Gas_Pool Heater_E10_Baseline Forecast | Residential | Single Family Regular Income | New | Miscellaneous | Natural Gas | Pool Heater | E10 |  | Baseline Forecast | 0 | 0 | 0 | 0 | 0 | 0 | 0 | 0 | 0 | 0 | 0 | 0 | 0 | 0 | 0 | 0 | 0 | 0 | 0 | 0 | 0 | 0 | 0 | 0 | 0 | 0 | 0 | 0 | 0 | 0 | 0 | 0 | 0
Residential_Single Family Regular Income_New_Miscellaneous_Natural Gas_Miscellaneous_E1_Baseline Forecast | Residential | Single Family Regular Income | New | Miscellaneous | Natural Gas | Miscellaneous | E1 |  | Baseline Forecast | 0 | 1080.8892 | 1634.6244 | 1541.2968 | 1447.3111 | 1348.4474 | 1328.6694 | 1489.5431 | 1706.0652 | 1876.2865 | 2009.1961 | 2102.1732 | 2177.3833 | 2569.8813 | 2783.9053 | 2810.0319 | 2853.4955 | 2905.5917 | 2983.2274 | 3161.2958 | 3360.1975 | 3516.7003 | 3644.5148 | 3747.9863 | 3840.332 | 4034.7729 | 4179.3759 | 4273.3414 | 4377.0928 | 4482.0404 | 4591.2403 | 4741.9917 | 4938.0934
Residential_Single Family Regular Income_New_Miscellaneous_Natural Gas_Miscellaneous_E2_Baseline Forecast | Residential | Single Family Regular Income | New | Miscellaneous | Natural Gas | Miscellaneous | E2 |  | Baseline Forecast | 0 | 0 | 0 | 0 | 0 | 0 | 0 | 0 | 0 | 0 | 0 | 0 | 0 | 0 | 0 | 0 | 0 | 0 | 0 | 0 | 0 | 0 | 0 | 0 | 0 | 0 | 0 | 0 | 0 | 0 | 0 | 0 | 0
Residential_Single Family Regular Income_New_Miscellaneous_Natural Gas_Miscellaneous_E3_Baseline Forecast | Residential | Single Family Regular Income | New | Miscellaneous | Natural Gas | Miscellaneous | E3 |  | Baseline Forecast | 0 | 0 | 0 | 0 | 0 | 0 | 0 | 0 | 0 | 0 | 0 | 0 | 0 | 0 | 0 | 0 | 0 | 0 | 0 | 0 | 0 | 0 | 0 | 0 | 0 | 0 | 0 | 0 | 0 | 0 | 0 | 0 | 0
Residential_Single Family Regular Income_New_Miscellaneous_Natural Gas_Miscellaneous_E4_Baseline Forecast | Residential | Single Family Regular Income | New | Miscellaneous | Natural Gas | Miscellaneous | E4 |  | Baseline Forecast | 0 | 0 | 0 | 0 | 0 | 0 | 0 | 0 | 0 | 0 | 0 | 0 | 0 | 0 | 0 | 0 | 0 | 0 | 0 | 0 | 0 | 0 | 0 | 0 | 0 | 0 | 0 | 0 | 0 | 0 | 0 | 0 | 0
Residential_Single Family Regular Income_New_Miscellaneous_Natural Gas_Miscellaneous_E5_Baseline Forecast | Residential | Single Family Regular Income | New | Miscellaneous | Natural Gas | Miscellaneous | E5 |  | Baseline Forecast | 0 | 0 | 0 | 0 | 0 | 0 | 0 | 0 | 0 | 0 | 0 | 0 | 0 | 0 | 0 | 0 | 0 | 0 | 0 | 0 | 0 | 0 | 0 | 0 | 0 | 0 | 0 | 0 | 0 | 0 | 0 | 0 | 0
Residential_Single Family Regular Income_New_Miscellaneous_Natural Gas_Miscellaneous_E6_Baseline Forecast | Residential | Single Family Regular Income | New | Miscellaneous | Natural Gas | Miscellaneous | E6 |  | Baseline Forecast | 0 | 0 | 0 | 0 | 0 | 0 | 0 | 0 | 0 | 0 | 0 | 0 | 0 | 0 | 0 | 0 | 0 | 0 | 0 | 0 | 0 | 0 | 0 | 0 | 0 | 0 | 0 | 0 | 0 | 0 | 0 | 0 | 0
Residential_Single Family Regular Income_New_Miscellaneous_Natural Gas_Miscellaneous_E7_Baseline Forecast | Residential | Single Family Regular Income | New | Miscellaneous | Natural Gas | Miscellaneous | E7 |  | Baseline Forecast | 0 | 0 | 0 | 0 | 0 | 0 | 0 | 0 | 0 | 0 | 0 | 0 | 0 | 0 | 0 | 0 | 0 | 0 | 0 | 0 | 0 | 0 | 0 | 0 | 0 | 0 | 0 | 0 | 0 | 0 | 0 | 0 | 0
Residential_Single Family Regular Income_New_Miscellaneous_Natural Gas_Miscellaneous_E8_Baseline Forecast | Residential | Single Family Regular Income | New | Miscellaneous | Natural Gas | Miscellaneous | E8 |  | Baseline Forecast | 0 | 0 | 0 | 0 | 0 | 0 | 0 | 0 | 0 | 0 | 0 | 0 | 0 | 0 | 0 | 0 | 0 | 0 | 0 | 0 | 0 | 0 | 0 | 0 | 0 | 0 | 0 | 0 | 0 | 0 | 0 | 0 | 0
Residential_Single Family Regular Income_New_Miscellaneous_Natural Gas_Miscellaneous_E9_Baseline Forecast | Residential | Single Family Regular Income | New | Miscellaneous | Natural Gas | Miscellaneous | E9 |  | Baseline Forecast | 0 | 0 | 0 | 0 | 0 | 0 | 0 | 0 | 0 | 0 | 0 | 0 | 0 | 0 | 0 | 0 | 0 | 0 | 0 | 0 | 0 | 0 | 0 | 0 | 0 | 0 | 0 | 0 | 0 | 0 | 0 | 0 | 0
Residential_Single Family Regular Income_New_Miscellaneous_Natural Gas_Miscellaneous_E10_Baseline Forecast | Residential | Single Family Regular Income | New | Miscellaneous | Natural Gas | Miscellaneous | E10 |  | Baseline Forecast | 0 | 0 | 0 | 0 | 0 | 0 | 0 | 0 | 0 | 0 | 0 | 0 | 0 | 0 | 0 | 0 | 0 | 0 | 0 | 0 | 0 | 0 | 0 | 0 | 0 | 0 | 0 | 0 | 0 | 0 | 0 | 0 | 0
Residential_Single Family Moderate Income_Existing_Space Heating_Natural Gas_Furnace_E1_Baseline Forecast | Residential | Single Family Moderate Income | Existing | Space Heating | Natural Gas | Furnace | E1 |  | Baseline Forecast | 0 | 885.5716 | 940.2954 | 604.2566 | 636.3819 | 670.7571 | 702.1261 | 730.608 | 756.6548 | 780.3699 | 801.7927 | 821.1368 | 838.5422 | 854.13 | 868.0906 | 880.545 | 892.0387 | 902.1762 | 892.6414 | 887.8817 | 857.8827 | 833.5369 | 809.8778 | 788.5577 | 771.0326 | 757.8142 | 746.0888 | 736.1048 | 728.4689 | 722.3321 | 954.0912 | 942.4241 | 831.1339
Residential_Single Family Moderate Income_Existing_Space Heating_Natural Gas_Furnace_E2_Baseline Forecast | Residential | Single Family Moderate Income | Existing | Space Heating | Natural Gas | Furnace | E2 |  | Baseline Forecast | 0 | 55.5995 | 59.0439 | 37.947 | 39.9577 | 42.1144 | 44.0868 | 45.8762 | 47.5139 | 49.0039 | 50.3487 | 51.5614 | 52.6519 | 53.6272 | 54.4985 | 55.2737 | 55.987 | 56.6141 | 56.0059 | 55.6978 | 53.8056 | 52.2684 | 50.7736 | 49.4259 | 48.3154 | 47.4743 | 46.7264 | 46.0874 | 45.5942 | 45.1945 | 59.6725 | 58.9197 | 51.9327
Residential_Single Family Moderate Income_Existing_Space Heating_Natural Gas_Furnace_E3_Baseline Forecast | Residential | Single Family Moderate Income | Existing | Space Heating | Natural Gas | Furnace | E3 |  | Baseline Forecast | 0 | 37.0668 | 39.3647 | 25.3001 | 26.6394 | 28.0769 | 29.3924 | 30.5856 | 31.6778 | 32.6714 | 33.5679 | 34.3761 | 35.1026 | 35.7523 | 36.3321 | 36.8477 | 37.3217 | 37.738 | 37.3308 | 37.1236 | 35.8606 | 34.8341 | 33.8358 | 32.9357 | 32.1934 | 31.6306 | 31.1298 | 30.7016 | 30.3703 | 30.1012 | 39.7399 | 39.2343 | 34.5763
Residential_Single Family Moderate Income_Existing_Space Heating_Natural Gas_Furnace_E4_Baseline Forecast | Residential | Single Family Moderate Income | Existing | Space Heating | Natural Gas | Furnace | E4 |  | Baseline Forecast | 0 | 0 | 0 | 0 | 0 | 0 | 0 | 0 | 0 | 0 | 0 | 0 | 0 | 0 | 0 | 0 | 0 | 0 | 0 | 0 | 0 | 0 | 0 | 0 | 0 | 0 | 0 | 0 | 0 | 0 | 0 | 0 | 0
Residential_Single Family Moderate Income_Existing_Space Heating_Natural Gas_Furnace_E5_Baseline Forecast | Residential | Single Family Moderate Income | Existing | Space Heating | Natural Gas | Furnace | E5 |  | Baseline Forecast | 0 | 4.5549 | 4.8403 | 3.1125 | 3.2761 | 3.4533 | 3.6158 | 3.7618 | 3.8946 | 4.0135 | 4.1186 | 4.2123 | 4.2958 | 4.3696 | 4.4344 | 4.491 | 4.5422 | 4.5863 | 4.532 | 4.5043 | 4.3483 | 4.2211 | 4.0971 | 3.9852 | 3.8922 | 3.8208 | 3.7568 | 3.7015 | 3.6576 | 3.6211 | 4.7748 | 4.708 | 4.1334
Residential_Single Family Moderate Income_Existing_Space Heating_Natural Gas_Furnace_E6_Baseline Forecast | Residential | Single Family Moderate Income | Existing | Space Heating | Natural Gas | Furnace | E6 |  | Baseline Forecast | 0 | 0 | 0 | 0 | 0 | 0 | 0 | 0 | 0 | 0 | 0 | 0 | 0 | 0 | 0 | 0 | 0 | 0 | 0 | 0 | 0 | 0 | 0 | 0 | 0 | 0 | 0 | 0 | 0 | 0 | 0 | 0 | 0
Residential_Single Family Moderate Income_Existing_Space Heating_Natural Gas_Furnace_E7_Baseline Forecast | Residential | Single Family Moderate Income | Existing | Space Heating | Natural Gas | Furnace | E7 |  | Baseline Forecast | 0 | 0 | 0 | 0 | 0 | 0 | 0 | 0 | 0 | 0 | 0 | 0 | 0 | 0 | 0 | 0 | 0 | 0 | 0 | 0 | 0 | 0 | 0 | 0 | 0 | 0 | 0 | 0 | 0 | 0 | 0 | 0 | 0
Residential_Single Family Moderate Income_Existing_Space Heating_Natural Gas_Furnace_E8_Baseline Forecast | Residential | Single Family Moderate Income | Existing | Space Heating | Natural Gas | Furnace | E8 |  | Baseline Forecast | 0 | 0 | 0 | 0 | 0 | 0 | 0 | 0 | 0 | 0 | 0 | 0 | 0 | 0 | 0 | 0 | 0 | 0 | 0 | 0 | 0 | 0 | 0 | 0 | 0 | 0 | 0 | 0 | 0 | 0 | 0 | 0 | 0
Residential_Single Family Moderate Income_Existing_Space Heating_Natural Gas_Furnace_E9_Baseline Forecast | Residential | Single Family Moderate Income | Existing | Space Heating | Natural Gas | Furnace | E9 |  | Baseline Forecast | 0 | 0 | 0 | 0 | 0 | 0 | 0 | 0 | 0 | 0 | 0 | 0 | 0 | 0 | 0 | 0 | 0 | 0 | 0 | 0 | 0 | 0 | 0 | 0 | 0 | 0 | 0 | 0 | 0 | 0 | 0 | 0 | 0
Residential_Single Family Moderate Income_Existing_Space Heating_Natural Gas_Furnace_E10_Baseline Forecast | Residential | Single Family Moderate Income | Existing | Space Heating | Natural Gas | Furnace | E10 |  | Baseline Forecast | 0 | 0 | 0 | 0 | 0 | 0 | 0 | 0 | 0 | 0 | 0 | 0 | 0 | 0 | 0 | 0 | 0 | 0 | 0 | 0 | 0 | 0 | 0 | 0 | 0 | 0 | 0 | 0 | 0 | 0 | 0 | 0 | 0
Residential_Single Family Moderate Income_Existing_Space Heating_Natural Gas_Boiler_E1_Baseline Forecast | Residential | Single Family Moderate Income | Existing | Space Heating | Natural Gas | Boiler | E1 |  | Baseline Forecast | 0 | 17.212 | 0 | 0 | 0 | 0 | 0 | 0 | 0 | 0 | 0 | 0 | 0 | 0 | 0 | 0 | 0 | 0 | 0 | 0 | 0 | 0 | 0 | 0 | 0 | 0 | 0 | 0 | 0 | 0 | 0 | 0 | 0
Residential_Single Family Moderate Income_Existing_Space Heating_Natural Gas_Boiler_E2_Baseline Forecast | Residential | Single Family Moderate Income | Existing | Space Heating | Natural Gas | Boiler | E2 |  | Baseline Forecast | 0 | 0 | 13.9398 | 8.4688 | 8.9612 | 9.4763 | 9.9418 | 10.3608 | 10.7403 | 11.0827 | 11.3894 | 11.6638 | 11.9085 | 12.1256 | 12.3181 | 12.4881 | 12.6375 | 12.7673 | 12.8792 | 12.9757 | 13.0583 | 13.1282 | 12.9837 | 12.9179 | 12.4066 | 11.9934 | 11.6638 | 11.4052 | 11.2069 | 11.06 | 10.9563 | 10.8888 | 10.8514
Residential_Single Family Moderate Income_Existing_Space Heating_Natural Gas_Boiler_E3_Baseline Forecast | Residential | Single Family Moderate Income | Existing | Space Heating | Natural Gas | Boiler | E3 |  | Baseline Forecast | 0 | 7.1019 | 9.3222 | 5.6637 | 5.9927 | 6.337 | 6.6484 | 6.9285 | 7.1823 | 7.4112 | 7.6161 | 7.7994 | 7.9627 | 8.1076 | 8.2359 | 8.3491 | 8.4485 | 8.5348 | 8.6092 | 8.6732 | 8.7278 | 8.774 | 8.6768 | 8.6322 | 8.2899 | 8.013 | 7.7921 | 7.6186 | 7.4854 | 7.3861 | 7.3154 | 7.2685 | 7.2412
Residential_Single Family Moderate Income_Existing_Space Heating_Natural Gas_Boiler_E4_Baseline Forecast | Residential | Single Family Moderate Income | Existing | Space Heating | Natural Gas | Boiler | E4 |  | Baseline Forecast | 0 | 7.102 | 9.3264 | 5.6664 | 5.9952 | 6.3396 | 6.6511 | 6.9313 | 7.1852 | 7.4142 | 7.619 | 7.8022 | 7.9653 | 8.1099 | 8.2379 | 8.3507 | 8.4498 | 8.5356 | 8.6095 | 8.6731 | 8.7272 | 8.7729 | 8.6751 | 8.6299 | 8.2871 | 8.0097 | 7.7882 | 7.6141 | 7.4801 | 7.3799 | 7.3079 | 7.2593 | 7.2299
Residential_Single Family Moderate Income_Existing_Space Heating_Natural Gas_Boiler_E5_Baseline Forecast | Residential | Single Family Moderate Income | Existing | Space Heating | Natural Gas | Boiler | E5 |  | Baseline Forecast | 0 | 3.3732 | 4.4314 | 2.6925 | 2.8485 | 3.012 | 3.16 | 3.2931 | 3.4138 | 3.5225 | 3.6197 | 3.7065 | 3.7838 | 3.8522 | 3.9126 | 3.9659 | 4.0125 | 4.0529 | 4.0875 | 4.1173 | 4.1425 | 4.1637 | 4.1168 | 4.0948 | 3.9315 | 3.7993 | 3.6937 | 3.6105 | 3.5463 | 3.4978 | 3.4624 | 3.4379 | 3.422
Residential_Single Family Moderate Income_Existing_Space Heating_Natural Gas_Boiler_E6_Baseline Forecast | Residential | Single Family Moderate Income | Existing | Space Heating | Natural Gas | Boiler | E6 |  | Baseline Forecast | 0 | 0 | 0 | 0 | 0 | 0 | 0 | 0 | 0 | 0 | 0 | 0 | 0 | 0 | 0 | 0 | 0 | 0 | 0 | 0 | 0 | 0 | 0 | 0 | 0 | 0 | 0 | 0 | 0 | 0 | 0 | 0 | 0
Residential_Single Family Moderate Income_Existing_Space Heating_Natural Gas_Boiler_E7_Baseline Forecast | Residential | Single Family Moderate Income | Existing | Space Heating | Natural Gas | Boiler | E7 |  | Baseline Forecast | 0 | 0 | 0 | 0 | 0 | 0 | 0 | 0 | 0 | 0 | 0 | 0 | 0 | 0 | 0 | 0 | 0 | 0 | 0 | 0 | 0 | 0 | 0 | 0 | 0 | 0 | 0 | 0 | 0 | 0 | 0 | 0 | 0
Residential_Single Family Moderate Income_Existing_Space Heating_Natural Gas_Boiler_E8_Baseline Forecast | Residential | Single Family Moderate Income | Existing | Space Heating | Natural Gas | Boiler | E8 |  | Baseline Forecast | 0 | 0 | 0 | 0 | 0 | 0 | 0 | 0 | 0 | 0 | 0 | 0 | 0 | 0 | 0 | 0 | 0 | 0 | 0 | 0 | 0 | 0 | 0 | 0 | 0 | 0 | 0 | 0 | 0 | 0 | 0 | 0 | 0
Residential_Single Family Moderate Income_Existing_Space Heating_Natural Gas_Boiler_E9_Baseline Forecast | Residential | Single Family Moderate Income | Existing | Space Heating | Natural Gas | Boiler | E9 |  | Baseline Forecast | 0 | 0 | 0 | 0 | 0 | 0 | 0 | 0 | 0 | 0 | 0 | 0 | 0 | 0 | 0 | 0 | 0 | 0 | 0 | 0 | 0 | 0 | 0 | 0 | 0 | 0 | 0 | 0 | 0 | 0 | 0 | 0 | 0
Residential_Single Family Moderate Income_Existing_Space Heating_Natural Gas_Boiler_E10_Baseline Forecast | Residential | Single Family Moderate Income | Existing | Space Heating | Natural Gas | Boiler | E10 |  | Baseline Forecast | 0 | 0 | 0 | 0 | 0 | 0 | 0 | 0 | 0 | 0 | 0 | 0 | 0 | 0 | 0 | 0 | 0 | 0 | 0 | 0 | 0 | 0 | 0 | 0 | 0 | 0 | 0 | 0 | 0 | 0 | 0 | 0 | 0
Residential_Single Family Moderate Income_Existing_Secondary Heating_Natural Gas_Fireplace_E1_Baseline Forecast | Residential | Single Family Moderate Income | Existing | Secondary Heating | Natural Gas | Fireplace | E1 |  | Baseline Forecast | 0 | 298.6312 | 302.1583 | 256.7814 | 253.5845 | 252.6658 | 251.6556 | 250.498 | 249.2749 | 247.9518 | 246.4892 | 244.911 | 243.2225 | 241.4267 | 240.7838 | 240.237 | 235.5575 | 231.4116 | 227.703 | 224.3654 | 221.3306 | 218.5421 | 215.9439 | 284.9601 | 274.821 | 255.18 | 248.0964 | 241.7148 | 235.97 | 230.402 | 225.0506 | 219.9411 | 215.085
Residential_Single Family Moderate Income_Existing_Secondary Heating_Natural Gas_Fireplace_E2_Baseline Forecast | Residential | Single Family Moderate Income | Existing | Secondary Heating | Natural Gas | Fireplace | E2 |  | Baseline Forecast | 0 | 0 | 0 | 0 | 0 | 0 | 0 | 0 | 0 | 0 | 0 | 0 | 0 | 0 | 0 | 0 | 0 | 0 | 0 | 0 | 0 | 0 | 0 | 0 | 0 | 0 | 0 | 0 | 0 | 0 | 0 | 0 | 0
Residential_Single Family Moderate Income_Existing_Secondary Heating_Natural Gas_Fireplace_E3_Baseline Forecast | Residential | Single Family Moderate Income | Existing | Secondary Heating | Natural Gas | Fireplace | E3 |  | Baseline Forecast | 0 | 0 | 0 | 0 | 0 | 0 | 0 | 0 | 0 | 0 | 0 | 0 | 0 | 0 | 0 | 0 | 0 | 0 | 0 | 0 | 0 | 0 | 0 | 0 | 0 | 0 | 0 | 0 | 0 | 0 | 0 | 0 | 0
Residential_Single Family Moderate Income_Existing_Secondary Heating_Natural Gas_Fireplace_E4_Baseline Forecast | Residential | Single Family Moderate Income | Existing | Secondary Heating | Natural Gas | Fireplace | E4 |  | Baseline Forecast | 0 | 0 | 0 | 0 | 0 | 0 | 0 | 0 | 0 | 0 | 0 | 0 | 0 | 0 | 0 | 0 | 0 | 0 | 0 | 0 | 0 | 0 | 0 | 0 | 0 | 0 | 0 | 0 | 0 | 0 | 0 | 0 | 0
Residential_Single Family Moderate Income_Existing_Secondary Heating_Natural Gas_Fireplace_E5_Baseline Forecast | Residential | Single Family Moderate Income | Existing | Secondary Heating | Natural Gas | Fireplace | E5 |  | Baseline Forecast | 0 | 0 | 0 | 0 | 0 | 0 | 0 | 0 | 0 | 0 | 0 | 0 | 0 | 0 | 0 | 0 | 0 | 0 | 0 | 0 | 0 | 0 | 0 | 0 | 0 | 0 | 0 | 0 | 0 | 0 | 0 | 0 | 0
Residential_Single Family Moderate Income_Existing_Secondary Heating_Natural Gas_Fireplace_E6_Baseline Forecast | Residential | Single Family Moderate Income | Existing | Secondary Heating | Natural Gas | Fireplace | E6 |  | Baseline Forecast | 0 | 0 | 0 | 0 | 0 | 0 | 0 | 0 | 0 | 0 | 0 | 0 | 0 | 0 | 0 | 0 | 0 | 0 | 0 | 0 | 0 | 0 | 0 | 0 | 0 | 0 | 0 | 0 | 0 | 0 | 0 | 0 | 0
Residential_Single Family Moderate Income_Existing_Secondary Heating_Natural Gas_Fireplace_E7_Baseline Forecast | Residential | Single Family Moderate Income | Existing | Secondary Heating | Natural Gas | Fireplace | E7 |  | Baseline Forecast | 0 | 0 | 0 | 0 | 0 | 0 | 0 | 0 | 0 | 0 | 0 | 0 | 0 | 0 | 0 | 0 | 0 | 0 | 0 | 0 | 0 | 0 | 0 | 0 | 0 | 0 | 0 | 0 | 0 | 0 | 0 | 0 | 0
Residential_Single Family Moderate Income_Existing_Secondary Heating_Natural Gas_Fireplace_E8_Baseline Forecast | Residential | Single Family Moderate Income | Existing | Secondary Heating | Natural Gas | Fireplace | E8 |  | Baseline Forecast | 0 | 0 | 0 | 0 | 0 | 0 | 0 | 0 | 0 | 0 | 0 | 0 | 0 | 0 | 0 | 0 | 0 | 0 | 0 | 0 | 0 | 0 | 0 | 0 | 0 | 0 | 0 | 0 | 0 | 0 | 0 | 0 | 0
Residential_Single Family Moderate Income_Existing_Secondary Heating_Natural Gas_Fireplace_E9_Baseline Forecast | Residential | Single Family Moderate Income | Existing | Secondary Heating | Natural Gas | Fireplace | E9 |  | Baseline Forecast | 0 | 0 | 0 | 0 | 0 | 0 | 0 | 0 | 0 | 0 | 0 | 0 | 0 | 0 | 0 | 0 | 0 | 0 | 0 | 0 | 0 | 0 | 0 | 0 | 0 | 0 | 0 | 0 | 0 | 0 | 0 | 0 | 0
Residential_Single Family Moderate Income_Existing_Secondary Heating_Natural Gas_Fireplace_E10_Baseline Forecast | Residential | Single Family Moderate Income | Existing | Secondary Heating | Natural Gas | Fireplace | E10 |  | Baseline Forecast | 0 | 0 | 0 | 0 | 0 | 0 | 0 | 0 | 0 | 0 | 0 | 0 | 0 | 0 | 0 | 0 | 0 | 0 | 0 | 0 | 0 | 0 | 0 | 0 | 0 | 0 | 0 | 0 | 0 | 0 | 0 | 0 | 0
Residential_Single Family Moderate Income_Existing_Water Heating_Natural Gas_Water Heater (<= 55 gal)_E1_Baseline Forecast | Residential | Single Family Moderate Income | Existing | Water Heating | Natural Gas | Water Heater (<= 55 gal) | E1 |  | Baseline Forecast | 0 | 163.1079 | 189.2126 | 159.7587 | 175.0158 | 189.7577 | 198.1109 | 205.5935 | 212.5852 | 217.8723 | 202.3712 | 205.7943 | 193.0348 | 186.3516 | 177.0186 | 171.0388 | 167.4446 | 165.5699 | 165.002 | 204.0231 | 204.6133 | 193.2284 | 194.9164 | 194.2488 | 192.1759 | 188.7112 | 184.4866 | 180.8783 | 177.3624 | 174.132 | 173.0971 | 173.3577 | 171.4119
Residential_Single Family Moderate Income_Existing_Water Heating_Natural Gas_Water Heater (<= 55 gal)_E2_Baseline Forecast | Residential | Single Family Moderate Income | Existing | Water Heating | Natural Gas | Water Heater (<= 55 gal) | E2 |  | Baseline Forecast | 0 | 966.7697 | 1095.5054 | 909.1333 | 984.1929 | 1053.701 | 1116.2075 | 1167.9667 | 1210.7485 | 1247.003 | 1296.7494 | 1321.3887 | 1259.8804 | 1222.9174 | 1167.0008 | 1131.2057 | 1110.8114 | 1101.8839 | 1101.264 | 1363.831 | 1370.361 | 1298.5659 | 1311.7515 | 1310.6623 | 1301.631 | 1283.649 | 1261.2417 | 1236.5735 | 1212.5374 | 1190.4522 | 1183.3773 | 1185.1592 | 1171.8566
Residential_Single Family Moderate Income_Existing_Water Heating_Natural Gas_Water Heater (<= 55 gal)_E3_Baseline Forecast | Residential | Single Family Moderate Income | Existing | Water Heating | Natural Gas | Water Heater (<= 55 gal) | E3 |  | Baseline Forecast | 0 | 47.0772 | 53.5284 | 44.5368 | 48.299 | 51.8098 | 54.7613 | 57.2316 | 59.3052 | 61.0355 | 62.4626 | 63.6321 | 60.5361 | 58.7189 | 55.9997 | 54.2601 | 53.2608 | 52.809 | 52.7598 | 65.326 | 65.6232 | 62.1562 | 62.7769 | 62.7046 | 62.2406 | 61.3471 | 60.2385 | 59.0603 | 57.9123 | 56.8575 | 56.5196 | 56.6047 | 55.9694
Residential_Single Family Moderate Income_Existing_Water Heating_Natural Gas_Water Heater (<= 55 gal)_E4_Baseline Forecast | Residential | Single Family Moderate Income | Existing | Water Heating | Natural Gas | Water Heater (<= 55 gal) | E4 |  | Baseline Forecast | 0 | 0 | 0 | 0 | 0 | 0 | 0 | 0 | 0 | 0 | 0 | 0 | 0 | 0 | 0 | 0 | 0 | 0 | 0 | 0 | 0 | 0 | 0 | 0 | 0 | 0 | 0 | 0 | 0 | 0 | 0 | 0 | 0
Residential_Single Family Moderate Income_Existing_Water Heating_Natural Gas_Water Heater (<= 55 gal)_E5_Baseline Forecast | Residential | Single Family Moderate Income | Existing | Water Heating | Natural Gas | Water Heater (<= 55 gal) | E5 |  | Baseline Forecast | 0 | 0 | 0 | 0 | 0 | 0 | 0 | 0 | 0 | 0 | 0 | 0 | 0 | 0 | 0 | 0 | 0 | 0 | 0 | 0 | 0 | 0 | 0 | 0 | 0 | 0 | 0 | 0 | 0 | 0 | 0 | 0 | 0
Residential_Single Family Moderate Income_Existing_Water Heating_Natural Gas_Water Heater (<= 55 gal)_E6_Baseline Forecast | Residential | Single Family Moderate Income | Existing | Water Heating | Natural Gas | Water Heater (<= 55 gal) | E6 |  | Baseline Forecast | 0 | 0 | 0 | 0 | 0 | 0 | 0 | 0 | 0 | 0 | 0 | 0 | 0 | 0 | 0 | 0 | 0 | 0 | 0 | 0 | 0 | 0 | 0 | 0 | 0 | 0 | 0 | 0 | 0 | 0 | 0 | 0 | 0
Residential_Single Family Moderate Income_Existing_Water Heating_Natural Gas_Water Heater (<= 55 gal)_E7_Baseline Forecast | Residential | Single Family Moderate Income | Existing | Water Heating | Natural Gas | Water Heater (<= 55 gal) | E7 |  | Baseline Forecast | 0 | 0 | 0 | 0 | 0 | 0 | 0 | 0 | 0 | 0 | 0 | 0 | 0 | 0 | 0 | 0 | 0 | 0 | 0 | 0 | 0 | 0 | 0 | 0 | 0 | 0 | 0 | 0 | 0 | 0 | 0 | 0 | 0
Residential_Single Family Moderate Income_Existing_Water Heating_Natural Gas_Water Heater (<= 55 gal)_E8_Baseline Forecast | Residential | Single Family Moderate Income | Existing | Water Heating | Natural Gas | Water Heater (<= 55 gal) | E8 |  | Baseline Forecast | 0 | 0 | 0 | 0 | 0 | 0 | 0 | 0 | 0 | 0 | 0 | 0 | 0 | 0 | 0 | 0 | 0 | 0 | 0 | 0 | 0 | 0 | 0 | 0 | 0 | 0 | 0 | 0 | 0 | 0 | 0 | 0 | 0
Residential_Single Family Moderate Income_Existing_Water Heating_Natural Gas_Water Heater (<= 55 gal)_E9_Baseline Forecast | Residential | Single Family Moderate Income | Existing | Water Heating | Natural Gas | Water Heater (<= 55 gal) | E9 |  | Baseline Forecast | 0 | 0 | 0 | 0 | 0 | 0 | 0 | 0 | 0 | 0 | 0 | 0 | 0 | 0 | 0 | 0 | 0 | 0 | 0 | 0 | 0 | 0 | 0 | 0 | 0 | 0 | 0 | 0 | 0 | 0 | 0 | 0 | 0
Residential_Single Family Moderate Income_Existing_Water Heating_Natural Gas_Water Heater (<= 55 gal)_E10_Baseline Forecast | Residential | Single Family Moderate Income | Existing | Water Heating | Natural Gas | Water Heater (<= 55 gal) | E10 |  | Baseline Forecast | 0 | 0 | 0 | 0 | 0 | 0 | 0 | 0 | 0 | 0 | 0 | 0 | 0 | 0 | 0 | 0 | 0 | 0 | 0 | 0 | 0 | 0 | 0 | 0 | 0 | 0 | 0 | 0 | 0 | 0 | 0 | 0 | 0
Residential_Single Family Moderate Income_Existing_Water Heating_Natural Gas_Water Heater (> 55 gal)_E1_Baseline Forecast | Residential | Single Family Moderate Income | Existing | Water Heating | Natural Gas | Water Heater (> 55 gal) | E1 |  | Baseline Forecast | 0 | 5.1016 | 5.918 | 4.9968 | 5.474 | 5.9351 | 6.1963 | 6.4304 | 6.6491 | 6.8144 | 6.3296 | 6.4367 | 6.0376 | 5.8285 | 5.5366 | 5.3496 | 5.2372 | 5.1786 | 5.1608 | 6.3813 | 6.3997 | 6.0436 | 6.0964 | 6.0756 | 6.0107 | 5.9024 | 5.7702 | 5.6574 | 5.5474 | 5.4464 | 5.414 | 5.4221 | 5.3613
Residential_Single Family Moderate Income_Existing_Water Heating_Natural Gas_Water Heater (> 55 gal)_E2_Baseline Forecast | Residential | Single Family Moderate Income | Existing | Water Heating | Natural Gas | Water Heater (> 55 gal) | E2 |  | Baseline Forecast | 0 | 30.2378 | 34.2643 | 28.4351 | 30.7828 | 32.9568 | 34.9118 | 36.5307 | 37.8688 | 39.0027 | 40.5587 | 41.3293 | 39.4055 | 38.2494 | 36.5005 | 35.3809 | 34.743 | 34.4638 | 34.4444 | 42.6568 | 42.861 | 40.6155 | 41.0279 | 40.9938 | 40.7113 | 40.1489 | 39.4481 | 38.6765 | 37.9247 | 37.234 | 37.0127 | 37.0684 | 36.6524
Residential_Single Family Moderate Income_Existing_Water Heating_Natural Gas_Water Heater (> 55 gal)_E3_Baseline Forecast | Residential | Single Family Moderate Income | Existing | Water Heating | Natural Gas | Water Heater (> 55 gal) | E3 |  | Baseline Forecast | 0 | 1.4724 | 1.6742 | 1.393 | 1.5107 | 1.6205 | 1.7128 | 1.79 | 1.8549 | 1.909 | 1.9537 | 1.9902 | 1.8934 | 1.8366 | 1.7515 | 1.6971 | 1.6658 | 1.6517 | 1.6502 | 2.0432 | 2.0525 | 1.9441 | 1.9635 | 1.9612 | 1.9467 | 1.9188 | 1.8841 | 1.8472 | 1.8113 | 1.7783 | 1.7678 | 1.7704 | 1.7506
Residential_Single Family Moderate Income_Existing_Water Heating_Natural Gas_Water Heater (> 55 gal)_E4_Baseline Forecast | Residential | Single Family Moderate Income | Existing | Water Heating | Natural Gas | Water Heater (> 55 gal) | E4 |  | Baseline Forecast | 0 | 0 | 0 | 0 | 0 | 0 | 0 | 0 | 0 | 0 | 0 | 0 | 0 | 0 | 0 | 0 | 0 | 0 | 0 | 0 | 0 | 0 | 0 | 0 | 0 | 0 | 0 | 0 | 0 | 0 | 0 | 0 | 0
Residential_Single Family Moderate Income_Existing_Water Heating_Natural Gas_Water Heater (> 55 gal)_E5_Baseline Forecast | Residential | Single Family Moderate Income | Existing | Water Heating | Natural Gas | Water Heater (> 55 gal) | E5 |  | Baseline Forecast | 0 | 0 | 0 | 0 | 0 | 0 | 0 | 0 | 0 | 0 | 0 | 0 | 0 | 0 | 0 | 0 | 0 | 0 | 0 | 0 | 0 | 0 | 0 | 0 | 0 | 0 | 0 | 0 | 0 | 0 | 0 | 0 | 0
Residential_Single Family Moderate Income_Existing_Water Heating_Natural Gas_Water Heater (> 55 gal)_E6_Baseline Forecast | Residential | Single Family Moderate Income | Existing | Water Heating | Natural Gas | Water Heater (> 55 gal) | E6 |  | Baseline Forecast | 0 | 0 | 0 | 0 | 0 | 0 | 0 | 0 | 0 | 0 | 0 | 0 | 0 | 0 | 0 | 0 | 0 | 0 | 0 | 0 | 0 | 0 | 0 | 0 | 0 | 0 | 0 | 0 | 0 | 0 | 0 | 0 | 0
Residential_Single Family Moderate Income_Existing_Water Heating_Natural Gas_Water Heater (> 55 gal)_E7_Baseline Forecast | Residential | Single Family Moderate Income | Existing | Water Heating | Natural Gas | Water Heater (> 55 gal) | E7 |  | Baseline Forecast | 0 | 0 | 0 | 0 | 0 | 0 | 0 | 0 | 0 | 0 | 0 | 0 | 0 | 0 | 0 | 0 | 0 | 0 | 0 | 0 | 0 | 0 | 0 | 0 | 0 | 0 | 0 | 0 | 0 | 0 | 0 | 0 | 0
Residential_Single Family Moderate Income_Existing_Water Heating_Natural Gas_Water Heater (> 55 gal)_E8_Baseline Forecast | Residential | Single Family Moderate Income | Existing | Water Heating | Natural Gas | Water Heater (> 55 gal) | E8 |  | Baseline Forecast | 0 | 0 | 0 | 0 | 0 | 0 | 0 | 0 | 0 | 0 | 0 | 0 | 0 | 0 | 0 | 0 | 0 | 0 | 0 | 0 | 0 | 0 | 0 | 0 | 0 | 0 | 0 | 0 | 0 | 0 | 0 | 0 | 0
Residential_Single Family Moderate Income_Existing_Water Heating_Natural Gas_Water Heater (> 55 gal)_E9_Baseline Forecast | Residential | Single Family Moderate Income | Existing | Water Heating | Natural Gas | Water Heater (> 55 gal) | E9 |  | Baseline Forecast | 0 | 0 | 0 | 0 | 0 | 0 | 0 | 0 | 0 | 0 | 0 | 0 | 0 | 0 | 0 | 0 | 0 | 0 | 0 | 0 | 0 | 0 | 0 | 0 | 0 | 0 | 0 | 0 | 0 | 0 | 0 | 0 | 0
Residential_Single Family Moderate Income_Existing_Water Heating_Natural Gas_Water Heater (> 55 gal)_E10_Baseline Forecast | Residential | Single Family Moderate Income | Existing | Water Heating | Natural Gas | Water Heater (> 55 gal) | E10 |  | Baseline Forecast | 0 | 0 | 0 | 0 | 0 | 0 | 0 | 0 | 0 | 0 | 0 | 0 | 0 | 0 | 0 | 0 | 0 | 0 | 0 | 0 | 0 | 0 | 0 | 0 | 0 | 0 | 0 | 0 | 0 | 0 | 0 | 0 | 0
Residential_Single Family Moderate Income_Existing_Appliances_Natural Gas_Clothes Dryer_E1_Baseline Forecast | Residential | Single Family Moderate Income | Existing | Appliances | Natural Gas | Clothes Dryer | E1 |  | Baseline Forecast | 0 | 142.4919 | 161.5795 | 130.7469 | 142.1994 | 152.9577 | 162.1118 | 169.8813 | 176.5143 | 182.159 | 186.9233 | 179.3918 | 175.52 | 168.0535 | 163.4791 | 161.1012 | 160.3669 | 160.8261 | 201.3183 | 202.7698 | 191.2119 | 192.1943 | 191.9381 | 190.1996 | 187.6747 | 184.8409 | 182.021 | 179.4216 | 179.3953 | 180.5902 | 179.0038 | 178.5876 | 178.8103
Residential_Single Family Moderate Income_Existing_Appliances_Natural Gas_Clothes Dryer_E2_Baseline Forecast | Residential | Single Family Moderate Income | Existing | Appliances | Natural Gas | Clothes Dryer | E2 |  | Baseline Forecast | 0 | 114.1235 | 129.4251 | 104.7374 | 113.9032 | 122.534 | 129.9011 | 136.156 | 141.5083 | 146.0696 | 149.927 | 143.9197 | 140.848 | 134.8908 | 131.2509 | 129.374 | 128.8165 | 129.2198 | 161.7962 | 163.0039 | 153.747 | 154.5695 | 154.3892 | 153.0142 | 150.9984 | 148.7288 | 146.4673 | 144.3791 | 144.3564 | 145.3129 | 144.0248 | 143.6755 | 143.8347
Residential_Single Family Moderate Income_Existing_Appliances_Natural Gas_Clothes Dryer_E3_Baseline Forecast | Residential | Single Family Moderate Income | Existing | Appliances | Natural Gas | Clothes Dryer | E3 |  | Baseline Forecast | 0 | 0 | 0 | 0 | 0 | 0 | 0 | 0 | 0 | 0 | 0 | 0 | 0 | 0 | 0 | 0 | 0 | 0 | 0 | 0 | 0 | 0 | 0 | 0 | 0 | 0 | 0 | 0 | 0 | 0 | 0 | 0 | 0
Residential_Single Family Moderate Income_Existing_Appliances_Natural Gas_Clothes Dryer_E4_Baseline Forecast | Residential | Single Family Moderate Income | Existing | Appliances | Natural Gas | Clothes Dryer | E4 |  | Baseline Forecast | 0 | 0 | 0 | 0 | 0 | 0 | 0 | 0 | 0 | 0 | 0 | 0 | 0 | 0 | 0 | 0 | 0 | 0 | 0 | 0 | 0 | 0 | 0 | 0 | 0 | 0 | 0 | 0 | 0 | 0 | 0 | 0 | 0
Residential_Single Family Moderate Income_Existing_Appliances_Natural Gas_Clothes Dryer_E5_Baseline Forecast | Residential | Single Family Moderate Income | Existing | Appliances | Natural Gas | Clothes Dryer | E5 |  | Baseline Forecast | 0 | 0 | 0 | 0 | 0 | 0 | 0 | 0 | 0 | 0 | 0 | 0 | 0 | 0 | 0 | 0 | 0 | 0 | 0 | 0 | 0 | 0 | 0 | 0 | 0 | 0 | 0 | 0 | 0 | 0 | 0 | 0 | 0
Residential_Single Family Moderate Income_Existing_Appliances_Natural Gas_Clothes Dryer_E6_Baseline Forecast | Residential | Single Family Moderate Income | Existing | Appliances | Natural Gas | Clothes Dryer | E6 |  | Baseline Forecast | 0 | 0 | 0 | 0 | 0 | 0 | 0 | 0 | 0 | 0 | 0 | 0 | 0 | 0 | 0 | 0 | 0 | 0 | 0 | 0 | 0 | 0 | 0 | 0 | 0 | 0 | 0 | 0 | 0 | 0 | 0 | 0 | 0
Residential_Single Family Moderate Income_Existing_Appliances_Natural Gas_Clothes Dryer_E7_Baseline Forecast | Residential | Single Family Moderate Income | Existing | Appliances | Natural Gas | Clothes Dryer | E7 |  | Baseline Forecast | 0 | 0 | 0 | 0 | 0 | 0 | 0 | 0 | 0 | 0 | 0 | 0 | 0 | 0 | 0 | 0 | 0 | 0 | 0 | 0 | 0 | 0 | 0 | 0 | 0 | 0 | 0 | 0 | 0 | 0 | 0 | 0 | 0
Residential_Single Family Moderate Income_Existing_Appliances_Natural Gas_Clothes Dryer_E8_Baseline Forecast | Residential | Single Family Moderate Income | Existing | Appliances | Natural Gas | Clothes Dryer | E8 |  | Baseline Forecast | 0 | 0 | 0 | 0 | 0 | 0 | 0 | 0 | 0 | 0 | 0 | 0 | 0 | 0 | 0 | 0 | 0 | 0 | 0 | 0 | 0 | 0 | 0 | 0 | 0 | 0 | 0 | 0 | 0 | 0 | 0 | 0 | 0
Residential_Single Family Moderate Income_Existing_Appliances_Natural Gas_Clothes Dryer_E9_Baseline Forecast | Residential | Single Family Moderate Income | Existing | Appliances | Natural Gas | Clothes Dryer | E9 |  | Baseline Forecast | 0 | 0 | 0 | 0 | 0 | 0 | 0 | 0 | 0 | 0 | 0 | 0 | 0 | 0 | 0 | 0 | 0 | 0 | 0 | 0 | 0 | 0 | 0 | 0 | 0 | 0 | 0 | 0 | 0 | 0 | 0 | 0 | 0
Residential_Single Family Moderate Income_Existing_Appliances_Natural Gas_Clothes Dryer_E10_Baseline Forecast | Residential | Single Family Moderate Income | Existing | Appliances | Natural Gas | Clothes Dryer | E10 |  | Baseline Forecast | 0 | 0 | 0 | 0 | 0 | 0 | 0 | 0 | 0 | 0 | 0 | 0 | 0 | 0 | 0 | 0 | 0 | 0 | 0 | 0 | 0 | 0 | 0 | 0 | 0 | 0 | 0 | 0 | 0 | 0 | 0 | 0 | 0
Residential_Single Family Moderate Income_Existing_Appliances_Natural Gas_Stove/Oven_E1_Baseline Forecast | Residential | Single Family Moderate Income | Existing | Appliances | Natural Gas | Stove/Oven | E1 |  | Baseline Forecast | 0 | 400.6793 | 460.8624 | 420.3344 | 454.069 | 485.107 | 510.6316 | 531.4596 | 548.4431 | 562.1216 | 572.8893 | 538.2534 | 516.0615 | 492.2167 | 476.998 | 468.2124 | 464.1421 | 463.4062 | 563.7323 | 566.617 | 547.2583 | 545.305 | 539.1217 | 529.3685 | 517.9464 | 506.1165 | 494.7004 | 484.1972 | 477.042 | 474.362 | 469.1329 | 466.5387 | 465.1165
Residential_Single Family Moderate Income_Existing_Appliances_Natural Gas_Stove/Oven_E2_Baseline Forecast | Residential | Single Family Moderate Income | Existing | Appliances | Natural Gas | Stove/Oven | E2 |  | Baseline Forecast | 0 | 172.3532 | 198.2896 | 180.8877 | 195.3726 | 208.7784 | 219.8922 | 228.9713 | 236.4246 | 242.456 | 247.2386 | 232.4134 | 222.9549 | 212.7762 | 206.3111 | 202.6262 | 200.979 | 200.7824 | 244.3962 | 245.7886 | 237.5129 | 236.78 | 234.1848 | 230.0291 | 225.1189 | 220.0127 | 215.0751 | 210.5203 | 207.4044 | 206.2229 | 203.912 | 202.7373 | 202.0548
Residential_Single Family Moderate Income_Existing_Appliances_Natural Gas_Stove/Oven_E3_Baseline Forecast | Residential | Single Family Moderate Income | Existing | Appliances | Natural Gas | Stove/Oven | E3 |  | Baseline Forecast | 0 | 0 | 0 | 0 | 0 | 0 | 0 | 0 | 0 | 0 | 0 | 0 | 0 | 0 | 0 | 0 | 0 | 0 | 0 | 0 | 0 | 0 | 0 | 0 | 0 | 0 | 0 | 0 | 0 | 0 | 0 | 0 | 0
Residential_Single Family Moderate Income_Existing_Appliances_Natural Gas_Stove/Oven_E4_Baseline Forecast | Residential | Single Family Moderate Income | Existing | Appliances | Natural Gas | Stove/Oven | E4 |  | Baseline Forecast | 0 | 0 | 0 | 0 | 0 | 0 | 0 | 0 | 0 | 0 | 0 | 0 | 0 | 0 | 0 | 0 | 0 | 0 | 0 | 0 | 0 | 0 | 0 | 0 | 0 | 0 | 0 | 0 | 0 | 0 | 0 | 0 | 0
Residential_Single Family Moderate Income_Existing_Appliances_Natural Gas_Stove/Oven_E5_Baseline Forecast | Residential | Single Family Moderate Income | Existing | Appliances | Natural Gas | Stove/Oven | E5 |  | Baseline Forecast | 0 | 0 | 0 | 0 | 0 | 0 | 0 | 0 | 0 | 0 | 0 | 0 | 0 | 0 | 0 | 0 | 0 | 0 | 0 | 0 | 0 | 0 | 0 | 0 | 0 | 0 | 0 | 0 | 0 | 0 | 0 | 0 | 0
Residential_Single Family Moderate Income_Existing_Appliances_Natural Gas_Stove/Oven_E6_Baseline Forecast | Residential | Single Family Moderate Income | Existing | Appliances | Natural Gas | Stove/Oven | E6 |  | Baseline Forecast | 0 | 0 | 0 | 0 | 0 | 0 | 0 | 0 | 0 | 0 | 0 | 0 | 0 | 0 | 0 | 0 | 0 | 0 | 0 | 0 | 0 | 0 | 0 | 0 | 0 | 0 | 0 | 0 | 0 | 0 | 0 | 0 | 0
Residential_Single Family Moderate Income_Existing_Appliances_Natural Gas_Stove/Oven_E7_Baseline Forecast | Residential | Single Family Moderate Income | Existing | Appliances | Natural Gas | Stove/Oven | E7 |  | Baseline Forecast | 0 | 0 | 0 | 0 | 0 | 0 | 0 | 0 | 0 | 0 | 0 | 0 | 0 | 0 | 0 | 0 | 0 | 0 | 0 | 0 | 0 | 0 | 0 | 0 | 0 | 0 | 0 | 0 | 0 | 0 | 0 | 0 | 0
Residential_Single Family Moderate Income_Existing_Appliances_Natural Gas_Stove/Oven_E8_Baseline Forecast | Residential | Single Family Moderate Income | Existing | Appliances | Natural Gas | Stove/Oven | E8 |  | Baseline Forecast | 0 | 0 | 0 | 0 | 0 | 0 | 0 | 0 | 0 | 0 | 0 | 0 | 0 | 0 | 0 | 0 | 0 | 0 | 0 | 0 | 0 | 0 | 0 | 0 | 0 | 0 | 0 | 0 | 0 | 0 | 0 | 0 | 0
Residential_Single Family Moderate Income_Existing_Appliances_Natural Gas_Stove/Oven_E9_Baseline Forecast | Residential | Single Family Moderate Income | Existing | Appliances | Natural Gas | Stove/Oven | E9 |  | Baseline Forecast | 0 | 0 | 0 | 0 | 0 | 0 | 0 | 0 | 0 | 0 | 0 | 0 | 0 | 0 | 0 | 0 | 0 | 0 | 0 | 0 | 0 | 0 | 0 | 0 | 0 | 0 | 0 | 0 | 0 | 0 | 0 | 0 | 0
Residential_Single Family Moderate Income_Existing_Appliances_Natural Gas_Stove/Oven_E10_Baseline Forecast | Residential | Single Family Moderate Income | Existing | Appliances | Natural Gas | Stove/Oven | E10 |  | Baseline Forecast | 0 | 0 | 0 | 0 | 0 | 0 | 0 | 0 | 0 | 0 | 0 | 0 | 0 | 0 | 0 | 0 | 0 | 0 | 0 | 0 | 0 | 0 | 0 | 0 | 0 | 0 | 0 | 0 | 0 | 0 | 0 | 0 | 0
Residential_Single Family Moderate Income_Existing_Miscellaneous_Natural Gas_Pool Heater_E1_Baseline Forecast | Residential | Single Family Moderate Income | Existing | Miscellaneous | Natural Gas | Pool Heater | E1 |  | Baseline Forecast | 0 | 5.5681 | 6.9654 | 7.0673 | 7.7664 | 8.346 | 8.7816 | 9.1026 | 9.3361 | 9.4999 | 8.5165 | 7.9762 | 7.5717 | 7.393 | 7.3594 | 8.6539 | 8.8052 | 8.7042 | 8.8006 | 8.6577 | 8.4142 | 8.1224 | 7.8384 | 7.5908 | 7.3712 | 7.321 | 7.2917 | 7.3352 | 7.3753 | 7.6601 | 7.5796 | 7.4087 | 7.2728
Residential_Single Family Moderate Income_Existing_Miscellaneous_Natural Gas_Pool Heater_E2_Baseline Forecast | Residential | Single Family Moderate Income | Existing | Miscellaneous | Natural Gas | Pool Heater | E2 |  | Baseline Forecast | 0 | 0.29306 | 0.3666 | 0.37196 | 0.40876 | 0.43926 | 0.46219 | 0.47908 | 0.49138 | 0.49999 | 0.44824 | 0.4198 | 0.39851 | 0.38911 | 0.38734 | 0.45547 | 0.46343 | 0.45812 | 0.46319 | 0.45567 | 0.44285 | 0.4275 | 0.41255 | 0.39952 | 0.38796 | 0.38532 | 0.38378 | 0.38606 | 0.38817 | 0.40316 | 0.39893 | 0.38993 | 0.38278
Residential_Single Family Moderate Income_Existing_Miscellaneous_Natural Gas_Pool Heater_E3_Baseline Forecast | Residential | Single Family Moderate Income | Existing | Miscellaneous | Natural Gas | Pool Heater | E3 |  | Baseline Forecast | 0 | 0 | 0 | 0 | 0 | 0 | 0 | 0 | 0 | 0 | 0 | 0 | 0 | 0 | 0 | 0 | 0 | 0 | 0 | 0 | 0 | 0 | 0 | 0 | 0 | 0 | 0 | 0 | 0 | 0 | 0 | 0 | 0
Residential_Single Family Moderate Income_Existing_Miscellaneous_Natural Gas_Pool Heater_E4_Baseline Forecast | Residential | Single Family Moderate Income | Existing | Miscellaneous | Natural Gas | Pool Heater | E4 |  | Baseline Forecast | 0 | 0 | 0 | 0 | 0 | 0 | 0 | 0 | 0 | 0 | 0 | 0 | 0 | 0 | 0 | 0 | 0 | 0 | 0 | 0 | 0 | 0 | 0 | 0 | 0 | 0 | 0 | 0 | 0 | 0 | 0 | 0 | 0
Residential_Single Family Moderate Income_Existing_Miscellaneous_Natural Gas_Pool Heater_E5_Baseline Forecast | Residential | Single Family Moderate Income | Existing | Miscellaneous | Natural Gas | Pool Heater | E5 |  | Baseline Forecast | 0 | 0 | 0 | 0 | 0 | 0 | 0 | 0 | 0 | 0 | 0 | 0 | 0 | 0 | 0 | 0 | 0 | 0 | 0 | 0 | 0 | 0 | 0 | 0 | 0 | 0 | 0 | 0 | 0 | 0 | 0 | 0 | 0
Residential_Single Family Moderate Income_Existing_Miscellaneous_Natural Gas_Pool Heater_E6_Baseline Forecast | Residential | Single Family Moderate Income | Existing | Miscellaneous | Natural Gas | Pool Heater | E6 |  | Baseline Forecast | 0 | 0 | 0 | 0 | 0 | 0 | 0 | 0 | 0 | 0 | 0 | 0 | 0 | 0 | 0 | 0 | 0 | 0 | 0 | 0 | 0 | 0 | 0 | 0 | 0 | 0 | 0 | 0 | 0 | 0 | 0 | 0 | 0
Residential_Single Family Moderate Income_Existing_Miscellaneous_Natural Gas_Pool Heater_E7_Baseline Forecast | Residential | Single Family Moderate Income | Existing | Miscellaneous | Natural Gas | Pool Heater | E7 |  | Baseline Forecast | 0 | 0 | 0 | 0 | 0 | 0 | 0 | 0 | 0 | 0 | 0 | 0 | 0 | 0 | 0 | 0 | 0 | 0 | 0 | 0 | 0 | 0 | 0 | 0 | 0 | 0 | 0 | 0 | 0 | 0 | 0 | 0 | 0
Residential_Single Family Moderate Income_Existing_Miscellaneous_Natural Gas_Pool Heater_E8_Baseline Forecast | Residential | Single Family Moderate Income | Existing | Miscellaneous | Natural Gas | Pool Heater | E8 |  | Baseline Forecast | 0 | 0 | 0 | 0 | 0 | 0 | 0 | 0 | 0 | 0 | 0 | 0 | 0 | 0 | 0 | 0 | 0 | 0 | 0 | 0 | 0 | 0 | 0 | 0 | 0 | 0 | 0 | 0 | 0 | 0 | 0 | 0 | 0
Residential_Single Family Moderate Income_Existing_Miscellaneous_Natural Gas_Pool Heater_E9_Baseline Forecast | Residential | Single Family Moderate Income | Existing | Miscellaneous | Natural Gas | Pool Heater | E9 |  | Baseline Forecast | 0 | 0 | 0 | 0 | 0 | 0 | 0 | 0 | 0 | 0 | 0 | 0 | 0 | 0 | 0 | 0 | 0 | 0 | 0 | 0 | 0 | 0 | 0 | 0 | 0 | 0 | 0 | 0 | 0 | 0 | 0 | 0 | 0
Residential_Single Family Moderate Income_Existing_Miscellaneous_Natural Gas_Pool Heater_E10_Baseline Forecast | Residential | Single Family Moderate Income | Existing | Miscellaneous | Natural Gas | Pool Heater | E10 |  | Baseline Forecast | 0 | 0 | 0 | 0 | 0 | 0 | 0 | 0 | 0 | 0 | 0 | 0 | 0 | 0 | 0 | 0 | 0 | 0 | 0 | 0 | 0 | 0 | 0 | 0 | 0 | 0 | 0 | 0 | 0 | 0 | 0 | 0 | 0
Residential_Single Family Moderate Income_Existing_Miscellaneous_Natural Gas_Miscellaneous_E1_Baseline Forecast | Residential | Single Family Moderate Income | Existing | Miscellaneous | Natural Gas | Miscellaneous | E1 |  | Baseline Forecast | 0 | 1988.3894 | 2395.0959 | 2452.1043 | 2667.8691 | 2857.1082 | 3006.433 | 2783.1857 | 2659.36 | 2568.1788 | 2531.3063 | 2531.4047 | 2555.4216 | 3022.7338 | 3004.3304 | 2899.5716 | 2851.4365 | 2799.8069 | 2751.0451 | 2692.6594 | 2664.7433 | 2632.6395 | 2611.3831 | 2594.4597 | 2578.6288 | 2664.6695 | 2613.8096 | 2545.7053 | 2499.7565 | 2458.3404 | 2422.3708 | 2403.6725 | 2387.6217
Residential_Single Family Moderate Income_Existing_Miscellaneous_Natural Gas_Miscellaneous_E2_Baseline Forecast | Residential | Single Family Moderate Income | Existing | Miscellaneous | Natural Gas | Miscellaneous | E2 |  | Baseline Forecast | 0 | 0 | 0 | 0 | 0 | 0 | 0 | 0 | 0 | 0 | 0 | 0 | 0 | 0 | 0 | 0 | 0 | 0 | 0 | 0 | 0 | 0 | 0 | 0 | 0 | 0 | 0 | 0 | 0 | 0 | 0 | 0 | 0
Residential_Single Family Moderate Income_Existing_Miscellaneous_Natural Gas_Miscellaneous_E3_Baseline Forecast | Residential | Single Family Moderate Income | Existing | Miscellaneous | Natural Gas | Miscellaneous | E3 |  | Baseline Forecast | 0 | 0 | 0 | 0 | 0 | 0 | 0 | 0 | 0 | 0 | 0 | 0 | 0 | 0 | 0 | 0 | 0 | 0 | 0 | 0 | 0 | 0 | 0 | 0 | 0 | 0 | 0 | 0 | 0 | 0 | 0 | 0 | 0
Residential_Single Family Moderate Income_Existing_Miscellaneous_Natural Gas_Miscellaneous_E4_Baseline Forecast | Residential | Single Family Moderate Income | Existing | Miscellaneous | Natural Gas | Miscellaneous | E4 |  | Baseline Forecast | 0 | 0 | 0 | 0 | 0 | 0 | 0 | 0 | 0 | 0 | 0 | 0 | 0 | 0 | 0 | 0 | 0 | 0 | 0 | 0 | 0 | 0 | 0 | 0 | 0 | 0 | 0 | 0 | 0 | 0 | 0 | 0 | 0
Residential_Single Family Moderate Income_Existing_Miscellaneous_Natural Gas_Miscellaneous_E5_Baseline Forecast | Residential | Single Family Moderate Income | Existing | Miscellaneous | Natural Gas | Miscellaneous | E5 |  | Baseline Forecast | 0 | 0 | 0 | 0 | 0 | 0 | 0 | 0 | 0 | 0 | 0 | 0 | 0 | 0 | 0 | 0 | 0 | 0 | 0 | 0 | 0 | 0 | 0 | 0 | 0 | 0 | 0 | 0 | 0 | 0 | 0 | 0 | 0
Residential_Single Family Moderate Income_Existing_Miscellaneous_Natural Gas_Miscellaneous_E6_Baseline Forecast | Residential | Single Family Moderate Income | Existing | Miscellaneous | Natural Gas | Miscellaneous | E6 |  | Baseline Forecast | 0 | 0 | 0 | 0 | 0 | 0 | 0 | 0 | 0 | 0 | 0 | 0 | 0 | 0 | 0 | 0 | 0 | 0 | 0 | 0 | 0 | 0 | 0 | 0 | 0 | 0 | 0 | 0 | 0 | 0 | 0 | 0 | 0
Residential_Single Family Moderate Income_Existing_Miscellaneous_Natural Gas_Miscellaneous_E7_Baseline Forecast | Residential | Single Family Moderate Income | Existing | Miscellaneous | Natural Gas | Miscellaneous | E7 |  | Baseline Forecast | 0 | 0 | 0 | 0 | 0 | 0 | 0 | 0 | 0 | 0 | 0 | 0 | 0 | 0 | 0 | 0 | 0 | 0 | 0 | 0 | 0 | 0 | 0 | 0 | 0 | 0 | 0 | 0 | 0 | 0 | 0 | 0 | 0
Residential_Single Family Moderate Income_Existing_Miscellaneous_Natural Gas_Miscellaneous_E8_Baseline Forecast | Residential | Single Family Moderate Income | Existing | Miscellaneous | Natural Gas | Miscellaneous | E8 |  | Baseline Forecast | 0 | 0 | 0 | 0 | 0 | 0 | 0 | 0 | 0 | 0 | 0 | 0 | 0 | 0 | 0 | 0 | 0 | 0 | 0 | 0 | 0 | 0 | 0 | 0 | 0 | 0 | 0 | 0 | 0 | 0 | 0 | 0 | 0
Residential_Single Family Moderate Income_Existing_Miscellaneous_Natural Gas_Miscellaneous_E9_Baseline Forecast | Residential | Single Family Moderate Income | Existing | Miscellaneous | Natural Gas | Miscellaneous | E9 |  | Baseline Forecast | 0 | 0 | 0 | 0 | 0 | 0 | 0 | 0 | 0 | 0 | 0 | 0 | 0 | 0 | 0 | 0 | 0 | 0 | 0 | 0 | 0 | 0 | 0 | 0 | 0 | 0 | 0 | 0 | 0 | 0 | 0 | 0 | 0
Residential_Single Family Moderate Income_Existing_Miscellaneous_Natural Gas_Miscellaneous_E10_Baseline Forecast | Residential | Single Family Moderate Income | Existing | Miscellaneous | Natural Gas | Miscellaneous | E10 |  | Baseline Forecast | 0 | 0 | 0 | 0 | 0 | 0 | 0 | 0 | 0 | 0 | 0 | 0 | 0 | 0 | 0 | 0 | 0 | 0 | 0 | 0 | 0 | 0 | 0 | 0 | 0 | 0 | 0 | 0 | 0 | 0 | 0 | 0 | 0
Residential_Single Family Moderate Income_New_Space Heating_Natural Gas_Furnace_E1_Baseline Forecast | Residential | Single Family Moderate Income | New | Space Heating | Natural Gas | Furnace | E1 |  | Baseline Forecast | 0 | 73.643 | 111.3598 | 104.9951 | 98.6029 | 0 | 0 | 0 | 0 | 0 | 0 | 0 | 0 | 0 | 0 | 0 | 0 | 0 | 0 | 0 | 0 | 0 | 0 | 0 | 0 | 0 | 0 | 0 | 0 | 0 | 0 | 0 | 0
Residential_Single Family Moderate Income_New_Space Heating_Natural Gas_Furnace_E2_Baseline Forecast | Residential | Single Family Moderate Income | New | Space Heating | Natural Gas | Furnace | E2 |  | Baseline Forecast | 0 | 104.8558 | 158.583 | 149.5355 | 140.4069 | 0 | 0 | 0 | 0 | 0 | 0 | 0 | 0 | 0 | 0 | 0 | 0 | 0 | 0 | 0 | 0 | 0 | 0 | 0 | 0 | 0 | 0 | 0 | 0 | 0 | 0 | 0 | 0
Residential_Single Family Moderate Income_New_Space Heating_Natural Gas_Furnace_E3_Baseline Forecast | Residential | Single Family Moderate Income | New | Space Heating | Natural Gas | Furnace | E3 |  | Baseline Forecast | 0 | 0.13306 | 0.20125 | 0.18978 | 0.17818 | 0 | 0 | 0 | 0 | 0 | 0 | 0 | 0 | 0 | 0 | 0 | 0 | 0 | 0 | 0 | 0 | 0 | 0 | 0 | 0 | 0 | 0 | 0 | 0 | 0 | 0 | 0 | 0
Residential_Single Family Moderate Income_New_Space Heating_Natural Gas_Furnace_E4_Baseline Forecast | Residential | Single Family Moderate Income | New | Space Heating | Natural Gas | Furnace | E4 |  | Baseline Forecast | 0 | 0 | 0 | 0 | 0 | 223.0071 | 219.7362 | 216.5486 | 212.2668 | 209.5818 | 208.4563 | 207.3027 | 206.5109 | 206.0751 | 205.3769 | 204.7929 | 204.2752 | 204.1403 | 250.7065 | 298.2618 | 338.43 | 371.9391 | 381.3703 | 388.8611 | 394.5022 | 463.8399 | 456.888 | 450.5717 | 444.4308 | 439.126 | 492.4006 | 519.7614 | 523.6479
Residential_Single Family Moderate Income_New_Space Heating_Natural Gas_Furnace_E5_Baseline Forecast | Residential | Single Family Moderate Income | New | Space Heating | Natural Gas | Furnace | E5 |  | Baseline Forecast | 0 | 0.1331 | 0.20144 | 0.19005 | 0.17837 | 0.0085229 | 0.0083951 | 0.008271 | 0.0081044 | 0.0079991 | 0.0079533 | 0.00791 | 0.0078843 | 0.007876 | 0.0078623 | 0.007853 | 0.0078464 | 0.0078544 | 0.0096624 | 0.011515 | 0.01308 | 0.014381 | 0.014753 | 0.01505 | 0.015276 | 0.017972 | 0.017713 | 0.017479 | 0.017253 | 0.01706 | 0.019145 | 0.020225 | 0.020395
Residential_Single Family Moderate Income_New_Space Heating_Natural Gas_Furnace_E6_Baseline Forecast | Residential | Single Family Moderate Income | New | Space Heating | Natural Gas | Furnace | E6 |  | Baseline Forecast | 0 | 0 | 0 | 0 | 0 | 0 | 0 | 0 | 0 | 0 | 0 | 0 | 0 | 0 | 0 | 0 | 0 | 0 | 0 | 0 | 0 | 0 | 0 | 0 | 0 | 0 | 0 | 0 | 0 | 0 | 0 | 0 | 0
Residential_Single Family Moderate Income_New_Space Heating_Natural Gas_Furnace_E7_Baseline Forecast | Residential | Single Family Moderate Income | New | Space Heating | Natural Gas | Furnace | E7 |  | Baseline Forecast | 0 | 0 | 0 | 0 | 0 | 0 | 0 | 0 | 0 | 0 | 0 | 0 | 0 | 0 | 0 | 0 | 0 | 0 | 0 | 0 | 0 | 0 | 0 | 0 | 0 | 0 | 0 | 0 | 0 | 0 | 0 | 0 | 0
Residential_Single Family Moderate Income_New_Space Heating_Natural Gas_Furnace_E8_Baseline Forecast | Residential | Single Family Moderate Income | New | Space Heating | Natural Gas | Furnace | E8 |  | Baseline Forecast | 0 | 0 | 0 | 0 | 0 | 0 | 0 | 0 | 0 | 0 | 0 | 0 | 0 | 0 | 0 | 0 | 0 | 0 | 0 | 0 | 0 | 0 | 0 | 0 | 0 | 0 | 0 | 0 | 0 | 0 | 0 | 0 | 0
Residential_Single Family Moderate Income_New_Space Heating_Natural Gas_Furnace_E9_Baseline Forecast | Residential | Single Family Moderate Income | New | Space Heating | Natural Gas | Furnace | E9 |  | Baseline Forecast | 0 | 0 | 0 | 0 | 0 | 0 | 0 | 0 | 0 | 0 | 0 | 0 | 0 | 0 | 0 | 0 | 0 | 0 | 0 | 0 | 0 | 0 | 0 | 0 | 0 | 0 | 0 | 0 | 0 | 0 | 0 | 0 | 0
Residential_Single Family Moderate Income_New_Space Heating_Natural Gas_Furnace_E10_Baseline Forecast | Residential | Single Family Moderate Income | New | Space Heating | Natural Gas | Furnace | E10 |  | Baseline Forecast | 0 | 0 | 0 | 0 | 0 | 0 | 0 | 0 | 0 | 0 | 0 | 0 | 0 | 0 | 0 | 0 | 0 | 0 | 0 | 0 | 0 | 0 | 0 | 0 | 0 | 0 | 0 | 0 | 0 | 0 | 0 | 0 | 0
Residential_Single Family Moderate Income_New_Space Heating_Natural Gas_Boiler_E1_Baseline Forecast | Residential | Single Family Moderate Income | New | Space Heating | Natural Gas | Boiler | E1 |  | Baseline Forecast | 0 | 0 | 0 | 0 | 0 | 0 | 0 | 0 | 0 | 0 | 0 | 0 | 0 | 0 | 0 | 0 | 0 | 0 | 0 | 0 | 0 | 0 | 0 | 0 | 0 | 0 | 0 | 0 | 0 | 0 | 0 | 0 | 0
Residential_Single Family Moderate Income_New_Space Heating_Natural Gas_Boiler_E2_Baseline Forecast | Residential | Single Family Moderate Income | New | Space Heating | Natural Gas | Boiler | E2 |  | Baseline Forecast | 0 | 0 | 0 | 0 | 0 | 0 | 0 | 0 | 0 | 0 | 0 | 0 | 0 | 0 | 0 | 0 | 0 | 0 | 0 | 0 | 0 | 0 | 0 | 0 | 0 | 0 | 0 | 0 | 0 | 0 | 0 | 0 | 0
Residential_Single Family Moderate Income_New_Space Heating_Natural Gas_Boiler_E3_Baseline Forecast | Residential | Single Family Moderate Income | New | Space Heating | Natural Gas | Boiler | E3 |  | Baseline Forecast | 0 | 0 | 0 | 0 | 0 | 0 | 0 | 0 | 0 | 0 | 0 | 0 | 0 | 0 | 0 | 0 | 0 | 0 | 0 | 0 | 0 | 0 | 0 | 0 | 0 | 0 | 0 | 0 | 0 | 0 | 0 | 0 | 0
Residential_Single Family Moderate Income_New_Space Heating_Natural Gas_Boiler_E4_Baseline Forecast | Residential | Single Family Moderate Income | New | Space Heating | Natural Gas | Boiler | E4 |  | Baseline Forecast | 0 | 0 | 0 | 0 | 0 | 0 | 0 | 0 | 0 | 0 | 0 | 0 | 0 | 0 | 0 | 0 | 0 | 0 | 0 | 0 | 0 | 0 | 0 | 0 | 0 | 0 | 0 | 0 | 0 | 0 | 0 | 0 | 0
Residential_Single Family Moderate Income_New_Space Heating_Natural Gas_Boiler_E5_Baseline Forecast | Residential | Single Family Moderate Income | New | Space Heating | Natural Gas | Boiler | E5 |  | Baseline Forecast | 0 | 0 | 0 | 0 | 0 | 0 | 0 | 0 | 0 | 0 | 0 | 0 | 0 | 0 | 0 | 0 | 0 | 0 | 0 | 0 | 0 | 0 | 0 | 0 | 0 | 0 | 0 | 0 | 0 | 0 | 0 | 0 | 0
Residential_Single Family Moderate Income_New_Space Heating_Natural Gas_Boiler_E6_Baseline Forecast | Residential | Single Family Moderate Income | New | Space Heating | Natural Gas | Boiler | E6 |  | Baseline Forecast | 0 | 0 | 0 | 0 | 0 | 0 | 0 | 0 | 0 | 0 | 0 | 0 | 0 | 0 | 0 | 0 | 0 | 0 | 0 | 0 | 0 | 0 | 0 | 0 | 0 | 0 | 0 | 0 | 0 | 0 | 0 | 0 | 0
Residential_Single Family Moderate Income_New_Space Heating_Natural Gas_Boiler_E7_Baseline Forecast | Residential | Single Family Moderate Income | New | Space Heating | Natural Gas | Boiler | E7 |  | Baseline Forecast | 0 | 0 | 0 | 0 | 0 | 0 | 0 | 0 | 0 | 0 | 0 | 0 | 0 | 0 | 0 | 0 | 0 | 0 | 0 | 0 | 0 | 0 | 0 | 0 | 0 | 0 | 0 | 0 | 0 | 0 | 0 | 0 | 0
Residential_Single Family Moderate Income_New_Space Heating_Natural Gas_Boiler_E8_Baseline Forecast | Residential | Single Family Moderate Income | New | Space Heating | Natural Gas | Boiler | E8 |  | Baseline Forecast | 0 | 0 | 0 | 0 | 0 | 0 | 0 | 0 | 0 | 0 | 0 | 0 | 0 | 0 | 0 | 0 | 0 | 0 | 0 | 0 | 0 | 0 | 0 | 0 | 0 | 0 | 0 | 0 | 0 | 0 | 0 | 0 | 0
Residential_Single Family Moderate Income_New_Space Heating_Natural Gas_Boiler_E9_Baseline Forecast | Residential | Single Family Moderate Income | New | Space Heating | Natural Gas | Boiler | E9 |  | Baseline Forecast | 0 | 0 | 0 | 0 | 0 | 0 | 0 | 0 | 0 | 0 | 0 | 0 | 0 | 0 | 0 | 0 | 0 | 0 | 0 | 0 | 0 | 0 | 0 | 0 | 0 | 0 | 0 | 0 | 0 | 0 | 0 | 0 | 0
Residential_Single Family Moderate Income_New_Space Heating_Natural Gas_Boiler_E10_Baseline Forecast | Residential | Single Family Moderate Income | New | Space Heating | Natural Gas | Boiler | E10 |  | Baseline Forecast | 0 | 0 | 0 | 0 | 0 | 0 | 0 | 0 | 0 | 0 | 0 | 0 | 0 | 0 | 0 | 0 | 0 | 0 | 0 | 0 | 0 | 0 | 0 | 0 | 0 | 0 | 0 | 0 | 0 | 0 | 0 | 0 | 0
Residential_Single Family Moderate Income_New_Secondary Heating_Natural Gas_Fireplace_E1_Baseline Forecast | Residential | Single Family Moderate Income | New | Secondary Heating | Natural Gas | Fireplace | E1 |  | Baseline Forecast | 0 | 402.2212 | 608.2775 | 573.5483 | 538.5743 | 501.7851 | 494.4253 | 487.2529 | 477.6184 | 471.5772 | 469.0445 | 466.4488 | 464.6673 | 463.6868 | 506.8071 | 568.1136 | 618.7196 | 660.5314 | 693.4862 | 721.0701 | 744.6064 | 764.277 | 781.3761 | 919.992 | 981.8714 | 962.3365 | 944.5856 | 933.0584 | 938.5045 | 948.67 | 961.3942 | 977.3084 | 1010.7825
Residential_Single Family Moderate Income_New_Secondary Heating_Natural Gas_Fireplace_E2_Baseline Forecast | Residential | Single Family Moderate Income | New | Secondary Heating | Natural Gas | Fireplace | E2 |  | Baseline Forecast | 0 | 0 | 0 | 0 | 0 | 0 | 0 | 0 | 0 | 0 | 0 | 0 | 0 | 0 | 0 | 0 | 0 | 0 | 0 | 0 | 0 | 0 | 0 | 0 | 0 | 0 | 0 | 0 | 0 | 0 | 0 | 0 | 0
Residential_Single Family Moderate Income_New_Secondary Heating_Natural Gas_Fireplace_E3_Baseline Forecast | Residential | Single Family Moderate Income | New | Secondary Heating | Natural Gas | Fireplace | E3 |  | Baseline Forecast | 0 | 0 | 0 | 0 | 0 | 0 | 0 | 0 | 0 | 0 | 0 | 0 | 0 | 0 | 0 | 0 | 0 | 0 | 0 | 0 | 0 | 0 | 0 | 0 | 0 | 0 | 0 | 0 | 0 | 0 | 0 | 0 | 0
Residential_Single Family Moderate Income_New_Secondary Heating_Natural Gas_Fireplace_E4_Baseline Forecast | Residential | Single Family Moderate Income | New | Secondary Heating | Natural Gas | Fireplace | E4 |  | Baseline Forecast | 0 | 0 | 0 | 0 | 0 | 0 | 0 | 0 | 0 | 0 | 0 | 0 | 0 | 0 | 0 | 0 | 0 | 0 | 0 | 0 | 0 | 0 | 0 | 0 | 0 | 0 | 0 | 0 | 0 | 0 | 0 | 0 | 0
Residential_Single Family Moderate Income_New_Secondary Heating_Natural Gas_Fireplace_E5_Baseline Forecast | Residential | Single Family Moderate Income | New | Secondary Heating | Natural Gas | Fireplace | E5 |  | Baseline Forecast | 0 | 0 | 0 | 0 | 0 | 0 | 0 | 0 | 0 | 0 | 0 | 0 | 0 | 0 | 0 | 0 | 0 | 0 | 0 | 0 | 0 | 0 | 0 | 0 | 0 | 0 | 0 | 0 | 0 | 0 | 0 | 0 | 0
Residential_Single Family Moderate Income_New_Secondary Heating_Natural Gas_Fireplace_E6_Baseline Forecast | Residential | Single Family Moderate Income | New | Secondary Heating | Natural Gas | Fireplace | E6 |  | Baseline Forecast | 0 | 0 | 0 | 0 | 0 | 0 | 0 | 0 | 0 | 0 | 0 | 0 | 0 | 0 | 0 | 0 | 0 | 0 | 0 | 0 | 0 | 0 | 0 | 0 | 0 | 0 | 0 | 0 | 0 | 0 | 0 | 0 | 0
Residential_Single Family Moderate Income_New_Secondary Heating_Natural Gas_Fireplace_E7_Baseline Forecast | Residential | Single Family Moderate Income | New | Secondary Heating | Natural Gas | Fireplace | E7 |  | Baseline Forecast | 0 | 0 | 0 | 0 | 0 | 0 | 0 | 0 | 0 | 0 | 0 | 0 | 0 | 0 | 0 | 0 | 0 | 0 | 0 | 0 | 0 | 0 | 0 | 0 | 0 | 0 | 0 | 0 | 0 | 0 | 0 | 0 | 0
Residential_Single Family Moderate Income_New_Secondary Heating_Natural Gas_Fireplace_E8_Baseline Forecast | Residential | Single Family Moderate Income | New | Secondary Heating | Natural Gas | Fireplace | E8 |  | Baseline Forecast | 0 | 0 | 0 | 0 | 0 | 0 | 0 | 0 | 0 | 0 | 0 | 0 | 0 | 0 | 0 | 0 | 0 | 0 | 0 | 0 | 0 | 0 | 0 | 0 | 0 | 0 | 0 | 0 | 0 | 0 | 0 | 0 | 0
Residential_Single Family Moderate Income_New_Secondary Heating_Natural Gas_Fireplace_E9_Baseline Forecast | Residential | Single Family Moderate Income | New | Secondary Heating | Natural Gas | Fireplace | E9 |  | Baseline Forecast | 0 | 0 | 0 | 0 | 0 | 0 | 0 | 0 | 0 | 0 | 0 | 0 | 0 | 0 | 0 | 0 | 0 | 0 | 0 | 0 | 0 | 0 | 0 | 0 | 0 | 0 | 0 | 0 | 0 | 0 | 0 | 0 | 0
Residential_Single Family Moderate Income_New_Secondary Heating_Natural Gas_Fireplace_E10_Baseline Forecast | Residential | Single Family Moderate Income | New | Secondary Heating | Natural Gas | Fireplace | E10 |  | Baseline Forecast | 0 | 0 | 0 | 0 | 0 | 0 | 0 | 0 | 0 | 0 | 0 | 0 | 0 | 0 | 0 | 0 | 0 | 0 | 0 | 0 | 0 | 0 | 0 | 0 | 0 | 0 | 0 | 0 | 0 | 0 | 0 | 0 | 0
Residential_Single Family Moderate Income_New_Water Heating_Natural Gas_Water Heater (<= 55 gal)_E1_Baseline Forecast | Residential | Single Family Moderate Income | New | Water Heating | Natural Gas | Water Heater (<= 55 gal) | E1 |  | Baseline Forecast | 0 | 0 | 0 | 0 | 0 | 0 | 0 | 0 | 0 | 0 | 0 | 0 | 0 | 0 | 0 | 0 | 0 | 0 | 0 | 0 | 0 | 0 | 0 | 0 | 0 | 0 | 0 | 0 | 0 | 0 | 0 | 0 | 0
Residential_Single Family Moderate Income_New_Water Heating_Natural Gas_Water Heater (<= 55 gal)_E2_Baseline Forecast | Residential | Single Family Moderate Income | New | Water Heating | Natural Gas | Water Heater (<= 55 gal) | E2 |  | Baseline Forecast | 0 | 0 | 0 | 0 | 0 | 0 | 0 | 0 | 0 | 0 | 0 | 0 | 0 | 0 | 0 | 0 | 0 | 0 | 0 | 0 | 0 | 0 | 0 | 0 | 0 | 0 | 0 | 0 | 0 | 0 | 0 | 0 | 0
Residential_Single Family Moderate Income_New_Water Heating_Natural Gas_Water Heater (<= 55 gal)_E3_Baseline Forecast | Residential | Single Family Moderate Income | New | Water Heating | Natural Gas | Water Heater (<= 55 gal) | E3 |  | Baseline Forecast | 0 | 0 | 0 | 0 | 0 | 0 | 0 | 0 | 0 | 0 | 0 | 0 | 0 | 0 | 0 | 0 | 0 | 0 | 0 | 0 | 0 | 0 | 0 | 0 | 0 | 0 | 0 | 0 | 0 | 0 | 0 | 0 | 0
Residential_Single Family Moderate Income_New_Water Heating_Natural Gas_Water Heater (<= 55 gal)_E4_Baseline Forecast | Residential | Single Family Moderate Income | New | Water Heating | Natural Gas | Water Heater (<= 55 gal) | E4 |  | Baseline Forecast | 0 | 0 | 0 | 0 | 0 | 0 | 0 | 0 | 0 | 0 | 0 | 0 | 0 | 0 | 0 | 0 | 0 | 0 | 0 | 0 | 0 | 0 | 0 | 0 | 0 | 0 | 0 | 0 | 0 | 0 | 0 | 0 | 0
Residential_Single Family Moderate Income_New_Water Heating_Natural Gas_Water Heater (<= 55 gal)_E5_Baseline Forecast | Residential | Single Family Moderate Income | New | Water Heating | Natural Gas | Water Heater (<= 55 gal) | E5 |  | Baseline Forecast | 0 | 0 | 0 | 0 | 0 | 0 | 0 | 0 | 0 | 0 | 0 | 0 | 0 | 0 | 0 | 0 | 0 | 0 | 0 | 0 | 0 | 0 | 0 | 0 | 0 | 0 | 0 | 0 | 0 | 0 | 0 | 0 | 0
Residential_Single Family Moderate Income_New_Water Heating_Natural Gas_Water Heater (<= 55 gal)_E6_Baseline Forecast | Residential | Single Family Moderate Income | New | Water Heating | Natural Gas | Water Heater (<= 55 gal) | E6 |  | Baseline Forecast | 0 | 0 | 0 | 0 | 0 | 0 | 0 | 0 | 0 | 0 | 0 | 0 | 0 | 0 | 0 | 0 | 0 | 0 | 0 | 0 | 0 | 0 | 0 | 0 | 0 | 0 | 0 | 0 | 0 | 0 | 0 | 0 | 0
Residential_Single Family Moderate Income_New_Water Heating_Natural Gas_Water Heater (<= 55 gal)_E7_Baseline Forecast | Residential | Single Family Moderate Income | New | Water Heating | Natural Gas | Water Heater (<= 55 gal) | E7 |  | Baseline Forecast | 0 | 0 | 0 | 0 | 0 | 0 | 0 | 0 | 0 | 0 | 0 | 0 | 0 | 0 | 0 | 0 | 0 | 0 | 0 | 0 | 0 | 0 | 0 | 0 | 0 | 0 | 0 | 0 | 0 | 0 | 0 | 0 | 0
Residential_Single Family Moderate Income_New_Water Heating_Natural Gas_Water Heater (<= 55 gal)_E8_Baseline Forecast | Residential | Single Family Moderate Income | New | Water Heating | Natural Gas | Water Heater (<= 55 gal) | E8 |  | Baseline Forecast | 0 | 0 | 0 | 0 | 0 | 0 | 0 | 0 | 0 | 0 | 0 | 0 | 0 | 0 | 0 | 0 | 0 | 0 | 0 | 0 | 0 | 0 | 0 | 0 | 0 | 0 | 0 | 0 | 0 | 0 | 0 | 0 | 0
Residential_Single Family Moderate Income_New_Water Heating_Natural Gas_Water Heater (<= 55 gal)_E9_Baseline Forecast | Residential | Single Family Moderate Income | New | Water Heating | Natural Gas | Water Heater (<= 55 gal) | E9 |  | Baseline Forecast | 0 | 0 | 0 | 0 | 0 | 0 | 0 | 0 | 0 | 0 | 0 | 0 | 0 | 0 | 0 | 0 | 0 | 0 | 0 | 0 | 0 | 0 | 0 | 0 | 0 | 0 | 0 | 0 | 0 | 0 | 0 | 0 | 0
Residential_Single Family Moderate Income_New_Water Heating_Natural Gas_Water Heater (<= 55 gal)_E10_Baseline Forecast | Residential | Single Family Moderate Income | New | Water Heating | Natural Gas | Water Heater (<= 55 gal) | E10 |  | Baseline Forecast | 0 | 0 | 0 | 0 | 0 | 0 | 0 | 0 | 0 | 0 | 0 | 0 | 0 | 0 | 0 | 0 | 0 | 0 | 0 | 0 | 0 | 0 | 0 | 0 | 0 | 0 | 0 | 0 | 0 | 0 | 0 | 0 | 0
Residential_Single Family Moderate Income_New_Water Heating_Natural Gas_Water Heater (> 55 gal)_E1_Baseline Forecast | Residential | Single Family Moderate Income | New | Water Heating | Natural Gas | Water Heater (> 55 gal) | E1 |  | Baseline Forecast | 0 | 0 | 0 | 0 | 0 | 0 | 0 | 0 | 0 | 0 | 0 | 0 | 0 | 0 | 0 | 0 | 0 | 0 | 0 | 0 | 0 | 0 | 0 | 0 | 0 | 0 | 0 | 0 | 0 | 0 | 0 | 0 | 0
Residential_Single Family Moderate Income_New_Water Heating_Natural Gas_Water Heater (> 55 gal)_E2_Baseline Forecast | Residential | Single Family Moderate Income | New | Water Heating | Natural Gas | Water Heater (> 55 gal) | E2 |  | Baseline Forecast | 0 | 0 | 0 | 0 | 0 | 0 | 0 | 0 | 0 | 0 | 0 | 0 | 0 | 0 | 0 | 0 | 0 | 0 | 0 | 0 | 0 | 0 | 0 | 0 | 0 | 0 | 0 | 0 | 0 | 0 | 0 | 0 | 0
Residential_Single Family Moderate Income_New_Water Heating_Natural Gas_Water Heater (> 55 gal)_E3_Baseline Forecast | Residential | Single Family Moderate Income | New | Water Heating | Natural Gas | Water Heater (> 55 gal) | E3 |  | Baseline Forecast | 0 | 0 | 0 | 0 | 0 | 0 | 0 | 0 | 0 | 0 | 0 | 0 | 0 | 0 | 0 | 0 | 0 | 0 | 0 | 0 | 0 | 0 | 0 | 0 | 0 | 0 | 0 | 0 | 0 | 0 | 0 | 0 | 0
Residential_Single Family Moderate Income_New_Water Heating_Natural Gas_Water Heater (> 55 gal)_E4_Baseline Forecast | Residential | Single Family Moderate Income | New | Water Heating | Natural Gas | Water Heater (> 55 gal) | E4 |  | Baseline Forecast | 0 | 0 | 0 | 0 | 0 | 0 | 0 | 0 | 0 | 0 | 0 | 0 | 0 | 0 | 0 | 0 | 0 | 0 | 0 | 0 | 0 | 0 | 0 | 0 | 0 | 0 | 0 | 0 | 0 | 0 | 0 | 0 | 0
Residential_Single Family Moderate Income_New_Water Heating_Natural Gas_Water Heater (> 55 gal)_E5_Baseline Forecast | Residential | Single Family Moderate Income | New | Water Heating | Natural Gas | Water Heater (> 55 gal) | E5 |  | Baseline Forecast | 0 | 0 | 0 | 0 | 0 | 0 | 0 | 0 | 0 | 0 | 0 | 0 | 0 | 0 | 0 | 0 | 0 | 0 | 0 | 0 | 0 | 0 | 0 | 0 | 0 | 0 | 0 | 0 | 0 | 0 | 0 | 0 | 0
Residential_Single Family Moderate Income_New_Water Heating_Natural Gas_Water Heater (> 55 gal)_E6_Baseline Forecast | Residential | Single Family Moderate Income | New | Water Heating | Natural Gas | Water Heater (> 55 gal) | E6 |  | Baseline Forecast | 0 | 0 | 0 | 0 | 0 | 0 | 0 | 0 | 0 | 0 | 0 | 0 | 0 | 0 | 0 | 0 | 0 | 0 | 0 | 0 | 0 | 0 | 0 | 0 | 0 | 0 | 0 | 0 | 0 | 0 | 0 | 0 | 0
Residential_Single Family Moderate Income_New_Water Heating_Natural Gas_Water Heater (> 55 gal)_E7_Baseline Forecast | Residential | Single Family Moderate Income | New | Water Heating | Natural Gas | Water Heater (> 55 gal) | E7 |  | Baseline Forecast | 0 | 0 | 0 | 0 | 0 | 0 | 0 | 0 | 0 | 0 | 0 | 0 | 0 | 0 | 0 | 0 | 0 | 0 | 0 | 0 | 0 | 0 | 0 | 0 | 0 | 0 | 0 | 0 | 0 | 0 | 0 | 0 | 0
Residential_Single Family Moderate Income_New_Water Heating_Natural Gas_Water Heater (> 55 gal)_E8_Baseline Forecast | Residential | Single Family Moderate Income | New | Water Heating | Natural Gas | Water Heater (> 55 gal) | E8 |  | Baseline Forecast | 0 | 0 | 0 | 0 | 0 | 0 | 0 | 0 | 0 | 0 | 0 | 0 | 0 | 0 | 0 | 0 | 0 | 0 | 0 | 0 | 0 | 0 | 0 | 0 | 0 | 0 | 0 | 0 | 0 | 0 | 0 | 0 | 0
Residential_Single Family Moderate Income_New_Water Heating_Natural Gas_Water Heater (> 55 gal)_E9_Baseline Forecast | Residential | Single Family Moderate Income | New | Water Heating | Natural Gas | Water Heater (> 55 gal) | E9 |  | Baseline Forecast | 0 | 0 | 0 | 0 | 0 | 0 | 0 | 0 | 0 | 0 | 0 | 0 | 0 | 0 | 0 | 0 | 0 | 0 | 0 | 0 | 0 | 0 | 0 | 0 | 0 | 0 | 0 | 0 | 0 | 0 | 0 | 0 | 0
Residential_Single Family Moderate Income_New_Water Heating_Natural Gas_Water Heater (> 55 gal)_E10_Baseline Forecast | Residential | Single Family Moderate Income | New | Water Heating | Natural Gas | Water Heater (> 55 gal) | E10 |  | Baseline Forecast | 0 | 0 | 0 | 0 | 0 | 0 | 0 | 0 | 0 | 0 | 0 | 0 | 0 | 0 | 0 | 0 | 0 | 0 | 0 | 0 | 0 | 0 | 0 | 0 | 0 | 0 | 0 | 0 | 0 | 0 | 0 | 0 | 0
Residential_Single Family Moderate Income_New_Appliances_Natural Gas_Clothes Dryer_E1_Baseline Forecast | Residential | Single Family Moderate Income | New | Appliances | Natural Gas | Clothes Dryer | E1 |  | Baseline Forecast | 0 | 225.3095 | 345.6788 | 331.9124 | 317.5879 | 301.732 | 302.5861 | 303.5114 | 302.922 | 304.4078 | 307.9892 | 343.7228 | 392.5633 | 433.5727 | 467.014 | 494.2288 | 518.4414 | 540.5771 | 625.7663 | 668.7236 | 667.7409 | 672.5422 | 684.2318 | 705.7263 | 729.3934 | 753.8667 | 779.6427 | 806.4114 | 851.6582 | 901.059 | 941.7765 | 975.9768 | 1017.2274
Residential_Single Family Moderate Income_New_Appliances_Natural Gas_Clothes Dryer_E2_Baseline Forecast | Residential | Single Family Moderate Income | New | Appliances | Natural Gas | Clothes Dryer | E2 |  | Baseline Forecast | 0 | 180.4369 | 276.8637 | 265.861 | 254.3683 | 241.695 | 242.4422 | 243.2356 | 242.8253 | 244.0764 | 247.0092 | 275.7319 | 314.9885 | 347.9827 | 374.9134 | 396.8601 | 416.4064 | 434.3012 | 502.8729 | 537.5294 | 536.8595 | 540.8339 | 550.326 | 567.7009 | 586.7992 | 606.5307 | 627.3006 | 648.8543 | 685.2535 | 724.9771 | 757.6771 | 785.1127 | 818.1826
Residential_Single Family Moderate Income_New_Appliances_Natural Gas_Clothes Dryer_E3_Baseline Forecast | Residential | Single Family Moderate Income | New | Appliances | Natural Gas | Clothes Dryer | E3 |  | Baseline Forecast | 0 | 0 | 0 | 0 | 0 | 0 | 0 | 0 | 0 | 0 | 0 | 0 | 0 | 0 | 0 | 0 | 0 | 0 | 0 | 0 | 0 | 0 | 0 | 0 | 0 | 0 | 0 | 0 | 0 | 0 | 0 | 0 | 0
Residential_Single Family Moderate Income_New_Appliances_Natural Gas_Clothes Dryer_E4_Baseline Forecast | Residential | Single Family Moderate Income | New | Appliances | Natural Gas | Clothes Dryer | E4 |  | Baseline Forecast | 0 | 0 | 0 | 0 | 0 | 0 | 0 | 0 | 0 | 0 | 0 | 0 | 0 | 0 | 0 | 0 | 0 | 0 | 0 | 0 | 0 | 0 | 0 | 0 | 0 | 0 | 0 | 0 | 0 | 0 | 0 | 0 | 0
Residential_Single Family Moderate Income_New_Appliances_Natural Gas_Clothes Dryer_E5_Baseline Forecast | Residential | Single Family Moderate Income | New | Appliances | Natural Gas | Clothes Dryer | E5 |  | Baseline Forecast | 0 | 0 | 0 | 0 | 0 | 0 | 0 | 0 | 0 | 0 | 0 | 0 | 0 | 0 | 0 | 0 | 0 | 0 | 0 | 0 | 0 | 0 | 0 | 0 | 0 | 0 | 0 | 0 | 0 | 0 | 0 | 0 | 0
Residential_Single Family Moderate Income_New_Appliances_Natural Gas_Clothes Dryer_E6_Baseline Forecast | Residential | Single Family Moderate Income | New | Appliances | Natural Gas | Clothes Dryer | E6 |  | Baseline Forecast | 0 | 0 | 0 | 0 | 0 | 0 | 0 | 0 | 0 | 0 | 0 | 0 | 0 | 0 | 0 | 0 | 0 | 0 | 0 | 0 | 0 | 0 | 0 | 0 | 0 | 0 | 0 | 0 | 0 | 0 | 0 | 0 | 0
Residential_Single Family Moderate Income_New_Appliances_Natural Gas_Clothes Dryer_E7_Baseline Forecast | Residential | Single Family Moderate Income | New | Appliances | Natural Gas | Clothes Dryer | E7 |  | Baseline Forecast | 0 | 0 | 0 | 0 | 0 | 0 | 0 | 0 | 0 | 0 | 0 | 0 | 0 | 0 | 0 | 0 | 0 | 0 | 0 | 0 | 0 | 0 | 0 | 0 | 0 | 0 | 0 | 0 | 0 | 0 | 0 | 0 | 0
Residential_Single Family Moderate Income_New_Appliances_Natural Gas_Clothes Dryer_E8_Baseline Forecast | Residential | Single Family Moderate Income | New | Appliances | Natural Gas | Clothes Dryer | E8 |  | Baseline Forecast | 0 | 0 | 0 | 0 | 0 | 0 | 0 | 0 | 0 | 0 | 0 | 0 | 0 | 0 | 0 | 0 | 0 | 0 | 0 | 0 | 0 | 0 | 0 | 0 | 0 | 0 | 0 | 0 | 0 | 0 | 0 | 0 | 0
Residential_Single Family Moderate Income_New_Appliances_Natural Gas_Clothes Dryer_E9_Baseline Forecast | Residential | Single Family Moderate Income | New | Appliances | Natural Gas | Clothes Dryer | E9 |  | Baseline Forecast | 0 | 0 | 0 | 0 | 0 | 0 | 0 | 0 | 0 | 0 | 0 | 0 | 0 | 0 | 0 | 0 | 0 | 0 | 0 | 0 | 0 | 0 | 0 | 0 | 0 | 0 | 0 | 0 | 0 | 0 | 0 | 0 | 0
Residential_Single Family Moderate Income_New_Appliances_Natural Gas_Clothes Dryer_E10_Baseline Forecast | Residential | Single Family Moderate Income | New | Appliances | Natural Gas | Clothes Dryer | E10 |  | Baseline Forecast | 0 | 0 | 0 | 0 | 0 | 0 | 0 | 0 | 0 | 0 | 0 | 0 | 0 | 0 | 0 | 0 | 0 | 0 | 0 | 0 | 0 | 0 | 0 | 0 | 0 | 0 | 0 | 0 | 0 | 0 | 0 | 0 | 0
Residential_Single Family Moderate Income_New_Appliances_Natural Gas_Stove/Oven_E1_Baseline Forecast | Residential | Single Family Moderate Income | New | Appliances | Natural Gas | Stove/Oven | E1 |  | Baseline Forecast | 0 | 250.4806 | 379.9953 | 359.7395 | 339.2476 | 317.4516 | 313.9974 | 310.6487 | 305.7162 | 303.026 | 302.5389 | 337.7509 | 386.8362 | 426.5072 | 457.2665 | 480.6889 | 500.3802 | 517.3616 | 604.0933 | 642.4581 | 631.763 | 627.5601 | 630.9281 | 644.8561 | 660.9623 | 677.6771 | 695.4805 | 713.9699 | 752.6221 | 795.1996 | 827.4794 | 852.0145 | 881.5805
Residential_Single Family Moderate Income_New_Appliances_Natural Gas_Stove/Oven_E2_Baseline Forecast | Residential | Single Family Moderate Income | New | Appliances | Natural Gas | Stove/Oven | E2 |  | Baseline Forecast | 0 | 107.7438 | 163.4943 | 154.8096 | 145.9668 | 136.6222 | 135.2147 | 133.837 | 131.7878 | 130.7008 | 130.5637 | 145.8366 | 167.1238 | 184.3693 | 197.7749 | 208.0235 | 216.6683 | 224.1577 | 261.8914 | 278.6844 | 274.1857 | 272.4937 | 274.0611 | 280.2097 | 287.276 | 294.5885 | 302.3628 | 310.4184 | 327.2156 | 345.6995 | 359.6663 | 370.2446 | 382.9702
Residential_Single Family Moderate Income_New_Appliances_Natural Gas_Stove/Oven_E3_Baseline Forecast | Residential | Single Family Moderate Income | New | Appliances | Natural Gas | Stove/Oven | E3 |  | Baseline Forecast | 0 | 0 | 0 | 0 | 0 | 0 | 0 | 0 | 0 | 0 | 0 | 0 | 0 | 0 | 0 | 0 | 0 | 0 | 0 | 0 | 0 | 0 | 0 | 0 | 0 | 0 | 0 | 0 | 0 | 0 | 0 | 0 | 0
Residential_Single Family Moderate Income_New_Appliances_Natural Gas_Stove/Oven_E4_Baseline Forecast | Residential | Single Family Moderate Income | New | Appliances | Natural Gas | Stove/Oven | E4 |  | Baseline Forecast | 0 | 0 | 0 | 0 | 0 | 0 | 0 | 0 | 0 | 0 | 0 | 0 | 0 | 0 | 0 | 0 | 0 | 0 | 0 | 0 | 0 | 0 | 0 | 0 | 0 | 0 | 0 | 0 | 0 | 0 | 0 | 0 | 0
Residential_Single Family Moderate Income_New_Appliances_Natural Gas_Stove/Oven_E5_Baseline Forecast | Residential | Single Family Moderate Income | New | Appliances | Natural Gas | Stove/Oven | E5 |  | Baseline Forecast | 0 | 0 | 0 | 0 | 0 | 0 | 0 | 0 | 0 | 0 | 0 | 0 | 0 | 0 | 0 | 0 | 0 | 0 | 0 | 0 | 0 | 0 | 0 | 0 | 0 | 0 | 0 | 0 | 0 | 0 | 0 | 0 | 0
Residential_Single Family Moderate Income_New_Appliances_Natural Gas_Stove/Oven_E6_Baseline Forecast | Residential | Single Family Moderate Income | New | Appliances | Natural Gas | Stove/Oven | E6 |  | Baseline Forecast | 0 | 0 | 0 | 0 | 0 | 0 | 0 | 0 | 0 | 0 | 0 | 0 | 0 | 0 | 0 | 0 | 0 | 0 | 0 | 0 | 0 | 0 | 0 | 0 | 0 | 0 | 0 | 0 | 0 | 0 | 0 | 0 | 0
Residential_Single Family Moderate Income_New_Appliances_Natural Gas_Stove/Oven_E7_Baseline Forecast | Residential | Single Family Moderate Income | New | Appliances | Natural Gas | Stove/Oven | E7 |  | Baseline Forecast | 0 | 0 | 0 | 0 | 0 | 0 | 0 | 0 | 0 | 0 | 0 | 0 | 0 | 0 | 0 | 0 | 0 | 0 | 0 | 0 | 0 | 0 | 0 | 0 | 0 | 0 | 0 | 0 | 0 | 0 | 0 | 0 | 0
Residential_Single Family Moderate Income_New_Appliances_Natural Gas_Stove/Oven_E8_Baseline Forecast | Residential | Single Family Moderate Income | New | Appliances | Natural Gas | Stove/Oven | E8 |  | Baseline Forecast | 0 | 0 | 0 | 0 | 0 | 0 | 0 | 0 | 0 | 0 | 0 | 0 | 0 | 0 | 0 | 0 | 0 | 0 | 0 | 0 | 0 | 0 | 0 | 0 | 0 | 0 | 0 | 0 | 0 | 0 | 0 | 0 | 0
Residential_Single Family Moderate Income_New_Appliances_Natural Gas_Stove/Oven_E9_Baseline Forecast | Residential | Single Family Moderate Income | New | Appliances | Natural Gas | Stove/Oven | E9 |  | Baseline Forecast | 0 | 0 | 0 | 0 | 0 | 0 | 0 | 0 | 0 | 0 | 0 | 0 | 0 | 0 | 0 | 0 | 0 | 0 | 0 | 0 | 0 | 0 | 0 | 0 | 0 | 0 | 0 | 0 | 0 | 0 | 0 | 0 | 0
Residential_Single Family Moderate Income_New_Appliances_Natural Gas_Stove/Oven_E10_Baseline Forecast | Residential | Single Family Moderate Income | New | Appliances | Natural Gas | Stove/Oven | E10 |  | Baseline Forecast | 0 | 0 | 0 | 0 | 0 | 0 | 0 | 0 | 0 | 0 | 0 | 0 | 0 | 0 | 0 | 0 | 0 | 0 | 0 | 0 | 0 | 0 | 0 | 0 | 0 | 0 | 0 | 0 | 0 | 0 | 0 | 0 | 0
Residential_Single Family Moderate Income_New_Miscellaneous_Natural Gas_Pool Heater_E1_Baseline Forecast | Residential | Single Family Moderate Income | New | Miscellaneous | Natural Gas | Pool Heater | E1 |  | Baseline Forecast | 0 | 0 | 0 | 0 | 0 | 0 | 0 | 0 | 0 | 0 | 0 | 0 | 0 | 0 | 0 | 0 | 0 | 0 | 0 | 0 | 0 | 0 | 0 | 0 | 0 | 0 | 0 | 0 | 0 | 0 | 0 | 0 | 0
Residential_Single Family Moderate Income_New_Miscellaneous_Natural Gas_Pool Heater_E2_Baseline Forecast | Residential | Single Family Moderate Income | New | Miscellaneous | Natural Gas | Pool Heater | E2 |  | Baseline Forecast | 0 | 0 | 0 | 0 | 0 | 0 | 0 | 0 | 0 | 0 | 0 | 0 | 0 | 0 | 0 | 0 | 0 | 0 | 0 | 0 | 0 | 0 | 0 | 0 | 0 | 0 | 0 | 0 | 0 | 0 | 0 | 0 | 0
Residential_Single Family Moderate Income_New_Miscellaneous_Natural Gas_Pool Heater_E3_Baseline Forecast | Residential | Single Family Moderate Income | New | Miscellaneous | Natural Gas | Pool Heater | E3 |  | Baseline Forecast | 0 | 0 | 0 | 0 | 0 | 0 | 0 | 0 | 0 | 0 | 0 | 0 | 0 | 0 | 0 | 0 | 0 | 0 | 0 | 0 | 0 | 0 | 0 | 0 | 0 | 0 | 0 | 0 | 0 | 0 | 0 | 0 | 0
Residential_Single Family Moderate Income_New_Miscellaneous_Natural Gas_Pool Heater_E4_Baseline Forecast | Residential | Single Family Moderate Income | New | Miscellaneous | Natural Gas | Pool Heater | E4 |  | Baseline Forecast | 0 | 0 | 0 | 0 | 0 | 0 | 0 | 0 | 0 | 0 | 0 | 0 | 0 | 0 | 0 | 0 | 0 | 0 | 0 | 0 | 0 | 0 | 0 | 0 | 0 | 0 | 0 | 0 | 0 | 0 | 0 | 0 | 0
Residential_Single Family Moderate Income_New_Miscellaneous_Natural Gas_Pool Heater_E5_Baseline Forecast | Residential | Single Family Moderate Income | New | Miscellaneous | Natural Gas | Pool Heater | E5 |  | Baseline Forecast | 0 | 0 | 0 | 0 | 0 | 0 | 0 | 0 | 0 | 0 | 0 | 0 | 0 | 0 | 0 | 0 | 0 | 0 | 0 | 0 | 0 | 0 | 0 | 0 | 0 | 0 | 0 | 0 | 0 | 0 | 0 | 0 | 0
Residential_Single Family Moderate Income_New_Miscellaneous_Natural Gas_Pool Heater_E6_Baseline Forecast | Residential | Single Family Moderate Income | New | Miscellaneous | Natural Gas | Pool Heater | E6 |  | Baseline Forecast | 0 | 0 | 0 | 0 | 0 | 0 | 0 | 0 | 0 | 0 | 0 | 0 | 0 | 0 | 0 | 0 | 0 | 0 | 0 | 0 | 0 | 0 | 0 | 0 | 0 | 0 | 0 | 0 | 0 | 0 | 0 | 0 | 0
Residential_Single Family Moderate Income_New_Miscellaneous_Natural Gas_Pool Heater_E7_Baseline Forecast | Residential | Single Family Moderate Income | New | Miscellaneous | Natural Gas | Pool Heater | E7 |  | Baseline Forecast | 0 | 0 | 0 | 0 | 0 | 0 | 0 | 0 | 0 | 0 | 0 | 0 | 0 | 0 | 0 | 0 | 0 | 0 | 0 | 0 | 0 | 0 | 0 | 0 | 0 | 0 | 0 | 0 | 0 | 0 | 0 | 0 | 0
Residential_Single Family Moderate Income_New_Miscellaneous_Natural Gas_Pool Heater_E8_Baseline Forecast | Residential | Single Family Moderate Income | New | Miscellaneous | Natural Gas | Pool Heater | E8 |  | Baseline Forecast | 0 | 0 | 0 | 0 | 0 | 0 | 0 | 0 | 0 | 0 | 0 | 0 | 0 | 0 | 0 | 0 | 0 | 0 | 0 | 0 | 0 | 0 | 0 | 0 | 0 | 0 | 0 | 0 | 0 | 0 | 0 | 0 | 0
Residential_Single Family Moderate Income_New_Miscellaneous_Natural Gas_Pool Heater_E9_Baseline Forecast | Residential | Single Family Moderate Income | New | Miscellaneous | Natural Gas | Pool Heater | E9 |  | Baseline Forecast | 0 | 0 | 0 | 0 | 0 | 0 | 0 | 0 | 0 | 0 | 0 | 0 | 0 | 0 | 0 | 0 | 0 | 0 | 0 | 0 | 0 | 0 | 0 | 0 | 0 | 0 | 0 | 0 | 0 | 0 | 0 | 0 | 0
Residential_Single Family Moderate Income_New_Miscellaneous_Natural Gas_Pool Heater_E10_Baseline Forecast | Residential | Single Family Moderate Income | New | Miscellaneous | Natural Gas | Pool Heater | E10 |  | Baseline Forecast | 0 | 0 | 0 | 0 | 0 | 0 | 0 | 0 | 0 | 0 | 0 | 0 | 0 | 0 | 0 | 0 | 0 | 0 | 0 | 0 | 0 | 0 | 0 | 0 | 0 | 0 | 0 | 0 | 0 | 0 | 0 | 0 | 0
Residential_Single Family Moderate Income_New_Miscellaneous_Natural Gas_Miscellaneous_E1_Baseline Forecast | Residential | Single Family Moderate Income | New | Miscellaneous | Natural Gas | Miscellaneous | E1 |  | Baseline Forecast | 0 | 893.8248 | 1351.7277 | 1274.5518 | 1196.8319 | 1115.078 | 1098.7229 | 1231.7549 | 1410.8046 | 1551.5665 | 1661.4741 | 1738.36 | 1800.5539 | 2125.1241 | 2302.108 | 2323.713 | 2359.6546 | 2402.7347 | 2466.9344 | 2614.1853 | 2778.6641 | 2908.0817 | 3013.7759 | 3099.3401 | 3175.704 | 3336.4939 | 3456.0711 | 3533.7744 | 3619.5701 | 3706.3549 | 3796.6561 | 3921.3176 | 4083.4809
Residential_Single Family Moderate Income_New_Miscellaneous_Natural Gas_Miscellaneous_E2_Baseline Forecast | Residential | Single Family Moderate Income | New | Miscellaneous | Natural Gas | Miscellaneous | E2 |  | Baseline Forecast | 0 | 0 | 0 | 0 | 0 | 0 | 0 | 0 | 0 | 0 | 0 | 0 | 0 | 0 | 0 | 0 | 0 | 0 | 0 | 0 | 0 | 0 | 0 | 0 | 0 | 0 | 0 | 0 | 0 | 0 | 0 | 0 | 0
Residential_Single Family Moderate Income_New_Miscellaneous_Natural Gas_Miscellaneous_E3_Baseline Forecast | Residential | Single Family Moderate Income | New | Miscellaneous | Natural Gas | Miscellaneous | E3 |  | Baseline Forecast | 0 | 0 | 0 | 0 | 0 | 0 | 0 | 0 | 0 | 0 | 0 | 0 | 0 | 0 | 0 | 0 | 0 | 0 | 0 | 0 | 0 | 0 | 0 | 0 | 0 | 0 | 0 | 0 | 0 | 0 | 0 | 0 | 0
Residential_Single Family Moderate Income_New_Miscellaneous_Natural Gas_Miscellaneous_E4_Baseline Forecast | Residential | Single Family Moderate Income | New | Miscellaneous | Natural Gas | Miscellaneous | E4 |  | Baseline Forecast | 0 | 0 | 0 | 0 | 0 | 0 | 0 | 0 | 0 | 0 | 0 | 0 | 0 | 0 | 0 | 0 | 0 | 0 | 0 | 0 | 0 | 0 | 0 | 0 | 0 | 0 | 0 | 0 | 0 | 0 | 0 | 0 | 0
Residential_Single Family Moderate Income_New_Miscellaneous_Natural Gas_Miscellaneous_E5_Baseline Forecast | Residential | Single Family Moderate Income | New | Miscellaneous | Natural Gas | Miscellaneous | E5 |  | Baseline Forecast | 0 | 0 | 0 | 0 | 0 | 0 | 0 | 0 | 0 | 0 | 0 | 0 | 0 | 0 | 0 | 0 | 0 | 0 | 0 | 0 | 0 | 0 | 0 | 0 | 0 | 0 | 0 | 0 | 0 | 0 | 0 | 0 | 0
Residential_Single Family Moderate Income_New_Miscellaneous_Natural Gas_Miscellaneous_E6_Baseline Forecast | Residential | Single Family Moderate Income | New | Miscellaneous | Natural Gas | Miscellaneous | E6 |  | Baseline Forecast | 0 | 0 | 0 | 0 | 0 | 0 | 0 | 0 | 0 | 0 | 0 | 0 | 0 | 0 | 0 | 0 | 0 | 0 | 0 | 0 | 0 | 0 | 0 | 0 | 0 | 0 | 0 | 0 | 0 | 0 | 0 | 0 | 0
Residential_Single Family Moderate Income_New_Miscellaneous_Natural Gas_Miscellaneous_E7_Baseline Forecast | Residential | Single Family Moderate Income | New | Miscellaneous | Natural Gas | Miscellaneous | E7 |  | Baseline Forecast | 0 | 0 | 0 | 0 | 0 | 0 | 0 | 0 | 0 | 0 | 0 | 0 | 0 | 0 | 0 | 0 | 0 | 0 | 0 | 0 | 0 | 0 | 0 | 0 | 0 | 0 | 0 | 0 | 0 | 0 | 0 | 0 | 0
Residential_Single Family Moderate Income_New_Miscellaneous_Natural Gas_Miscellaneous_E8_Baseline Forecast | Residential | Single Family Moderate Income | New | Miscellaneous | Natural Gas | Miscellaneous | E8 |  | Baseline Forecast | 0 | 0 | 0 | 0 | 0 | 0 | 0 | 0 | 0 | 0 | 0 | 0 | 0 | 0 | 0 | 0 | 0 | 0 | 0 | 0 | 0 | 0 | 0 | 0 | 0 | 0 | 0 | 0 | 0 | 0 | 0 | 0 | 0
Residential_Single Family Moderate Income_New_Miscellaneous_Natural Gas_Miscellaneous_E9_Baseline Forecast | Residential | Single Family Moderate Income | New | Miscellaneous | Natural Gas | Miscellaneous | E9 |  | Baseline Forecast | 0 | 0 | 0 | 0 | 0 | 0 | 0 | 0 | 0 | 0 | 0 | 0 | 0 | 0 | 0 | 0 | 0 | 0 | 0 | 0 | 0 | 0 | 0 | 0 | 0 | 0 | 0 | 0 | 0 | 0 | 0 | 0 | 0
Residential_Single Family Moderate Income_New_Miscellaneous_Natural Gas_Miscellaneous_E10_Baseline Forecast | Residential | Single Family Moderate Income | New | Miscellaneous | Natural Gas | Miscellaneous | E10 |  | Baseline Forecast | 0 | 0 | 0 | 0 | 0 | 0 | 0 | 0 | 0 | 0 | 0 | 0 | 0 | 0 | 0 | 0 | 0 | 0 | 0 | 0 | 0 | 0 | 0 | 0 | 0 | 0 | 0 | 0 | 0 | 0 | 0 | 0 | 0
Residential_Single Family Low Income_Existing_Space Heating_Natural Gas_Furnace_E1_Baseline Forecast | Residential | Single Family Low Income | Existing | Space Heating | Natural Gas | Furnace | E1 |  | Baseline Forecast | 0 | 31.2455 | 33.176 | 21.3196 | 22.4533 | 23.6662 | 24.7729 | 25.7777 | 26.6966 | 27.5333 | 28.0844 | 28.5428 | 28.9258 | 29.2391 | 29.4908 | 29.6861 | 29.8447 | 29.9542 | 29.4121 | 29.0327 | 27.8384 | 26.8427 | 26.0152 | 25.3307 | 24.7681 | 24.3438 | 23.9675 | 23.6472 | 23.4023 | 23.2056 | 30.6517 | 30.2775 | 26.7027
Residential_Single Family Low Income_Existing_Space Heating_Natural Gas_Furnace_E2_Baseline Forecast | Residential | Single Family Low Income | Existing | Space Heating | Natural Gas | Furnace | E2 |  | Baseline Forecast | 0 | 1.9617 | 2.0834 | 1.3391 | 1.4099 | 1.486 | 1.5556 | 1.6188 | 1.6766 | 1.7292 | 1.7638 | 1.7925 | 1.8164 | 1.8359 | 1.8514 | 1.8633 | 1.8729 | 1.8793 | 1.8448 | 1.8205 | 1.7451 | 1.6822 | 1.6298 | 1.5864 | 1.5506 | 1.5234 | 1.4992 | 1.4785 | 1.4625 | 1.4495 | 1.9135 | 1.889 | 1.6646
Residential_Single Family Low Income_Existing_Space Heating_Natural Gas_Furnace_E3_Baseline Forecast | Residential | Single Family Low Income | Existing | Space Heating | Natural Gas | Furnace | E3 |  | Baseline Forecast | 0 | 1.3079 | 1.389 | 0.89281 | 0.93998 | 0.99068 | 1.0371 | 1.0793 | 1.1178 | 1.1529 | 1.1759 | 1.1951 | 1.211 | 1.224 | 1.2343 | 1.2422 | 1.2484 | 1.2526 | 1.2296 | 1.2133 | 1.163 | 1.121 | 1.086 | 1.0569 | 1.033 | 1.0148 | 0.99857 | 0.98468 | 0.97388 | 0.96508 | 1.2739 | 1.2574 | 1.1078
Residential_Single Family Low Income_Existing_Space Heating_Natural Gas_Furnace_E4_Baseline Forecast | Residential | Single Family Low Income | Existing | Space Heating | Natural Gas | Furnace | E4 |  | Baseline Forecast | 0 | 0 | 0 | 0 | 0 | 0 | 0 | 0 | 0 | 0 | 0 | 0 | 0 | 0 | 0 | 0 | 0 | 0 | 0 | 0 | 0 | 0 | 0 | 0 | 0 | 0 | 0 | 0 | 0 | 0 | 0 | 0 | 0
Residential_Single Family Low Income_Existing_Space Heating_Natural Gas_Furnace_E5_Baseline Forecast | Residential | Single Family Low Income | Existing | Space Heating | Natural Gas | Furnace | E5 |  | Baseline Forecast | 0 | 0.16071 | 0.17079 | 0.10983 | 0.11557 | 0.1218 | 0.12754 | 0.13272 | 0.13744 | 0.1417 | 0.14444 | 0.14667 | 0.14851 | 0.14997 | 0.15109 | 0.15191 | 0.15252 | 0.15286 | 0.14991 | 0.14783 | 0.1416 | 0.13638 | 0.13201 | 0.12838 | 0.12535 | 0.12302 | 0.12093 | 0.11912 | 0.11767 | 0.11646 | 0.15351 | 0.15132 | 0.13291
Residential_Single Family Low Income_Existing_Space Heating_Natural Gas_Furnace_E6_Baseline Forecast | Residential | Single Family Low Income | Existing | Space Heating | Natural Gas | Furnace | E6 |  | Baseline Forecast | 0 | 0 | 0 | 0 | 0 | 0 | 0 | 0 | 0 | 0 | 0 | 0 | 0 | 0 | 0 | 0 | 0 | 0 | 0 | 0 | 0 | 0 | 0 | 0 | 0 | 0 | 0 | 0 | 0 | 0 | 0 | 0 | 0
Residential_Single Family Low Income_Existing_Space Heating_Natural Gas_Furnace_E7_Baseline Forecast | Residential | Single Family Low Income | Existing | Space Heating | Natural Gas | Furnace | E7 |  | Baseline Forecast | 0 | 0 | 0 | 0 | 0 | 0 | 0 | 0 | 0 | 0 | 0 | 0 | 0 | 0 | 0 | 0 | 0 | 0 | 0 | 0 | 0 | 0 | 0 | 0 | 0 | 0 | 0 | 0 | 0 | 0 | 0 | 0 | 0
Residential_Single Family Low Income_Existing_Space Heating_Natural Gas_Furnace_E8_Baseline Forecast | Residential | Single Family Low Income | Existing | Space Heating | Natural Gas | Furnace | E8 |  | Baseline Forecast | 0 | 0 | 0 | 0 | 0 | 0 | 0 | 0 | 0 | 0 | 0 | 0 | 0 | 0 | 0 | 0 | 0 | 0 | 0 | 0 | 0 | 0 | 0 | 0 | 0 | 0 | 0 | 0 | 0 | 0 | 0 | 0 | 0
Residential_Single Family Low Income_Existing_Space Heating_Natural Gas_Furnace_E9_Baseline Forecast | Residential | Single Family Low Income | Existing | Space Heating | Natural Gas | Furnace | E9 |  | Baseline Forecast | 0 | 0 | 0 | 0 | 0 | 0 | 0 | 0 | 0 | 0 | 0 | 0 | 0 | 0 | 0 | 0 | 0 | 0 | 0 | 0 | 0 | 0 | 0 | 0 | 0 | 0 | 0 | 0 | 0 | 0 | 0 | 0 | 0
Residential_Single Family Low Income_Existing_Space Heating_Natural Gas_Furnace_E10_Baseline Forecast | Residential | Single Family Low Income | Existing | Space Heating | Natural Gas | Furnace | E10 |  | Baseline Forecast | 0 | 0 | 0 | 0 | 0 | 0 | 0 | 0 | 0 | 0 | 0 | 0 | 0 | 0 | 0 | 0 | 0 | 0 | 0 | 0 | 0 | 0 | 0 | 0 | 0 | 0 | 0 | 0 | 0 | 0 | 0 | 0 | 0
Residential_Single Family Low Income_Existing_Space Heating_Natural Gas_Boiler_E1_Baseline Forecast | Residential | Single Family Low Income | Existing | Space Heating | Natural Gas | Boiler | E1 |  | Baseline Forecast | 0 | 0.6577 | 0 | 0 | 0 | 0 | 0 | 0 | 0 | 0 | 0 | 0 | 0 | 0 | 0 | 0 | 0 | 0 | 0 | 0 | 0 | 0 | 0 | 0 | 0 | 0 | 0 | 0 | 0 | 0 | 0 | 0 | 0
Residential_Single Family Low Income_Existing_Space Heating_Natural Gas_Boiler_E2_Baseline Forecast | Residential | Single Family Low Income | Existing | Space Heating | Natural Gas | Boiler | E2 |  | Baseline Forecast | 0 | 0 | 0.41238 | 0.25053 | 0.2651 | 0.28035 | 0.29412 | 0.30651 | 0.31774 | 0.32787 | 0.33695 | 0.34507 | 0.35232 | 0.35875 | 0.36446 | 0.3695 | 0.37393 | 0.37779 | 0.38111 | 0.38398 | 0.38644 | 0.38853 | 0.38427 | 0.38234 | 0.36722 | 0.35501 | 0.34527 | 0.33764 | 0.33179 | 0.32747 | 0.32444 | 0.32249 | 0.32145
Residential_Single Family Low Income_Existing_Space Heating_Natural Gas_Boiler_E3_Baseline Forecast | Residential | Single Family Low Income | Existing | Space Heating | Natural Gas | Boiler | E3 |  | Baseline Forecast | 0 | 0.27138 | 0.40466 | 0.24585 | 0.26013 | 0.27508 | 0.2886 | 0.30076 | 0.31177 | 0.32171 | 0.33061 | 0.33857 | 0.34566 | 0.35195 | 0.35753 | 0.36245 | 0.36677 | 0.37052 | 0.37375 | 0.37654 | 0.37891 | 0.38092 | 0.37671 | 0.37478 | 0.35992 | 0.34791 | 0.33833 | 0.3308 | 0.32502 | 0.32073 | 0.31767 | 0.31565 | 0.31449
Residential_Single Family Low Income_Existing_Space Heating_Natural Gas_Boiler_E4_Baseline Forecast | Residential | Single Family Low Income | Existing | Space Heating | Natural Gas | Boiler | E4 |  | Baseline Forecast | 0 | 0.27139 | 0.40508 | 0.24611 | 0.26039 | 0.27535 | 0.28888 | 0.30105 | 0.31208 | 0.32202 | 0.33092 | 0.33887 | 0.34596 | 0.35223 | 0.35779 | 0.36269 | 0.36699 | 0.37072 | 0.37393 | 0.37669 | 0.37904 | 0.38102 | 0.37677 | 0.37481 | 0.35991 | 0.34786 | 0.33824 | 0.33068 | 0.32486 | 0.3205 | 0.31737 | 0.31526 | 0.31397
Residential_Single Family Low Income_Existing_Space Heating_Natural Gas_Boiler_E5_Baseline Forecast | Residential | Single Family Low Income | Existing | Space Heating | Natural Gas | Boiler | E5 |  | Baseline Forecast | 0 | 0.1289 | 0.19249 | 0.11696 | 0.12373 | 0.13083 | 0.13726 | 0.14304 | 0.14828 | 0.15301 | 0.15723 | 0.161 | 0.16435 | 0.16732 | 0.16994 | 0.17224 | 0.17426 | 0.17601 | 0.17751 | 0.1788 | 0.17989 | 0.18081 | 0.17876 | 0.1778 | 0.1707 | 0.16496 | 0.16036 | 0.15674 | 0.15395 | 0.15183 | 0.15028 | 0.1492 | 0.14848
Residential_Single Family Low Income_Existing_Space Heating_Natural Gas_Boiler_E6_Baseline Forecast | Residential | Single Family Low Income | Existing | Space Heating | Natural Gas | Boiler | E6 |  | Baseline Forecast | 0 | 0 | 0 | 0 | 0 | 0 | 0 | 0 | 0 | 0 | 0 | 0 | 0 | 0 | 0 | 0 | 0 | 0 | 0 | 0 | 0 | 0 | 0 | 0 | 0 | 0 | 0 | 0 | 0 | 0 | 0 | 0 | 0
Residential_Single Family Low Income_Existing_Space Heating_Natural Gas_Boiler_E7_Baseline Forecast | Residential | Single Family Low Income | Existing | Space Heating | Natural Gas | Boiler | E7 |  | Baseline Forecast | 0 | 0 | 0 | 0 | 0 | 0 | 0 | 0 | 0 | 0 | 0 | 0 | 0 | 0 | 0 | 0 | 0 | 0 | 0 | 0 | 0 | 0 | 0 | 0 | 0 | 0 | 0 | 0 | 0 | 0 | 0 | 0 | 0
Residential_Single Family Low Income_Existing_Space Heating_Natural Gas_Boiler_E8_Baseline Forecast | Residential | Single Family Low Income | Existing | Space Heating | Natural Gas | Boiler | E8 |  | Baseline Forecast | 0 | 0 | 0 | 0 | 0 | 0 | 0 | 0 | 0 | 0 | 0 | 0 | 0 | 0 | 0 | 0 | 0 | 0 | 0 | 0 | 0 | 0 | 0 | 0 | 0 | 0 | 0 | 0 | 0 | 0 | 0 | 0 | 0
Residential_Single Family Low Income_Existing_Space Heating_Natural Gas_Boiler_E9_Baseline Forecast | Residential | Single Family Low Income | Existing | Space Heating | Natural Gas | Boiler | E9 |  | Baseline Forecast | 0 | 0 | 0 | 0 | 0 | 0 | 0 | 0 | 0 | 0 | 0 | 0 | 0 | 0 | 0 | 0 | 0 | 0 | 0 | 0 | 0 | 0 | 0 | 0 | 0 | 0 | 0 | 0 | 0 | 0 | 0 | 0 | 0
Residential_Single Family Low Income_Existing_Space Heating_Natural Gas_Boiler_E10_Baseline Forecast | Residential | Single Family Low Income | Existing | Space Heating | Natural Gas | Boiler | E10 |  | Baseline Forecast | 0 | 0 | 0 | 0 | 0 | 0 | 0 | 0 | 0 | 0 | 0 | 0 | 0 | 0 | 0 | 0 | 0 | 0 | 0 | 0 | 0 | 0 | 0 | 0 | 0 | 0 | 0 | 0 | 0 | 0 | 0 | 0 | 0
Residential_Single Family Low Income_Existing_Secondary Heating_Natural Gas_Fireplace_E1_Baseline Forecast | Residential | Single Family Low Income | Existing | Secondary Heating | Natural Gas | Fireplace | E1 |  | Baseline Forecast | 0 | 11.4114 | 11.5462 | 9.8122 | 9.6901 | 9.6549 | 9.6163 | 9.5721 | 9.5254 | 9.4748 | 9.4189 | 9.3586 | 9.2941 | 9.2255 | 9.2009 | 9.18 | 9.0012 | 8.8428 | 8.7011 | 8.5735 | 8.4576 | 8.351 | 8.2517 | 10.889 | 10.5015 | 9.751 | 9.4803 | 9.2365 | 9.017 | 8.8042 | 8.5997 | 8.4045 | 8.2189
Residential_Single Family Low Income_Existing_Secondary Heating_Natural Gas_Fireplace_E2_Baseline Forecast | Residential | Single Family Low Income | Existing | Secondary Heating | Natural Gas | Fireplace | E2 |  | Baseline Forecast | 0 | 0 | 0 | 0 | 0 | 0 | 0 | 0 | 0 | 0 | 0 | 0 | 0 | 0 | 0 | 0 | 0 | 0 | 0 | 0 | 0 | 0 | 0 | 0 | 0 | 0 | 0 | 0 | 0 | 0 | 0 | 0 | 0
Residential_Single Family Low Income_Existing_Secondary Heating_Natural Gas_Fireplace_E3_Baseline Forecast | Residential | Single Family Low Income | Existing | Secondary Heating | Natural Gas | Fireplace | E3 |  | Baseline Forecast | 0 | 0 | 0 | 0 | 0 | 0 | 0 | 0 | 0 | 0 | 0 | 0 | 0 | 0 | 0 | 0 | 0 | 0 | 0 | 0 | 0 | 0 | 0 | 0 | 0 | 0 | 0 | 0 | 0 | 0 | 0 | 0 | 0
Residential_Single Family Low Income_Existing_Secondary Heating_Natural Gas_Fireplace_E4_Baseline Forecast | Residential | Single Family Low Income | Existing | Secondary Heating | Natural Gas | Fireplace | E4 |  | Baseline Forecast | 0 | 0 | 0 | 0 | 0 | 0 | 0 | 0 | 0 | 0 | 0 | 0 | 0 | 0 | 0 | 0 | 0 | 0 | 0 | 0 | 0 | 0 | 0 | 0 | 0 | 0 | 0 | 0 | 0 | 0 | 0 | 0 | 0
Residential_Single Family Low Income_Existing_Secondary Heating_Natural Gas_Fireplace_E5_Baseline Forecast | Residential | Single Family Low Income | Existing | Secondary Heating | Natural Gas | Fireplace | E5 |  | Baseline Forecast | 0 | 0 | 0 | 0 | 0 | 0 | 0 | 0 | 0 | 0 | 0 | 0 | 0 | 0 | 0 | 0 | 0 | 0 | 0 | 0 | 0 | 0 | 0 | 0 | 0 | 0 | 0 | 0 | 0 | 0 | 0 | 0 | 0
Residential_Single Family Low Income_Existing_Secondary Heating_Natural Gas_Fireplace_E6_Baseline Forecast | Residential | Single Family Low Income | Existing | Secondary Heating | Natural Gas | Fireplace | E6 |  | Baseline Forecast | 0 | 0 | 0 | 0 | 0 | 0 | 0 | 0 | 0 | 0 | 0 | 0 | 0 | 0 | 0 | 0 | 0 | 0 | 0 | 0 | 0 | 0 | 0 | 0 | 0 | 0 | 0 | 0 | 0 | 0 | 0 | 0 | 0
Residential_Single Family Low Income_Existing_Secondary Heating_Natural Gas_Fireplace_E7_Baseline Forecast | Residential | Single Family Low Income | Existing | Secondary Heating | Natural Gas | Fireplace | E7 |  | Baseline Forecast | 0 | 0 | 0 | 0 | 0 | 0 | 0 | 0 | 0 | 0 | 0 | 0 | 0 | 0 | 0 | 0 | 0 | 0 | 0 | 0 | 0 | 0 | 0 | 0 | 0 | 0 | 0 | 0 | 0 | 0 | 0 | 0 | 0
Residential_Single Family Low Income_Existing_Secondary Heating_Natural Gas_Fireplace_E8_Baseline Forecast | Residential | Single Family Low Income | Existing | Secondary Heating | Natural Gas | Fireplace | E8 |  | Baseline Forecast | 0 | 0 | 0 | 0 | 0 | 0 | 0 | 0 | 0 | 0 | 0 | 0 | 0 | 0 | 0 | 0 | 0 | 0 | 0 | 0 | 0 | 0 | 0 | 0 | 0 | 0 | 0 | 0 | 0 | 0 | 0 | 0 | 0
Residential_Single Family Low Income_Existing_Secondary Heating_Natural Gas_Fireplace_E9_Baseline Forecast | Residential | Single Family Low Income | Existing | Secondary Heating | Natural Gas | Fireplace | E9 |  | Baseline Forecast | 0 | 0 | 0 | 0 | 0 | 0 | 0 | 0 | 0 | 0 | 0 | 0 | 0 | 0 | 0 | 0 | 0 | 0 | 0 | 0 | 0 | 0 | 0 | 0 | 0 | 0 | 0 | 0 | 0 | 0 | 0 | 0 | 0
Residential_Single Family Low Income_Existing_Secondary Heating_Natural Gas_Fireplace_E10_Baseline Forecast | Residential | Single Family Low Income | Existing | Secondary Heating | Natural Gas | Fireplace | E10 |  | Baseline Forecast | 0 | 0 | 0 | 0 | 0 | 0 | 0 | 0 | 0 | 0 | 0 | 0 | 0 | 0 | 0 | 0 | 0 | 0 | 0 | 0 | 0 | 0 | 0 | 0 | 0 | 0 | 0 | 0 | 0 | 0 | 0 | 0 | 0
Residential_Single Family Low Income_Existing_Water Heating_Natural Gas_Water Heater (<= 55 gal)_E1_Baseline Forecast | Residential | Single Family Low Income | Existing | Water Heating | Natural Gas | Water Heater (<= 55 gal) | E1 |  | Baseline Forecast | 0 | 4.8462 | 5.6218 | 4.7467 | 5.2 | 5.638 | 5.8862 | 6.1085 | 6.3162 | 6.4733 | 6.0127 | 6.1144 | 5.7353 | 5.5368 | 5.2595 | 5.0818 | 4.975 | 4.9193 | 4.9025 | 6.0618 | 6.0794 | 5.7411 | 5.7913 | 5.7714 | 5.7098 | 5.6069 | 5.4814 | 5.3742 | 5.2697 | 5.1737 | 5.143 | 5.1507 | 5.0929
Residential_Single Family Low Income_Existing_Water Heating_Natural Gas_Water Heater (<= 55 gal)_E2_Baseline Forecast | Residential | Single Family Low Income | Existing | Water Heating | Natural Gas | Water Heater (<= 55 gal) | E2 |  | Baseline Forecast | 0 | 28.7241 | 32.5491 | 27.0117 | 29.2418 | 31.307 | 33.1642 | 34.702 | 35.9731 | 37.0503 | 38.5283 | 39.2604 | 37.4329 | 36.3347 | 34.6733 | 33.6098 | 33.0038 | 32.7386 | 32.7202 | 40.5214 | 40.7154 | 38.5823 | 38.9741 | 38.9417 | 38.6734 | 38.1391 | 37.4733 | 36.7404 | 36.0263 | 35.3701 | 35.1599 | 35.2128 | 34.8176
Residential_Single Family Low Income_Existing_Water Heating_Natural Gas_Water Heater (<= 55 gal)_E3_Baseline Forecast | Residential | Single Family Low Income | Existing | Water Heating | Natural Gas | Water Heater (<= 55 gal) | E3 |  | Baseline Forecast | 0 | 1.3987 | 1.5904 | 1.3233 | 1.435 | 1.5393 | 1.627 | 1.7004 | 1.762 | 1.8135 | 1.8559 | 1.8906 | 1.7986 | 1.7446 | 1.6638 | 1.6121 | 1.5825 | 1.569 | 1.5676 | 1.9409 | 1.9498 | 1.8468 | 1.8652 | 1.863 | 1.8493 | 1.8227 | 1.7898 | 1.7548 | 1.7207 | 1.6893 | 1.6793 | 1.6818 | 1.6629
Residential_Single Family Low Income_Existing_Water Heating_Natural Gas_Water Heater (<= 55 gal)_E4_Baseline Forecast | Residential | Single Family Low Income | Existing | Water Heating | Natural Gas | Water Heater (<= 55 gal) | E4 |  | Baseline Forecast | 0 | 0 | 0 | 0 | 0 | 0 | 0 | 0 | 0 | 0 | 0 | 0 | 0 | 0 | 0 | 0 | 0 | 0 | 0 | 0 | 0 | 0 | 0 | 0 | 0 | 0 | 0 | 0 | 0 | 0 | 0 | 0 | 0
Residential_Single Family Low Income_Existing_Water Heating_Natural Gas_Water Heater (<= 55 gal)_E5_Baseline Forecast | Residential | Single Family Low Income | Existing | Water Heating | Natural Gas | Water Heater (<= 55 gal) | E5 |  | Baseline Forecast | 0 | 0 | 0 | 0 | 0 | 0 | 0 | 0 | 0 | 0 | 0 | 0 | 0 | 0 | 0 | 0 | 0 | 0 | 0 | 0 | 0 | 0 | 0 | 0 | 0 | 0 | 0 | 0 | 0 | 0 | 0 | 0 | 0
Residential_Single Family Low Income_Existing_Water Heating_Natural Gas_Water Heater (<= 55 gal)_E6_Baseline Forecast | Residential | Single Family Low Income | Existing | Water Heating | Natural Gas | Water Heater (<= 55 gal) | E6 |  | Baseline Forecast | 0 | 0 | 0 | 0 | 0 | 0 | 0 | 0 | 0 | 0 | 0 | 0 | 0 | 0 | 0 | 0 | 0 | 0 | 0 | 0 | 0 | 0 | 0 | 0 | 0 | 0 | 0 | 0 | 0 | 0 | 0 | 0 | 0
Residential_Single Family Low Income_Existing_Water Heating_Natural Gas_Water Heater (<= 55 gal)_E7_Baseline Forecast | Residential | Single Family Low Income | Existing | Water Heating | Natural Gas | Water Heater (<= 55 gal) | E7 |  | Baseline Forecast | 0 | 0 | 0 | 0 | 0 | 0 | 0 | 0 | 0 | 0 | 0 | 0 | 0 | 0 | 0 | 0 | 0 | 0 | 0 | 0 | 0 | 0 | 0 | 0 | 0 | 0 | 0 | 0 | 0 | 0 | 0 | 0 | 0
Residential_Single Family Low Income_Existing_Water Heating_Natural Gas_Water Heater (<= 55 gal)_E8_Baseline Forecast | Residential | Single Family Low Income | Existing | Water Heating | Natural Gas | Water Heater (<= 55 gal) | E8 |  | Baseline Forecast | 0 | 0 | 0 | 0 | 0 | 0 | 0 | 0 | 0 | 0 | 0 | 0 | 0 | 0 | 0 | 0 | 0 | 0 | 0 | 0 | 0 | 0 | 0 | 0 | 0 | 0 | 0 | 0 | 0 | 0 | 0 | 0 | 0
Residential_Single Family Low Income_Existing_Water Heating_Natural Gas_Water Heater (<= 55 gal)_E9_Baseline Forecast | Residential | Single Family Low Income | Existing | Water Heating | Natural Gas | Water Heater (<= 55 gal) | E9 |  | Baseline Forecast | 0 | 0 | 0 | 0 | 0 | 0 | 0 | 0 | 0 | 0 | 0 | 0 | 0 | 0 | 0 | 0 | 0 | 0 | 0 | 0 | 0 | 0 | 0 | 0 | 0 | 0 | 0 | 0 | 0 | 0 | 0 | 0 | 0
Residential_Single Family Low Income_Existing_Water Heating_Natural Gas_Water Heater (<= 55 gal)_E10_Baseline Forecast | Residential | Single Family Low Income | Existing | Water Heating | Natural Gas | Water Heater (<= 55 gal) | E10 |  | Baseline Forecast | 0 | 0 | 0 | 0 | 0 | 0 | 0 | 0 | 0 | 0 | 0 | 0 | 0 | 0 | 0 | 0 | 0 | 0 | 0 | 0 | 0 | 0 | 0 | 0 | 0 | 0 | 0 | 0 | 0 | 0 | 0 | 0 | 0
Residential_Single Family Low Income_Existing_Water Heating_Natural Gas_Water Heater (> 55 gal)_E1_Baseline Forecast | Residential | Single Family Low Income | Existing | Water Heating | Natural Gas | Water Heater (> 55 gal) | E1 |  | Baseline Forecast | 0 | 0.15157 | 0.17583 | 0.14846 | 0.16264 | 0.17634 | 0.1841 | 0.19106 | 0.19755 | 0.20247 | 0.18806 | 0.19124 | 0.17939 | 0.17317 | 0.1645 | 0.15894 | 0.1556 | 0.15386 | 0.15333 | 0.1896 | 0.19015 | 0.17957 | 0.18113 | 0.18051 | 0.17859 | 0.17537 | 0.17144 | 0.16809 | 0.16482 | 0.16182 | 0.16086 | 0.1611 | 0.15929
Residential_Single Family Low Income_Existing_Water Heating_Natural Gas_Water Heater (> 55 gal)_E2_Baseline Forecast | Residential | Single Family Low Income | Existing | Water Heating | Natural Gas | Water Heater (> 55 gal) | E2 |  | Baseline Forecast | 0 | 0.89841 | 1.018 | 0.84485 | 0.9146 | 0.97919 | 1.0373 | 1.0854 | 1.1251 | 1.1588 | 1.2051 | 1.228 | 1.1708 | 1.1364 | 1.0845 | 1.0512 | 1.0323 | 1.024 | 1.0234 | 1.2674 | 1.2735 | 1.2067 | 1.219 | 1.218 | 1.2096 | 1.1929 | 1.1721 | 1.1491 | 1.1268 | 1.1063 | 1.0997 | 1.1014 | 1.089
Residential_Single Family Low Income_Existing_Water Heating_Natural Gas_Water Heater (> 55 gal)_E3_Baseline Forecast | Residential | Single Family Low Income | Existing | Water Heating | Natural Gas | Water Heater (> 55 gal) | E3 |  | Baseline Forecast | 0 | 0.043748 | 0.049743 | 0.041388 | 0.044884 | 0.048146 | 0.050889 | 0.053185 | 0.055112 | 0.05672 | 0.058046 | 0.059133 | 0.056256 | 0.054567 | 0.05204 | 0.050423 | 0.049495 | 0.049075 | 0.049029 | 0.060707 | 0.060983 | 0.057761 | 0.058338 | 0.058271 | 0.05784 | 0.057009 | 0.055979 | 0.054884 | 0.053817 | 0.052837 | 0.052523 | 0.052602 | 0.052012
Residential_Single Family Low Income_Existing_Water Heating_Natural Gas_Water Heater (> 55 gal)_E4_Baseline Forecast | Residential | Single Family Low Income | Existing | Water Heating | Natural Gas | Water Heater (> 55 gal) | E4 |  | Baseline Forecast | 0 | 0 | 0 | 0 | 0 | 0 | 0 | 0 | 0 | 0 | 0 | 0 | 0 | 0 | 0 | 0 | 0 | 0 | 0 | 0 | 0 | 0 | 0 | 0 | 0 | 0 | 0 | 0 | 0 | 0 | 0 | 0 | 0
Residential_Single Family Low Income_Existing_Water Heating_Natural Gas_Water Heater (> 55 gal)_E5_Baseline Forecast | Residential | Single Family Low Income | Existing | Water Heating | Natural Gas | Water Heater (> 55 gal) | E5 |  | Baseline Forecast | 0 | 0 | 0 | 0 | 0 | 0 | 0 | 0 | 0 | 0 | 0 | 0 | 0 | 0 | 0 | 0 | 0 | 0 | 0 | 0 | 0 | 0 | 0 | 0 | 0 | 0 | 0 | 0 | 0 | 0 | 0 | 0 | 0
Residential_Single Family Low Income_Existing_Water Heating_Natural Gas_Water Heater (> 55 gal)_E6_Baseline Forecast | Residential | Single Family Low Income | Existing | Water Heating | Natural Gas | Water Heater (> 55 gal) | E6 |  | Baseline Forecast | 0 | 0 | 0 | 0 | 0 | 0 | 0 | 0 | 0 | 0 | 0 | 0 | 0 | 0 | 0 | 0 | 0 | 0 | 0 | 0 | 0 | 0 | 0 | 0 | 0 | 0 | 0 | 0 | 0 | 0 | 0 | 0 | 0
Residential_Single Family Low Income_Existing_Water Heating_Natural Gas_Water Heater (> 55 gal)_E7_Baseline Forecast | Residential | Single Family Low Income | Existing | Water Heating | Natural Gas | Water Heater (> 55 gal) | E7 |  | Baseline Forecast | 0 | 0 | 0 | 0 | 0 | 0 | 0 | 0 | 0 | 0 | 0 | 0 | 0 | 0 | 0 | 0 | 0 | 0 | 0 | 0 | 0 | 0 | 0 | 0 | 0 | 0 | 0 | 0 | 0 | 0 | 0 | 0 | 0
Residential_Single Family Low Income_Existing_Water Heating_Natural Gas_Water Heater (> 55 gal)_E8_Baseline Forecast | Residential | Single Family Low Income | Existing | Water Heating | Natural Gas | Water Heater (> 55 gal) | E8 |  | Baseline Forecast | 0 | 0 | 0 | 0 | 0 | 0 | 0 | 0 | 0 | 0 | 0 | 0 | 0 | 0 | 0 | 0 | 0 | 0 | 0 | 0 | 0 | 0 | 0 | 0 | 0 | 0 | 0 | 0 | 0 | 0 | 0 | 0 | 0
Residential_Single Family Low Income_Existing_Water Heating_Natural Gas_Water Heater (> 55 gal)_E9_Baseline Forecast | Residential | Single Family Low Income | Existing | Water Heating | Natural Gas | Water Heater (> 55 gal) | E9 |  | Baseline Forecast | 0 | 0 | 0 | 0 | 0 | 0 | 0 | 0 | 0 | 0 | 0 | 0 | 0 | 0 | 0 | 0 | 0 | 0 | 0 | 0 | 0 | 0 | 0 | 0 | 0 | 0 | 0 | 0 | 0 | 0 | 0 | 0 | 0
Residential_Single Family Low Income_Existing_Water Heating_Natural Gas_Water Heater (> 55 gal)_E10_Baseline Forecast | Residential | Single Family Low Income | Existing | Water Heating | Natural Gas | Water Heater (> 55 gal) | E10 |  | Baseline Forecast | 0 | 0 | 0 | 0 | 0 | 0 | 0 | 0 | 0 | 0 | 0 | 0 | 0 | 0 | 0 | 0 | 0 | 0 | 0 | 0 | 0 | 0 | 0 | 0 | 0 | 0 | 0 | 0 | 0 | 0 | 0 | 0 | 0
Residential_Single Family Low Income_Existing_Appliances_Natural Gas_Clothes Dryer_E1_Baseline Forecast | Residential | Single Family Low Income | Existing | Appliances | Natural Gas | Clothes Dryer | E1 |  | Baseline Forecast | 0 | 4.5769 | 5.19 | 4.1997 | 4.5675 | 4.9131 | 5.2071 | 5.4567 | 5.6697 | 5.851 | 6.0041 | 5.7622 | 5.6378 | 5.398 | 5.251 | 5.1747 | 5.1511 | 5.1658 | 6.4664 | 6.5131 | 6.1418 | 6.1734 | 6.1651 | 6.1093 | 6.0282 | 5.9372 | 5.8466 | 5.7631 | 5.7623 | 5.8006 | 5.7497 | 5.7363 | 5.7435
Residential_Single Family Low Income_Existing_Appliances_Natural Gas_Clothes Dryer_E2_Baseline Forecast | Residential | Single Family Low Income | Existing | Appliances | Natural Gas | Clothes Dryer | E2 |  | Baseline Forecast | 0 | 3.6657 | 4.1572 | 3.3642 | 3.6586 | 3.9359 | 4.1725 | 4.3734 | 4.5453 | 4.6918 | 4.8157 | 4.6228 | 4.5241 | 4.3328 | 4.2158 | 4.1556 | 4.1377 | 4.1506 | 5.197 | 5.2358 | 4.9384 | 4.9649 | 4.9591 | 4.9149 | 4.8501 | 4.7772 | 4.7046 | 4.6375 | 4.6368 | 4.6675 | 4.6262 | 4.6149 | 4.62
Residential_Single Family Low Income_Existing_Appliances_Natural Gas_Clothes Dryer_E3_Baseline Forecast | Residential | Single Family Low Income | Existing | Appliances | Natural Gas | Clothes Dryer | E3 |  | Baseline Forecast | 0 | 0 | 0 | 0 | 0 | 0 | 0 | 0 | 0 | 0 | 0 | 0 | 0 | 0 | 0 | 0 | 0 | 0 | 0 | 0 | 0 | 0 | 0 | 0 | 0 | 0 | 0 | 0 | 0 | 0 | 0 | 0 | 0
Residential_Single Family Low Income_Existing_Appliances_Natural Gas_Clothes Dryer_E4_Baseline Forecast | Residential | Single Family Low Income | Existing | Appliances | Natural Gas | Clothes Dryer | E4 |  | Baseline Forecast | 0 | 0 | 0 | 0 | 0 | 0 | 0 | 0 | 0 | 0 | 0 | 0 | 0 | 0 | 0 | 0 | 0 | 0 | 0 | 0 | 0 | 0 | 0 | 0 | 0 | 0 | 0 | 0 | 0 | 0 | 0 | 0 | 0
Residential_Single Family Low Income_Existing_Appliances_Natural Gas_Clothes Dryer_E5_Baseline Forecast | Residential | Single Family Low Income | Existing | Appliances | Natural Gas | Clothes Dryer | E5 |  | Baseline Forecast | 0 | 0 | 0 | 0 | 0 | 0 | 0 | 0 | 0 | 0 | 0 | 0 | 0 | 0 | 0 | 0 | 0 | 0 | 0 | 0 | 0 | 0 | 0 | 0 | 0 | 0 | 0 | 0 | 0 | 0 | 0 | 0 | 0
Residential_Single Family Low Income_Existing_Appliances_Natural Gas_Clothes Dryer_E6_Baseline Forecast | Residential | Single Family Low Income | Existing | Appliances | Natural Gas | Clothes Dryer | E6 |  | Baseline Forecast | 0 | 0 | 0 | 0 | 0 | 0 | 0 | 0 | 0 | 0 | 0 | 0 | 0 | 0 | 0 | 0 | 0 | 0 | 0 | 0 | 0 | 0 | 0 | 0 | 0 | 0 | 0 | 0 | 0 | 0 | 0 | 0 | 0
Residential_Single Family Low Income_Existing_Appliances_Natural Gas_Clothes Dryer_E7_Baseline Forecast | Residential | Single Family Low Income | Existing | Appliances | Natural Gas | Clothes Dryer | E7 |  | Baseline Forecast | 0 | 0 | 0 | 0 | 0 | 0 | 0 | 0 | 0 | 0 | 0 | 0 | 0 | 0 | 0 | 0 | 0 | 0 | 0 | 0 | 0 | 0 | 0 | 0 | 0 | 0 | 0 | 0 | 0 | 0 | 0 | 0 | 0
Residential_Single Family Low Income_Existing_Appliances_Natural Gas_Clothes Dryer_E8_Baseline Forecast | Residential | Single Family Low Income | Existing | Appliances | Natural Gas | Clothes Dryer | E8 |  | Baseline Forecast | 0 | 0 | 0 | 0 | 0 | 0 | 0 | 0 | 0 | 0 | 0 | 0 | 0 | 0 | 0 | 0 | 0 | 0 | 0 | 0 | 0 | 0 | 0 | 0 | 0 | 0 | 0 | 0 | 0 | 0 | 0 | 0 | 0
Residential_Single Family Low Income_Existing_Appliances_Natural Gas_Clothes Dryer_E9_Baseline Forecast | Residential | Single Family Low Income | Existing | Appliances | Natural Gas | Clothes Dryer | E9 |  | Baseline Forecast | 0 | 0 | 0 | 0 | 0 | 0 | 0 | 0 | 0 | 0 | 0 | 0 | 0 | 0 | 0 | 0 | 0 | 0 | 0 | 0 | 0 | 0 | 0 | 0 | 0 | 0 | 0 | 0 | 0 | 0 | 0 | 0 | 0
Residential_Single Family Low Income_Existing_Appliances_Natural Gas_Clothes Dryer_E10_Baseline Forecast | Residential | Single Family Low Income | Existing | Appliances | Natural Gas | Clothes Dryer | E10 |  | Baseline Forecast | 0 | 0 | 0 | 0 | 0 | 0 | 0 | 0 | 0 | 0 | 0 | 0 | 0 | 0 | 0 | 0 | 0 | 0 | 0 | 0 | 0 | 0 | 0 | 0 | 0 | 0 | 0 | 0 | 0 | 0 | 0 | 0 | 0
Residential_Single Family Low Income_Existing_Appliances_Natural Gas_Stove/Oven_E1_Baseline Forecast | Residential | Single Family Low Income | Existing | Appliances | Natural Gas | Stove/Oven | E1 |  | Baseline Forecast | 0 | 12.87 | 14.8031 | 13.5013 | 14.5849 | 15.5819 | 16.4017 | 17.0707 | 17.6163 | 18.0556 | 18.4015 | 17.289 | 16.5761 | 15.8102 | 15.3214 | 15.0392 | 14.9085 | 14.8848 | 18.1073 | 18.2 | 17.5782 | 17.5154 | 17.3168 | 17.0036 | 16.6367 | 16.2567 | 15.89 | 15.5526 | 15.3228 | 15.2367 | 15.0688 | 14.9854 | 14.9398
Residential_Single Family Low Income_Existing_Appliances_Natural Gas_Stove/Oven_E2_Baseline Forecast | Residential | Single Family Low Income | Existing | Appliances | Natural Gas | Stove/Oven | E2 |  | Baseline Forecast | 0 | 5.5361 | 6.3692 | 5.8102 | 6.2755 | 6.7061 | 7.063 | 7.3547 | 7.5941 | 7.7878 | 7.9414 | 7.4652 | 7.1614 | 6.8345 | 6.6268 | 6.5085 | 6.4556 | 6.4492 | 7.8501 | 7.8949 | 7.6291 | 7.6055 | 7.5222 | 7.3887 | 7.231 | 7.0669 | 6.9083 | 6.762 | 6.662 | 6.624 | 6.5498 | 6.512 | 6.4901
Residential_Single Family Low Income_Existing_Appliances_Natural Gas_Stove/Oven_E3_Baseline Forecast | Residential | Single Family Low Income | Existing | Appliances | Natural Gas | Stove/Oven | E3 |  | Baseline Forecast | 0 | 0 | 0 | 0 | 0 | 0 | 0 | 0 | 0 | 0 | 0 | 0 | 0 | 0 | 0 | 0 | 0 | 0 | 0 | 0 | 0 | 0 | 0 | 0 | 0 | 0 | 0 | 0 | 0 | 0 | 0 | 0 | 0
Residential_Single Family Low Income_Existing_Appliances_Natural Gas_Stove/Oven_E4_Baseline Forecast | Residential | Single Family Low Income | Existing | Appliances | Natural Gas | Stove/Oven | E4 |  | Baseline Forecast | 0 | 0 | 0 | 0 | 0 | 0 | 0 | 0 | 0 | 0 | 0 | 0 | 0 | 0 | 0 | 0 | 0 | 0 | 0 | 0 | 0 | 0 | 0 | 0 | 0 | 0 | 0 | 0 | 0 | 0 | 0 | 0 | 0
Residential_Single Family Low Income_Existing_Appliances_Natural Gas_Stove/Oven_E5_Baseline Forecast | Residential | Single Family Low Income | Existing | Appliances | Natural Gas | Stove/Oven | E5 |  | Baseline Forecast | 0 | 0 | 0 | 0 | 0 | 0 | 0 | 0 | 0 | 0 | 0 | 0 | 0 | 0 | 0 | 0 | 0 | 0 | 0 | 0 | 0 | 0 | 0 | 0 | 0 | 0 | 0 | 0 | 0 | 0 | 0 | 0 | 0
Residential_Single Family Low Income_Existing_Appliances_Natural Gas_Stove/Oven_E6_Baseline Forecast | Residential | Single Family Low Income | Existing | Appliances | Natural Gas | Stove/Oven | E6 |  | Baseline Forecast | 0 | 0 | 0 | 0 | 0 | 0 | 0 | 0 | 0 | 0 | 0 | 0 | 0 | 0 | 0 | 0 | 0 | 0 | 0 | 0 | 0 | 0 | 0 | 0 | 0 | 0 | 0 | 0 | 0 | 0 | 0 | 0 | 0
Residential_Single Family Low Income_Existing_Appliances_Natural Gas_Stove/Oven_E7_Baseline Forecast | Residential | Single Family Low Income | Existing | Appliances | Natural Gas | Stove/Oven | E7 |  | Baseline Forecast | 0 | 0 | 0 | 0 | 0 | 0 | 0 | 0 | 0 | 0 | 0 | 0 | 0 | 0 | 0 | 0 | 0 | 0 | 0 | 0 | 0 | 0 | 0 | 0 | 0 | 0 | 0 | 0 | 0 | 0 | 0 | 0 | 0
Residential_Single Family Low Income_Existing_Appliances_Natural Gas_Stove/Oven_E8_Baseline Forecast | Residential | Single Family Low Income | Existing | Appliances | Natural Gas | Stove/Oven | E8 |  | Baseline Forecast | 0 | 0 | 0 | 0 | 0 | 0 | 0 | 0 | 0 | 0 | 0 | 0 | 0 | 0 | 0 | 0 | 0 | 0 | 0 | 0 | 0 | 0 | 0 | 0 | 0 | 0 | 0 | 0 | 0 | 0 | 0 | 0 | 0
Residential_Single Family Low Income_Existing_Appliances_Natural Gas_Stove/Oven_E9_Baseline Forecast | Residential | Single Family Low Income | Existing | Appliances | Natural Gas | Stove/Oven | E9 |  | Baseline Forecast | 0 | 0 | 0 | 0 | 0 | 0 | 0 | 0 | 0 | 0 | 0 | 0 | 0 | 0 | 0 | 0 | 0 | 0 | 0 | 0 | 0 | 0 | 0 | 0 | 0 | 0 | 0 | 0 | 0 | 0 | 0 | 0 | 0
Residential_Single Family Low Income_Existing_Appliances_Natural Gas_Stove/Oven_E10_Baseline Forecast | Residential | Single Family Low Income | Existing | Appliances | Natural Gas | Stove/Oven | E10 |  | Baseline Forecast | 0 | 0 | 0 | 0 | 0 | 0 | 0 | 0 | 0 | 0 | 0 | 0 | 0 | 0 | 0 | 0 | 0 | 0 | 0 | 0 | 0 | 0 | 0 | 0 | 0 | 0 | 0 | 0 | 0 | 0 | 0 | 0 | 0
Residential_Single Family Low Income_Existing_Miscellaneous_Natural Gas_Pool Heater_E1_Baseline Forecast | Residential | Single Family Low Income | Existing | Miscellaneous | Natural Gas | Pool Heater | E1 |  | Baseline Forecast | 0 | 0.17885 | 0.22373 | 0.227 | 0.24946 | 0.26808 | 0.28207 | 0.29238 | 0.29988 | 0.30514 | 0.27356 | 0.2562 | 0.24321 | 0.23747 | 0.23639 | 0.27797 | 0.28283 | 0.27958 | 0.28268 | 0.27809 | 0.27027 | 0.2609 | 0.25177 | 0.24382 | 0.23677 | 0.23516 | 0.23421 | 0.23561 | 0.2369 | 0.24605 | 0.24346 | 0.23797 | 0.23361
Residential_Single Family Low Income_Existing_Miscellaneous_Natural Gas_Pool Heater_E2_Baseline Forecast | Residential | Single Family Low Income | Existing | Miscellaneous | Natural Gas | Pool Heater | E2 |  | Baseline Forecast | 0 | 0.0094132 | 0.011775 | 0.011948 | 0.013129 | 0.014109 | 0.014846 | 0.015388 | 0.015783 | 0.01606 | 0.014398 | 0.013484 | 0.0128 | 0.012498 | 0.012441 | 0.01463 | 0.014886 | 0.014715 | 0.014878 | 0.014636 | 0.014225 | 0.013731 | 0.013251 | 0.012833 | 0.012461 | 0.012377 | 0.012327 | 0.0124 | 0.012468 | 0.01295 | 0.012814 | 0.012525 | 0.012295
Residential_Single Family Low Income_Existing_Miscellaneous_Natural Gas_Pool Heater_E3_Baseline Forecast | Residential | Single Family Low Income | Existing | Miscellaneous | Natural Gas | Pool Heater | E3 |  | Baseline Forecast | 0 | 0 | 0 | 0 | 0 | 0 | 0 | 0 | 0 | 0 | 0 | 0 | 0 | 0 | 0 | 0 | 0 | 0 | 0 | 0 | 0 | 0 | 0 | 0 | 0 | 0 | 0 | 0 | 0 | 0 | 0 | 0 | 0
Residential_Single Family Low Income_Existing_Miscellaneous_Natural Gas_Pool Heater_E4_Baseline Forecast | Residential | Single Family Low Income | Existing | Miscellaneous | Natural Gas | Pool Heater | E4 |  | Baseline Forecast | 0 | 0 | 0 | 0 | 0 | 0 | 0 | 0 | 0 | 0 | 0 | 0 | 0 | 0 | 0 | 0 | 0 | 0 | 0 | 0 | 0 | 0 | 0 | 0 | 0 | 0 | 0 | 0 | 0 | 0 | 0 | 0 | 0
Residential_Single Family Low Income_Existing_Miscellaneous_Natural Gas_Pool Heater_E5_Baseline Forecast | Residential | Single Family Low Income | Existing | Miscellaneous | Natural Gas | Pool Heater | E5 |  | Baseline Forecast | 0 | 0 | 0 | 0 | 0 | 0 | 0 | 0 | 0 | 0 | 0 | 0 | 0 | 0 | 0 | 0 | 0 | 0 | 0 | 0 | 0 | 0 | 0 | 0 | 0 | 0 | 0 | 0 | 0 | 0 | 0 | 0 | 0
Residential_Single Family Low Income_Existing_Miscellaneous_Natural Gas_Pool Heater_E6_Baseline Forecast | Residential | Single Family Low Income | Existing | Miscellaneous | Natural Gas | Pool Heater | E6 |  | Baseline Forecast | 0 | 0 | 0 | 0 | 0 | 0 | 0 | 0 | 0 | 0 | 0 | 0 | 0 | 0 | 0 | 0 | 0 | 0 | 0 | 0 | 0 | 0 | 0 | 0 | 0 | 0 | 0 | 0 | 0 | 0 | 0 | 0 | 0
Residential_Single Family Low Income_Existing_Miscellaneous_Natural Gas_Pool Heater_E7_Baseline Forecast | Residential | Single Family Low Income | Existing | Miscellaneous | Natural Gas | Pool Heater | E7 |  | Baseline Forecast | 0 | 0 | 0 | 0 | 0 | 0 | 0 | 0 | 0 | 0 | 0 | 0 | 0 | 0 | 0 | 0 | 0 | 0 | 0 | 0 | 0 | 0 | 0 | 0 | 0 | 0 | 0 | 0 | 0 | 0 | 0 | 0 | 0
Residential_Single Family Low Income_Existing_Miscellaneous_Natural Gas_Pool Heater_E8_Baseline Forecast | Residential | Single Family Low Income | Existing | Miscellaneous | Natural Gas | Pool Heater | E8 |  | Baseline Forecast | 0 | 0 | 0 | 0 | 0 | 0 | 0 | 0 | 0 | 0 | 0 | 0 | 0 | 0 | 0 | 0 | 0 | 0 | 0 | 0 | 0 | 0 | 0 | 0 | 0 | 0 | 0 | 0 | 0 | 0 | 0 | 0 | 0
Residential_Single Family Low Income_Existing_Miscellaneous_Natural Gas_Pool Heater_E9_Baseline Forecast | Residential | Single Family Low Income | Existing | Miscellaneous | Natural Gas | Pool Heater | E9 |  | Baseline Forecast | 0 | 0 | 0 | 0 | 0 | 0 | 0 | 0 | 0 | 0 | 0 | 0 | 0 | 0 | 0 | 0 | 0 | 0 | 0 | 0 | 0 | 0 | 0 | 0 | 0 | 0 | 0 | 0 | 0 | 0 | 0 | 0 | 0
Residential_Single Family Low Income_Existing_Miscellaneous_Natural Gas_Pool Heater_E10_Baseline Forecast | Residential | Single Family Low Income | Existing | Miscellaneous | Natural Gas | Pool Heater | E10 |  | Baseline Forecast | 0 | 0 | 0 | 0 | 0 | 0 | 0 | 0 | 0 | 0 | 0 | 0 | 0 | 0 | 0 | 0 | 0 | 0 | 0 | 0 | 0 | 0 | 0 | 0 | 0 | 0 | 0 | 0 | 0 | 0 | 0 | 0 | 0
Residential_Single Family Low Income_Existing_Miscellaneous_Natural Gas_Miscellaneous_E1_Baseline Forecast | Residential | Single Family Low Income | Existing | Miscellaneous | Natural Gas | Miscellaneous | E1 |  | Baseline Forecast | 0 | 63.8681 | 76.9317 | 78.7628 | 85.6933 | 91.7717 | 96.5681 | 89.3973 | 85.42 | 82.4912 | 81.3068 | 81.31 | 82.0814 | 97.0917 | 96.5006 | 93.1357 | 91.5896 | 89.9312 | 88.365 | 86.4896 | 85.5929 | 84.5617 | 83.8789 | 83.3353 | 82.8269 | 85.5905 | 83.9569 | 81.7693 | 80.2934 | 78.9631 | 77.8078 | 77.2072 | 76.6916
Residential_Single Family Low Income_Existing_Miscellaneous_Natural Gas_Miscellaneous_E2_Baseline Forecast | Residential | Single Family Low Income | Existing | Miscellaneous | Natural Gas | Miscellaneous | E2 |  | Baseline Forecast | 0 | 0 | 0 | 0 | 0 | 0 | 0 | 0 | 0 | 0 | 0 | 0 | 0 | 0 | 0 | 0 | 0 | 0 | 0 | 0 | 0 | 0 | 0 | 0 | 0 | 0 | 0 | 0 | 0 | 0 | 0 | 0 | 0
Residential_Single Family Low Income_Existing_Miscellaneous_Natural Gas_Miscellaneous_E3_Baseline Forecast | Residential | Single Family Low Income | Existing | Miscellaneous | Natural Gas | Miscellaneous | E3 |  | Baseline Forecast | 0 | 0 | 0 | 0 | 0 | 0 | 0 | 0 | 0 | 0 | 0 | 0 | 0 | 0 | 0 | 0 | 0 | 0 | 0 | 0 | 0 | 0 | 0 | 0 | 0 | 0 | 0 | 0 | 0 | 0 | 0 | 0 | 0
Residential_Single Family Low Income_Existing_Miscellaneous_Natural Gas_Miscellaneous_E4_Baseline Forecast | Residential | Single Family Low Income | Existing | Miscellaneous | Natural Gas | Miscellaneous | E4 |  | Baseline Forecast | 0 | 0 | 0 | 0 | 0 | 0 | 0 | 0 | 0 | 0 | 0 | 0 | 0 | 0 | 0 | 0 | 0 | 0 | 0 | 0 | 0 | 0 | 0 | 0 | 0 | 0 | 0 | 0 | 0 | 0 | 0 | 0 | 0
Residential_Single Family Low Income_Existing_Miscellaneous_Natural Gas_Miscellaneous_E5_Baseline Forecast | Residential | Single Family Low Income | Existing | Miscellaneous | Natural Gas | Miscellaneous | E5 |  | Baseline Forecast | 0 | 0 | 0 | 0 | 0 | 0 | 0 | 0 | 0 | 0 | 0 | 0 | 0 | 0 | 0 | 0 | 0 | 0 | 0 | 0 | 0 | 0 | 0 | 0 | 0 | 0 | 0 | 0 | 0 | 0 | 0 | 0 | 0
Residential_Single Family Low Income_Existing_Miscellaneous_Natural Gas_Miscellaneous_E6_Baseline Forecast | Residential | Single Family Low Income | Existing | Miscellaneous | Natural Gas | Miscellaneous | E6 |  | Baseline Forecast | 0 | 0 | 0 | 0 | 0 | 0 | 0 | 0 | 0 | 0 | 0 | 0 | 0 | 0 | 0 | 0 | 0 | 0 | 0 | 0 | 0 | 0 | 0 | 0 | 0 | 0 | 0 | 0 | 0 | 0 | 0 | 0 | 0
Residential_Single Family Low Income_Existing_Miscellaneous_Natural Gas_Miscellaneous_E7_Baseline Forecast | Residential | Single Family Low Income | Existing | Miscellaneous | Natural Gas | Miscellaneous | E7 |  | Baseline Forecast | 0 | 0 | 0 | 0 | 0 | 0 | 0 | 0 | 0 | 0 | 0 | 0 | 0 | 0 | 0 | 0 | 0 | 0 | 0 | 0 | 0 | 0 | 0 | 0 | 0 | 0 | 0 | 0 | 0 | 0 | 0 | 0 | 0
Residential_Single Family Low Income_Existing_Miscellaneous_Natural Gas_Miscellaneous_E8_Baseline Forecast | Residential | Single Family Low Income | Existing | Miscellaneous | Natural Gas | Miscellaneous | E8 |  | Baseline Forecast | 0 | 0 | 0 | 0 | 0 | 0 | 0 | 0 | 0 | 0 | 0 | 0 | 0 | 0 | 0 | 0 | 0 | 0 | 0 | 0 | 0 | 0 | 0 | 0 | 0 | 0 | 0 | 0 | 0 | 0 | 0 | 0 | 0
Residential_Single Family Low Income_Existing_Miscellaneous_Natural Gas_Miscellaneous_E9_Baseline Forecast | Residential | Single Family Low Income | Existing | Miscellaneous | Natural Gas | Miscellaneous | E9 |  | Baseline Forecast | 0 | 0 | 0 | 0 | 0 | 0 | 0 | 0 | 0 | 0 | 0 | 0 | 0 | 0 | 0 | 0 | 0 | 0 | 0 | 0 | 0 | 0 | 0 | 0 | 0 | 0 | 0 | 0 | 0 | 0 | 0 | 0 | 0
Residential_Single Family Low Income_Existing_Miscellaneous_Natural Gas_Miscellaneous_E10_Baseline Forecast | Residential | Single Family Low Income | Existing | Miscellaneous | Natural Gas | Miscellaneous | E10 |  | Baseline Forecast | 0 | 0 | 0 | 0 | 0 | 0 | 0 | 0 | 0 | 0 | 0 | 0 | 0 | 0 | 0 | 0 | 0 | 0 | 0 | 0 | 0 | 0 | 0 | 0 | 0 | 0 | 0 | 0 | 0 | 0 | 0 | 0 | 0
Residential_Single Family Low Income_New_Space Heating_Natural Gas_Furnace_E1_Baseline Forecast | Residential | Single Family Low Income | New | Space Heating | Natural Gas | Furnace | E1 |  | Baseline Forecast | 0 | 0.0041949 | 0.0063425 | 0.0059794 | 0.0056162 | 0 | 0 | 0 | 0 | 0 | 0 | 0 | 0 | 0 | 0 | 0 | 0 | 0 | 0 | 0 | 0 | 0 | 0 | 0 | 0 | 0 | 0 | 0 | 0 | 0 | 0 | 0 | 0
Residential_Single Family Low Income_New_Space Heating_Natural Gas_Furnace_E2_Baseline Forecast | Residential | Single Family Low Income | New | Space Heating | Natural Gas | Furnace | E2 |  | Baseline Forecast | 0 | 5.7233 | 8.6553 | 8.1611 | 7.6635 | 0 | 0 | 0 | 0 | 0 | 0 | 0 | 0 | 0 | 0 | 0 | 0 | 0 | 0 | 0 | 0 | 0 | 0 | 0 | 0 | 0 | 0 | 0 | 0 | 0 | 0 | 0 | 0
Residential_Single Family Low Income_New_Space Heating_Natural Gas_Furnace_E3_Baseline Forecast | Residential | Single Family Low Income | New | Space Heating | Natural Gas | Furnace | E3 |  | Baseline Forecast | 0 | 0.007263 | 0.010984 | 0.010358 | 0.0097254 | 0 | 0 | 0 | 0 | 0 | 0 | 0 | 0 | 0 | 0 | 0 | 0 | 0 | 0 | 0 | 0 | 0 | 0 | 0 | 0 | 0 | 0 | 0 | 0 | 0 | 0 | 0 | 0
Residential_Single Family Low Income_New_Space Heating_Natural Gas_Furnace_E4_Baseline Forecast | Residential | Single Family Low Income | New | Space Heating | Natural Gas | Furnace | E4 |  | Baseline Forecast | 0 | 0 | 0 | 0 | 0 | 1.8615e-08 | 1.8348e-08 | 1.8087e-08 | 1.7735e-08 | 1.7517e-08 | 1.7429e-08 | 1.7332e-08 | 1.7259e-08 | 1.721e-08 | 1.7131e-08 | 1.7061e-08 | 1.6996e-08 | 1.6964e-08 | 1.8161e-08 | 1.9852e-08 | 2.3339e-08 | 2.6341e-08 | 2.7372e-08 | 2.8226e-08 | 2.892e-08 | 2.951e-08 | 2.9998e-08 | 3.0409e-08 | 3.0748e-08 | 3.6656e-08 | 4.0886e-08 | 4.2443e-08 | 4.1563e-08
Residential_Single Family Low Income_New_Space Heating_Natural Gas_Furnace_E5_Baseline Forecast | Residential | Single Family Low Income | New | Space Heating | Natural Gas | Furnace | E5 |  | Baseline Forecast | 0 | 0.0072647 | 0.010994 | 0.010372 | 0.0097335 | 7.1634 | 7.0583 | 6.9559 | 6.8184 | 6.7321 | 6.696 | 6.6589 | 6.6335 | 6.6195 | 6.5971 | 6.5783 | 6.562 | 6.5581 | 7.0308 | 7.6962 | 9.0576 | 10.2281 | 10.6351 | 10.9741 | 11.252 | 11.4901 | 11.6897 | 11.8596 | 12.003 | 14.323 | 15.9926 | 16.6197 | 16.2946
Residential_Single Family Low Income_New_Space Heating_Natural Gas_Furnace_E6_Baseline Forecast | Residential | Single Family Low Income | New | Space Heating | Natural Gas | Furnace | E6 |  | Baseline Forecast | 0 | 0 | 0 | 0 | 0 | 0 | 0 | 0 | 0 | 0 | 0 | 0 | 0 | 0 | 0 | 0 | 0 | 0 | 0 | 0 | 0 | 0 | 0 | 0 | 0 | 0 | 0 | 0 | 0 | 0 | 0 | 0 | 0
Residential_Single Family Low Income_New_Space Heating_Natural Gas_Furnace_E7_Baseline Forecast | Residential | Single Family Low Income | New | Space Heating | Natural Gas | Furnace | E7 |  | Baseline Forecast | 0 | 0 | 0 | 0 | 0 | 0 | 0 | 0 | 0 | 0 | 0 | 0 | 0 | 0 | 0 | 0 | 0 | 0 | 0 | 0 | 0 | 0 | 0 | 0 | 0 | 0 | 0 | 0 | 0 | 0 | 0 | 0 | 0
Residential_Single Family Low Income_New_Space Heating_Natural Gas_Furnace_E8_Baseline Forecast | Residential | Single Family Low Income | New | Space Heating | Natural Gas | Furnace | E8 |  | Baseline Forecast | 0 | 0 | 0 | 0 | 0 | 0 | 0 | 0 | 0 | 0 | 0 | 0 | 0 | 0 | 0 | 0 | 0 | 0 | 0 | 0 | 0 | 0 | 0 | 0 | 0 | 0 | 0 | 0 | 0 | 0 | 0 | 0 | 0
Residential_Single Family Low Income_New_Space Heating_Natural Gas_Furnace_E9_Baseline Forecast | Residential | Single Family Low Income | New | Space Heating | Natural Gas | Furnace | E9 |  | Baseline Forecast | 0 | 0 | 0 | 0 | 0 | 0 | 0 | 0 | 0 | 0 | 0 | 0 | 0 | 0 | 0 | 0 | 0 | 0 | 0 | 0 | 0 | 0 | 0 | 0 | 0 | 0 | 0 | 0 | 0 | 0 | 0 | 0 | 0
Residential_Single Family Low Income_New_Space Heating_Natural Gas_Furnace_E10_Baseline Forecast | Residential | Single Family Low Income | New | Space Heating | Natural Gas | Furnace | E10 |  | Baseline Forecast | 0 | 0 | 0 | 0 | 0 | 0 | 0 | 0 | 0 | 0 | 0 | 0 | 0 | 0 | 0 | 0 | 0 | 0 | 0 | 0 | 0 | 0 | 0 | 0 | 0 | 0 | 0 | 0 | 0 | 0 | 0 | 0 | 0
Residential_Single Family Low Income_New_Space Heating_Natural Gas_Boiler_E1_Baseline Forecast | Residential | Single Family Low Income | New | Space Heating | Natural Gas | Boiler | E1 |  | Baseline Forecast | 0 | 0 | 0 | 0 | 0 | 0 | 0 | 0 | 0 | 0 | 0 | 0 | 0 | 0 | 0 | 0 | 0 | 0 | 0 | 0 | 0 | 0 | 0 | 0 | 0 | 0 | 0 | 0 | 0 | 0 | 0 | 0 | 0
Residential_Single Family Low Income_New_Space Heating_Natural Gas_Boiler_E2_Baseline Forecast | Residential | Single Family Low Income | New | Space Heating | Natural Gas | Boiler | E2 |  | Baseline Forecast | 0 | 0 | 0 | 0 | 0 | 0 | 0 | 0 | 0 | 0 | 0 | 0 | 0 | 0 | 0 | 0 | 0 | 0 | 0 | 0 | 0 | 0 | 0 | 0 | 0 | 0 | 0 | 0 | 0 | 0 | 0 | 0 | 0
Residential_Single Family Low Income_New_Space Heating_Natural Gas_Boiler_E3_Baseline Forecast | Residential | Single Family Low Income | New | Space Heating | Natural Gas | Boiler | E3 |  | Baseline Forecast | 0 | 0 | 0 | 0 | 0 | 0 | 0 | 0 | 0 | 0 | 0 | 0 | 0 | 0 | 0 | 0 | 0 | 0 | 0 | 0 | 0 | 0 | 0 | 0 | 0 | 0 | 0 | 0 | 0 | 0 | 0 | 0 | 0
Residential_Single Family Low Income_New_Space Heating_Natural Gas_Boiler_E4_Baseline Forecast | Residential | Single Family Low Income | New | Space Heating | Natural Gas | Boiler | E4 |  | Baseline Forecast | 0 | 0 | 0 | 0 | 0 | 0 | 0 | 0 | 0 | 0 | 0 | 0 | 0 | 0 | 0 | 0 | 0 | 0 | 0 | 0 | 0 | 0 | 0 | 0 | 0 | 0 | 0 | 0 | 0 | 0 | 0 | 0 | 0
Residential_Single Family Low Income_New_Space Heating_Natural Gas_Boiler_E5_Baseline Forecast | Residential | Single Family Low Income | New | Space Heating | Natural Gas | Boiler | E5 |  | Baseline Forecast | 0 | 0 | 0 | 0 | 0 | 0 | 0 | 0 | 0 | 0 | 0 | 0 | 0 | 0 | 0 | 0 | 0 | 0 | 0 | 0 | 0 | 0 | 0 | 0 | 0 | 0 | 0 | 0 | 0 | 0 | 0 | 0 | 0
Residential_Single Family Low Income_New_Space Heating_Natural Gas_Boiler_E6_Baseline Forecast | Residential | Single Family Low Income | New | Space Heating | Natural Gas | Boiler | E6 |  | Baseline Forecast | 0 | 0 | 0 | 0 | 0 | 0 | 0 | 0 | 0 | 0 | 0 | 0 | 0 | 0 | 0 | 0 | 0 | 0 | 0 | 0 | 0 | 0 | 0 | 0 | 0 | 0 | 0 | 0 | 0 | 0 | 0 | 0 | 0
Residential_Single Family Low Income_New_Space Heating_Natural Gas_Boiler_E7_Baseline Forecast | Residential | Single Family Low Income | New | Space Heating | Natural Gas | Boiler | E7 |  | Baseline Forecast | 0 | 0 | 0 | 0 | 0 | 0 | 0 | 0 | 0 | 0 | 0 | 0 | 0 | 0 | 0 | 0 | 0 | 0 | 0 | 0 | 0 | 0 | 0 | 0 | 0 | 0 | 0 | 0 | 0 | 0 | 0 | 0 | 0
Residential_Single Family Low Income_New_Space Heating_Natural Gas_Boiler_E8_Baseline Forecast | Residential | Single Family Low Income | New | Space Heating | Natural Gas | Boiler | E8 |  | Baseline Forecast | 0 | 0 | 0 | 0 | 0 | 0 | 0 | 0 | 0 | 0 | 0 | 0 | 0 | 0 | 0 | 0 | 0 | 0 | 0 | 0 | 0 | 0 | 0 | 0 | 0 | 0 | 0 | 0 | 0 | 0 | 0 | 0 | 0
Residential_Single Family Low Income_New_Space Heating_Natural Gas_Boiler_E9_Baseline Forecast | Residential | Single Family Low Income | New | Space Heating | Natural Gas | Boiler | E9 |  | Baseline Forecast | 0 | 0 | 0 | 0 | 0 | 0 | 0 | 0 | 0 | 0 | 0 | 0 | 0 | 0 | 0 | 0 | 0 | 0 | 0 | 0 | 0 | 0 | 0 | 0 | 0 | 0 | 0 | 0 | 0 | 0 | 0 | 0 | 0
Residential_Single Family Low Income_New_Space Heating_Natural Gas_Boiler_E10_Baseline Forecast | Residential | Single Family Low Income | New | Space Heating | Natural Gas | Boiler | E10 |  | Baseline Forecast | 0 | 0 | 0 | 0 | 0 | 0 | 0 | 0 | 0 | 0 | 0 | 0 | 0 | 0 | 0 | 0 | 0 | 0 | 0 | 0 | 0 | 0 | 0 | 0 | 0 | 0 | 0 | 0 | 0 | 0 | 0 | 0 | 0
Residential_Single Family Low Income_New_Secondary Heating_Natural Gas_Fireplace_E1_Baseline Forecast | Residential | Single Family Low Income | New | Secondary Heating | Natural Gas | Fireplace | E1 |  | Baseline Forecast | 0 | 12.9195 | 19.5382 | 18.4227 | 17.2993 | 16.1176 | 15.8812 | 15.6508 | 15.3413 | 15.1473 | 15.0659 | 14.9826 | 14.9253 | 14.8939 | 16.2789 | 18.2481 | 19.8736 | 21.2166 | 22.2751 | 23.1611 | 23.9171 | 24.549 | 25.0982 | 29.5506 | 31.5382 | 30.9107 | 30.3406 | 29.9703 | 30.1452 | 30.4718 | 30.8805 | 31.3916 | 32.4668
Residential_Single Family Low Income_New_Secondary Heating_Natural Gas_Fireplace_E2_Baseline Forecast | Residential | Single Family Low Income | New | Secondary Heating | Natural Gas | Fireplace | E2 |  | Baseline Forecast | 0 | 0 | 0 | 0 | 0 | 0 | 0 | 0 | 0 | 0 | 0 | 0 | 0 | 0 | 0 | 0 | 0 | 0 | 0 | 0 | 0 | 0 | 0 | 0 | 0 | 0 | 0 | 0 | 0 | 0 | 0 | 0 | 0
Residential_Single Family Low Income_New_Secondary Heating_Natural Gas_Fireplace_E3_Baseline Forecast | Residential | Single Family Low Income | New | Secondary Heating | Natural Gas | Fireplace | E3 |  | Baseline Forecast | 0 | 0 | 0 | 0 | 0 | 0 | 0 | 0 | 0 | 0 | 0 | 0 | 0 | 0 | 0 | 0 | 0 | 0 | 0 | 0 | 0 | 0 | 0 | 0 | 0 | 0 | 0 | 0 | 0 | 0 | 0 | 0 | 0
Residential_Single Family Low Income_New_Secondary Heating_Natural Gas_Fireplace_E4_Baseline Forecast | Residential | Single Family Low Income | New | Secondary Heating | Natural Gas | Fireplace | E4 |  | Baseline Forecast | 0 | 0 | 0 | 0 | 0 | 0 | 0 | 0 | 0 | 0 | 0 | 0 | 0 | 0 | 0 | 0 | 0 | 0 | 0 | 0 | 0 | 0 | 0 | 0 | 0 | 0 | 0 | 0 | 0 | 0 | 0 | 0 | 0
Residential_Single Family Low Income_New_Secondary Heating_Natural Gas_Fireplace_E5_Baseline Forecast | Residential | Single Family Low Income | New | Secondary Heating | Natural Gas | Fireplace | E5 |  | Baseline Forecast | 0 | 0 | 0 | 0 | 0 | 0 | 0 | 0 | 0 | 0 | 0 | 0 | 0 | 0 | 0 | 0 | 0 | 0 | 0 | 0 | 0 | 0 | 0 | 0 | 0 | 0 | 0 | 0 | 0 | 0 | 0 | 0 | 0
Residential_Single Family Low Income_New_Secondary Heating_Natural Gas_Fireplace_E6_Baseline Forecast | Residential | Single Family Low Income | New | Secondary Heating | Natural Gas | Fireplace | E6 |  | Baseline Forecast | 0 | 0 | 0 | 0 | 0 | 0 | 0 | 0 | 0 | 0 | 0 | 0 | 0 | 0 | 0 | 0 | 0 | 0 | 0 | 0 | 0 | 0 | 0 | 0 | 0 | 0 | 0 | 0 | 0 | 0 | 0 | 0 | 0
Residential_Single Family Low Income_New_Secondary Heating_Natural Gas_Fireplace_E7_Baseline Forecast | Residential | Single Family Low Income | New | Secondary Heating | Natural Gas | Fireplace | E7 |  | Baseline Forecast | 0 | 0 | 0 | 0 | 0 | 0 | 0 | 0 | 0 | 0 | 0 | 0 | 0 | 0 | 0 | 0 | 0 | 0 | 0 | 0 | 0 | 0 | 0 | 0 | 0 | 0 | 0 | 0 | 0 | 0 | 0 | 0 | 0
Residential_Single Family Low Income_New_Secondary Heating_Natural Gas_Fireplace_E8_Baseline Forecast | Residential | Single Family Low Income | New | Secondary Heating | Natural Gas | Fireplace | E8 |  | Baseline Forecast | 0 | 0 | 0 | 0 | 0 | 0 | 0 | 0 | 0 | 0 | 0 | 0 | 0 | 0 | 0 | 0 | 0 | 0 | 0 | 0 | 0 | 0 | 0 | 0 | 0 | 0 | 0 | 0 | 0 | 0 | 0 | 0 | 0
Residential_Single Family Low Income_New_Secondary Heating_Natural Gas_Fireplace_E9_Baseline Forecast | Residential | Single Family Low Income | New | Secondary Heating | Natural Gas | Fireplace | E9 |  | Baseline Forecast | 0 | 0 | 0 | 0 | 0 | 0 | 0 | 0 | 0 | 0 | 0 | 0 | 0 | 0 | 0 | 0 | 0 | 0 | 0 | 0 | 0 | 0 | 0 | 0 | 0 | 0 | 0 | 0 | 0 | 0 | 0 | 0 | 0
Residential_Single Family Low Income_New_Secondary Heating_Natural Gas_Fireplace_E10_Baseline Forecast | Residential | Single Family Low Income | New | Secondary Heating | Natural Gas | Fireplace | E10 |  | Baseline Forecast | 0 | 0 | 0 | 0 | 0 | 0 | 0 | 0 | 0 | 0 | 0 | 0 | 0 | 0 | 0 | 0 | 0 | 0 | 0 | 0 | 0 | 0 | 0 | 0 | 0 | 0 | 0 | 0 | 0 | 0 | 0 | 0 | 0
Residential_Single Family Low Income_New_Water Heating_Natural Gas_Water Heater (<= 55 gal)_E1_Baseline Forecast | Residential | Single Family Low Income | New | Water Heating | Natural Gas | Water Heater (<= 55 gal) | E1 |  | Baseline Forecast | 0 | 0 | 0 | 0 | 0 | 0 | 0 | 0 | 0 | 0 | 0 | 0 | 0 | 0 | 0 | 0 | 0 | 0 | 0 | 0 | 0 | 0 | 0 | 0 | 0 | 0 | 0 | 0 | 0 | 0 | 0 | 0 | 0
Residential_Single Family Low Income_New_Water Heating_Natural Gas_Water Heater (<= 55 gal)_E2_Baseline Forecast | Residential | Single Family Low Income | New | Water Heating | Natural Gas | Water Heater (<= 55 gal) | E2 |  | Baseline Forecast | 0 | 0 | 0 | 0 | 0 | 0 | 0 | 0 | 0 | 0 | 0 | 0 | 0 | 0 | 0 | 0 | 0 | 0 | 0 | 0 | 0 | 0 | 0 | 0 | 0 | 0 | 0 | 0 | 0 | 0 | 0 | 0 | 0
Residential_Single Family Low Income_New_Water Heating_Natural Gas_Water Heater (<= 55 gal)_E3_Baseline Forecast | Residential | Single Family Low Income | New | Water Heating | Natural Gas | Water Heater (<= 55 gal) | E3 |  | Baseline Forecast | 0 | 0 | 0 | 0 | 0 | 0 | 0 | 0 | 0 | 0 | 0 | 0 | 0 | 0 | 0 | 0 | 0 | 0 | 0 | 0 | 0 | 0 | 0 | 0 | 0 | 0 | 0 | 0 | 0 | 0 | 0 | 0 | 0
Residential_Single Family Low Income_New_Water Heating_Natural Gas_Water Heater (<= 55 gal)_E4_Baseline Forecast | Residential | Single Family Low Income | New | Water Heating | Natural Gas | Water Heater (<= 55 gal) | E4 |  | Baseline Forecast | 0 | 0 | 0 | 0 | 0 | 0 | 0 | 0 | 0 | 0 | 0 | 0 | 0 | 0 | 0 | 0 | 0 | 0 | 0 | 0 | 0 | 0 | 0 | 0 | 0 | 0 | 0 | 0 | 0 | 0 | 0 | 0 | 0
Residential_Single Family Low Income_New_Water Heating_Natural Gas_Water Heater (<= 55 gal)_E5_Baseline Forecast | Residential | Single Family Low Income | New | Water Heating | Natural Gas | Water Heater (<= 55 gal) | E5 |  | Baseline Forecast | 0 | 0 | 0 | 0 | 0 | 0 | 0 | 0 | 0 | 0 | 0 | 0 | 0 | 0 | 0 | 0 | 0 | 0 | 0 | 0 | 0 | 0 | 0 | 0 | 0 | 0 | 0 | 0 | 0 | 0 | 0 | 0 | 0
Residential_Single Family Low Income_New_Water Heating_Natural Gas_Water Heater (<= 55 gal)_E6_Baseline Forecast | Residential | Single Family Low Income | New | Water Heating | Natural Gas | Water Heater (<= 55 gal) | E6 |  | Baseline Forecast | 0 | 0 | 0 | 0 | 0 | 0 | 0 | 0 | 0 | 0 | 0 | 0 | 0 | 0 | 0 | 0 | 0 | 0 | 0 | 0 | 0 | 0 | 0 | 0 | 0 | 0 | 0 | 0 | 0 | 0 | 0 | 0 | 0
Residential_Single Family Low Income_New_Water Heating_Natural Gas_Water Heater (<= 55 gal)_E7_Baseline Forecast | Residential | Single Family Low Income | New | Water Heating | Natural Gas | Water Heater (<= 55 gal) | E7 |  | Baseline Forecast | 0 | 0 | 0 | 0 | 0 | 0 | 0 | 0 | 0 | 0 | 0 | 0 | 0 | 0 | 0 | 0 | 0 | 0 | 0 | 0 | 0 | 0 | 0 | 0 | 0 | 0 | 0 | 0 | 0 | 0 | 0 | 0 | 0
Residential_Single Family Low Income_New_Water Heating_Natural Gas_Water Heater (<= 55 gal)_E8_Baseline Forecast | Residential | Single Family Low Income | New | Water Heating | Natural Gas | Water Heater (<= 55 gal) | E8 |  | Baseline Forecast | 0 | 0 | 0 | 0 | 0 | 0 | 0 | 0 | 0 | 0 | 0 | 0 | 0 | 0 | 0 | 0 | 0 | 0 | 0 | 0 | 0 | 0 | 0 | 0 | 0 | 0 | 0 | 0 | 0 | 0 | 0 | 0 | 0
Residential_Single Family Low Income_New_Water Heating_Natural Gas_Water Heater (<= 55 gal)_E9_Baseline Forecast | Residential | Single Family Low Income | New | Water Heating | Natural Gas | Water Heater (<= 55 gal) | E9 |  | Baseline Forecast | 0 | 0 | 0 | 0 | 0 | 0 | 0 | 0 | 0 | 0 | 0 | 0 | 0 | 0 | 0 | 0 | 0 | 0 | 0 | 0 | 0 | 0 | 0 | 0 | 0 | 0 | 0 | 0 | 0 | 0 | 0 | 0 | 0
Residential_Single Family Low Income_New_Water Heating_Natural Gas_Water Heater (<= 55 gal)_E10_Baseline Forecast | Residential | Single Family Low Income | New | Water Heating | Natural Gas | Water Heater (<= 55 gal) | E10 |  | Baseline Forecast | 0 | 0 | 0 | 0 | 0 | 0 | 0 | 0 | 0 | 0 | 0 | 0 | 0 | 0 | 0 | 0 | 0 | 0 | 0 | 0 | 0 | 0 | 0 | 0 | 0 | 0 | 0 | 0 | 0 | 0 | 0 | 0 | 0
Residential_Single Family Low Income_New_Water Heating_Natural Gas_Water Heater (> 55 gal)_E1_Baseline Forecast | Residential | Single Family Low Income | New | Water Heating | Natural Gas | Water Heater (> 55 gal) | E1 |  | Baseline Forecast | 0 | 0 | 0 | 0 | 0 | 0 | 0 | 0 | 0 | 0 | 0 | 0 | 0 | 0 | 0 | 0 | 0 | 0 | 0 | 0 | 0 | 0 | 0 | 0 | 0 | 0 | 0 | 0 | 0 | 0 | 0 | 0 | 0
Residential_Single Family Low Income_New_Water Heating_Natural Gas_Water Heater (> 55 gal)_E2_Baseline Forecast | Residential | Single Family Low Income | New | Water Heating | Natural Gas | Water Heater (> 55 gal) | E2 |  | Baseline Forecast | 0 | 0 | 0 | 0 | 0 | 0 | 0 | 0 | 0 | 0 | 0 | 0 | 0 | 0 | 0 | 0 | 0 | 0 | 0 | 0 | 0 | 0 | 0 | 0 | 0 | 0 | 0 | 0 | 0 | 0 | 0 | 0 | 0
Residential_Single Family Low Income_New_Water Heating_Natural Gas_Water Heater (> 55 gal)_E3_Baseline Forecast | Residential | Single Family Low Income | New | Water Heating | Natural Gas | Water Heater (> 55 gal) | E3 |  | Baseline Forecast | 0 | 0 | 0 | 0 | 0 | 0 | 0 | 0 | 0 | 0 | 0 | 0 | 0 | 0 | 0 | 0 | 0 | 0 | 0 | 0 | 0 | 0 | 0 | 0 | 0 | 0 | 0 | 0 | 0 | 0 | 0 | 0 | 0
Residential_Single Family Low Income_New_Water Heating_Natural Gas_Water Heater (> 55 gal)_E4_Baseline Forecast | Residential | Single Family Low Income | New | Water Heating | Natural Gas | Water Heater (> 55 gal) | E4 |  | Baseline Forecast | 0 | 0 | 0 | 0 | 0 | 0 | 0 | 0 | 0 | 0 | 0 | 0 | 0 | 0 | 0 | 0 | 0 | 0 | 0 | 0 | 0 | 0 | 0 | 0 | 0 | 0 | 0 | 0 | 0 | 0 | 0 | 0 | 0
Residential_Single Family Low Income_New_Water Heating_Natural Gas_Water Heater (> 55 gal)_E5_Baseline Forecast | Residential | Single Family Low Income | New | Water Heating | Natural Gas | Water Heater (> 55 gal) | E5 |  | Baseline Forecast | 0 | 0 | 0 | 0 | 0 | 0 | 0 | 0 | 0 | 0 | 0 | 0 | 0 | 0 | 0 | 0 | 0 | 0 | 0 | 0 | 0 | 0 | 0 | 0 | 0 | 0 | 0 | 0 | 0 | 0 | 0 | 0 | 0
Residential_Single Family Low Income_New_Water Heating_Natural Gas_Water Heater (> 55 gal)_E6_Baseline Forecast | Residential | Single Family Low Income | New | Water Heating | Natural Gas | Water Heater (> 55 gal) | E6 |  | Baseline Forecast | 0 | 0 | 0 | 0 | 0 | 0 | 0 | 0 | 0 | 0 | 0 | 0 | 0 | 0 | 0 | 0 | 0 | 0 | 0 | 0 | 0 | 0 | 0 | 0 | 0 | 0 | 0 | 0 | 0 | 0 | 0 | 0 | 0
Residential_Single Family Low Income_New_Water Heating_Natural Gas_Water Heater (> 55 gal)_E7_Baseline Forecast | Residential | Single Family Low Income | New | Water Heating | Natural Gas | Water Heater (> 55 gal) | E7 |  | Baseline Forecast | 0 | 0 | 0 | 0 | 0 | 0 | 0 | 0 | 0 | 0 | 0 | 0 | 0 | 0 | 0 | 0 | 0 | 0 | 0 | 0 | 0 | 0 | 0 | 0 | 0 | 0 | 0 | 0 | 0 | 0 | 0 | 0 | 0
Residential_Single Family Low Income_New_Water Heating_Natural Gas_Water Heater (> 55 gal)_E8_Baseline Forecast | Residential | Single Family Low Income | New | Water Heating | Natural Gas | Water Heater (> 55 gal) | E8 |  | Baseline Forecast | 0 | 0 | 0 | 0 | 0 | 0 | 0 | 0 | 0 | 0 | 0 | 0 | 0 | 0 | 0 | 0 | 0 | 0 | 0 | 0 | 0 | 0 | 0 | 0 | 0 | 0 | 0 | 0 | 0 | 0 | 0 | 0 | 0
Residential_Single Family Low Income_New_Water Heating_Natural Gas_Water Heater (> 55 gal)_E9_Baseline Forecast | Residential | Single Family Low Income | New | Water Heating | Natural Gas | Water Heater (> 55 gal) | E9 |  | Baseline Forecast | 0 | 0 | 0 | 0 | 0 | 0 | 0 | 0 | 0 | 0 | 0 | 0 | 0 | 0 | 0 | 0 | 0 | 0 | 0 | 0 | 0 | 0 | 0 | 0 | 0 | 0 | 0 | 0 | 0 | 0 | 0 | 0 | 0
Residential_Single Family Low Income_New_Water Heating_Natural Gas_Water Heater (> 55 gal)_E10_Baseline Forecast | Residential | Single Family Low Income | New | Water Heating | Natural Gas | Water Heater (> 55 gal) | E10 |  | Baseline Forecast | 0 | 0 | 0 | 0 | 0 | 0 | 0 | 0 | 0 | 0 | 0 | 0 | 0 | 0 | 0 | 0 | 0 | 0 | 0 | 0 | 0 | 0 | 0 | 0 | 0 | 0 | 0 | 0 | 0 | 0 | 0 | 0 | 0
Residential_Single Family Low Income_New_Appliances_Natural Gas_Clothes Dryer_E1_Baseline Forecast | Residential | Single Family Low Income | New | Appliances | Natural Gas | Clothes Dryer | E1 |  | Baseline Forecast | 0 | 7.2371 | 11.1034 | 10.6612 | 10.2011 | 9.6918 | 9.7192 | 9.7489 | 9.73 | 9.7777 | 9.8928 | 11.0405 | 12.6093 | 13.9266 | 15.0007 | 15.8749 | 16.6526 | 17.3636 | 20.0999 | 21.4797 | 21.4482 | 21.6024 | 21.9779 | 22.6683 | 23.4285 | 24.2146 | 25.0425 | 25.9023 | 27.3557 | 28.9425 | 30.2503 | 31.3489 | 32.6739
Residential_Single Family Low Income_New_Appliances_Natural Gas_Clothes Dryer_E2_Baseline Forecast | Residential | Single Family Low Income | New | Appliances | Natural Gas | Clothes Dryer | E2 |  | Baseline Forecast | 0 | 5.7957 | 8.893 | 8.5396 | 8.1704 | 7.7634 | 7.7874 | 7.8129 | 7.7997 | 7.8399 | 7.9341 | 8.8566 | 10.1176 | 11.1774 | 12.0424 | 12.7473 | 13.3752 | 13.95 | 16.1525 | 17.2657 | 17.2442 | 17.3719 | 17.6767 | 18.2348 | 18.8483 | 19.4821 | 20.1492 | 20.8415 | 22.0107 | 23.2866 | 24.337 | 25.2182 | 26.2804
Residential_Single Family Low Income_New_Appliances_Natural Gas_Clothes Dryer_E3_Baseline Forecast | Residential | Single Family Low Income | New | Appliances | Natural Gas | Clothes Dryer | E3 |  | Baseline Forecast | 0 | 0 | 0 | 0 | 0 | 0 | 0 | 0 | 0 | 0 | 0 | 0 | 0 | 0 | 0 | 0 | 0 | 0 | 0 | 0 | 0 | 0 | 0 | 0 | 0 | 0 | 0 | 0 | 0 | 0 | 0 | 0 | 0
Residential_Single Family Low Income_New_Appliances_Natural Gas_Clothes Dryer_E4_Baseline Forecast | Residential | Single Family Low Income | New | Appliances | Natural Gas | Clothes Dryer | E4 |  | Baseline Forecast | 0 | 0 | 0 | 0 | 0 | 0 | 0 | 0 | 0 | 0 | 0 | 0 | 0 | 0 | 0 | 0 | 0 | 0 | 0 | 0 | 0 | 0 | 0 | 0 | 0 | 0 | 0 | 0 | 0 | 0 | 0 | 0 | 0
Residential_Single Family Low Income_New_Appliances_Natural Gas_Clothes Dryer_E5_Baseline Forecast | Residential | Single Family Low Income | New | Appliances | Natural Gas | Clothes Dryer | E5 |  | Baseline Forecast | 0 | 0 | 0 | 0 | 0 | 0 | 0 | 0 | 0 | 0 | 0 | 0 | 0 | 0 | 0 | 0 | 0 | 0 | 0 | 0 | 0 | 0 | 0 | 0 | 0 | 0 | 0 | 0 | 0 | 0 | 0 | 0 | 0
Residential_Single Family Low Income_New_Appliances_Natural Gas_Clothes Dryer_E6_Baseline Forecast | Residential | Single Family Low Income | New | Appliances | Natural Gas | Clothes Dryer | E6 |  | Baseline Forecast | 0 | 0 | 0 | 0 | 0 | 0 | 0 | 0 | 0 | 0 | 0 | 0 | 0 | 0 | 0 | 0 | 0 | 0 | 0 | 0 | 0 | 0 | 0 | 0 | 0 | 0 | 0 | 0 | 0 | 0 | 0 | 0 | 0
Residential_Single Family Low Income_New_Appliances_Natural Gas_Clothes Dryer_E7_Baseline Forecast | Residential | Single Family Low Income | New | Appliances | Natural Gas | Clothes Dryer | E7 |  | Baseline Forecast | 0 | 0 | 0 | 0 | 0 | 0 | 0 | 0 | 0 | 0 | 0 | 0 | 0 | 0 | 0 | 0 | 0 | 0 | 0 | 0 | 0 | 0 | 0 | 0 | 0 | 0 | 0 | 0 | 0 | 0 | 0 | 0 | 0
Residential_Single Family Low Income_New_Appliances_Natural Gas_Clothes Dryer_E8_Baseline Forecast | Residential | Single Family Low Income | New | Appliances | Natural Gas | Clothes Dryer | E8 |  | Baseline Forecast | 0 | 0 | 0 | 0 | 0 | 0 | 0 | 0 | 0 | 0 | 0 | 0 | 0 | 0 | 0 | 0 | 0 | 0 | 0 | 0 | 0 | 0 | 0 | 0 | 0 | 0 | 0 | 0 | 0 | 0 | 0 | 0 | 0
Residential_Single Family Low Income_New_Appliances_Natural Gas_Clothes Dryer_E9_Baseline Forecast | Residential | Single Family Low Income | New | Appliances | Natural Gas | Clothes Dryer | E9 |  | Baseline Forecast | 0 | 0 | 0 | 0 | 0 | 0 | 0 | 0 | 0 | 0 | 0 | 0 | 0 | 0 | 0 | 0 | 0 | 0 | 0 | 0 | 0 | 0 | 0 | 0 | 0 | 0 | 0 | 0 | 0 | 0 | 0 | 0 | 0
Residential_Single Family Low Income_New_Appliances_Natural Gas_Clothes Dryer_E10_Baseline Forecast | Residential | Single Family Low Income | New | Appliances | Natural Gas | Clothes Dryer | E10 |  | Baseline Forecast | 0 | 0 | 0 | 0 | 0 | 0 | 0 | 0 | 0 | 0 | 0 | 0 | 0 | 0 | 0 | 0 | 0 | 0 | 0 | 0 | 0 | 0 | 0 | 0 | 0 | 0 | 0 | 0 | 0 | 0 | 0 | 0 | 0
Residential_Single Family Low Income_New_Appliances_Natural Gas_Stove/Oven_E1_Baseline Forecast | Residential | Single Family Low Income | New | Appliances | Natural Gas | Stove/Oven | E1 |  | Baseline Forecast | 0 | 8.0456 | 12.2056 | 11.555 | 10.8968 | 10.1967 | 10.0858 | 9.9782 | 9.8198 | 9.7333 | 9.7177 | 10.8487 | 12.4254 | 13.6996 | 14.6876 | 15.44 | 16.0724 | 16.6179 | 19.4038 | 20.6361 | 20.2925 | 20.1575 | 20.2657 | 20.7131 | 21.2304 | 21.7673 | 22.3391 | 22.933 | 24.1746 | 25.5422 | 26.579 | 27.3671 | 28.3168
Residential_Single Family Low Income_New_Appliances_Natural Gas_Stove/Oven_E2_Baseline Forecast | Residential | Single Family Low Income | New | Appliances | Natural Gas | Stove/Oven | E2 |  | Baseline Forecast | 0 | 3.4608 | 5.2515 | 4.9726 | 4.6885 | 4.3884 | 4.3432 | 4.2989 | 4.2331 | 4.1982 | 4.1938 | 4.6844 | 5.3681 | 5.922 | 6.3526 | 6.6818 | 6.9595 | 7.2001 | 8.4121 | 8.9515 | 8.807 | 8.7527 | 8.803 | 9.0005 | 9.2275 | 9.4624 | 9.7121 | 9.9708 | 10.5104 | 11.1041 | 11.5527 | 11.8925 | 12.3012
Residential_Single Family Low Income_New_Appliances_Natural Gas_Stove/Oven_E3_Baseline Forecast | Residential | Single Family Low Income | New | Appliances | Natural Gas | Stove/Oven | E3 |  | Baseline Forecast | 0 | 0 | 0 | 0 | 0 | 0 | 0 | 0 | 0 | 0 | 0 | 0 | 0 | 0 | 0 | 0 | 0 | 0 | 0 | 0 | 0 | 0 | 0 | 0 | 0 | 0 | 0 | 0 | 0 | 0 | 0 | 0 | 0
Residential_Single Family Low Income_New_Appliances_Natural Gas_Stove/Oven_E4_Baseline Forecast | Residential | Single Family Low Income | New | Appliances | Natural Gas | Stove/Oven | E4 |  | Baseline Forecast | 0 | 0 | 0 | 0 | 0 | 0 | 0 | 0 | 0 | 0 | 0 | 0 | 0 | 0 | 0 | 0 | 0 | 0 | 0 | 0 | 0 | 0 | 0 | 0 | 0 | 0 | 0 | 0 | 0 | 0 | 0 | 0 | 0
Residential_Single Family Low Income_New_Appliances_Natural Gas_Stove/Oven_E5_Baseline Forecast | Residential | Single Family Low Income | New | Appliances | Natural Gas | Stove/Oven | E5 |  | Baseline Forecast | 0 | 0 | 0 | 0 | 0 | 0 | 0 | 0 | 0 | 0 | 0 | 0 | 0 | 0 | 0 | 0 | 0 | 0 | 0 | 0 | 0 | 0 | 0 | 0 | 0 | 0 | 0 | 0 | 0 | 0 | 0 | 0 | 0
Residential_Single Family Low Income_New_Appliances_Natural Gas_Stove/Oven_E6_Baseline Forecast | Residential | Single Family Low Income | New | Appliances | Natural Gas | Stove/Oven | E6 |  | Baseline Forecast | 0 | 0 | 0 | 0 | 0 | 0 | 0 | 0 | 0 | 0 | 0 | 0 | 0 | 0 | 0 | 0 | 0 | 0 | 0 | 0 | 0 | 0 | 0 | 0 | 0 | 0 | 0 | 0 | 0 | 0 | 0 | 0 | 0
Residential_Single Family Low Income_New_Appliances_Natural Gas_Stove/Oven_E7_Baseline Forecast | Residential | Single Family Low Income | New | Appliances | Natural Gas | Stove/Oven | E7 |  | Baseline Forecast | 0 | 0 | 0 | 0 | 0 | 0 | 0 | 0 | 0 | 0 | 0 | 0 | 0 | 0 | 0 | 0 | 0 | 0 | 0 | 0 | 0 | 0 | 0 | 0 | 0 | 0 | 0 | 0 | 0 | 0 | 0 | 0 | 0
Residential_Single Family Low Income_New_Appliances_Natural Gas_Stove/Oven_E8_Baseline Forecast | Residential | Single Family Low Income | New | Appliances | Natural Gas | Stove/Oven | E8 |  | Baseline Forecast | 0 | 0 | 0 | 0 | 0 | 0 | 0 | 0 | 0 | 0 | 0 | 0 | 0 | 0 | 0 | 0 | 0 | 0 | 0 | 0 | 0 | 0 | 0 | 0 | 0 | 0 | 0 | 0 | 0 | 0 | 0 | 0 | 0
Residential_Single Family Low Income_New_Appliances_Natural Gas_Stove/Oven_E9_Baseline Forecast | Residential | Single Family Low Income | New | Appliances | Natural Gas | Stove/Oven | E9 |  | Baseline Forecast | 0 | 0 | 0 | 0 | 0 | 0 | 0 | 0 | 0 | 0 | 0 | 0 | 0 | 0 | 0 | 0 | 0 | 0 | 0 | 0 | 0 | 0 | 0 | 0 | 0 | 0 | 0 | 0 | 0 | 0 | 0 | 0 | 0
Residential_Single Family Low Income_New_Appliances_Natural Gas_Stove/Oven_E10_Baseline Forecast | Residential | Single Family Low Income | New | Appliances | Natural Gas | Stove/Oven | E10 |  | Baseline Forecast | 0 | 0 | 0 | 0 | 0 | 0 | 0 | 0 | 0 | 0 | 0 | 0 | 0 | 0 | 0 | 0 | 0 | 0 | 0 | 0 | 0 | 0 | 0 | 0 | 0 | 0 | 0 | 0 | 0 | 0 | 0 | 0 | 0
Residential_Single Family Low Income_New_Miscellaneous_Natural Gas_Pool Heater_E1_Baseline Forecast | Residential | Single Family Low Income | New | Miscellaneous | Natural Gas | Pool Heater | E1 |  | Baseline Forecast | 0 | 0 | 0 | 0 | 0 | 0 | 0 | 0 | 0 | 0 | 0 | 0 | 0 | 0 | 0 | 0 | 0 | 0 | 0 | 0 | 0 | 0 | 0 | 0 | 0 | 0 | 0 | 0 | 0 | 0 | 0 | 0 | 0
Residential_Single Family Low Income_New_Miscellaneous_Natural Gas_Pool Heater_E2_Baseline Forecast | Residential | Single Family Low Income | New | Miscellaneous | Natural Gas | Pool Heater | E2 |  | Baseline Forecast | 0 | 0 | 0 | 0 | 0 | 0 | 0 | 0 | 0 | 0 | 0 | 0 | 0 | 0 | 0 | 0 | 0 | 0 | 0 | 0 | 0 | 0 | 0 | 0 | 0 | 0 | 0 | 0 | 0 | 0 | 0 | 0 | 0
Residential_Single Family Low Income_New_Miscellaneous_Natural Gas_Pool Heater_E3_Baseline Forecast | Residential | Single Family Low Income | New | Miscellaneous | Natural Gas | Pool Heater | E3 |  | Baseline Forecast | 0 | 0 | 0 | 0 | 0 | 0 | 0 | 0 | 0 | 0 | 0 | 0 | 0 | 0 | 0 | 0 | 0 | 0 | 0 | 0 | 0 | 0 | 0 | 0 | 0 | 0 | 0 | 0 | 0 | 0 | 0 | 0 | 0
Residential_Single Family Low Income_New_Miscellaneous_Natural Gas_Pool Heater_E4_Baseline Forecast | Residential | Single Family Low Income | New | Miscellaneous | Natural Gas | Pool Heater | E4 |  | Baseline Forecast | 0 | 0 | 0 | 0 | 0 | 0 | 0 | 0 | 0 | 0 | 0 | 0 | 0 | 0 | 0 | 0 | 0 | 0 | 0 | 0 | 0 | 0 | 0 | 0 | 0 | 0 | 0 | 0 | 0 | 0 | 0 | 0 | 0
Residential_Single Family Low Income_New_Miscellaneous_Natural Gas_Pool Heater_E5_Baseline Forecast | Residential | Single Family Low Income | New | Miscellaneous | Natural Gas | Pool Heater | E5 |  | Baseline Forecast | 0 | 0 | 0 | 0 | 0 | 0 | 0 | 0 | 0 | 0 | 0 | 0 | 0 | 0 | 0 | 0 | 0 | 0 | 0 | 0 | 0 | 0 | 0 | 0 | 0 | 0 | 0 | 0 | 0 | 0 | 0 | 0 | 0
Residential_Single Family Low Income_New_Miscellaneous_Natural Gas_Pool Heater_E6_Baseline Forecast | Residential | Single Family Low Income | New | Miscellaneous | Natural Gas | Pool Heater | E6 |  | Baseline Forecast | 0 | 0 | 0 | 0 | 0 | 0 | 0 | 0 | 0 | 0 | 0 | 0 | 0 | 0 | 0 | 0 | 0 | 0 | 0 | 0 | 0 | 0 | 0 | 0 | 0 | 0 | 0 | 0 | 0 | 0 | 0 | 0 | 0
Residential_Single Family Low Income_New_Miscellaneous_Natural Gas_Pool Heater_E7_Baseline Forecast | Residential | Single Family Low Income | New | Miscellaneous | Natural Gas | Pool Heater | E7 |  | Baseline Forecast | 0 | 0 | 0 | 0 | 0 | 0 | 0 | 0 | 0 | 0 | 0 | 0 | 0 | 0 | 0 | 0 | 0 | 0 | 0 | 0 | 0 | 0 | 0 | 0 | 0 | 0 | 0 | 0 | 0 | 0 | 0 | 0 | 0
Residential_Single Family Low Income_New_Miscellaneous_Natural Gas_Pool Heater_E8_Baseline Forecast | Residential | Single Family Low Income | New | Miscellaneous | Natural Gas | Pool Heater | E8 |  | Baseline Forecast | 0 | 0 | 0 | 0 | 0 | 0 | 0 | 0 | 0 | 0 | 0 | 0 | 0 | 0 | 0 | 0 | 0 | 0 | 0 | 0 | 0 | 0 | 0 | 0 | 0 | 0 | 0 | 0 | 0 | 0 | 0 | 0 | 0
Residential_Single Family Low Income_New_Miscellaneous_Natural Gas_Pool Heater_E9_Baseline Forecast | Residential | Single Family Low Income | New | Miscellaneous | Natural Gas | Pool Heater | E9 |  | Baseline Forecast | 0 | 0 | 0 | 0 | 0 | 0 | 0 | 0 | 0 | 0 | 0 | 0 | 0 | 0 | 0 | 0 | 0 | 0 | 0 | 0 | 0 | 0 | 0 | 0 | 0 | 0 | 0 | 0 | 0 | 0 | 0 | 0 | 0
Residential_Single Family Low Income_New_Miscellaneous_Natural Gas_Pool Heater_E10_Baseline Forecast | Residential | Single Family Low Income | New | Miscellaneous | Natural Gas | Pool Heater | E10 |  | Baseline Forecast | 0 | 0 | 0 | 0 | 0 | 0 | 0 | 0 | 0 | 0 | 0 | 0 | 0 | 0 | 0 | 0 | 0 | 0 | 0 | 0 | 0 | 0 | 0 | 0 | 0 | 0 | 0 | 0 | 0 | 0 | 0 | 0 | 0
Residential_Single Family Low Income_New_Miscellaneous_Natural Gas_Miscellaneous_E1_Baseline Forecast | Residential | Single Family Low Income | New | Miscellaneous | Natural Gas | Miscellaneous | E1 |  | Baseline Forecast | 0 | 28.7101 | 43.4182 | 40.9392 | 38.4428 | 35.8169 | 35.2915 | 39.5646 | 45.3158 | 49.8371 | 53.3674 | 55.837 | 57.8347 | 68.2601 | 73.9449 | 74.6388 | 75.7933 | 77.177 | 79.2392 | 83.9689 | 89.2521 | 93.409 | 96.804 | 99.5524 | 102.0052 | 107.1699 | 111.0107 | 113.5066 | 116.2624 | 119.05 | 121.9505 | 125.9547 | 131.1635
Residential_Single Family Low Income_New_Miscellaneous_Natural Gas_Miscellaneous_E2_Baseline Forecast | Residential | Single Family Low Income | New | Miscellaneous | Natural Gas | Miscellaneous | E2 |  | Baseline Forecast | 0 | 0 | 0 | 0 | 0 | 0 | 0 | 0 | 0 | 0 | 0 | 0 | 0 | 0 | 0 | 0 | 0 | 0 | 0 | 0 | 0 | 0 | 0 | 0 | 0 | 0 | 0 | 0 | 0 | 0 | 0 | 0 | 0
Residential_Single Family Low Income_New_Miscellaneous_Natural Gas_Miscellaneous_E3_Baseline Forecast | Residential | Single Family Low Income | New | Miscellaneous | Natural Gas | Miscellaneous | E3 |  | Baseline Forecast | 0 | 0 | 0 | 0 | 0 | 0 | 0 | 0 | 0 | 0 | 0 | 0 | 0 | 0 | 0 | 0 | 0 | 0 | 0 | 0 | 0 | 0 | 0 | 0 | 0 | 0 | 0 | 0 | 0 | 0 | 0 | 0 | 0
Residential_Single Family Low Income_New_Miscellaneous_Natural Gas_Miscellaneous_E4_Baseline Forecast | Residential | Single Family Low Income | New | Miscellaneous | Natural Gas | Miscellaneous | E4 |  | Baseline Forecast | 0 | 0 | 0 | 0 | 0 | 0 | 0 | 0 | 0 | 0 | 0 | 0 | 0 | 0 | 0 | 0 | 0 | 0 | 0 | 0 | 0 | 0 | 0 | 0 | 0 | 0 | 0 | 0 | 0 | 0 | 0 | 0 | 0
Residential_Single Family Low Income_New_Miscellaneous_Natural Gas_Miscellaneous_E5_Baseline Forecast | Residential | Single Family Low Income | New | Miscellaneous | Natural Gas | Miscellaneous | E5 |  | Baseline Forecast | 0 | 0 | 0 | 0 | 0 | 0 | 0 | 0 | 0 | 0 | 0 | 0 | 0 | 0 | 0 | 0 | 0 | 0 | 0 | 0 | 0 | 0 | 0 | 0 | 0 | 0 | 0 | 0 | 0 | 0 | 0 | 0 | 0
Residential_Single Family Low Income_New_Miscellaneous_Natural Gas_Miscellaneous_E6_Baseline Forecast | Residential | Single Family Low Income | New | Miscellaneous | Natural Gas | Miscellaneous | E6 |  | Baseline Forecast | 0 | 0 | 0 | 0 | 0 | 0 | 0 | 0 | 0 | 0 | 0 | 0 | 0 | 0 | 0 | 0 | 0 | 0 | 0 | 0 | 0 | 0 | 0 | 0 | 0 | 0 | 0 | 0 | 0 | 0 | 0 | 0 | 0
Residential_Single Family Low Income_New_Miscellaneous_Natural Gas_Miscellaneous_E7_Baseline Forecast | Residential | Single Family Low Income | New | Miscellaneous | Natural Gas | Miscellaneous | E7 |  | Baseline Forecast | 0 | 0 | 0 | 0 | 0 | 0 | 0 | 0 | 0 | 0 | 0 | 0 | 0 | 0 | 0 | 0 | 0 | 0 | 0 | 0 | 0 | 0 | 0 | 0 | 0 | 0 | 0 | 0 | 0 | 0 | 0 | 0 | 0
Residential_Single Family Low Income_New_Miscellaneous_Natural Gas_Miscellaneous_E8_Baseline Forecast | Residential | Single Family Low Income | New | Miscellaneous | Natural Gas | Miscellaneous | E8 |  | Baseline Forecast | 0 | 0 | 0 | 0 | 0 | 0 | 0 | 0 | 0 | 0 | 0 | 0 | 0 | 0 | 0 | 0 | 0 | 0 | 0 | 0 | 0 | 0 | 0 | 0 | 0 | 0 | 0 | 0 | 0 | 0 | 0 | 0 | 0
Residential_Single Family Low Income_New_Miscellaneous_Natural Gas_Miscellaneous_E9_Baseline Forecast | Residential | Single Family Low Income | New | Miscellaneous | Natural Gas | Miscellaneous | E9 |  | Baseline Forecast | 0 | 0 | 0 | 0 | 0 | 0 | 0 | 0 | 0 | 0 | 0 | 0 | 0 | 0 | 0 | 0 | 0 | 0 | 0 | 0 | 0 | 0 | 0 | 0 | 0 | 0 | 0 | 0 | 0 | 0 | 0 | 0 | 0
Residential_Single Family Low Income_New_Miscellaneous_Natural Gas_Miscellaneous_E10_Baseline Forecast | Residential | Single Family Low Income | New | Miscellaneous | Natural Gas | Miscellaneous | E10 |  | Baseline Forecast | 0 | 0 | 0 | 0 | 0 | 0 | 0 | 0 | 0 | 0 | 0 | 0 | 0 | 0 | 0 | 0 | 0 | 0 | 0 | 0 | 0 | 0 | 0 | 0 | 0 | 0 | 0 | 0 | 0 | 0 | 0 | 0 | 0
Residential_Multi-Family Regular Income_Existing_Space Heating_Natural Gas_Furnace_E1_Baseline Forecast | Residential | Multi-Family Regular Income | Existing | Space Heating | Natural Gas | Furnace | E1 |  | Baseline Forecast | 0 | 92.0246 | 97.2932 | 55.9585 | 51.9876 | 65.8771 | 70.286 | 73.7285 | 77.3821 | 80.3452 | 82.5974 | 84.7045 | 86.5416 | 88.1143 | 89.6462 | 91.0134 | 92.3084 | 92.3985 | 77.6319 | 78.2465 | 75.427 | 72.5283 | 70.9397 | 69.7806 | 68.9325 | 68.5304 | 68.1722 | 67.8689 | 67.7419 | 67.7183 | 93.0849 | 92.1844 | 78.8222
Residential_Multi-Family Regular Income_Existing_Space Heating_Natural Gas_Furnace_E2_Baseline Forecast | Residential | Multi-Family Regular Income | Existing | Space Heating | Natural Gas | Furnace | E2 |  | Baseline Forecast | 0 | 5.0252 | 5.314 | 3.0568 | 2.8392 | 3.5976 | 3.8387 | 4.0268 | 4.2266 | 4.3886 | 4.5115 | 4.6264 | 4.7264 | 4.8119 | 4.8949 | 4.9688 | 5.0385 | 5.0424 | 4.2355 | 4.2681 | 4.1133 | 3.9542 | 3.8664 | 3.8021 | 3.7547 | 3.7315 | 3.7106 | 3.6926 | 3.6841 | 3.6812 | 5.0576 | 5.0061 | 4.2773
Residential_Multi-Family Regular Income_Existing_Space Heating_Natural Gas_Furnace_E3_Baseline Forecast | Residential | Multi-Family Regular Income | Existing | Space Heating | Natural Gas | Furnace | E3 |  | Baseline Forecast | 0 | 1.2563 | 1.3286 | 0.76427 | 0.70984 | 0.89942 | 0.95972 | 1.0068 | 1.0567 | 1.0972 | 1.128 | 1.1567 | 1.1817 | 1.203 | 1.2237 | 1.2421 | 1.2595 | 1.2604 | 1.0587 | 1.0667 | 1.028 | 0.98814 | 0.96614 | 0.95 | 0.93806 | 0.93218 | 0.92687 | 0.92229 | 0.92006 | 0.91921 | 1.2628 | 1.2497 | 1.0676
Residential_Multi-Family Regular Income_Existing_Space Heating_Natural Gas_Furnace_E4_Baseline Forecast | Residential | Multi-Family Regular Income | Existing | Space Heating | Natural Gas | Furnace | E4 |  | Baseline Forecast | 0 | 0 | 0 | 0 | 0 | 0 | 0 | 0 | 0 | 0 | 0 | 0 | 0 | 0 | 0 | 0 | 0 | 0 | 0 | 0 | 0 | 0 | 0 | 0 | 0 | 0 | 0 | 0 | 0 | 0 | 0 | 0 | 0
Residential_Multi-Family Regular Income_Existing_Space Heating_Natural Gas_Furnace_E5_Baseline Forecast | Residential | Multi-Family Regular Income | Existing | Space Heating | Natural Gas | Furnace | E5 |  | Baseline Forecast | 0 | 0.59039 | 0.62477 | 0.35959 | 0.33381 | 0.42296 | 0.45143 | 0.47351 | 0.4969 | 0.51567 | 0.52966 | 0.54261 | 0.55379 | 0.56323 | 0.57228 | 0.58021 | 0.5876 | 0.58727 | 0.49277 | 0.49621 | 0.47782 | 0.45896 | 0.44836 | 0.4405 | 0.43455 | 0.43138 | 0.42846 | 0.42587 | 0.42431 | 0.42338 | 0.58079 | 0.57397 | 0.48864
Residential_Multi-Family Regular Income_Existing_Space Heating_Natural Gas_Furnace_E6_Baseline Forecast | Residential | Multi-Family Regular Income | Existing | Space Heating | Natural Gas | Furnace | E6 |  | Baseline Forecast | 0 | 0 | 0 | 0 | 0 | 0 | 0 | 0 | 0 | 0 | 0 | 0 | 0 | 0 | 0 | 0 | 0 | 0 | 0 | 0 | 0 | 0 | 0 | 0 | 0 | 0 | 0 | 0 | 0 | 0 | 0 | 0 | 0
Residential_Multi-Family Regular Income_Existing_Space Heating_Natural Gas_Furnace_E7_Baseline Forecast | Residential | Multi-Family Regular Income | Existing | Space Heating | Natural Gas | Furnace | E7 |  | Baseline Forecast | 0 | 0 | 0 | 0 | 0 | 0 | 0 | 0 | 0 | 0 | 0 | 0 | 0 | 0 | 0 | 0 | 0 | 0 | 0 | 0 | 0 | 0 | 0 | 0 | 0 | 0 | 0 | 0 | 0 | 0 | 0 | 0 | 0
Residential_Multi-Family Regular Income_Existing_Space Heating_Natural Gas_Furnace_E8_Baseline Forecast | Residential | Multi-Family Regular Income | Existing | Space Heating | Natural Gas | Furnace | E8 |  | Baseline Forecast | 0 | 0 | 0 | 0 | 0 | 0 | 0 | 0 | 0 | 0 | 0 | 0 | 0 | 0 | 0 | 0 | 0 | 0 | 0 | 0 | 0 | 0 | 0 | 0 | 0 | 0 | 0 | 0 | 0 | 0 | 0 | 0 | 0
Residential_Multi-Family Regular Income_Existing_Space Heating_Natural Gas_Furnace_E9_Baseline Forecast | Residential | Multi-Family Regular Income | Existing | Space Heating | Natural Gas | Furnace | E9 |  | Baseline Forecast | 0 | 0 | 0 | 0 | 0 | 0 | 0 | 0 | 0 | 0 | 0 | 0 | 0 | 0 | 0 | 0 | 0 | 0 | 0 | 0 | 0 | 0 | 0 | 0 | 0 | 0 | 0 | 0 | 0 | 0 | 0 | 0 | 0
Residential_Multi-Family Regular Income_Existing_Space Heating_Natural Gas_Furnace_E10_Baseline Forecast | Residential | Multi-Family Regular Income | Existing | Space Heating | Natural Gas | Furnace | E10 |  | Baseline Forecast | 0 | 0 | 0 | 0 | 0 | 0 | 0 | 0 | 0 | 0 | 0 | 0 | 0 | 0 | 0 | 0 | 0 | 0 | 0 | 0 | 0 | 0 | 0 | 0 | 0 | 0 | 0 | 0 | 0 | 0 | 0 | 0 | 0
Residential_Multi-Family Regular Income_Existing_Space Heating_Natural Gas_Boiler_E1_Baseline Forecast | Residential | Multi-Family Regular Income | Existing | Space Heating | Natural Gas | Boiler | E1 |  | Baseline Forecast | 0 | 16.2356 | 0 | 0 | 0 | 0 | 0 | 0 | 0 | 0 | 0 | 0 | 0 | 0 | 0 | 0 | 0 | 0 | 0 | 0 | 0 | 0 | 0 | 0 | 0 | 0 | 0 | 0 | 0 | 0 | 0 | 0 | 0
Residential_Multi-Family Regular Income_Existing_Space Heating_Natural Gas_Boiler_E2_Baseline Forecast | Residential | Multi-Family Regular Income | Existing | Space Heating | Natural Gas | Boiler | E2 |  | Baseline Forecast | 0 | 0 | 9.6168 | 5.2249 | 4.7838 | 6.2257 | 6.6657 | 7.0037 | 7.3642 | 7.6522 | 7.8658 | 8.0648 | 8.236 | 8.3801 | 8.5209 | 8.645 | 8.756 | 8.8413 | 8.9184 | 9.0034 | 9.0816 | 9.154 | 9.2964 | 9.4756 | 9.2515 | 9.0116 | 8.9263 | 8.8865 | 8.8827 | 8.9187 | 8.98 | 9.0582 | 9.1486
Residential_Multi-Family Regular Income_Existing_Space Heating_Natural Gas_Boiler_E3_Baseline Forecast | Residential | Multi-Family Regular Income | Existing | Space Heating | Natural Gas | Boiler | E3 |  | Baseline Forecast | 0 | 5.0504 | 8.5158 | 4.6269 | 4.236 | 5.5126 | 5.9022 | 6.2015 | 6.5207 | 6.7757 | 6.9646 | 7.1405 | 7.2918 | 7.419 | 7.5431 | 7.6525 | 7.7502 | 7.8251 | 7.8927 | 7.9673 | 8.0358 | 8.0993 | 8.2244 | 8.3821 | 8.183 | 7.9699 | 7.8934 | 7.8572 | 7.8528 | 7.8831 | 7.9351 | 8.0015 | 8.0779
Residential_Multi-Family Regular Income_Existing_Space Heating_Natural Gas_Boiler_E4_Baseline Forecast | Residential | Multi-Family Regular Income | Existing | Space Heating | Natural Gas | Boiler | E4 |  | Baseline Forecast | 0 | 5.0505 | 8.5238 | 4.6314 | 4.2398 | 5.5174 | 5.9074 | 6.2069 | 6.5264 | 6.7816 | 6.9705 | 7.1463 | 7.2974 | 7.4243 | 7.548 | 7.6571 | 7.7543 | 7.8288 | 7.8959 | 7.97 | 8.0379 | 8.1008 | 8.2252 | 8.3822 | 8.1823 | 7.9684 | 7.8911 | 7.854 | 7.8486 | 7.8775 | 7.9276 | 7.9916 | 8.0648
Residential_Multi-Family Regular Income_Existing_Space Heating_Natural Gas_Boiler_E5_Baseline Forecast | Residential | Multi-Family Regular Income | Existing | Space Heating | Natural Gas | Boiler | E5 |  | Baseline Forecast | 0 | 1.9462 | 3.2864 | 1.7858 | 1.6346 | 2.127 | 2.2775 | 2.3929 | 2.5161 | 2.6144 | 2.6871 | 2.7547 | 2.8127 | 2.8614 | 2.9087 | 2.9504 | 2.9875 | 3.0159 | 3.0413 | 3.0695 | 3.0952 | 3.119 | 3.1664 | 3.2263 | 3.1488 | 3.0659 | 3.0355 | 3.0206 | 3.0178 | 3.0279 | 3.0459 | 3.0688 | 3.0948
Residential_Multi-Family Regular Income_Existing_Space Heating_Natural Gas_Boiler_E6_Baseline Forecast | Residential | Multi-Family Regular Income | Existing | Space Heating | Natural Gas | Boiler | E6 |  | Baseline Forecast | 0 | 0 | 0 | 0 | 0 | 0 | 0 | 0 | 0 | 0 | 0 | 0 | 0 | 0 | 0 | 0 | 0 | 0 | 0 | 0 | 0 | 0 | 0 | 0 | 0 | 0 | 0 | 0 | 0 | 0 | 0 | 0 | 0
Residential_Multi-Family Regular Income_Existing_Space Heating_Natural Gas_Boiler_E7_Baseline Forecast | Residential | Multi-Family Regular Income | Existing | Space Heating | Natural Gas | Boiler | E7 |  | Baseline Forecast | 0 | 0 | 0 | 0 | 0 | 0 | 0 | 0 | 0 | 0 | 0 | 0 | 0 | 0 | 0 | 0 | 0 | 0 | 0 | 0 | 0 | 0 | 0 | 0 | 0 | 0 | 0 | 0 | 0 | 0 | 0 | 0 | 0
Residential_Multi-Family Regular Income_Existing_Space Heating_Natural Gas_Boiler_E8_Baseline Forecast | Residential | Multi-Family Regular Income | Existing | Space Heating | Natural Gas | Boiler | E8 |  | Baseline Forecast | 0 | 0 | 0 | 0 | 0 | 0 | 0 | 0 | 0 | 0 | 0 | 0 | 0 | 0 | 0 | 0 | 0 | 0 | 0 | 0 | 0 | 0 | 0 | 0 | 0 | 0 | 0 | 0 | 0 | 0 | 0 | 0 | 0
Residential_Multi-Family Regular Income_Existing_Space Heating_Natural Gas_Boiler_E9_Baseline Forecast | Residential | Multi-Family Regular Income | Existing | Space Heating | Natural Gas | Boiler | E9 |  | Baseline Forecast | 0 | 0 | 0 | 0 | 0 | 0 | 0 | 0 | 0 | 0 | 0 | 0 | 0 | 0 | 0 | 0 | 0 | 0 | 0 | 0 | 0 | 0 | 0 | 0 | 0 | 0 | 0 | 0 | 0 | 0 | 0 | 0 | 0
Residential_Multi-Family Regular Income_Existing_Space Heating_Natural Gas_Boiler_E10_Baseline Forecast | Residential | Multi-Family Regular Income | Existing | Space Heating | Natural Gas | Boiler | E10 |  | Baseline Forecast | 0 | 0 | 0 | 0 | 0 | 0 | 0 | 0 | 0 | 0 | 0 | 0 | 0 | 0 | 0 | 0 | 0 | 0 | 0 | 0 | 0 | 0 | 0 | 0 | 0 | 0 | 0 | 0 | 0 | 0 | 0 | 0 | 0
Residential_Multi-Family Regular Income_Existing_Secondary Heating_Natural Gas_Fireplace_E1_Baseline Forecast | Residential | Multi-Family Regular Income | Existing | Secondary Heating | Natural Gas | Fireplace | E1 |  | Baseline Forecast | 0 | 34.5388 | 34.9467 | 29.6986 | 29.3288 | 29.2226 | 29.1057 | 28.9718 | 28.8304 | 28.6773 | 28.5082 | 28.3257 | 28.1304 | 27.9227 | 27.8483 | 27.7851 | 27.2439 | 26.7644 | 26.3354 | 25.9494 | 25.5984 | 25.2759 | 24.9754 | 32.9576 | 31.785 | 29.5133 | 28.6941 | 27.956 | 27.2916 | 26.6476 | 26.0287 | 25.4377 | 24.8761
Residential_Multi-Family Regular Income_Existing_Secondary Heating_Natural Gas_Fireplace_E2_Baseline Forecast | Residential | Multi-Family Regular Income | Existing | Secondary Heating | Natural Gas | Fireplace | E2 |  | Baseline Forecast | 0 | 0 | 0 | 0 | 0 | 0 | 0 | 0 | 0 | 0 | 0 | 0 | 0 | 0 | 0 | 0 | 0 | 0 | 0 | 0 | 0 | 0 | 0 | 0 | 0 | 0 | 0 | 0 | 0 | 0 | 0 | 0 | 0
Residential_Multi-Family Regular Income_Existing_Secondary Heating_Natural Gas_Fireplace_E3_Baseline Forecast | Residential | Multi-Family Regular Income | Existing | Secondary Heating | Natural Gas | Fireplace | E3 |  | Baseline Forecast | 0 | 0 | 0 | 0 | 0 | 0 | 0 | 0 | 0 | 0 | 0 | 0 | 0 | 0 | 0 | 0 | 0 | 0 | 0 | 0 | 0 | 0 | 0 | 0 | 0 | 0 | 0 | 0 | 0 | 0 | 0 | 0 | 0
Residential_Multi-Family Regular Income_Existing_Secondary Heating_Natural Gas_Fireplace_E4_Baseline Forecast | Residential | Multi-Family Regular Income | Existing | Secondary Heating | Natural Gas | Fireplace | E4 |  | Baseline Forecast | 0 | 0 | 0 | 0 | 0 | 0 | 0 | 0 | 0 | 0 | 0 | 0 | 0 | 0 | 0 | 0 | 0 | 0 | 0 | 0 | 0 | 0 | 0 | 0 | 0 | 0 | 0 | 0 | 0 | 0 | 0 | 0 | 0
Residential_Multi-Family Regular Income_Existing_Secondary Heating_Natural Gas_Fireplace_E5_Baseline Forecast | Residential | Multi-Family Regular Income | Existing | Secondary Heating | Natural Gas | Fireplace | E5 |  | Baseline Forecast | 0 | 0 | 0 | 0 | 0 | 0 | 0 | 0 | 0 | 0 | 0 | 0 | 0 | 0 | 0 | 0 | 0 | 0 | 0 | 0 | 0 | 0 | 0 | 0 | 0 | 0 | 0 | 0 | 0 | 0 | 0 | 0 | 0
Residential_Multi-Family Regular Income_Existing_Secondary Heating_Natural Gas_Fireplace_E6_Baseline Forecast | Residential | Multi-Family Regular Income | Existing | Secondary Heating | Natural Gas | Fireplace | E6 |  | Baseline Forecast | 0 | 0 | 0 | 0 | 0 | 0 | 0 | 0 | 0 | 0 | 0 | 0 | 0 | 0 | 0 | 0 | 0 | 0 | 0 | 0 | 0 | 0 | 0 | 0 | 0 | 0 | 0 | 0 | 0 | 0 | 0 | 0 | 0
Residential_Multi-Family Regular Income_Existing_Secondary Heating_Natural Gas_Fireplace_E7_Baseline Forecast | Residential | Multi-Family Regular Income | Existing | Secondary Heating | Natural Gas | Fireplace | E7 |  | Baseline Forecast | 0 | 0 | 0 | 0 | 0 | 0 | 0 | 0 | 0 | 0 | 0 | 0 | 0 | 0 | 0 | 0 | 0 | 0 | 0 | 0 | 0 | 0 | 0 | 0 | 0 | 0 | 0 | 0 | 0 | 0 | 0 | 0 | 0
Residential_Multi-Family Regular Income_Existing_Secondary Heating_Natural Gas_Fireplace_E8_Baseline Forecast | Residential | Multi-Family Regular Income | Existing | Secondary Heating | Natural Gas | Fireplace | E8 |  | Baseline Forecast | 0 | 0 | 0 | 0 | 0 | 0 | 0 | 0 | 0 | 0 | 0 | 0 | 0 | 0 | 0 | 0 | 0 | 0 | 0 | 0 | 0 | 0 | 0 | 0 | 0 | 0 | 0 | 0 | 0 | 0 | 0 | 0 | 0
Residential_Multi-Family Regular Income_Existing_Secondary Heating_Natural Gas_Fireplace_E9_Baseline Forecast | Residential | Multi-Family Regular Income | Existing | Secondary Heating | Natural Gas | Fireplace | E9 |  | Baseline Forecast | 0 | 0 | 0 | 0 | 0 | 0 | 0 | 0 | 0 | 0 | 0 | 0 | 0 | 0 | 0 | 0 | 0 | 0 | 0 | 0 | 0 | 0 | 0 | 0 | 0 | 0 | 0 | 0 | 0 | 0 | 0 | 0 | 0
Residential_Multi-Family Regular Income_Existing_Secondary Heating_Natural Gas_Fireplace_E10_Baseline Forecast | Residential | Multi-Family Regular Income | Existing | Secondary Heating | Natural Gas | Fireplace | E10 |  | Baseline Forecast | 0 | 0 | 0 | 0 | 0 | 0 | 0 | 0 | 0 | 0 | 0 | 0 | 0 | 0 | 0 | 0 | 0 | 0 | 0 | 0 | 0 | 0 | 0 | 0 | 0 | 0 | 0 | 0 | 0 | 0 | 0 | 0 | 0
Residential_Multi-Family Regular Income_Existing_Water Heating_Natural Gas_Water Heater (<= 55 gal)_E1_Baseline Forecast | Residential | Multi-Family Regular Income | Existing | Water Heating | Natural Gas | Water Heater (<= 55 gal) | E1 |  | Baseline Forecast | 0 | 12.5261 | 14.5825 | 13.3073 | 14.4678 | 15.5646 | 16.2461 | 16.8269 | 17.3374 | 17.7179 | 17.0604 | 17.291 | 16.0949 | 15.3645 | 14.5869 | 14.0791 | 13.7668 | 13.5952 | 13.527 | 16.4194 | 16.4622 | 15.8264 | 15.9048 | 15.7782 | 15.5316 | 15.1867 | 14.7947 | 14.4327 | 14.0856 | 13.7673 | 13.5537 | 13.4658 | 13.2984
Residential_Multi-Family Regular Income_Existing_Water Heating_Natural Gas_Water Heater (<= 55 gal)_E2_Baseline Forecast | Residential | Multi-Family Regular Income | Existing | Water Heating | Natural Gas | Water Heater (<= 55 gal) | E2 |  | Baseline Forecast | 0 | 58.1537 | 66.6033 | 60.054 | 64.7529 | 69.0514 | 72.8105 | 75.8472 | 78.2858 | 80.2764 | 82.7974 | 84.0022 | 78.9435 | 75.6023 | 71.97 | 69.5977 | 68.1766 | 67.4541 | 67.2305 | 81.6828 | 81.9874 | 78.981 | 79.4398 | 78.9309 | 77.8742 | 76.3412 | 74.5953 | 72.7705 | 71.0203 | 69.4155 | 68.3382 | 67.8954 | 67.0512
Residential_Multi-Family Regular Income_Existing_Water Heating_Natural Gas_Water Heater (<= 55 gal)_E3_Baseline Forecast | Residential | Multi-Family Regular Income | Existing | Water Heating | Natural Gas | Water Heater (<= 55 gal) | E3 |  | Baseline Forecast | 0 | 2.9449 | 3.3828 | 3.0565 | 3.3008 | 3.5257 | 3.7106 | 3.8614 | 3.984 | 4.0829 | 4.1604 | 4.2203 | 3.9598 | 3.7903 | 3.6064 | 3.4864 | 3.4142 | 3.3768 | 3.3649 | 4.0874 | 4.1018 | 3.9501 | 3.9724 | 3.9461 | 3.8919 | 3.8136 | 3.7245 | 3.6334 | 3.546 | 3.4659 | 3.4121 | 3.39 | 3.3479
Residential_Multi-Family Regular Income_Existing_Water Heating_Natural Gas_Water Heater (<= 55 gal)_E4_Baseline Forecast | Residential | Multi-Family Regular Income | Existing | Water Heating | Natural Gas | Water Heater (<= 55 gal) | E4 |  | Baseline Forecast | 0 | 0 | 0 | 0 | 0 | 0 | 0 | 0 | 0 | 0 | 0 | 0 | 0 | 0 | 0 | 0 | 0 | 0 | 0 | 0 | 0 | 0 | 0 | 0 | 0 | 0 | 0 | 0 | 0 | 0 | 0 | 0 | 0
Residential_Multi-Family Regular Income_Existing_Water Heating_Natural Gas_Water Heater (<= 55 gal)_E5_Baseline Forecast | Residential | Multi-Family Regular Income | Existing | Water Heating | Natural Gas | Water Heater (<= 55 gal) | E5 |  | Baseline Forecast | 0 | 0 | 0 | 0 | 0 | 0 | 0 | 0 | 0 | 0 | 0 | 0 | 0 | 0 | 0 | 0 | 0 | 0 | 0 | 0 | 0 | 0 | 0 | 0 | 0 | 0 | 0 | 0 | 0 | 0 | 0 | 0 | 0
Residential_Multi-Family Regular Income_Existing_Water Heating_Natural Gas_Water Heater (<= 55 gal)_E6_Baseline Forecast | Residential | Multi-Family Regular Income | Existing | Water Heating | Natural Gas | Water Heater (<= 55 gal) | E6 |  | Baseline Forecast | 0 | 0 | 0 | 0 | 0 | 0 | 0 | 0 | 0 | 0 | 0 | 0 | 0 | 0 | 0 | 0 | 0 | 0 | 0 | 0 | 0 | 0 | 0 | 0 | 0 | 0 | 0 | 0 | 0 | 0 | 0 | 0 | 0
Residential_Multi-Family Regular Income_Existing_Water Heating_Natural Gas_Water Heater (<= 55 gal)_E7_Baseline Forecast | Residential | Multi-Family Regular Income | Existing | Water Heating | Natural Gas | Water Heater (<= 55 gal) | E7 |  | Baseline Forecast | 0 | 0 | 0 | 0 | 0 | 0 | 0 | 0 | 0 | 0 | 0 | 0 | 0 | 0 | 0 | 0 | 0 | 0 | 0 | 0 | 0 | 0 | 0 | 0 | 0 | 0 | 0 | 0 | 0 | 0 | 0 | 0 | 0
Residential_Multi-Family Regular Income_Existing_Water Heating_Natural Gas_Water Heater (<= 55 gal)_E8_Baseline Forecast | Residential | Multi-Family Regular Income | Existing | Water Heating | Natural Gas | Water Heater (<= 55 gal) | E8 |  | Baseline Forecast | 0 | 0 | 0 | 0 | 0 | 0 | 0 | 0 | 0 | 0 | 0 | 0 | 0 | 0 | 0 | 0 | 0 | 0 | 0 | 0 | 0 | 0 | 0 | 0 | 0 | 0 | 0 | 0 | 0 | 0 | 0 | 0 | 0
Residential_Multi-Family Regular Income_Existing_Water Heating_Natural Gas_Water Heater (<= 55 gal)_E9_Baseline Forecast | Residential | Multi-Family Regular Income | Existing | Water Heating | Natural Gas | Water Heater (<= 55 gal) | E9 |  | Baseline Forecast | 0 | 0 | 0 | 0 | 0 | 0 | 0 | 0 | 0 | 0 | 0 | 0 | 0 | 0 | 0 | 0 | 0 | 0 | 0 | 0 | 0 | 0 | 0 | 0 | 0 | 0 | 0 | 0 | 0 | 0 | 0 | 0 | 0
Residential_Multi-Family Regular Income_Existing_Water Heating_Natural Gas_Water Heater (<= 55 gal)_E10_Baseline Forecast | Residential | Multi-Family Regular Income | Existing | Water Heating | Natural Gas | Water Heater (<= 55 gal) | E10 |  | Baseline Forecast | 0 | 0 | 0 | 0 | 0 | 0 | 0 | 0 | 0 | 0 | 0 | 0 | 0 | 0 | 0 | 0 | 0 | 0 | 0 | 0 | 0 | 0 | 0 | 0 | 0 | 0 | 0 | 0 | 0 | 0 | 0 | 0 | 0
Residential_Multi-Family Regular Income_Existing_Water Heating_Natural Gas_Water Heater (> 55 gal)_E1_Baseline Forecast | Residential | Multi-Family Regular Income | Existing | Water Heating | Natural Gas | Water Heater (> 55 gal) | E1 |  | Baseline Forecast | 0 | 0 | 0 | 0 | 0 | 0 | 0 | 0 | 0 | 0 | 0 | 0 | 0 | 0 | 0 | 0 | 0 | 0 | 0 | 0 | 0 | 0 | 0 | 0 | 0 | 0 | 0 | 0 | 0 | 0 | 0 | 0 | 0
Residential_Multi-Family Regular Income_Existing_Water Heating_Natural Gas_Water Heater (> 55 gal)_E2_Baseline Forecast | Residential | Multi-Family Regular Income | Existing | Water Heating | Natural Gas | Water Heater (> 55 gal) | E2 |  | Baseline Forecast | 0 | 0 | 0 | 0 | 0 | 0 | 0 | 0 | 0 | 0 | 0 | 0 | 0 | 0 | 0 | 0 | 0 | 0 | 0 | 0 | 0 | 0 | 0 | 0 | 0 | 0 | 0 | 0 | 0 | 0 | 0 | 0 | 0
Residential_Multi-Family Regular Income_Existing_Water Heating_Natural Gas_Water Heater (> 55 gal)_E3_Baseline Forecast | Residential | Multi-Family Regular Income | Existing | Water Heating | Natural Gas | Water Heater (> 55 gal) | E3 |  | Baseline Forecast | 0 | 0 | 0 | 0 | 0 | 0 | 0 | 0 | 0 | 0 | 0 | 0 | 0 | 0 | 0 | 0 | 0 | 0 | 0 | 0 | 0 | 0 | 0 | 0 | 0 | 0 | 0 | 0 | 0 | 0 | 0 | 0 | 0
Residential_Multi-Family Regular Income_Existing_Water Heating_Natural Gas_Water Heater (> 55 gal)_E4_Baseline Forecast | Residential | Multi-Family Regular Income | Existing | Water Heating | Natural Gas | Water Heater (> 55 gal) | E4 |  | Baseline Forecast | 0 | 0 | 0 | 0 | 0 | 0 | 0 | 0 | 0 | 0 | 0 | 0 | 0 | 0 | 0 | 0 | 0 | 0 | 0 | 0 | 0 | 0 | 0 | 0 | 0 | 0 | 0 | 0 | 0 | 0 | 0 | 0 | 0
Residential_Multi-Family Regular Income_Existing_Water Heating_Natural Gas_Water Heater (> 55 gal)_E5_Baseline Forecast | Residential | Multi-Family Regular Income | Existing | Water Heating | Natural Gas | Water Heater (> 55 gal) | E5 |  | Baseline Forecast | 0 | 0 | 0 | 0 | 0 | 0 | 0 | 0 | 0 | 0 | 0 | 0 | 0 | 0 | 0 | 0 | 0 | 0 | 0 | 0 | 0 | 0 | 0 | 0 | 0 | 0 | 0 | 0 | 0 | 0 | 0 | 0 | 0
Residential_Multi-Family Regular Income_Existing_Water Heating_Natural Gas_Water Heater (> 55 gal)_E6_Baseline Forecast | Residential | Multi-Family Regular Income | Existing | Water Heating | Natural Gas | Water Heater (> 55 gal) | E6 |  | Baseline Forecast | 0 | 0 | 0 | 0 | 0 | 0 | 0 | 0 | 0 | 0 | 0 | 0 | 0 | 0 | 0 | 0 | 0 | 0 | 0 | 0 | 0 | 0 | 0 | 0 | 0 | 0 | 0 | 0 | 0 | 0 | 0 | 0 | 0
Residential_Multi-Family Regular Income_Existing_Water Heating_Natural Gas_Water Heater (> 55 gal)_E7_Baseline Forecast | Residential | Multi-Family Regular Income | Existing | Water Heating | Natural Gas | Water Heater (> 55 gal) | E7 |  | Baseline Forecast | 0 | 0 | 0 | 0 | 0 | 0 | 0 | 0 | 0 | 0 | 0 | 0 | 0 | 0 | 0 | 0 | 0 | 0 | 0 | 0 | 0 | 0 | 0 | 0 | 0 | 0 | 0 | 0 | 0 | 0 | 0 | 0 | 0
Residential_Multi-Family Regular Income_Existing_Water Heating_Natural Gas_Water Heater (> 55 gal)_E8_Baseline Forecast | Residential | Multi-Family Regular Income | Existing | Water Heating | Natural Gas | Water Heater (> 55 gal) | E8 |  | Baseline Forecast | 0 | 0 | 0 | 0 | 0 | 0 | 0 | 0 | 0 | 0 | 0 | 0 | 0 | 0 | 0 | 0 | 0 | 0 | 0 | 0 | 0 | 0 | 0 | 0 | 0 | 0 | 0 | 0 | 0 | 0 | 0 | 0 | 0
Residential_Multi-Family Regular Income_Existing_Water Heating_Natural Gas_Water Heater (> 55 gal)_E9_Baseline Forecast | Residential | Multi-Family Regular Income | Existing | Water Heating | Natural Gas | Water Heater (> 55 gal) | E9 |  | Baseline Forecast | 0 | 0 | 0 | 0 | 0 | 0 | 0 | 0 | 0 | 0 | 0 | 0 | 0 | 0 | 0 | 0 | 0 | 0 | 0 | 0 | 0 | 0 | 0 | 0 | 0 | 0 | 0 | 0 | 0 | 0 | 0 | 0 | 0
Residential_Multi-Family Regular Income_Existing_Water Heating_Natural Gas_Water Heater (> 55 gal)_E10_Baseline Forecast | Residential | Multi-Family Regular Income | Existing | Water Heating | Natural Gas | Water Heater (> 55 gal) | E10 |  | Baseline Forecast | 0 | 0 | 0 | 0 | 0 | 0 | 0 | 0 | 0 | 0 | 0 | 0 | 0 | 0 | 0 | 0 | 0 | 0 | 0 | 0 | 0 | 0 | 0 | 0 | 0 | 0 | 0 | 0 | 0 | 0 | 0 | 0 | 0
Residential_Multi-Family Regular Income_Existing_Appliances_Natural Gas_Clothes Dryer_E1_Baseline Forecast | Residential | Multi-Family Regular Income | Existing | Appliances | Natural Gas | Clothes Dryer | E1 |  | Baseline Forecast | 0 | 0 | 0 | 0 | 0 | 0 | 0 | 0 | 0 | 0 | 0 | 0 | 0 | 0 | 0 | 0 | 0 | 0 | 0 | 0 | 0 | 0 | 0 | 0 | 0 | 0 | 0 | 0 | 0 | 0 | 0 | 0 | 0
Residential_Multi-Family Regular Income_Existing_Appliances_Natural Gas_Clothes Dryer_E2_Baseline Forecast | Residential | Multi-Family Regular Income | Existing | Appliances | Natural Gas | Clothes Dryer | E2 |  | Baseline Forecast | 0 | 0 | 0 | 0 | 0 | 0 | 0 | 0 | 0 | 0 | 0 | 0 | 0 | 0 | 0 | 0 | 0 | 0 | 0 | 0 | 0 | 0 | 0 | 0 | 0 | 0 | 0 | 0 | 0 | 0 | 0 | 0 | 0
Residential_Multi-Family Regular Income_Existing_Appliances_Natural Gas_Clothes Dryer_E3_Baseline Forecast | Residential | Multi-Family Regular Income | Existing | Appliances | Natural Gas | Clothes Dryer | E3 |  | Baseline Forecast | 0 | 0 | 0 | 0 | 0 | 0 | 0 | 0 | 0 | 0 | 0 | 0 | 0 | 0 | 0 | 0 | 0 | 0 | 0 | 0 | 0 | 0 | 0 | 0 | 0 | 0 | 0 | 0 | 0 | 0 | 0 | 0 | 0
Residential_Multi-Family Regular Income_Existing_Appliances_Natural Gas_Clothes Dryer_E4_Baseline Forecast | Residential | Multi-Family Regular Income | Existing | Appliances | Natural Gas | Clothes Dryer | E4 |  | Baseline Forecast | 0 | 0 | 0 | 0 | 0 | 0 | 0 | 0 | 0 | 0 | 0 | 0 | 0 | 0 | 0 | 0 | 0 | 0 | 0 | 0 | 0 | 0 | 0 | 0 | 0 | 0 | 0 | 0 | 0 | 0 | 0 | 0 | 0
Residential_Multi-Family Regular Income_Existing_Appliances_Natural Gas_Clothes Dryer_E5_Baseline Forecast | Residential | Multi-Family Regular Income | Existing | Appliances | Natural Gas | Clothes Dryer | E5 |  | Baseline Forecast | 0 | 0 | 0 | 0 | 0 | 0 | 0 | 0 | 0 | 0 | 0 | 0 | 0 | 0 | 0 | 0 | 0 | 0 | 0 | 0 | 0 | 0 | 0 | 0 | 0 | 0 | 0 | 0 | 0 | 0 | 0 | 0 | 0
Residential_Multi-Family Regular Income_Existing_Appliances_Natural Gas_Clothes Dryer_E6_Baseline Forecast | Residential | Multi-Family Regular Income | Existing | Appliances | Natural Gas | Clothes Dryer | E6 |  | Baseline Forecast | 0 | 0 | 0 | 0 | 0 | 0 | 0 | 0 | 0 | 0 | 0 | 0 | 0 | 0 | 0 | 0 | 0 | 0 | 0 | 0 | 0 | 0 | 0 | 0 | 0 | 0 | 0 | 0 | 0 | 0 | 0 | 0 | 0
Residential_Multi-Family Regular Income_Existing_Appliances_Natural Gas_Clothes Dryer_E7_Baseline Forecast | Residential | Multi-Family Regular Income | Existing | Appliances | Natural Gas | Clothes Dryer | E7 |  | Baseline Forecast | 0 | 0 | 0 | 0 | 0 | 0 | 0 | 0 | 0 | 0 | 0 | 0 | 0 | 0 | 0 | 0 | 0 | 0 | 0 | 0 | 0 | 0 | 0 | 0 | 0 | 0 | 0 | 0 | 0 | 0 | 0 | 0 | 0
Residential_Multi-Family Regular Income_Existing_Appliances_Natural Gas_Clothes Dryer_E8_Baseline Forecast | Residential | Multi-Family Regular Income | Existing | Appliances | Natural Gas | Clothes Dryer | E8 |  | Baseline Forecast | 0 | 0 | 0 | 0 | 0 | 0 | 0 | 0 | 0 | 0 | 0 | 0 | 0 | 0 | 0 | 0 | 0 | 0 | 0 | 0 | 0 | 0 | 0 | 0 | 0 | 0 | 0 | 0 | 0 | 0 | 0 | 0 | 0
Residential_Multi-Family Regular Income_Existing_Appliances_Natural Gas_Clothes Dryer_E9_Baseline Forecast | Residential | Multi-Family Regular Income | Existing | Appliances | Natural Gas | Clothes Dryer | E9 |  | Baseline Forecast | 0 | 0 | 0 | 0 | 0 | 0 | 0 | 0 | 0 | 0 | 0 | 0 | 0 | 0 | 0 | 0 | 0 | 0 | 0 | 0 | 0 | 0 | 0 | 0 | 0 | 0 | 0 | 0 | 0 | 0 | 0 | 0 | 0
Residential_Multi-Family Regular Income_Existing_Appliances_Natural Gas_Clothes Dryer_E10_Baseline Forecast | Residential | Multi-Family Regular Income | Existing | Appliances | Natural Gas | Clothes Dryer | E10 |  | Baseline Forecast | 0 | 0 | 0 | 0 | 0 | 0 | 0 | 0 | 0 | 0 | 0 | 0 | 0 | 0 | 0 | 0 | 0 | 0 | 0 | 0 | 0 | 0 | 0 | 0 | 0 | 0 | 0 | 0 | 0 | 0 | 0 | 0 | 0
Residential_Multi-Family Regular Income_Existing_Appliances_Natural Gas_Stove/Oven_E1_Baseline Forecast | Residential | Multi-Family Regular Income | Existing | Appliances | Natural Gas | Stove/Oven | E1 |  | Baseline Forecast | 0 | 18.8524 | 21.8354 | 20.9126 | 22.5331 | 24.0121 | 25.2114 | 26.1731 | 26.941 | 27.5429 | 27.9993 | 26.097 | 24.8296 | 23.6498 | 22.8872 | 22.4337 | 22.205 | 22.1338 | 26.6316 | 26.7524 | 26.0756 | 25.8984 | 25.5086 | 24.9615 | 24.3457 | 23.7192 | 23.1194 | 22.5684 | 22.1106 | 21.8842 | 21.625 | 21.4795 | 21.3791
Residential_Multi-Family Regular Income_Existing_Appliances_Natural Gas_Stove/Oven_E2_Baseline Forecast | Residential | Multi-Family Regular Income | Existing | Appliances | Natural Gas | Stove/Oven | E2 |  | Baseline Forecast | 0 | 8.0197 | 9.2908 | 8.8997 | 9.5879 | 10.2194 | 10.7355 | 11.1499 | 11.483 | 11.7455 | 11.9461 | 11.1398 | 10.6042 | 10.1056 | 9.7846 | 9.5957 | 9.5028 | 9.4776 | 11.4096 | 11.4674 | 11.1825 | 11.1114 | 10.948 | 10.7166 | 10.4544 | 10.1869 | 9.9304 | 9.6942 | 9.4973 | 9.3994 | 9.2865 | 9.2221 | 9.1763
Residential_Multi-Family Regular Income_Existing_Appliances_Natural Gas_Stove/Oven_E3_Baseline Forecast | Residential | Multi-Family Regular Income | Existing | Appliances | Natural Gas | Stove/Oven | E3 |  | Baseline Forecast | 0 | 0 | 0 | 0 | 0 | 0 | 0 | 0 | 0 | 0 | 0 | 0 | 0 | 0 | 0 | 0 | 0 | 0 | 0 | 0 | 0 | 0 | 0 | 0 | 0 | 0 | 0 | 0 | 0 | 0 | 0 | 0 | 0
Residential_Multi-Family Regular Income_Existing_Appliances_Natural Gas_Stove/Oven_E4_Baseline Forecast | Residential | Multi-Family Regular Income | Existing | Appliances | Natural Gas | Stove/Oven | E4 |  | Baseline Forecast | 0 | 0 | 0 | 0 | 0 | 0 | 0 | 0 | 0 | 0 | 0 | 0 | 0 | 0 | 0 | 0 | 0 | 0 | 0 | 0 | 0 | 0 | 0 | 0 | 0 | 0 | 0 | 0 | 0 | 0 | 0 | 0 | 0
Residential_Multi-Family Regular Income_Existing_Appliances_Natural Gas_Stove/Oven_E5_Baseline Forecast | Residential | Multi-Family Regular Income | Existing | Appliances | Natural Gas | Stove/Oven | E5 |  | Baseline Forecast | 0 | 0 | 0 | 0 | 0 | 0 | 0 | 0 | 0 | 0 | 0 | 0 | 0 | 0 | 0 | 0 | 0 | 0 | 0 | 0 | 0 | 0 | 0 | 0 | 0 | 0 | 0 | 0 | 0 | 0 | 0 | 0 | 0
Residential_Multi-Family Regular Income_Existing_Appliances_Natural Gas_Stove/Oven_E6_Baseline Forecast | Residential | Multi-Family Regular Income | Existing | Appliances | Natural Gas | Stove/Oven | E6 |  | Baseline Forecast | 0 | 0 | 0 | 0 | 0 | 0 | 0 | 0 | 0 | 0 | 0 | 0 | 0 | 0 | 0 | 0 | 0 | 0 | 0 | 0 | 0 | 0 | 0 | 0 | 0 | 0 | 0 | 0 | 0 | 0 | 0 | 0 | 0
Residential_Multi-Family Regular Income_Existing_Appliances_Natural Gas_Stove/Oven_E7_Baseline Forecast | Residential | Multi-Family Regular Income | Existing | Appliances | Natural Gas | Stove/Oven | E7 |  | Baseline Forecast | 0 | 0 | 0 | 0 | 0 | 0 | 0 | 0 | 0 | 0 | 0 | 0 | 0 | 0 | 0 | 0 | 0 | 0 | 0 | 0 | 0 | 0 | 0 | 0 | 0 | 0 | 0 | 0 | 0 | 0 | 0 | 0 | 0
Residential_Multi-Family Regular Income_Existing_Appliances_Natural Gas_Stove/Oven_E8_Baseline Forecast | Residential | Multi-Family Regular Income | Existing | Appliances | Natural Gas | Stove/Oven | E8 |  | Baseline Forecast | 0 | 0 | 0 | 0 | 0 | 0 | 0 | 0 | 0 | 0 | 0 | 0 | 0 | 0 | 0 | 0 | 0 | 0 | 0 | 0 | 0 | 0 | 0 | 0 | 0 | 0 | 0 | 0 | 0 | 0 | 0 | 0 | 0
Residential_Multi-Family Regular Income_Existing_Appliances_Natural Gas_Stove/Oven_E9_Baseline Forecast | Residential | Multi-Family Regular Income | Existing | Appliances | Natural Gas | Stove/Oven | E9 |  | Baseline Forecast | 0 | 0 | 0 | 0 | 0 | 0 | 0 | 0 | 0 | 0 | 0 | 0 | 0 | 0 | 0 | 0 | 0 | 0 | 0 | 0 | 0 | 0 | 0 | 0 | 0 | 0 | 0 | 0 | 0 | 0 | 0 | 0 | 0
Residential_Multi-Family Regular Income_Existing_Appliances_Natural Gas_Stove/Oven_E10_Baseline Forecast | Residential | Multi-Family Regular Income | Existing | Appliances | Natural Gas | Stove/Oven | E10 |  | Baseline Forecast | 0 | 0 | 0 | 0 | 0 | 0 | 0 | 0 | 0 | 0 | 0 | 0 | 0 | 0 | 0 | 0 | 0 | 0 | 0 | 0 | 0 | 0 | 0 | 0 | 0 | 0 | 0 | 0 | 0 | 0 | 0 | 0 | 0
Residential_Multi-Family Regular Income_Existing_Miscellaneous_Natural Gas_Pool Heater_E1_Baseline Forecast | Residential | Multi-Family Regular Income | Existing | Miscellaneous | Natural Gas | Pool Heater | E1 |  | Baseline Forecast | 0 | 0 | 0 | 0 | 0 | 0 | 0 | 0 | 0 | 0 | 0 | 0 | 0 | 0 | 0 | 0 | 0 | 0 | 0 | 0 | 0 | 0 | 0 | 0 | 0 | 0 | 0 | 0 | 0 | 0 | 0 | 0 | 0
Residential_Multi-Family Regular Income_Existing_Miscellaneous_Natural Gas_Pool Heater_E2_Baseline Forecast | Residential | Multi-Family Regular Income | Existing | Miscellaneous | Natural Gas | Pool Heater | E2 |  | Baseline Forecast | 0 | 0 | 0 | 0 | 0 | 0 | 0 | 0 | 0 | 0 | 0 | 0 | 0 | 0 | 0 | 0 | 0 | 0 | 0 | 0 | 0 | 0 | 0 | 0 | 0 | 0 | 0 | 0 | 0 | 0 | 0 | 0 | 0
Residential_Multi-Family Regular Income_Existing_Miscellaneous_Natural Gas_Pool Heater_E3_Baseline Forecast | Residential | Multi-Family Regular Income | Existing | Miscellaneous | Natural Gas | Pool Heater | E3 |  | Baseline Forecast | 0 | 0 | 0 | 0 | 0 | 0 | 0 | 0 | 0 | 0 | 0 | 0 | 0 | 0 | 0 | 0 | 0 | 0 | 0 | 0 | 0 | 0 | 0 | 0 | 0 | 0 | 0 | 0 | 0 | 0 | 0 | 0 | 0
Residential_Multi-Family Regular Income_Existing_Miscellaneous_Natural Gas_Pool Heater_E4_Baseline Forecast | Residential | Multi-Family Regular Income | Existing | Miscellaneous | Natural Gas | Pool Heater | E4 |  | Baseline Forecast | 0 | 0 | 0 | 0 | 0 | 0 | 0 | 0 | 0 | 0 | 0 | 0 | 0 | 0 | 0 | 0 | 0 | 0 | 0 | 0 | 0 | 0 | 0 | 0 | 0 | 0 | 0 | 0 | 0 | 0 | 0 | 0 | 0
Residential_Multi-Family Regular Income_Existing_Miscellaneous_Natural Gas_Pool Heater_E5_Baseline Forecast | Residential | Multi-Family Regular Income | Existing | Miscellaneous | Natural Gas | Pool Heater | E5 |  | Baseline Forecast | 0 | 0 | 0 | 0 | 0 | 0 | 0 | 0 | 0 | 0 | 0 | 0 | 0 | 0 | 0 | 0 | 0 | 0 | 0 | 0 | 0 | 0 | 0 | 0 | 0 | 0 | 0 | 0 | 0 | 0 | 0 | 0 | 0
Residential_Multi-Family Regular Income_Existing_Miscellaneous_Natural Gas_Pool Heater_E6_Baseline Forecast | Residential | Multi-Family Regular Income | Existing | Miscellaneous | Natural Gas | Pool Heater | E6 |  | Baseline Forecast | 0 | 0 | 0 | 0 | 0 | 0 | 0 | 0 | 0 | 0 | 0 | 0 | 0 | 0 | 0 | 0 | 0 | 0 | 0 | 0 | 0 | 0 | 0 | 0 | 0 | 0 | 0 | 0 | 0 | 0 | 0 | 0 | 0
Residential_Multi-Family Regular Income_Existing_Miscellaneous_Natural Gas_Pool Heater_E7_Baseline Forecast | Residential | Multi-Family Regular Income | Existing | Miscellaneous | Natural Gas | Pool Heater | E7 |  | Baseline Forecast | 0 | 0 | 0 | 0 | 0 | 0 | 0 | 0 | 0 | 0 | 0 | 0 | 0 | 0 | 0 | 0 | 0 | 0 | 0 | 0 | 0 | 0 | 0 | 0 | 0 | 0 | 0 | 0 | 0 | 0 | 0 | 0 | 0
Residential_Multi-Family Regular Income_Existing_Miscellaneous_Natural Gas_Pool Heater_E8_Baseline Forecast | Residential | Multi-Family Regular Income | Existing | Miscellaneous | Natural Gas | Pool Heater | E8 |  | Baseline Forecast | 0 | 0 | 0 | 0 | 0 | 0 | 0 | 0 | 0 | 0 | 0 | 0 | 0 | 0 | 0 | 0 | 0 | 0 | 0 | 0 | 0 | 0 | 0 | 0 | 0 | 0 | 0 | 0 | 0 | 0 | 0 | 0 | 0
Residential_Multi-Family Regular Income_Existing_Miscellaneous_Natural Gas_Pool Heater_E9_Baseline Forecast | Residential | Multi-Family Regular Income | Existing | Miscellaneous | Natural Gas | Pool Heater | E9 |  | Baseline Forecast | 0 | 0 | 0 | 0 | 0 | 0 | 0 | 0 | 0 | 0 | 0 | 0 | 0 | 0 | 0 | 0 | 0 | 0 | 0 | 0 | 0 | 0 | 0 | 0 | 0 | 0 | 0 | 0 | 0 | 0 | 0 | 0 | 0
Residential_Multi-Family Regular Income_Existing_Miscellaneous_Natural Gas_Pool Heater_E10_Baseline Forecast | Residential | Multi-Family Regular Income | Existing | Miscellaneous | Natural Gas | Pool Heater | E10 |  | Baseline Forecast | 0 | 0 | 0 | 0 | 0 | 0 | 0 | 0 | 0 | 0 | 0 | 0 | 0 | 0 | 0 | 0 | 0 | 0 | 0 | 0 | 0 | 0 | 0 | 0 | 0 | 0 | 0 | 0 | 0 | 0 | 0 | 0 | 0
Residential_Multi-Family Regular Income_Existing_Miscellaneous_Natural Gas_Miscellaneous_E1_Baseline Forecast | Residential | Multi-Family Regular Income | Existing | Miscellaneous | Natural Gas | Miscellaneous | E1 |  | Baseline Forecast | 0 | 179.0821 | 215.7117 | 220.8461 | 240.2787 | 257.3223 | 270.7711 | 250.6646 | 239.5124 | 231.3002 | 227.9793 | 227.9882 | 230.1513 | 272.2392 | 270.5817 | 261.1468 | 256.8115 | 252.1616 | 247.7699 | 242.5114 | 239.9972 | 237.1058 | 235.1914 | 233.6672 | 232.2414 | 239.9906 | 235.4099 | 229.2762 | 225.1378 | 221.4077 | 218.1682 | 216.4841 | 215.0385
Residential_Multi-Family Regular Income_Existing_Miscellaneous_Natural Gas_Miscellaneous_E2_Baseline Forecast | Residential | Multi-Family Regular Income | Existing | Miscellaneous | Natural Gas | Miscellaneous | E2 |  | Baseline Forecast | 0 | 0 | 0 | 0 | 0 | 0 | 0 | 0 | 0 | 0 | 0 | 0 | 0 | 0 | 0 | 0 | 0 | 0 | 0 | 0 | 0 | 0 | 0 | 0 | 0 | 0 | 0 | 0 | 0 | 0 | 0 | 0 | 0
Residential_Multi-Family Regular Income_Existing_Miscellaneous_Natural Gas_Miscellaneous_E3_Baseline Forecast | Residential | Multi-Family Regular Income | Existing | Miscellaneous | Natural Gas | Miscellaneous | E3 |  | Baseline Forecast | 0 | 0 | 0 | 0 | 0 | 0 | 0 | 0 | 0 | 0 | 0 | 0 | 0 | 0 | 0 | 0 | 0 | 0 | 0 | 0 | 0 | 0 | 0 | 0 | 0 | 0 | 0 | 0 | 0 | 0 | 0 | 0 | 0
Residential_Multi-Family Regular Income_Existing_Miscellaneous_Natural Gas_Miscellaneous_E4_Baseline Forecast | Residential | Multi-Family Regular Income | Existing | Miscellaneous | Natural Gas | Miscellaneous | E4 |  | Baseline Forecast | 0 | 0 | 0 | 0 | 0 | 0 | 0 | 0 | 0 | 0 | 0 | 0 | 0 | 0 | 0 | 0 | 0 | 0 | 0 | 0 | 0 | 0 | 0 | 0 | 0 | 0 | 0 | 0 | 0 | 0 | 0 | 0 | 0
Residential_Multi-Family Regular Income_Existing_Miscellaneous_Natural Gas_Miscellaneous_E5_Baseline Forecast | Residential | Multi-Family Regular Income | Existing | Miscellaneous | Natural Gas | Miscellaneous | E5 |  | Baseline Forecast | 0 | 0 | 0 | 0 | 0 | 0 | 0 | 0 | 0 | 0 | 0 | 0 | 0 | 0 | 0 | 0 | 0 | 0 | 0 | 0 | 0 | 0 | 0 | 0 | 0 | 0 | 0 | 0 | 0 | 0 | 0 | 0 | 0
Residential_Multi-Family Regular Income_Existing_Miscellaneous_Natural Gas_Miscellaneous_E6_Baseline Forecast | Residential | Multi-Family Regular Income | Existing | Miscellaneous | Natural Gas | Miscellaneous | E6 |  | Baseline Forecast | 0 | 0 | 0 | 0 | 0 | 0 | 0 | 0 | 0 | 0 | 0 | 0 | 0 | 0 | 0 | 0 | 0 | 0 | 0 | 0 | 0 | 0 | 0 | 0 | 0 | 0 | 0 | 0 | 0 | 0 | 0 | 0 | 0
Residential_Multi-Family Regular Income_Existing_Miscellaneous_Natural Gas_Miscellaneous_E7_Baseline Forecast | Residential | Multi-Family Regular Income | Existing | Miscellaneous | Natural Gas | Miscellaneous | E7 |  | Baseline Forecast | 0 | 0 | 0 | 0 | 0 | 0 | 0 | 0 | 0 | 0 | 0 | 0 | 0 | 0 | 0 | 0 | 0 | 0 | 0 | 0 | 0 | 0 | 0 | 0 | 0 | 0 | 0 | 0 | 0 | 0 | 0 | 0 | 0
Residential_Multi-Family Regular Income_Existing_Miscellaneous_Natural Gas_Miscellaneous_E8_Baseline Forecast | Residential | Multi-Family Regular Income | Existing | Miscellaneous | Natural Gas | Miscellaneous | E8 |  | Baseline Forecast | 0 | 0 | 0 | 0 | 0 | 0 | 0 | 0 | 0 | 0 | 0 | 0 | 0 | 0 | 0 | 0 | 0 | 0 | 0 | 0 | 0 | 0 | 0 | 0 | 0 | 0 | 0 | 0 | 0 | 0 | 0 | 0 | 0
Residential_Multi-Family Regular Income_Existing_Miscellaneous_Natural Gas_Miscellaneous_E9_Baseline Forecast | Residential | Multi-Family Regular Income | Existing | Miscellaneous | Natural Gas | Miscellaneous | E9 |  | Baseline Forecast | 0 | 0 | 0 | 0 | 0 | 0 | 0 | 0 | 0 | 0 | 0 | 0 | 0 | 0 | 0 | 0 | 0 | 0 | 0 | 0 | 0 | 0 | 0 | 0 | 0 | 0 | 0 | 0 | 0 | 0 | 0 | 0 | 0
Residential_Multi-Family Regular Income_Existing_Miscellaneous_Natural Gas_Miscellaneous_E10_Baseline Forecast | Residential | Multi-Family Regular Income | Existing | Miscellaneous | Natural Gas | Miscellaneous | E10 |  | Baseline Forecast | 0 | 0 | 0 | 0 | 0 | 0 | 0 | 0 | 0 | 0 | 0 | 0 | 0 | 0 | 0 | 0 | 0 | 0 | 0 | 0 | 0 | 0 | 0 | 0 | 0 | 0 | 0 | 0 | 0 | 0 | 0 | 0 | 0
Residential_Multi-Family Regular Income_New_Space Heating_Natural Gas_Furnace_E1_Baseline Forecast | Residential | Multi-Family Regular Income | New | Space Heating | Natural Gas | Furnace | E1 |  | Baseline Forecast | 0 | 0 | 0 | 0 | 0 | 0 | 0 | 0 | 0 | 0 | 0 | 0 | 0 | 0 | 0 | 0 | 0 | 0 | 0 | 0 | 0 | 0 | 0 | 0 | 0 | 0 | 0 | 0 | 0 | 0 | 0 | 0 | 0
Residential_Multi-Family Regular Income_New_Space Heating_Natural Gas_Furnace_E2_Baseline Forecast | Residential | Multi-Family Regular Income | New | Space Heating | Natural Gas | Furnace | E2 |  | Baseline Forecast | 0 | 0 | 0 | 0 | 0 | 0 | 0 | 0 | 0 | 0 | 0 | 0 | 0 | 0 | 0 | 0 | 0 | 0 | 0 | 0 | 0 | 0 | 0 | 0 | 0 | 0 | 0 | 0 | 0 | 0 | 0 | 0 | 0
Residential_Multi-Family Regular Income_New_Space Heating_Natural Gas_Furnace_E3_Baseline Forecast | Residential | Multi-Family Regular Income | New | Space Heating | Natural Gas | Furnace | E3 |  | Baseline Forecast | 0 | 0 | 0 | 0 | 0 | 0 | 0 | 0 | 0 | 0 | 0 | 0 | 0 | 0 | 0 | 0 | 0 | 0 | 0 | 0 | 0 | 0 | 0 | 0 | 0 | 0 | 0 | 0 | 0 | 0 | 0 | 0 | 0
Residential_Multi-Family Regular Income_New_Space Heating_Natural Gas_Furnace_E4_Baseline Forecast | Residential | Multi-Family Regular Income | New | Space Heating | Natural Gas | Furnace | E4 |  | Baseline Forecast | 0 | 0 | 0 | 0 | 0 | 0 | 0 | 0 | 0 | 0 | 0 | 0 | 0 | 0 | 0 | 0 | 0 | 0 | 0 | 0 | 0 | 0 | 0 | 0 | 0 | 0 | 0 | 0 | 0 | 0 | 0 | 0 | 0
Residential_Multi-Family Regular Income_New_Space Heating_Natural Gas_Furnace_E5_Baseline Forecast | Residential | Multi-Family Regular Income | New | Space Heating | Natural Gas | Furnace | E5 |  | Baseline Forecast | 0 | 0 | 0 | 0 | 0 | 0 | 0 | 0 | 0 | 0 | 0 | 0 | 0 | 0 | 0 | 0 | 0 | 0 | 0 | 0 | 0 | 0 | 0 | 0 | 0 | 0 | 0 | 0 | 0 | 0 | 0 | 0 | 0
Residential_Multi-Family Regular Income_New_Space Heating_Natural Gas_Furnace_E6_Baseline Forecast | Residential | Multi-Family Regular Income | New | Space Heating | Natural Gas | Furnace | E6 |  | Baseline Forecast | 0 | 0 | 0 | 0 | 0 | 0 | 0 | 0 | 0 | 0 | 0 | 0 | 0 | 0 | 0 | 0 | 0 | 0 | 0 | 0 | 0 | 0 | 0 | 0 | 0 | 0 | 0 | 0 | 0 | 0 | 0 | 0 | 0
Residential_Multi-Family Regular Income_New_Space Heating_Natural Gas_Furnace_E7_Baseline Forecast | Residential | Multi-Family Regular Income | New | Space Heating | Natural Gas | Furnace | E7 |  | Baseline Forecast | 0 | 0 | 0 | 0 | 0 | 0 | 0 | 0 | 0 | 0 | 0 | 0 | 0 | 0 | 0 | 0 | 0 | 0 | 0 | 0 | 0 | 0 | 0 | 0 | 0 | 0 | 0 | 0 | 0 | 0 | 0 | 0 | 0
Residential_Multi-Family Regular Income_New_Space Heating_Natural Gas_Furnace_E8_Baseline Forecast | Residential | Multi-Family Regular Income | New | Space Heating | Natural Gas | Furnace | E8 |  | Baseline Forecast | 0 | 0 | 0 | 0 | 0 | 0 | 0 | 0 | 0 | 0 | 0 | 0 | 0 | 0 | 0 | 0 | 0 | 0 | 0 | 0 | 0 | 0 | 0 | 0 | 0 | 0 | 0 | 0 | 0 | 0 | 0 | 0 | 0
Residential_Multi-Family Regular Income_New_Space Heating_Natural Gas_Furnace_E9_Baseline Forecast | Residential | Multi-Family Regular Income | New | Space Heating | Natural Gas | Furnace | E9 |  | Baseline Forecast | 0 | 0 | 0 | 0 | 0 | 0 | 0 | 0 | 0 | 0 | 0 | 0 | 0 | 0 | 0 | 0 | 0 | 0 | 0 | 0 | 0 | 0 | 0 | 0 | 0 | 0 | 0 | 0 | 0 | 0 | 0 | 0 | 0
Residential_Multi-Family Regular Income_New_Space Heating_Natural Gas_Furnace_E10_Baseline Forecast | Residential | Multi-Family Regular Income | New | Space Heating | Natural Gas | Furnace | E10 |  | Baseline Forecast | 0 | 0 | 0 | 0 | 0 | 0 | 0 | 0 | 0 | 0 | 0 | 0 | 0 | 0 | 0 | 0 | 0 | 0 | 0 | 0 | 0 | 0 | 0 | 0 | 0 | 0 | 0 | 0 | 0 | 0 | 0 | 0 | 0
Residential_Multi-Family Regular Income_New_Space Heating_Natural Gas_Boiler_E1_Baseline Forecast | Residential | Multi-Family Regular Income | New | Space Heating | Natural Gas | Boiler | E1 |  | Baseline Forecast | 0 | 0 | 0 | 0 | 0 | 0 | 0 | 0 | 0 | 0 | 0 | 0 | 0 | 0 | 0 | 0 | 0 | 0 | 0 | 0 | 0 | 0 | 0 | 0 | 0 | 0 | 0 | 0 | 0 | 0 | 0 | 0 | 0
Residential_Multi-Family Regular Income_New_Space Heating_Natural Gas_Boiler_E2_Baseline Forecast | Residential | Multi-Family Regular Income | New | Space Heating | Natural Gas | Boiler | E2 |  | Baseline Forecast | 0 | 0 | 0 | 0 | 0 | 0 | 0 | 0 | 0 | 0 | 0 | 0 | 0 | 0 | 0 | 0 | 0 | 0 | 0 | 0 | 0 | 0 | 0 | 0 | 0 | 0 | 0 | 0 | 0 | 0 | 0 | 0 | 0
Residential_Multi-Family Regular Income_New_Space Heating_Natural Gas_Boiler_E3_Baseline Forecast | Residential | Multi-Family Regular Income | New | Space Heating | Natural Gas | Boiler | E3 |  | Baseline Forecast | 0 | 0 | 0 | 0 | 0 | 0 | 0 | 0 | 0 | 0 | 0 | 0 | 0 | 0 | 0 | 0 | 0 | 0 | 0 | 0 | 0 | 0 | 0 | 0 | 0 | 0 | 0 | 0 | 0 | 0 | 0 | 0 | 0
Residential_Multi-Family Regular Income_New_Space Heating_Natural Gas_Boiler_E4_Baseline Forecast | Residential | Multi-Family Regular Income | New | Space Heating | Natural Gas | Boiler | E4 |  | Baseline Forecast | 0 | 0 | 0 | 0 | 0 | 0 | 0 | 0 | 0 | 0 | 0 | 0 | 0 | 0 | 0 | 0 | 0 | 0 | 0 | 0 | 0 | 0 | 0 | 0 | 0 | 0 | 0 | 0 | 0 | 0 | 0 | 0 | 0
Residential_Multi-Family Regular Income_New_Space Heating_Natural Gas_Boiler_E5_Baseline Forecast | Residential | Multi-Family Regular Income | New | Space Heating | Natural Gas | Boiler | E5 |  | Baseline Forecast | 0 | 0 | 0 | 0 | 0 | 0 | 0 | 0 | 0 | 0 | 0 | 0 | 0 | 0 | 0 | 0 | 0 | 0 | 0 | 0 | 0 | 0 | 0 | 0 | 0 | 0 | 0 | 0 | 0 | 0 | 0 | 0 | 0
Residential_Multi-Family Regular Income_New_Space Heating_Natural Gas_Boiler_E6_Baseline Forecast | Residential | Multi-Family Regular Income | New | Space Heating | Natural Gas | Boiler | E6 |  | Baseline Forecast | 0 | 0 | 0 | 0 | 0 | 0 | 0 | 0 | 0 | 0 | 0 | 0 | 0 | 0 | 0 | 0 | 0 | 0 | 0 | 0 | 0 | 0 | 0 | 0 | 0 | 0 | 0 | 0 | 0 | 0 | 0 | 0 | 0
Residential_Multi-Family Regular Income_New_Space Heating_Natural Gas_Boiler_E7_Baseline Forecast | Residential | Multi-Family Regular Income | New | Space Heating | Natural Gas | Boiler | E7 |  | Baseline Forecast | 0 | 0 | 0 | 0 | 0 | 0 | 0 | 0 | 0 | 0 | 0 | 0 | 0 | 0 | 0 | 0 | 0 | 0 | 0 | 0 | 0 | 0 | 0 | 0 | 0 | 0 | 0 | 0 | 0 | 0 | 0 | 0 | 0
Residential_Multi-Family Regular Income_New_Space Heating_Natural Gas_Boiler_E8_Baseline Forecast | Residential | Multi-Family Regular Income | New | Space Heating | Natural Gas | Boiler | E8 |  | Baseline Forecast | 0 | 0 | 0 | 0 | 0 | 0 | 0 | 0 | 0 | 0 | 0 | 0 | 0 | 0 | 0 | 0 | 0 | 0 | 0 | 0 | 0 | 0 | 0 | 0 | 0 | 0 | 0 | 0 | 0 | 0 | 0 | 0 | 0
Residential_Multi-Family Regular Income_New_Space Heating_Natural Gas_Boiler_E9_Baseline Forecast | Residential | Multi-Family Regular Income | New | Space Heating | Natural Gas | Boiler | E9 |  | Baseline Forecast | 0 | 0 | 0 | 0 | 0 | 0 | 0 | 0 | 0 | 0 | 0 | 0 | 0 | 0 | 0 | 0 | 0 | 0 | 0 | 0 | 0 | 0 | 0 | 0 | 0 | 0 | 0 | 0 | 0 | 0 | 0 | 0 | 0
Residential_Multi-Family Regular Income_New_Space Heating_Natural Gas_Boiler_E10_Baseline Forecast | Residential | Multi-Family Regular Income | New | Space Heating | Natural Gas | Boiler | E10 |  | Baseline Forecast | 0 | 0 | 0 | 0 | 0 | 0 | 0 | 0 | 0 | 0 | 0 | 0 | 0 | 0 | 0 | 0 | 0 | 0 | 0 | 0 | 0 | 0 | 0 | 0 | 0 | 0 | 0 | 0 | 0 | 0 | 0 | 0 | 0
Residential_Multi-Family Regular Income_New_Secondary Heating_Natural Gas_Fireplace_E1_Baseline Forecast | Residential | Multi-Family Regular Income | New | Secondary Heating | Natural Gas | Fireplace | E1 |  | Baseline Forecast | 0 | 0 | 0 | 0 | 0 | 0 | 0 | 0 | 0 | 0 | 0 | 0 | 0 | 0 | 0 | 0 | 0 | 0 | 0 | 0 | 0 | 0 | 0 | 0 | 0 | 0 | 0 | 0 | 0 | 0 | 0 | 0 | 0
Residential_Multi-Family Regular Income_New_Secondary Heating_Natural Gas_Fireplace_E2_Baseline Forecast | Residential | Multi-Family Regular Income | New | Secondary Heating | Natural Gas | Fireplace | E2 |  | Baseline Forecast | 0 | 0 | 0 | 0 | 0 | 0 | 0 | 0 | 0 | 0 | 0 | 0 | 0 | 0 | 0 | 0 | 0 | 0 | 0 | 0 | 0 | 0 | 0 | 0 | 0 | 0 | 0 | 0 | 0 | 0 | 0 | 0 | 0
Residential_Multi-Family Regular Income_New_Secondary Heating_Natural Gas_Fireplace_E3_Baseline Forecast | Residential | Multi-Family Regular Income | New | Secondary Heating | Natural Gas | Fireplace | E3 |  | Baseline Forecast | 0 | 0 | 0 | 0 | 0 | 0 | 0 | 0 | 0 | 0 | 0 | 0 | 0 | 0 | 0 | 0 | 0 | 0 | 0 | 0 | 0 | 0 | 0 | 0 | 0 | 0 | 0 | 0 | 0 | 0 | 0 | 0 | 0
Residential_Multi-Family Regular Income_New_Secondary Heating_Natural Gas_Fireplace_E4_Baseline Forecast | Residential | Multi-Family Regular Income | New | Secondary Heating | Natural Gas | Fireplace | E4 |  | Baseline Forecast | 0 | 0 | 0 | 0 | 0 | 0 | 0 | 0 | 0 | 0 | 0 | 0 | 0 | 0 | 0 | 0 | 0 | 0 | 0 | 0 | 0 | 0 | 0 | 0 | 0 | 0 | 0 | 0 | 0 | 0 | 0 | 0 | 0
Residential_Multi-Family Regular Income_New_Secondary Heating_Natural Gas_Fireplace_E5_Baseline Forecast | Residential | Multi-Family Regular Income | New | Secondary Heating | Natural Gas | Fireplace | E5 |  | Baseline Forecast | 0 | 0 | 0 | 0 | 0 | 0 | 0 | 0 | 0 | 0 | 0 | 0 | 0 | 0 | 0 | 0 | 0 | 0 | 0 | 0 | 0 | 0 | 0 | 0 | 0 | 0 | 0 | 0 | 0 | 0 | 0 | 0 | 0
Residential_Multi-Family Regular Income_New_Secondary Heating_Natural Gas_Fireplace_E6_Baseline Forecast | Residential | Multi-Family Regular Income | New | Secondary Heating | Natural Gas | Fireplace | E6 |  | Baseline Forecast | 0 | 0 | 0 | 0 | 0 | 0 | 0 | 0 | 0 | 0 | 0 | 0 | 0 | 0 | 0 | 0 | 0 | 0 | 0 | 0 | 0 | 0 | 0 | 0 | 0 | 0 | 0 | 0 | 0 | 0 | 0 | 0 | 0
Residential_Multi-Family Regular Income_New_Secondary Heating_Natural Gas_Fireplace_E7_Baseline Forecast | Residential | Multi-Family Regular Income | New | Secondary Heating | Natural Gas | Fireplace | E7 |  | Baseline Forecast | 0 | 0 | 0 | 0 | 0 | 0 | 0 | 0 | 0 | 0 | 0 | 0 | 0 | 0 | 0 | 0 | 0 | 0 | 0 | 0 | 0 | 0 | 0 | 0 | 0 | 0 | 0 | 0 | 0 | 0 | 0 | 0 | 0
Residential_Multi-Family Regular Income_New_Secondary Heating_Natural Gas_Fireplace_E8_Baseline Forecast | Residential | Multi-Family Regular Income | New | Secondary Heating | Natural Gas | Fireplace | E8 |  | Baseline Forecast | 0 | 0 | 0 | 0 | 0 | 0 | 0 | 0 | 0 | 0 | 0 | 0 | 0 | 0 | 0 | 0 | 0 | 0 | 0 | 0 | 0 | 0 | 0 | 0 | 0 | 0 | 0 | 0 | 0 | 0 | 0 | 0 | 0
Residential_Multi-Family Regular Income_New_Secondary Heating_Natural Gas_Fireplace_E9_Baseline Forecast | Residential | Multi-Family Regular Income | New | Secondary Heating | Natural Gas | Fireplace | E9 |  | Baseline Forecast | 0 | 0 | 0 | 0 | 0 | 0 | 0 | 0 | 0 | 0 | 0 | 0 | 0 | 0 | 0 | 0 | 0 | 0 | 0 | 0 | 0 | 0 | 0 | 0 | 0 | 0 | 0 | 0 | 0 | 0 | 0 | 0 | 0
Residential_Multi-Family Regular Income_New_Secondary Heating_Natural Gas_Fireplace_E10_Baseline Forecast | Residential | Multi-Family Regular Income | New | Secondary Heating | Natural Gas | Fireplace | E10 |  | Baseline Forecast | 0 | 0 | 0 | 0 | 0 | 0 | 0 | 0 | 0 | 0 | 0 | 0 | 0 | 0 | 0 | 0 | 0 | 0 | 0 | 0 | 0 | 0 | 0 | 0 | 0 | 0 | 0 | 0 | 0 | 0 | 0 | 0 | 0
Residential_Multi-Family Regular Income_New_Water Heating_Natural Gas_Water Heater (<= 55 gal)_E1_Baseline Forecast | Residential | Multi-Family Regular Income | New | Water Heating | Natural Gas | Water Heater (<= 55 gal) | E1 |  | Baseline Forecast | 0 | 0 | 0 | 0 | 0 | 0 | 0 | 0 | 0 | 0 | 0 | 0 | 0 | 0 | 0 | 0 | 0 | 0 | 0 | 0 | 0 | 0 | 0 | 0 | 0 | 0 | 0 | 0 | 0 | 0 | 0 | 0 | 0
Residential_Multi-Family Regular Income_New_Water Heating_Natural Gas_Water Heater (<= 55 gal)_E2_Baseline Forecast | Residential | Multi-Family Regular Income | New | Water Heating | Natural Gas | Water Heater (<= 55 gal) | E2 |  | Baseline Forecast | 0 | 0 | 0 | 0 | 0 | 0 | 0 | 0 | 0 | 0 | 0 | 0 | 0 | 0 | 0 | 0 | 0 | 0 | 0 | 0 | 0 | 0 | 0 | 0 | 0 | 0 | 0 | 0 | 0 | 0 | 0 | 0 | 0
Residential_Multi-Family Regular Income_New_Water Heating_Natural Gas_Water Heater (<= 55 gal)_E3_Baseline Forecast | Residential | Multi-Family Regular Income | New | Water Heating | Natural Gas | Water Heater (<= 55 gal) | E3 |  | Baseline Forecast | 0 | 0 | 0 | 0 | 0 | 0 | 0 | 0 | 0 | 0 | 0 | 0 | 0 | 0 | 0 | 0 | 0 | 0 | 0 | 0 | 0 | 0 | 0 | 0 | 0 | 0 | 0 | 0 | 0 | 0 | 0 | 0 | 0
Residential_Multi-Family Regular Income_New_Water Heating_Natural Gas_Water Heater (<= 55 gal)_E4_Baseline Forecast | Residential | Multi-Family Regular Income | New | Water Heating | Natural Gas | Water Heater (<= 55 gal) | E4 |  | Baseline Forecast | 0 | 0 | 0 | 0 | 0 | 0 | 0 | 0 | 0 | 0 | 0 | 0 | 0 | 0 | 0 | 0 | 0 | 0 | 0 | 0 | 0 | 0 | 0 | 0 | 0 | 0 | 0 | 0 | 0 | 0 | 0 | 0 | 0
Residential_Multi-Family Regular Income_New_Water Heating_Natural Gas_Water Heater (<= 55 gal)_E5_Baseline Forecast | Residential | Multi-Family Regular Income | New | Water Heating | Natural Gas | Water Heater (<= 55 gal) | E5 |  | Baseline Forecast | 0 | 0 | 0 | 0 | 0 | 0 | 0 | 0 | 0 | 0 | 0 | 0 | 0 | 0 | 0 | 0 | 0 | 0 | 0 | 0 | 0 | 0 | 0 | 0 | 0 | 0 | 0 | 0 | 0 | 0 | 0 | 0 | 0
Residential_Multi-Family Regular Income_New_Water Heating_Natural Gas_Water Heater (<= 55 gal)_E6_Baseline Forecast | Residential | Multi-Family Regular Income | New | Water Heating | Natural Gas | Water Heater (<= 55 gal) | E6 |  | Baseline Forecast | 0 | 0 | 0 | 0 | 0 | 0 | 0 | 0 | 0 | 0 | 0 | 0 | 0 | 0 | 0 | 0 | 0 | 0 | 0 | 0 | 0 | 0 | 0 | 0 | 0 | 0 | 0 | 0 | 0 | 0 | 0 | 0 | 0
Residential_Multi-Family Regular Income_New_Water Heating_Natural Gas_Water Heater (<= 55 gal)_E7_Baseline Forecast | Residential | Multi-Family Regular Income | New | Water Heating | Natural Gas | Water Heater (<= 55 gal) | E7 |  | Baseline Forecast | 0 | 0 | 0 | 0 | 0 | 0 | 0 | 0 | 0 | 0 | 0 | 0 | 0 | 0 | 0 | 0 | 0 | 0 | 0 | 0 | 0 | 0 | 0 | 0 | 0 | 0 | 0 | 0 | 0 | 0 | 0 | 0 | 0
Residential_Multi-Family Regular Income_New_Water Heating_Natural Gas_Water Heater (<= 55 gal)_E8_Baseline Forecast | Residential | Multi-Family Regular Income | New | Water Heating | Natural Gas | Water Heater (<= 55 gal) | E8 |  | Baseline Forecast | 0 | 0 | 0 | 0 | 0 | 0 | 0 | 0 | 0 | 0 | 0 | 0 | 0 | 0 | 0 | 0 | 0 | 0 | 0 | 0 | 0 | 0 | 0 | 0 | 0 | 0 | 0 | 0 | 0 | 0 | 0 | 0 | 0
Residential_Multi-Family Regular Income_New_Water Heating_Natural Gas_Water Heater (<= 55 gal)_E9_Baseline Forecast | Residential | Multi-Family Regular Income | New | Water Heating | Natural Gas | Water Heater (<= 55 gal) | E9 |  | Baseline Forecast | 0 | 0 | 0 | 0 | 0 | 0 | 0 | 0 | 0 | 0 | 0 | 0 | 0 | 0 | 0 | 0 | 0 | 0 | 0 | 0 | 0 | 0 | 0 | 0 | 0 | 0 | 0 | 0 | 0 | 0 | 0 | 0 | 0
Residential_Multi-Family Regular Income_New_Water Heating_Natural Gas_Water Heater (<= 55 gal)_E10_Baseline Forecast | Residential | Multi-Family Regular Income | New | Water Heating | Natural Gas | Water Heater (<= 55 gal) | E10 |  | Baseline Forecast | 0 | 0 | 0 | 0 | 0 | 0 | 0 | 0 | 0 | 0 | 0 | 0 | 0 | 0 | 0 | 0 | 0 | 0 | 0 | 0 | 0 | 0 | 0 | 0 | 0 | 0 | 0 | 0 | 0 | 0 | 0 | 0 | 0
Residential_Multi-Family Regular Income_New_Water Heating_Natural Gas_Water Heater (> 55 gal)_E1_Baseline Forecast | Residential | Multi-Family Regular Income | New | Water Heating | Natural Gas | Water Heater (> 55 gal) | E1 |  | Baseline Forecast | 0 | 0 | 0 | 0 | 0 | 0 | 0 | 0 | 0 | 0 | 0 | 0 | 0 | 0 | 0 | 0 | 0 | 0 | 0 | 0 | 0 | 0 | 0 | 0 | 0 | 0 | 0 | 0 | 0 | 0 | 0 | 0 | 0
Residential_Multi-Family Regular Income_New_Water Heating_Natural Gas_Water Heater (> 55 gal)_E2_Baseline Forecast | Residential | Multi-Family Regular Income | New | Water Heating | Natural Gas | Water Heater (> 55 gal) | E2 |  | Baseline Forecast | 0 | 0 | 0 | 0 | 0 | 0 | 0 | 0 | 0 | 0 | 0 | 0 | 0 | 0 | 0 | 0 | 0 | 0 | 0 | 0 | 0 | 0 | 0 | 0 | 0 | 0 | 0 | 0 | 0 | 0 | 0 | 0 | 0
Residential_Multi-Family Regular Income_New_Water Heating_Natural Gas_Water Heater (> 55 gal)_E3_Baseline Forecast | Residential | Multi-Family Regular Income | New | Water Heating | Natural Gas | Water Heater (> 55 gal) | E3 |  | Baseline Forecast | 0 | 0 | 0 | 0 | 0 | 0 | 0 | 0 | 0 | 0 | 0 | 0 | 0 | 0 | 0 | 0 | 0 | 0 | 0 | 0 | 0 | 0 | 0 | 0 | 0 | 0 | 0 | 0 | 0 | 0 | 0 | 0 | 0
Residential_Multi-Family Regular Income_New_Water Heating_Natural Gas_Water Heater (> 55 gal)_E4_Baseline Forecast | Residential | Multi-Family Regular Income | New | Water Heating | Natural Gas | Water Heater (> 55 gal) | E4 |  | Baseline Forecast | 0 | 0 | 0 | 0 | 0 | 0 | 0 | 0 | 0 | 0 | 0 | 0 | 0 | 0 | 0 | 0 | 0 | 0 | 0 | 0 | 0 | 0 | 0 | 0 | 0 | 0 | 0 | 0 | 0 | 0 | 0 | 0 | 0
Residential_Multi-Family Regular Income_New_Water Heating_Natural Gas_Water Heater (> 55 gal)_E5_Baseline Forecast | Residential | Multi-Family Regular Income | New | Water Heating | Natural Gas | Water Heater (> 55 gal) | E5 |  | Baseline Forecast | 0 | 0 | 0 | 0 | 0 | 0 | 0 | 0 | 0 | 0 | 0 | 0 | 0 | 0 | 0 | 0 | 0 | 0 | 0 | 0 | 0 | 0 | 0 | 0 | 0 | 0 | 0 | 0 | 0 | 0 | 0 | 0 | 0
Residential_Multi-Family Regular Income_New_Water Heating_Natural Gas_Water Heater (> 55 gal)_E6_Baseline Forecast | Residential | Multi-Family Regular Income | New | Water Heating | Natural Gas | Water Heater (> 55 gal) | E6 |  | Baseline Forecast | 0 | 0 | 0 | 0 | 0 | 0 | 0 | 0 | 0 | 0 | 0 | 0 | 0 | 0 | 0 | 0 | 0 | 0 | 0 | 0 | 0 | 0 | 0 | 0 | 0 | 0 | 0 | 0 | 0 | 0 | 0 | 0 | 0
Residential_Multi-Family Regular Income_New_Water Heating_Natural Gas_Water Heater (> 55 gal)_E7_Baseline Forecast | Residential | Multi-Family Regular Income | New | Water Heating | Natural Gas | Water Heater (> 55 gal) | E7 |  | Baseline Forecast | 0 | 0 | 0 | 0 | 0 | 0 | 0 | 0 | 0 | 0 | 0 | 0 | 0 | 0 | 0 | 0 | 0 | 0 | 0 | 0 | 0 | 0 | 0 | 0 | 0 | 0 | 0 | 0 | 0 | 0 | 0 | 0 | 0
Residential_Multi-Family Regular Income_New_Water Heating_Natural Gas_Water Heater (> 55 gal)_E8_Baseline Forecast | Residential | Multi-Family Regular Income | New | Water Heating | Natural Gas | Water Heater (> 55 gal) | E8 |  | Baseline Forecast | 0 | 0 | 0 | 0 | 0 | 0 | 0 | 0 | 0 | 0 | 0 | 0 | 0 | 0 | 0 | 0 | 0 | 0 | 0 | 0 | 0 | 0 | 0 | 0 | 0 | 0 | 0 | 0 | 0 | 0 | 0 | 0 | 0
Residential_Multi-Family Regular Income_New_Water Heating_Natural Gas_Water Heater (> 55 gal)_E9_Baseline Forecast | Residential | Multi-Family Regular Income | New | Water Heating | Natural Gas | Water Heater (> 55 gal) | E9 |  | Baseline Forecast | 0 | 0 | 0 | 0 | 0 | 0 | 0 | 0 | 0 | 0 | 0 | 0 | 0 | 0 | 0 | 0 | 0 | 0 | 0 | 0 | 0 | 0 | 0 | 0 | 0 | 0 | 0 | 0 | 0 | 0 | 0 | 0 | 0
Residential_Multi-Family Regular Income_New_Water Heating_Natural Gas_Water Heater (> 55 gal)_E10_Baseline Forecast | Residential | Multi-Family Regular Income | New | Water Heating | Natural Gas | Water Heater (> 55 gal) | E10 |  | Baseline Forecast | 0 | 0 | 0 | 0 | 0 | 0 | 0 | 0 | 0 | 0 | 0 | 0 | 0 | 0 | 0 | 0 | 0 | 0 | 0 | 0 | 0 | 0 | 0 | 0 | 0 | 0 | 0 | 0 | 0 | 0 | 0 | 0 | 0
Residential_Multi-Family Regular Income_New_Appliances_Natural Gas_Clothes Dryer_E1_Baseline Forecast | Residential | Multi-Family Regular Income | New | Appliances | Natural Gas | Clothes Dryer | E1 |  | Baseline Forecast | 0 | 0 | 0 | 0 | 0 | 0 | 0 | 0 | 0 | 0 | 0 | 0 | 0 | 0 | 0 | 0 | 0 | 0 | 0 | 0 | 0 | 0 | 0 | 0 | 0 | 0 | 0 | 0 | 0 | 0 | 0 | 0 | 0
Residential_Multi-Family Regular Income_New_Appliances_Natural Gas_Clothes Dryer_E2_Baseline Forecast | Residential | Multi-Family Regular Income | New | Appliances | Natural Gas | Clothes Dryer | E2 |  | Baseline Forecast | 0 | 0 | 0 | 0 | 0 | 0 | 0 | 0 | 0 | 0 | 0 | 0 | 0 | 0 | 0 | 0 | 0 | 0 | 0 | 0 | 0 | 0 | 0 | 0 | 0 | 0 | 0 | 0 | 0 | 0 | 0 | 0 | 0
Residential_Multi-Family Regular Income_New_Appliances_Natural Gas_Clothes Dryer_E3_Baseline Forecast | Residential | Multi-Family Regular Income | New | Appliances | Natural Gas | Clothes Dryer | E3 |  | Baseline Forecast | 0 | 0 | 0 | 0 | 0 | 0 | 0 | 0 | 0 | 0 | 0 | 0 | 0 | 0 | 0 | 0 | 0 | 0 | 0 | 0 | 0 | 0 | 0 | 0 | 0 | 0 | 0 | 0 | 0 | 0 | 0 | 0 | 0
Residential_Multi-Family Regular Income_New_Appliances_Natural Gas_Clothes Dryer_E4_Baseline Forecast | Residential | Multi-Family Regular Income | New | Appliances | Natural Gas | Clothes Dryer | E4 |  | Baseline Forecast | 0 | 0 | 0 | 0 | 0 | 0 | 0 | 0 | 0 | 0 | 0 | 0 | 0 | 0 | 0 | 0 | 0 | 0 | 0 | 0 | 0 | 0 | 0 | 0 | 0 | 0 | 0 | 0 | 0 | 0 | 0 | 0 | 0
Residential_Multi-Family Regular Income_New_Appliances_Natural Gas_Clothes Dryer_E5_Baseline Forecast | Residential | Multi-Family Regular Income | New | Appliances | Natural Gas | Clothes Dryer | E5 |  | Baseline Forecast | 0 | 0 | 0 | 0 | 0 | 0 | 0 | 0 | 0 | 0 | 0 | 0 | 0 | 0 | 0 | 0 | 0 | 0 | 0 | 0 | 0 | 0 | 0 | 0 | 0 | 0 | 0 | 0 | 0 | 0 | 0 | 0 | 0
Residential_Multi-Family Regular Income_New_Appliances_Natural Gas_Clothes Dryer_E6_Baseline Forecast | Residential | Multi-Family Regular Income | New | Appliances | Natural Gas | Clothes Dryer | E6 |  | Baseline Forecast | 0 | 0 | 0 | 0 | 0 | 0 | 0 | 0 | 0 | 0 | 0 | 0 | 0 | 0 | 0 | 0 | 0 | 0 | 0 | 0 | 0 | 0 | 0 | 0 | 0 | 0 | 0 | 0 | 0 | 0 | 0 | 0 | 0
Residential_Multi-Family Regular Income_New_Appliances_Natural Gas_Clothes Dryer_E7_Baseline Forecast | Residential | Multi-Family Regular Income | New | Appliances | Natural Gas | Clothes Dryer | E7 |  | Baseline Forecast | 0 | 0 | 0 | 0 | 0 | 0 | 0 | 0 | 0 | 0 | 0 | 0 | 0 | 0 | 0 | 0 | 0 | 0 | 0 | 0 | 0 | 0 | 0 | 0 | 0 | 0 | 0 | 0 | 0 | 0 | 0 | 0 | 0
Residential_Multi-Family Regular Income_New_Appliances_Natural Gas_Clothes Dryer_E8_Baseline Forecast | Residential | Multi-Family Regular Income | New | Appliances | Natural Gas | Clothes Dryer | E8 |  | Baseline Forecast | 0 | 0 | 0 | 0 | 0 | 0 | 0 | 0 | 0 | 0 | 0 | 0 | 0 | 0 | 0 | 0 | 0 | 0 | 0 | 0 | 0 | 0 | 0 | 0 | 0 | 0 | 0 | 0 | 0 | 0 | 0 | 0 | 0
Residential_Multi-Family Regular Income_New_Appliances_Natural Gas_Clothes Dryer_E9_Baseline Forecast | Residential | Multi-Family Regular Income | New | Appliances | Natural Gas | Clothes Dryer | E9 |  | Baseline Forecast | 0 | 0 | 0 | 0 | 0 | 0 | 0 | 0 | 0 | 0 | 0 | 0 | 0 | 0 | 0 | 0 | 0 | 0 | 0 | 0 | 0 | 0 | 0 | 0 | 0 | 0 | 0 | 0 | 0 | 0 | 0 | 0 | 0
Residential_Multi-Family Regular Income_New_Appliances_Natural Gas_Clothes Dryer_E10_Baseline Forecast | Residential | Multi-Family Regular Income | New | Appliances | Natural Gas | Clothes Dryer | E10 |  | Baseline Forecast | 0 | 0 | 0 | 0 | 0 | 0 | 0 | 0 | 0 | 0 | 0 | 0 | 0 | 0 | 0 | 0 | 0 | 0 | 0 | 0 | 0 | 0 | 0 | 0 | 0 | 0 | 0 | 0 | 0 | 0 | 0 | 0 | 0
Residential_Multi-Family Regular Income_New_Appliances_Natural Gas_Stove/Oven_E1_Baseline Forecast | Residential | Multi-Family Regular Income | New | Appliances | Natural Gas | Stove/Oven | E1 |  | Baseline Forecast | 0 | 0 | 0 | 0 | 0 | 0 | 0 | 0 | 0 | 0 | 0 | 0 | 0 | 0 | 0 | 0 | 0 | 0 | 0 | 0 | 0 | 0 | 0 | 0 | 0 | 0 | 0 | 0 | 0 | 0 | 0 | 0 | 0
Residential_Multi-Family Regular Income_New_Appliances_Natural Gas_Stove/Oven_E2_Baseline Forecast | Residential | Multi-Family Regular Income | New | Appliances | Natural Gas | Stove/Oven | E2 |  | Baseline Forecast | 0 | 0 | 0 | 0 | 0 | 0 | 0 | 0 | 0 | 0 | 0 | 0 | 0 | 0 | 0 | 0 | 0 | 0 | 0 | 0 | 0 | 0 | 0 | 0 | 0 | 0 | 0 | 0 | 0 | 0 | 0 | 0 | 0
Residential_Multi-Family Regular Income_New_Appliances_Natural Gas_Stove/Oven_E3_Baseline Forecast | Residential | Multi-Family Regular Income | New | Appliances | Natural Gas | Stove/Oven | E3 |  | Baseline Forecast | 0 | 0 | 0 | 0 | 0 | 0 | 0 | 0 | 0 | 0 | 0 | 0 | 0 | 0 | 0 | 0 | 0 | 0 | 0 | 0 | 0 | 0 | 0 | 0 | 0 | 0 | 0 | 0 | 0 | 0 | 0 | 0 | 0
Residential_Multi-Family Regular Income_New_Appliances_Natural Gas_Stove/Oven_E4_Baseline Forecast | Residential | Multi-Family Regular Income | New | Appliances | Natural Gas | Stove/Oven | E4 |  | Baseline Forecast | 0 | 0 | 0 | 0 | 0 | 0 | 0 | 0 | 0 | 0 | 0 | 0 | 0 | 0 | 0 | 0 | 0 | 0 | 0 | 0 | 0 | 0 | 0 | 0 | 0 | 0 | 0 | 0 | 0 | 0 | 0 | 0 | 0
Residential_Multi-Family Regular Income_New_Appliances_Natural Gas_Stove/Oven_E5_Baseline Forecast | Residential | Multi-Family Regular Income | New | Appliances | Natural Gas | Stove/Oven | E5 |  | Baseline Forecast | 0 | 0 | 0 | 0 | 0 | 0 | 0 | 0 | 0 | 0 | 0 | 0 | 0 | 0 | 0 | 0 | 0 | 0 | 0 | 0 | 0 | 0 | 0 | 0 | 0 | 0 | 0 | 0 | 0 | 0 | 0 | 0 | 0
Residential_Multi-Family Regular Income_New_Appliances_Natural Gas_Stove/Oven_E6_Baseline Forecast | Residential | Multi-Family Regular Income | New | Appliances | Natural Gas | Stove/Oven | E6 |  | Baseline Forecast | 0 | 0 | 0 | 0 | 0 | 0 | 0 | 0 | 0 | 0 | 0 | 0 | 0 | 0 | 0 | 0 | 0 | 0 | 0 | 0 | 0 | 0 | 0 | 0 | 0 | 0 | 0 | 0 | 0 | 0 | 0 | 0 | 0
Residential_Multi-Family Regular Income_New_Appliances_Natural Gas_Stove/Oven_E7_Baseline Forecast | Residential | Multi-Family Regular Income | New | Appliances | Natural Gas | Stove/Oven | E7 |  | Baseline Forecast | 0 | 0 | 0 | 0 | 0 | 0 | 0 | 0 | 0 | 0 | 0 | 0 | 0 | 0 | 0 | 0 | 0 | 0 | 0 | 0 | 0 | 0 | 0 | 0 | 0 | 0 | 0 | 0 | 0 | 0 | 0 | 0 | 0
Residential_Multi-Family Regular Income_New_Appliances_Natural Gas_Stove/Oven_E8_Baseline Forecast | Residential | Multi-Family Regular Income | New | Appliances | Natural Gas | Stove/Oven | E8 |  | Baseline Forecast | 0 | 0 | 0 | 0 | 0 | 0 | 0 | 0 | 0 | 0 | 0 | 0 | 0 | 0 | 0 | 0 | 0 | 0 | 0 | 0 | 0 | 0 | 0 | 0 | 0 | 0 | 0 | 0 | 0 | 0 | 0 | 0 | 0
Residential_Multi-Family Regular Income_New_Appliances_Natural Gas_Stove/Oven_E9_Baseline Forecast | Residential | Multi-Family Regular Income | New | Appliances | Natural Gas | Stove/Oven | E9 |  | Baseline Forecast | 0 | 0 | 0 | 0 | 0 | 0 | 0 | 0 | 0 | 0 | 0 | 0 | 0 | 0 | 0 | 0 | 0 | 0 | 0 | 0 | 0 | 0 | 0 | 0 | 0 | 0 | 0 | 0 | 0 | 0 | 0 | 0 | 0
Residential_Multi-Family Regular Income_New_Appliances_Natural Gas_Stove/Oven_E10_Baseline Forecast | Residential | Multi-Family Regular Income | New | Appliances | Natural Gas | Stove/Oven | E10 |  | Baseline Forecast | 0 | 0 | 0 | 0 | 0 | 0 | 0 | 0 | 0 | 0 | 0 | 0 | 0 | 0 | 0 | 0 | 0 | 0 | 0 | 0 | 0 | 0 | 0 | 0 | 0 | 0 | 0 | 0 | 0 | 0 | 0 | 0 | 0
Residential_Multi-Family Regular Income_New_Miscellaneous_Natural Gas_Pool Heater_E1_Baseline Forecast | Residential | Multi-Family Regular Income | New | Miscellaneous | Natural Gas | Pool Heater | E1 |  | Baseline Forecast | 0 | 0 | 0 | 0 | 0 | 0 | 0 | 0 | 0 | 0 | 0 | 0 | 0 | 0 | 0 | 0 | 0 | 0 | 0 | 0 | 0 | 0 | 0 | 0 | 0 | 0 | 0 | 0 | 0 | 0 | 0 | 0 | 0
Residential_Multi-Family Regular Income_New_Miscellaneous_Natural Gas_Pool Heater_E2_Baseline Forecast | Residential | Multi-Family Regular Income | New | Miscellaneous | Natural Gas | Pool Heater | E2 |  | Baseline Forecast | 0 | 0 | 0 | 0 | 0 | 0 | 0 | 0 | 0 | 0 | 0 | 0 | 0 | 0 | 0 | 0 | 0 | 0 | 0 | 0 | 0 | 0 | 0 | 0 | 0 | 0 | 0 | 0 | 0 | 0 | 0 | 0 | 0
Residential_Multi-Family Regular Income_New_Miscellaneous_Natural Gas_Pool Heater_E3_Baseline Forecast | Residential | Multi-Family Regular Income | New | Miscellaneous | Natural Gas | Pool Heater | E3 |  | Baseline Forecast | 0 | 0 | 0 | 0 | 0 | 0 | 0 | 0 | 0 | 0 | 0 | 0 | 0 | 0 | 0 | 0 | 0 | 0 | 0 | 0 | 0 | 0 | 0 | 0 | 0 | 0 | 0 | 0 | 0 | 0 | 0 | 0 | 0
Residential_Multi-Family Regular Income_New_Miscellaneous_Natural Gas_Pool Heater_E4_Baseline Forecast | Residential | Multi-Family Regular Income | New | Miscellaneous | Natural Gas | Pool Heater | E4 |  | Baseline Forecast | 0 | 0 | 0 | 0 | 0 | 0 | 0 | 0 | 0 | 0 | 0 | 0 | 0 | 0 | 0 | 0 | 0 | 0 | 0 | 0 | 0 | 0 | 0 | 0 | 0 | 0 | 0 | 0 | 0 | 0 | 0 | 0 | 0
Residential_Multi-Family Regular Income_New_Miscellaneous_Natural Gas_Pool Heater_E5_Baseline Forecast | Residential | Multi-Family Regular Income | New | Miscellaneous | Natural Gas | Pool Heater | E5 |  | Baseline Forecast | 0 | 0 | 0 | 0 | 0 | 0 | 0 | 0 | 0 | 0 | 0 | 0 | 0 | 0 | 0 | 0 | 0 | 0 | 0 | 0 | 0 | 0 | 0 | 0 | 0 | 0 | 0 | 0 | 0 | 0 | 0 | 0 | 0
Residential_Multi-Family Regular Income_New_Miscellaneous_Natural Gas_Pool Heater_E6_Baseline Forecast | Residential | Multi-Family Regular Income | New | Miscellaneous | Natural Gas | Pool Heater | E6 |  | Baseline Forecast | 0 | 0 | 0 | 0 | 0 | 0 | 0 | 0 | 0 | 0 | 0 | 0 | 0 | 0 | 0 | 0 | 0 | 0 | 0 | 0 | 0 | 0 | 0 | 0 | 0 | 0 | 0 | 0 | 0 | 0 | 0 | 0 | 0
Residential_Multi-Family Regular Income_New_Miscellaneous_Natural Gas_Pool Heater_E7_Baseline Forecast | Residential | Multi-Family Regular Income | New | Miscellaneous | Natural Gas | Pool Heater | E7 |  | Baseline Forecast | 0 | 0 | 0 | 0 | 0 | 0 | 0 | 0 | 0 | 0 | 0 | 0 | 0 | 0 | 0 | 0 | 0 | 0 | 0 | 0 | 0 | 0 | 0 | 0 | 0 | 0 | 0 | 0 | 0 | 0 | 0 | 0 | 0
Residential_Multi-Family Regular Income_New_Miscellaneous_Natural Gas_Pool Heater_E8_Baseline Forecast | Residential | Multi-Family Regular Income | New | Miscellaneous | Natural Gas | Pool Heater | E8 |  | Baseline Forecast | 0 | 0 | 0 | 0 | 0 | 0 | 0 | 0 | 0 | 0 | 0 | 0 | 0 | 0 | 0 | 0 | 0 | 0 | 0 | 0 | 0 | 0 | 0 | 0 | 0 | 0 | 0 | 0 | 0 | 0 | 0 | 0 | 0
Residential_Multi-Family Regular Income_New_Miscellaneous_Natural Gas_Pool Heater_E9_Baseline Forecast | Residential | Multi-Family Regular Income | New | Miscellaneous | Natural Gas | Pool Heater | E9 |  | Baseline Forecast | 0 | 0 | 0 | 0 | 0 | 0 | 0 | 0 | 0 | 0 | 0 | 0 | 0 | 0 | 0 | 0 | 0 | 0 | 0 | 0 | 0 | 0 | 0 | 0 | 0 | 0 | 0 | 0 | 0 | 0 | 0 | 0 | 0
Residential_Multi-Family Regular Income_New_Miscellaneous_Natural Gas_Pool Heater_E10_Baseline Forecast | Residential | Multi-Family Regular Income | New | Miscellaneous | Natural Gas | Pool Heater | E10 |  | Baseline Forecast | 0 | 0 | 0 | 0 | 0 | 0 | 0 | 0 | 0 | 0 | 0 | 0 | 0 | 0 | 0 | 0 | 0 | 0 | 0 | 0 | 0 | 0 | 0 | 0 | 0 | 0 | 0 | 0 | 0 | 0 | 0 | 0 | 0
Residential_Multi-Family Regular Income_New_Miscellaneous_Natural Gas_Miscellaneous_E1_Baseline Forecast | Residential | Multi-Family Regular Income | New | Miscellaneous | Natural Gas | Miscellaneous | E1 |  | Baseline Forecast | 0 | 59.4201 | 86.6555 | 82.8966 | 77.8327 | 72.5128 | 71.4454 | 80.3087 | 91.7057 | 100.8631 | 108.0108 | 113.0101 | 117.0529 | 138.5545 | 149.2806 | 151.0943 | 153.4175 | 156.2084 | 160.3738 | 170.0676 | 180.6033 | 189.0233 | 195.8964 | 201.4582 | 206.4202 | 217.0032 | 224.5295 | 229.7073 | 235.2725 | 240.9049 | 246.7673 | 254.9225 | 265.3868
Residential_Multi-Family Regular Income_New_Miscellaneous_Natural Gas_Miscellaneous_E2_Baseline Forecast | Residential | Multi-Family Regular Income | New | Miscellaneous | Natural Gas | Miscellaneous | E2 |  | Baseline Forecast | 0 | 0 | 0 | 0 | 0 | 0 | 0 | 0 | 0 | 0 | 0 | 0 | 0 | 0 | 0 | 0 | 0 | 0 | 0 | 0 | 0 | 0 | 0 | 0 | 0 | 0 | 0 | 0 | 0 | 0 | 0 | 0 | 0
Residential_Multi-Family Regular Income_New_Miscellaneous_Natural Gas_Miscellaneous_E3_Baseline Forecast | Residential | Multi-Family Regular Income | New | Miscellaneous | Natural Gas | Miscellaneous | E3 |  | Baseline Forecast | 0 | 0 | 0 | 0 | 0 | 0 | 0 | 0 | 0 | 0 | 0 | 0 | 0 | 0 | 0 | 0 | 0 | 0 | 0 | 0 | 0 | 0 | 0 | 0 | 0 | 0 | 0 | 0 | 0 | 0 | 0 | 0 | 0
Residential_Multi-Family Regular Income_New_Miscellaneous_Natural Gas_Miscellaneous_E4_Baseline Forecast | Residential | Multi-Family Regular Income | New | Miscellaneous | Natural Gas | Miscellaneous | E4 |  | Baseline Forecast | 0 | 0 | 0 | 0 | 0 | 0 | 0 | 0 | 0 | 0 | 0 | 0 | 0 | 0 | 0 | 0 | 0 | 0 | 0 | 0 | 0 | 0 | 0 | 0 | 0 | 0 | 0 | 0 | 0 | 0 | 0 | 0 | 0
Residential_Multi-Family Regular Income_New_Miscellaneous_Natural Gas_Miscellaneous_E5_Baseline Forecast | Residential | Multi-Family Regular Income | New | Miscellaneous | Natural Gas | Miscellaneous | E5 |  | Baseline Forecast | 0 | 0 | 0 | 0 | 0 | 0 | 0 | 0 | 0 | 0 | 0 | 0 | 0 | 0 | 0 | 0 | 0 | 0 | 0 | 0 | 0 | 0 | 0 | 0 | 0 | 0 | 0 | 0 | 0 | 0 | 0 | 0 | 0
Residential_Multi-Family Regular Income_New_Miscellaneous_Natural Gas_Miscellaneous_E6_Baseline Forecast | Residential | Multi-Family Regular Income | New | Miscellaneous | Natural Gas | Miscellaneous | E6 |  | Baseline Forecast | 0 | 0 | 0 | 0 | 0 | 0 | 0 | 0 | 0 | 0 | 0 | 0 | 0 | 0 | 0 | 0 | 0 | 0 | 0 | 0 | 0 | 0 | 0 | 0 | 0 | 0 | 0 | 0 | 0 | 0 | 0 | 0 | 0
Residential_Multi-Family Regular Income_New_Miscellaneous_Natural Gas_Miscellaneous_E7_Baseline Forecast | Residential | Multi-Family Regular Income | New | Miscellaneous | Natural Gas | Miscellaneous | E7 |  | Baseline Forecast | 0 | 0 | 0 | 0 | 0 | 0 | 0 | 0 | 0 | 0 | 0 | 0 | 0 | 0 | 0 | 0 | 0 | 0 | 0 | 0 | 0 | 0 | 0 | 0 | 0 | 0 | 0 | 0 | 0 | 0 | 0 | 0 | 0
Residential_Multi-Family Regular Income_New_Miscellaneous_Natural Gas_Miscellaneous_E8_Baseline Forecast | Residential | Multi-Family Regular Income | New | Miscellaneous | Natural Gas | Miscellaneous | E8 |  | Baseline Forecast | 0 | 0 | 0 | 0 | 0 | 0 | 0 | 0 | 0 | 0 | 0 | 0 | 0 | 0 | 0 | 0 | 0 | 0 | 0 | 0 | 0 | 0 | 0 | 0 | 0 | 0 | 0 | 0 | 0 | 0 | 0 | 0 | 0
Residential_Multi-Family Regular Income_New_Miscellaneous_Natural Gas_Miscellaneous_E9_Baseline Forecast | Residential | Multi-Family Regular Income | New | Miscellaneous | Natural Gas | Miscellaneous | E9 |  | Baseline Forecast | 0 | 0 | 0 | 0 | 0 | 0 | 0 | 0 | 0 | 0 | 0 | 0 | 0 | 0 | 0 | 0 | 0 | 0 | 0 | 0 | 0 | 0 | 0 | 0 | 0 | 0 | 0 | 0 | 0 | 0 | 0 | 0 | 0
Residential_Multi-Family Regular Income_New_Miscellaneous_Natural Gas_Miscellaneous_E10_Baseline Forecast | Residential | Multi-Family Regular Income | New | Miscellaneous | Natural Gas | Miscellaneous | E10 |  | Baseline Forecast | 0 | 0 | 0 | 0 | 0 | 0 | 0 | 0 | 0 | 0 | 0 | 0 | 0 | 0 | 0 | 0 | 0 | 0 | 0 | 0 | 0 | 0 | 0 | 0 | 0 | 0 | 0 | 0 | 0 | 0 | 0 | 0 | 0
Residential_Multi-Family Moderate Income_Existing_Space Heating_Natural Gas_Furnace_E1_Baseline Forecast | Residential | Multi-Family Moderate Income | Existing | Space Heating | Natural Gas | Furnace | E1 |  | Baseline Forecast | 0 | 143.1327 | 151.327 | 87.036 | 80.8602 | 102.4636 | 109.321 | 114.6753 | 120.3578 | 124.9663 | 128.469 | 131.7462 | 134.6034 | 137.0493 | 139.4321 | 141.5587 | 143.5731 | 145.1917 | 146.8597 | 149.2795 | 146.2216 | 142.9641 | 115.7235 | 113.8332 | 112.4502 | 111.7949 | 111.2113 | 110.7172 | 110.5106 | 110.4729 | 151.8559 | 150.388 | 128.5909
Residential_Multi-Family Moderate Income_Existing_Space Heating_Natural Gas_Furnace_E2_Baseline Forecast | Residential | Multi-Family Moderate Income | Existing | Space Heating | Natural Gas | Furnace | E2 |  | Baseline Forecast | 0 | 7.8162 | 8.2657 | 4.7549 | 4.4162 | 5.5958 | 5.9709 | 6.2636 | 6.5744 | 6.8263 | 7.0176 | 7.1961 | 7.3516 | 7.4844 | 7.6133 | 7.7279 | 7.836 | 7.9222 | 8.011 | 8.1407 | 7.9714 | 7.7913 | 6.3045 | 6.1993 | 6.1214 | 6.0831 | 6.0486 | 6.0188 | 6.0044 | 5.999 | 8.2412 | 8.1565 | 6.9681
Residential_Multi-Family Moderate Income_Existing_Space Heating_Natural Gas_Furnace_E3_Baseline Forecast | Residential | Multi-Family Moderate Income | Existing | Space Heating | Natural Gas | Furnace | E3 |  | Baseline Forecast | 0 | 1.9541 | 2.0666 | 1.1889 | 1.1041 | 1.399 | 1.4928 | 1.566 | 1.6437 | 1.7067 | 1.7546 | 1.7992 | 1.838 | 1.8712 | 1.9033 | 1.9319 | 1.9588 | 1.9802 | 2.0023 | 2.0345 | 1.9921 | 1.9469 | 1.5753 | 1.5488 | 1.5293 | 1.5195 | 1.5107 | 1.5031 | 1.4993 | 1.4978 | 2.0573 | 2.0359 | 1.7389
Residential_Multi-Family Moderate Income_Existing_Space Heating_Natural Gas_Furnace_E4_Baseline Forecast | Residential | Multi-Family Moderate Income | Existing | Space Heating | Natural Gas | Furnace | E4 |  | Baseline Forecast | 0 | 0 | 0 | 0 | 0 | 0 | 0 | 0 | 0 | 0 | 0 | 0 | 0 | 0 | 0 | 0 | 0 | 0 | 0 | 0 | 0 | 0 | 0 | 0 | 0 | 0 | 0 | 0 | 0 | 0 | 0 | 0 | 0
Residential_Multi-Family Moderate Income_Existing_Space Heating_Natural Gas_Furnace_E5_Baseline Forecast | Residential | Multi-Family Moderate Income | Existing | Space Heating | Natural Gas | Furnace | E5 |  | Baseline Forecast | 0 | 0.91825 | 0.97166 | 0.55922 | 0.51909 | 0.65769 | 0.70195 | 0.73635 | 0.77285 | 0.80225 | 0.8243 | 0.84475 | 0.86245 | 0.87742 | 0.89182 | 0.90445 | 0.91623 | 0.9254 | 0.93495 | 0.94947 | 0.92906 | 0.90739 | 0.73362 | 0.72077 | 0.71105 | 0.7059 | 0.70115 | 0.69693 | 0.69442 | 0.69293 | 0.95063 | 0.93954 | 0.80044
Residential_Multi-Family Moderate Income_Existing_Space Heating_Natural Gas_Furnace_E6_Baseline Forecast | Residential | Multi-Family Moderate Income | Existing | Space Heating | Natural Gas | Furnace | E6 |  | Baseline Forecast | 0 | 0 | 0 | 0 | 0 | 0 | 0 | 0 | 0 | 0 | 0 | 0 | 0 | 0 | 0 | 0 | 0 | 0 | 0 | 0 | 0 | 0 | 0 | 0 | 0 | 0 | 0 | 0 | 0 | 0 | 0 | 0 | 0
Residential_Multi-Family Moderate Income_Existing_Space Heating_Natural Gas_Furnace_E7_Baseline Forecast | Residential | Multi-Family Moderate Income | Existing | Space Heating | Natural Gas | Furnace | E7 |  | Baseline Forecast | 0 | 0 | 0 | 0 | 0 | 0 | 0 | 0 | 0 | 0 | 0 | 0 | 0 | 0 | 0 | 0 | 0 | 0 | 0 | 0 | 0 | 0 | 0 | 0 | 0 | 0 | 0 | 0 | 0 | 0 | 0 | 0 | 0
Residential_Multi-Family Moderate Income_Existing_Space Heating_Natural Gas_Furnace_E8_Baseline Forecast | Residential | Multi-Family Moderate Income | Existing | Space Heating | Natural Gas | Furnace | E8 |  | Baseline Forecast | 0 | 0 | 0 | 0 | 0 | 0 | 0 | 0 | 0 | 0 | 0 | 0 | 0 | 0 | 0 | 0 | 0 | 0 | 0 | 0 | 0 | 0 | 0 | 0 | 0 | 0 | 0 | 0 | 0 | 0 | 0 | 0 | 0
Residential_Multi-Family Moderate Income_Existing_Space Heating_Natural Gas_Furnace_E9_Baseline Forecast | Residential | Multi-Family Moderate Income | Existing | Space Heating | Natural Gas | Furnace | E9 |  | Baseline Forecast | 0 | 0 | 0 | 0 | 0 | 0 | 0 | 0 | 0 | 0 | 0 | 0 | 0 | 0 | 0 | 0 | 0 | 0 | 0 | 0 | 0 | 0 | 0 | 0 | 0 | 0 | 0 | 0 | 0 | 0 | 0 | 0 | 0
Residential_Multi-Family Moderate Income_Existing_Space Heating_Natural Gas_Furnace_E10_Baseline Forecast | Residential | Multi-Family Moderate Income | Existing | Space Heating | Natural Gas | Furnace | E10 |  | Baseline Forecast | 0 | 0 | 0 | 0 | 0 | 0 | 0 | 0 | 0 | 0 | 0 | 0 | 0 | 0 | 0 | 0 | 0 | 0 | 0 | 0 | 0 | 0 | 0 | 0 | 0 | 0 | 0 | 0 | 0 | 0 | 0 | 0 | 0
Residential_Multi-Family Moderate Income_Existing_Space Heating_Natural Gas_Boiler_E1_Baseline Forecast | Residential | Multi-Family Moderate Income | Existing | Space Heating | Natural Gas | Boiler | E1 |  | Baseline Forecast | 0 | 25.2523 | 0 | 0 | 0 | 0 | 0 | 0 | 0 | 0 | 0 | 0 | 0 | 0 | 0 | 0 | 0 | 0 | 0 | 0 | 0 | 0 | 0 | 0 | 0 | 0 | 0 | 0 | 0 | 0 | 0 | 0 | 0
Residential_Multi-Family Moderate Income_Existing_Space Heating_Natural Gas_Boiler_E2_Baseline Forecast | Residential | Multi-Family Moderate Income | Existing | Space Heating | Natural Gas | Boiler | E2 |  | Baseline Forecast | 0 | 0 | 13.9058 | 7.555 | 6.9173 | 9.0025 | 9.6386 | 10.1273 | 10.6486 | 11.0652 | 11.3741 | 11.6619 | 11.9096 | 12.1182 | 12.3219 | 12.5017 | 12.6624 | 12.7859 | 12.8976 | 13.0207 | 13.134 | 13.2392 | 13.4453 | 13.7048 | 13.381 | 13.0344 | 12.9113 | 12.8541 | 12.8491 | 12.9018 | 12.9912 | 13.1053 | 13.2372
Residential_Multi-Family Moderate Income_Existing_Space Heating_Natural Gas_Boiler_E3_Baseline Forecast | Residential | Multi-Family Moderate Income | Existing | Space Heating | Natural Gas | Boiler | E3 |  | Baseline Forecast | 0 | 7.8553 | 13.6851 | 7.4356 | 6.8073 | 8.8589 | 9.485 | 9.966 | 10.479 | 10.8887 | 11.1923 | 11.475 | 11.7182 | 11.9226 | 12.1221 | 12.2979 | 12.455 | 12.5754 | 12.6841 | 12.8041 | 12.9142 | 13.0162 | 13.2174 | 13.471 | 13.151 | 12.8086 | 12.6858 | 12.6277 | 12.6207 | 12.6694 | 12.7532 | 12.8602 | 12.9832
Residential_Multi-Family Moderate Income_Existing_Space Heating_Natural Gas_Boiler_E4_Baseline Forecast | Residential | Multi-Family Moderate Income | Existing | Space Heating | Natural Gas | Boiler | E4 |  | Baseline Forecast | 0 | 7.8555 | 13.7008 | 7.4444 | 6.8149 | 8.8685 | 9.4954 | 9.9768 | 10.4903 | 10.9004 | 11.2041 | 11.4866 | 11.7294 | 11.9334 | 12.1322 | 12.3074 | 12.4636 | 12.5833 | 12.691 | 12.8101 | 12.9192 | 13.0202 | 13.2201 | 13.4724 | 13.151 | 12.807 | 12.6827 | 12.6229 | 12.6141 | 12.6604 | 12.7407 | 12.8433 | 12.9607
Residential_Multi-Family Moderate Income_Existing_Space Heating_Natural Gas_Boiler_E5_Baseline Forecast | Residential | Multi-Family Moderate Income | Existing | Space Heating | Natural Gas | Boiler | E5 |  | Baseline Forecast | 0 | 3.0271 | 5.2806 | 2.8695 | 2.6265 | 3.4177 | 3.6594 | 3.8449 | 4.0428 | 4.2008 | 4.3176 | 4.4261 | 4.5193 | 4.5975 | 4.6735 | 4.7404 | 4.8 | 4.8454 | 4.8863 | 4.9314 | 4.9727 | 5.0108 | 5.0869 | 5.183 | 5.0584 | 4.9251 | 4.8762 | 4.8521 | 4.8475 | 4.8636 | 4.8921 | 4.9286 | 4.97
Residential_Multi-Family Moderate Income_Existing_Space Heating_Natural Gas_Boiler_E6_Baseline Forecast | Residential | Multi-Family Moderate Income | Existing | Space Heating | Natural Gas | Boiler | E6 |  | Baseline Forecast | 0 | 0 | 0 | 0 | 0 | 0 | 0 | 0 | 0 | 0 | 0 | 0 | 0 | 0 | 0 | 0 | 0 | 0 | 0 | 0 | 0 | 0 | 0 | 0 | 0 | 0 | 0 | 0 | 0 | 0 | 0 | 0 | 0
Residential_Multi-Family Moderate Income_Existing_Space Heating_Natural Gas_Boiler_E7_Baseline Forecast | Residential | Multi-Family Moderate Income | Existing | Space Heating | Natural Gas | Boiler | E7 |  | Baseline Forecast | 0 | 0 | 0 | 0 | 0 | 0 | 0 | 0 | 0 | 0 | 0 | 0 | 0 | 0 | 0 | 0 | 0 | 0 | 0 | 0 | 0 | 0 | 0 | 0 | 0 | 0 | 0 | 0 | 0 | 0 | 0 | 0 | 0
Residential_Multi-Family Moderate Income_Existing_Space Heating_Natural Gas_Boiler_E8_Baseline Forecast | Residential | Multi-Family Moderate Income | Existing | Space Heating | Natural Gas | Boiler | E8 |  | Baseline Forecast | 0 | 0 | 0 | 0 | 0 | 0 | 0 | 0 | 0 | 0 | 0 | 0 | 0 | 0 | 0 | 0 | 0 | 0 | 0 | 0 | 0 | 0 | 0 | 0 | 0 | 0 | 0 | 0 | 0 | 0 | 0 | 0 | 0
Residential_Multi-Family Moderate Income_Existing_Space Heating_Natural Gas_Boiler_E9_Baseline Forecast | Residential | Multi-Family Moderate Income | Existing | Space Heating | Natural Gas | Boiler | E9 |  | Baseline Forecast | 0 | 0 | 0 | 0 | 0 | 0 | 0 | 0 | 0 | 0 | 0 | 0 | 0 | 0 | 0 | 0 | 0 | 0 | 0 | 0 | 0 | 0 | 0 | 0 | 0 | 0 | 0 | 0 | 0 | 0 | 0 | 0 | 0
Residential_Multi-Family Moderate Income_Existing_Space Heating_Natural Gas_Boiler_E10_Baseline Forecast | Residential | Multi-Family Moderate Income | Existing | Space Heating | Natural Gas | Boiler | E10 |  | Baseline Forecast | 0 | 0 | 0 | 0 | 0 | 0 | 0 | 0 | 0 | 0 | 0 | 0 | 0 | 0 | 0 | 0 | 0 | 0 | 0 | 0 | 0 | 0 | 0 | 0 | 0 | 0 | 0 | 0 | 0 | 0 | 0 | 0 | 0
Residential_Multi-Family Moderate Income_Existing_Secondary Heating_Natural Gas_Fireplace_E1_Baseline Forecast | Residential | Multi-Family Moderate Income | Existing | Secondary Heating | Natural Gas | Fireplace | E1 |  | Baseline Forecast | 0 | 53.7208 | 54.3553 | 46.1924 | 45.6173 | 45.4521 | 45.2703 | 45.0621 | 44.8421 | 44.6041 | 44.3409 | 44.057 | 43.7533 | 43.4303 | 43.3146 | 43.2162 | 42.3745 | 41.6286 | 40.9615 | 40.3611 | 39.8152 | 39.3135 | 38.8462 | 51.2615 | 49.4376 | 45.9043 | 44.6301 | 43.4821 | 42.4487 | 41.447 | 40.4844 | 39.5652 | 38.6917
Residential_Multi-Family Moderate Income_Existing_Secondary Heating_Natural Gas_Fireplace_E2_Baseline Forecast | Residential | Multi-Family Moderate Income | Existing | Secondary Heating | Natural Gas | Fireplace | E2 |  | Baseline Forecast | 0 | 0 | 0 | 0 | 0 | 0 | 0 | 0 | 0 | 0 | 0 | 0 | 0 | 0 | 0 | 0 | 0 | 0 | 0 | 0 | 0 | 0 | 0 | 0 | 0 | 0 | 0 | 0 | 0 | 0 | 0 | 0 | 0
Residential_Multi-Family Moderate Income_Existing_Secondary Heating_Natural Gas_Fireplace_E3_Baseline Forecast | Residential | Multi-Family Moderate Income | Existing | Secondary Heating | Natural Gas | Fireplace | E3 |  | Baseline Forecast | 0 | 0 | 0 | 0 | 0 | 0 | 0 | 0 | 0 | 0 | 0 | 0 | 0 | 0 | 0 | 0 | 0 | 0 | 0 | 0 | 0 | 0 | 0 | 0 | 0 | 0 | 0 | 0 | 0 | 0 | 0 | 0 | 0
Residential_Multi-Family Moderate Income_Existing_Secondary Heating_Natural Gas_Fireplace_E4_Baseline Forecast | Residential | Multi-Family Moderate Income | Existing | Secondary Heating | Natural Gas | Fireplace | E4 |  | Baseline Forecast | 0 | 0 | 0 | 0 | 0 | 0 | 0 | 0 | 0 | 0 | 0 | 0 | 0 | 0 | 0 | 0 | 0 | 0 | 0 | 0 | 0 | 0 | 0 | 0 | 0 | 0 | 0 | 0 | 0 | 0 | 0 | 0 | 0
Residential_Multi-Family Moderate Income_Existing_Secondary Heating_Natural Gas_Fireplace_E5_Baseline Forecast | Residential | Multi-Family Moderate Income | Existing | Secondary Heating | Natural Gas | Fireplace | E5 |  | Baseline Forecast | 0 | 0 | 0 | 0 | 0 | 0 | 0 | 0 | 0 | 0 | 0 | 0 | 0 | 0 | 0 | 0 | 0 | 0 | 0 | 0 | 0 | 0 | 0 | 0 | 0 | 0 | 0 | 0 | 0 | 0 | 0 | 0 | 0
Residential_Multi-Family Moderate Income_Existing_Secondary Heating_Natural Gas_Fireplace_E6_Baseline Forecast | Residential | Multi-Family Moderate Income | Existing | Secondary Heating | Natural Gas | Fireplace | E6 |  | Baseline Forecast | 0 | 0 | 0 | 0 | 0 | 0 | 0 | 0 | 0 | 0 | 0 | 0 | 0 | 0 | 0 | 0 | 0 | 0 | 0 | 0 | 0 | 0 | 0 | 0 | 0 | 0 | 0 | 0 | 0 | 0 | 0 | 0 | 0
Residential_Multi-Family Moderate Income_Existing_Secondary Heating_Natural Gas_Fireplace_E7_Baseline Forecast | Residential | Multi-Family Moderate Income | Existing | Secondary Heating | Natural Gas | Fireplace | E7 |  | Baseline Forecast | 0 | 0 | 0 | 0 | 0 | 0 | 0 | 0 | 0 | 0 | 0 | 0 | 0 | 0 | 0 | 0 | 0 | 0 | 0 | 0 | 0 | 0 | 0 | 0 | 0 | 0 | 0 | 0 | 0 | 0 | 0 | 0 | 0
Residential_Multi-Family Moderate Income_Existing_Secondary Heating_Natural Gas_Fireplace_E8_Baseline Forecast | Residential | Multi-Family Moderate Income | Existing | Secondary Heating | Natural Gas | Fireplace | E8 |  | Baseline Forecast | 0 | 0 | 0 | 0 | 0 | 0 | 0 | 0 | 0 | 0 | 0 | 0 | 0 | 0 | 0 | 0 | 0 | 0 | 0 | 0 | 0 | 0 | 0 | 0 | 0 | 0 | 0 | 0 | 0 | 0 | 0 | 0 | 0
Residential_Multi-Family Moderate Income_Existing_Secondary Heating_Natural Gas_Fireplace_E9_Baseline Forecast | Residential | Multi-Family Moderate Income | Existing | Secondary Heating | Natural Gas | Fireplace | E9 |  | Baseline Forecast | 0 | 0 | 0 | 0 | 0 | 0 | 0 | 0 | 0 | 0 | 0 | 0 | 0 | 0 | 0 | 0 | 0 | 0 | 0 | 0 | 0 | 0 | 0 | 0 | 0 | 0 | 0 | 0 | 0 | 0 | 0 | 0 | 0
Residential_Multi-Family Moderate Income_Existing_Secondary Heating_Natural Gas_Fireplace_E10_Baseline Forecast | Residential | Multi-Family Moderate Income | Existing | Secondary Heating | Natural Gas | Fireplace | E10 |  | Baseline Forecast | 0 | 0 | 0 | 0 | 0 | 0 | 0 | 0 | 0 | 0 | 0 | 0 | 0 | 0 | 0 | 0 | 0 | 0 | 0 | 0 | 0 | 0 | 0 | 0 | 0 | 0 | 0 | 0 | 0 | 0 | 0 | 0 | 0
Residential_Multi-Family Moderate Income_Existing_Water Heating_Natural Gas_Water Heater (<= 55 gal)_E1_Baseline Forecast | Residential | Multi-Family Moderate Income | Existing | Water Heating | Natural Gas | Water Heater (<= 55 gal) | E1 |  | Baseline Forecast | 0 | 20.7283 | 24.1312 | 22.021 | 23.9414 | 25.7564 | 26.8842 | 27.8453 | 28.69 | 29.3196 | 28.2316 | 28.6133 | 26.6339 | 25.4253 | 24.1385 | 23.2982 | 22.7814 | 22.4974 | 22.3846 | 27.171 | 27.2418 | 26.1896 | 26.3193 | 26.1099 | 25.7018 | 25.1311 | 24.4823 | 23.8834 | 23.309 | 22.7823 | 22.4287 | 22.2834 | 22.0063
Residential_Multi-Family Moderate Income_Existing_Water Heating_Natural Gas_Water Heater (<= 55 gal)_E2_Baseline Forecast | Residential | Multi-Family Moderate Income | Existing | Water Heating | Natural Gas | Water Heater (<= 55 gal) | E2 |  | Baseline Forecast | 0 | 96.2331 | 110.2156 | 99.3778 | 107.1535 | 114.2667 | 120.4873 | 125.5124 | 129.5478 | 132.8418 | 137.0135 | 139.0073 | 130.6361 | 125.1071 | 119.0964 | 115.1707 | 112.819 | 111.6234 | 111.2534 | 135.1691 | 135.6732 | 130.6983 | 131.4574 | 130.6153 | 128.8666 | 126.3299 | 123.4407 | 120.421 | 117.5248 | 114.8692 | 113.0865 | 112.3537 | 110.9567
Residential_Multi-Family Moderate Income_Existing_Water Heating_Natural Gas_Water Heater (<= 55 gal)_E3_Baseline Forecast | Residential | Multi-Family Moderate Income | Existing | Water Heating | Natural Gas | Water Heater (<= 55 gal) | E3 |  | Baseline Forecast | 0 | 4.8732 | 5.5978 | 5.058 | 5.4621 | 5.8343 | 6.1403 | 6.3898 | 6.5927 | 6.7565 | 6.8846 | 6.9838 | 6.5526 | 6.2722 | 5.9679 | 5.7693 | 5.6498 | 5.588 | 5.5682 | 6.7638 | 6.7878 | 6.5366 | 6.5736 | 6.5301 | 6.4403 | 6.3108 | 6.1634 | 6.0126 | 5.868 | 5.7354 | 5.6464 | 5.6098 | 5.5401
Residential_Multi-Family Moderate Income_Existing_Water Heating_Natural Gas_Water Heater (<= 55 gal)_E4_Baseline Forecast | Residential | Multi-Family Moderate Income | Existing | Water Heating | Natural Gas | Water Heater (<= 55 gal) | E4 |  | Baseline Forecast | 0 | 0 | 0 | 0 | 0 | 0 | 0 | 0 | 0 | 0 | 0 | 0 | 0 | 0 | 0 | 0 | 0 | 0 | 0 | 0 | 0 | 0 | 0 | 0 | 0 | 0 | 0 | 0 | 0 | 0 | 0 | 0 | 0
Residential_Multi-Family Moderate Income_Existing_Water Heating_Natural Gas_Water Heater (<= 55 gal)_E5_Baseline Forecast | Residential | Multi-Family Moderate Income | Existing | Water Heating | Natural Gas | Water Heater (<= 55 gal) | E5 |  | Baseline Forecast | 0 | 0 | 0 | 0 | 0 | 0 | 0 | 0 | 0 | 0 | 0 | 0 | 0 | 0 | 0 | 0 | 0 | 0 | 0 | 0 | 0 | 0 | 0 | 0 | 0 | 0 | 0 | 0 | 0 | 0 | 0 | 0 | 0
Residential_Multi-Family Moderate Income_Existing_Water Heating_Natural Gas_Water Heater (<= 55 gal)_E6_Baseline Forecast | Residential | Multi-Family Moderate Income | Existing | Water Heating | Natural Gas | Water Heater (<= 55 gal) | E6 |  | Baseline Forecast | 0 | 0 | 0 | 0 | 0 | 0 | 0 | 0 | 0 | 0 | 0 | 0 | 0 | 0 | 0 | 0 | 0 | 0 | 0 | 0 | 0 | 0 | 0 | 0 | 0 | 0 | 0 | 0 | 0 | 0 | 0 | 0 | 0
Residential_Multi-Family Moderate Income_Existing_Water Heating_Natural Gas_Water Heater (<= 55 gal)_E7_Baseline Forecast | Residential | Multi-Family Moderate Income | Existing | Water Heating | Natural Gas | Water Heater (<= 55 gal) | E7 |  | Baseline Forecast | 0 | 0 | 0 | 0 | 0 | 0 | 0 | 0 | 0 | 0 | 0 | 0 | 0 | 0 | 0 | 0 | 0 | 0 | 0 | 0 | 0 | 0 | 0 | 0 | 0 | 0 | 0 | 0 | 0 | 0 | 0 | 0 | 0
Residential_Multi-Family Moderate Income_Existing_Water Heating_Natural Gas_Water Heater (<= 55 gal)_E8_Baseline Forecast | Residential | Multi-Family Moderate Income | Existing | Water Heating | Natural Gas | Water Heater (<= 55 gal) | E8 |  | Baseline Forecast | 0 | 0 | 0 | 0 | 0 | 0 | 0 | 0 | 0 | 0 | 0 | 0 | 0 | 0 | 0 | 0 | 0 | 0 | 0 | 0 | 0 | 0 | 0 | 0 | 0 | 0 | 0 | 0 | 0 | 0 | 0 | 0 | 0
Residential_Multi-Family Moderate Income_Existing_Water Heating_Natural Gas_Water Heater (<= 55 gal)_E9_Baseline Forecast | Residential | Multi-Family Moderate Income | Existing | Water Heating | Natural Gas | Water Heater (<= 55 gal) | E9 |  | Baseline Forecast | 0 | 0 | 0 | 0 | 0 | 0 | 0 | 0 | 0 | 0 | 0 | 0 | 0 | 0 | 0 | 0 | 0 | 0 | 0 | 0 | 0 | 0 | 0 | 0 | 0 | 0 | 0 | 0 | 0 | 0 | 0 | 0 | 0
Residential_Multi-Family Moderate Income_Existing_Water Heating_Natural Gas_Water Heater (<= 55 gal)_E10_Baseline Forecast | Residential | Multi-Family Moderate Income | Existing | Water Heating | Natural Gas | Water Heater (<= 55 gal) | E10 |  | Baseline Forecast | 0 | 0 | 0 | 0 | 0 | 0 | 0 | 0 | 0 | 0 | 0 | 0 | 0 | 0 | 0 | 0 | 0 | 0 | 0 | 0 | 0 | 0 | 0 | 0 | 0 | 0 | 0 | 0 | 0 | 0 | 0 | 0 | 0
Residential_Multi-Family Moderate Income_Existing_Water Heating_Natural Gas_Water Heater (> 55 gal)_E1_Baseline Forecast | Residential | Multi-Family Moderate Income | Existing | Water Heating | Natural Gas | Water Heater (> 55 gal) | E1 |  | Baseline Forecast | 0 | 0 | 0 | 0 | 0 | 0 | 0 | 0 | 0 | 0 | 0 | 0 | 0 | 0 | 0 | 0 | 0 | 0 | 0 | 0 | 0 | 0 | 0 | 0 | 0 | 0 | 0 | 0 | 0 | 0 | 0 | 0 | 0
Residential_Multi-Family Moderate Income_Existing_Water Heating_Natural Gas_Water Heater (> 55 gal)_E2_Baseline Forecast | Residential | Multi-Family Moderate Income | Existing | Water Heating | Natural Gas | Water Heater (> 55 gal) | E2 |  | Baseline Forecast | 0 | 0 | 0 | 0 | 0 | 0 | 0 | 0 | 0 | 0 | 0 | 0 | 0 | 0 | 0 | 0 | 0 | 0 | 0 | 0 | 0 | 0 | 0 | 0 | 0 | 0 | 0 | 0 | 0 | 0 | 0 | 0 | 0
Residential_Multi-Family Moderate Income_Existing_Water Heating_Natural Gas_Water Heater (> 55 gal)_E3_Baseline Forecast | Residential | Multi-Family Moderate Income | Existing | Water Heating | Natural Gas | Water Heater (> 55 gal) | E3 |  | Baseline Forecast | 0 | 0 | 0 | 0 | 0 | 0 | 0 | 0 | 0 | 0 | 0 | 0 | 0 | 0 | 0 | 0 | 0 | 0 | 0 | 0 | 0 | 0 | 0 | 0 | 0 | 0 | 0 | 0 | 0 | 0 | 0 | 0 | 0
Residential_Multi-Family Moderate Income_Existing_Water Heating_Natural Gas_Water Heater (> 55 gal)_E4_Baseline Forecast | Residential | Multi-Family Moderate Income | Existing | Water Heating | Natural Gas | Water Heater (> 55 gal) | E4 |  | Baseline Forecast | 0 | 0 | 0 | 0 | 0 | 0 | 0 | 0 | 0 | 0 | 0 | 0 | 0 | 0 | 0 | 0 | 0 | 0 | 0 | 0 | 0 | 0 | 0 | 0 | 0 | 0 | 0 | 0 | 0 | 0 | 0 | 0 | 0
Residential_Multi-Family Moderate Income_Existing_Water Heating_Natural Gas_Water Heater (> 55 gal)_E5_Baseline Forecast | Residential | Multi-Family Moderate Income | Existing | Water Heating | Natural Gas | Water Heater (> 55 gal) | E5 |  | Baseline Forecast | 0 | 0 | 0 | 0 | 0 | 0 | 0 | 0 | 0 | 0 | 0 | 0 | 0 | 0 | 0 | 0 | 0 | 0 | 0 | 0 | 0 | 0 | 0 | 0 | 0 | 0 | 0 | 0 | 0 | 0 | 0 | 0 | 0
Residential_Multi-Family Moderate Income_Existing_Water Heating_Natural Gas_Water Heater (> 55 gal)_E6_Baseline Forecast | Residential | Multi-Family Moderate Income | Existing | Water Heating | Natural Gas | Water Heater (> 55 gal) | E6 |  | Baseline Forecast | 0 | 0 | 0 | 0 | 0 | 0 | 0 | 0 | 0 | 0 | 0 | 0 | 0 | 0 | 0 | 0 | 0 | 0 | 0 | 0 | 0 | 0 | 0 | 0 | 0 | 0 | 0 | 0 | 0 | 0 | 0 | 0 | 0
Residential_Multi-Family Moderate Income_Existing_Water Heating_Natural Gas_Water Heater (> 55 gal)_E7_Baseline Forecast | Residential | Multi-Family Moderate Income | Existing | Water Heating | Natural Gas | Water Heater (> 55 gal) | E7 |  | Baseline Forecast | 0 | 0 | 0 | 0 | 0 | 0 | 0 | 0 | 0 | 0 | 0 | 0 | 0 | 0 | 0 | 0 | 0 | 0 | 0 | 0 | 0 | 0 | 0 | 0 | 0 | 0 | 0 | 0 | 0 | 0 | 0 | 0 | 0
Residential_Multi-Family Moderate Income_Existing_Water Heating_Natural Gas_Water Heater (> 55 gal)_E8_Baseline Forecast | Residential | Multi-Family Moderate Income | Existing | Water Heating | Natural Gas | Water Heater (> 55 gal) | E8 |  | Baseline Forecast | 0 | 0 | 0 | 0 | 0 | 0 | 0 | 0 | 0 | 0 | 0 | 0 | 0 | 0 | 0 | 0 | 0 | 0 | 0 | 0 | 0 | 0 | 0 | 0 | 0 | 0 | 0 | 0 | 0 | 0 | 0 | 0 | 0
Residential_Multi-Family Moderate Income_Existing_Water Heating_Natural Gas_Water Heater (> 55 gal)_E9_Baseline Forecast | Residential | Multi-Family Moderate Income | Existing | Water Heating | Natural Gas | Water Heater (> 55 gal) | E9 |  | Baseline Forecast | 0 | 0 | 0 | 0 | 0 | 0 | 0 | 0 | 0 | 0 | 0 | 0 | 0 | 0 | 0 | 0 | 0 | 0 | 0 | 0 | 0 | 0 | 0 | 0 | 0 | 0 | 0 | 0 | 0 | 0 | 0 | 0 | 0
Residential_Multi-Family Moderate Income_Existing_Water Heating_Natural Gas_Water Heater (> 55 gal)_E10_Baseline Forecast | Residential | Multi-Family Moderate Income | Existing | Water Heating | Natural Gas | Water Heater (> 55 gal) | E10 |  | Baseline Forecast | 0 | 0 | 0 | 0 | 0 | 0 | 0 | 0 | 0 | 0 | 0 | 0 | 0 | 0 | 0 | 0 | 0 | 0 | 0 | 0 | 0 | 0 | 0 | 0 | 0 | 0 | 0 | 0 | 0 | 0 | 0 | 0 | 0
Residential_Multi-Family Moderate Income_Existing_Appliances_Natural Gas_Clothes Dryer_E1_Baseline Forecast | Residential | Multi-Family Moderate Income | Existing | Appliances | Natural Gas | Clothes Dryer | E1 |  | Baseline Forecast | 0 | 0 | 0 | 0 | 0 | 0 | 0 | 0 | 0 | 0 | 0 | 0 | 0 | 0 | 0 | 0 | 0 | 0 | 0 | 0 | 0 | 0 | 0 | 0 | 0 | 0 | 0 | 0 | 0 | 0 | 0 | 0 | 0
Residential_Multi-Family Moderate Income_Existing_Appliances_Natural Gas_Clothes Dryer_E2_Baseline Forecast | Residential | Multi-Family Moderate Income | Existing | Appliances | Natural Gas | Clothes Dryer | E2 |  | Baseline Forecast | 0 | 0 | 0 | 0 | 0 | 0 | 0 | 0 | 0 | 0 | 0 | 0 | 0 | 0 | 0 | 0 | 0 | 0 | 0 | 0 | 0 | 0 | 0 | 0 | 0 | 0 | 0 | 0 | 0 | 0 | 0 | 0 | 0
Residential_Multi-Family Moderate Income_Existing_Appliances_Natural Gas_Clothes Dryer_E3_Baseline Forecast | Residential | Multi-Family Moderate Income | Existing | Appliances | Natural Gas | Clothes Dryer | E3 |  | Baseline Forecast | 0 | 0 | 0 | 0 | 0 | 0 | 0 | 0 | 0 | 0 | 0 | 0 | 0 | 0 | 0 | 0 | 0 | 0 | 0 | 0 | 0 | 0 | 0 | 0 | 0 | 0 | 0 | 0 | 0 | 0 | 0 | 0 | 0
Residential_Multi-Family Moderate Income_Existing_Appliances_Natural Gas_Clothes Dryer_E4_Baseline Forecast | Residential | Multi-Family Moderate Income | Existing | Appliances | Natural Gas | Clothes Dryer | E4 |  | Baseline Forecast | 0 | 0 | 0 | 0 | 0 | 0 | 0 | 0 | 0 | 0 | 0 | 0 | 0 | 0 | 0 | 0 | 0 | 0 | 0 | 0 | 0 | 0 | 0 | 0 | 0 | 0 | 0 | 0 | 0 | 0 | 0 | 0 | 0
Residential_Multi-Family Moderate Income_Existing_Appliances_Natural Gas_Clothes Dryer_E5_Baseline Forecast | Residential | Multi-Family Moderate Income | Existing | Appliances | Natural Gas | Clothes Dryer | E5 |  | Baseline Forecast | 0 | 0 | 0 | 0 | 0 | 0 | 0 | 0 | 0 | 0 | 0 | 0 | 0 | 0 | 0 | 0 | 0 | 0 | 0 | 0 | 0 | 0 | 0 | 0 | 0 | 0 | 0 | 0 | 0 | 0 | 0 | 0 | 0
Residential_Multi-Family Moderate Income_Existing_Appliances_Natural Gas_Clothes Dryer_E6_Baseline Forecast | Residential | Multi-Family Moderate Income | Existing | Appliances | Natural Gas | Clothes Dryer | E6 |  | Baseline Forecast | 0 | 0 | 0 | 0 | 0 | 0 | 0 | 0 | 0 | 0 | 0 | 0 | 0 | 0 | 0 | 0 | 0 | 0 | 0 | 0 | 0 | 0 | 0 | 0 | 0 | 0 | 0 | 0 | 0 | 0 | 0 | 0 | 0
Residential_Multi-Family Moderate Income_Existing_Appliances_Natural Gas_Clothes Dryer_E7_Baseline Forecast | Residential | Multi-Family Moderate Income | Existing | Appliances | Natural Gas | Clothes Dryer | E7 |  | Baseline Forecast | 0 | 0 | 0 | 0 | 0 | 0 | 0 | 0 | 0 | 0 | 0 | 0 | 0 | 0 | 0 | 0 | 0 | 0 | 0 | 0 | 0 | 0 | 0 | 0 | 0 | 0 | 0 | 0 | 0 | 0 | 0 | 0 | 0
Residential_Multi-Family Moderate Income_Existing_Appliances_Natural Gas_Clothes Dryer_E8_Baseline Forecast | Residential | Multi-Family Moderate Income | Existing | Appliances | Natural Gas | Clothes Dryer | E8 |  | Baseline Forecast | 0 | 0 | 0 | 0 | 0 | 0 | 0 | 0 | 0 | 0 | 0 | 0 | 0 | 0 | 0 | 0 | 0 | 0 | 0 | 0 | 0 | 0 | 0 | 0 | 0 | 0 | 0 | 0 | 0 | 0 | 0 | 0 | 0
Residential_Multi-Family Moderate Income_Existing_Appliances_Natural Gas_Clothes Dryer_E9_Baseline Forecast | Residential | Multi-Family Moderate Income | Existing | Appliances | Natural Gas | Clothes Dryer | E9 |  | Baseline Forecast | 0 | 0 | 0 | 0 | 0 | 0 | 0 | 0 | 0 | 0 | 0 | 0 | 0 | 0 | 0 | 0 | 0 | 0 | 0 | 0 | 0 | 0 | 0 | 0 | 0 | 0 | 0 | 0 | 0 | 0 | 0 | 0 | 0
Residential_Multi-Family Moderate Income_Existing_Appliances_Natural Gas_Clothes Dryer_E10_Baseline Forecast | Residential | Multi-Family Moderate Income | Existing | Appliances | Natural Gas | Clothes Dryer | E10 |  | Baseline Forecast | 0 | 0 | 0 | 0 | 0 | 0 | 0 | 0 | 0 | 0 | 0 | 0 | 0 | 0 | 0 | 0 | 0 | 0 | 0 | 0 | 0 | 0 | 0 | 0 | 0 | 0 | 0 | 0 | 0 | 0 | 0 | 0 | 0
Residential_Multi-Family Moderate Income_Existing_Appliances_Natural Gas_Stove/Oven_E1_Baseline Forecast | Residential | Multi-Family Moderate Income | Existing | Appliances | Natural Gas | Stove/Oven | E1 |  | Baseline Forecast | 0 | 31.6524 | 36.6608 | 35.1114 | 37.8323 | 40.3153 | 42.329 | 43.9436 | 45.2329 | 46.2434 | 47.0096 | 43.8157 | 41.6879 | 39.7071 | 38.4267 | 37.6652 | 37.2813 | 37.1618 | 44.7133 | 44.9162 | 43.7799 | 43.4824 | 42.828 | 41.9094 | 40.8754 | 39.8236 | 38.8166 | 37.8914 | 37.1227 | 36.7427 | 36.3075 | 36.0631 | 35.8946
Residential_Multi-Family Moderate Income_Existing_Appliances_Natural Gas_Stove/Oven_E2_Baseline Forecast | Residential | Multi-Family Moderate Income | Existing | Appliances | Natural Gas | Stove/Oven | E2 |  | Baseline Forecast | 0 | 13.4648 | 15.5988 | 14.9422 | 16.0977 | 17.158 | 18.0246 | 18.7203 | 19.2796 | 19.7202 | 20.0571 | 18.7033 | 17.804 | 16.9669 | 16.428 | 16.1108 | 15.9548 | 15.9125 | 19.1563 | 19.2533 | 18.775 | 18.6557 | 18.3813 | 17.9928 | 17.5526 | 17.1035 | 16.6728 | 16.2762 | 15.9457 | 15.7813 | 15.5918 | 15.4836 | 15.4067
Residential_Multi-Family Moderate Income_Existing_Appliances_Natural Gas_Stove/Oven_E3_Baseline Forecast | Residential | Multi-Family Moderate Income | Existing | Appliances | Natural Gas | Stove/Oven | E3 |  | Baseline Forecast | 0 | 0 | 0 | 0 | 0 | 0 | 0 | 0 | 0 | 0 | 0 | 0 | 0 | 0 | 0 | 0 | 0 | 0 | 0 | 0 | 0 | 0 | 0 | 0 | 0 | 0 | 0 | 0 | 0 | 0 | 0 | 0 | 0
Residential_Multi-Family Moderate Income_Existing_Appliances_Natural Gas_Stove/Oven_E4_Baseline Forecast | Residential | Multi-Family Moderate Income | Existing | Appliances | Natural Gas | Stove/Oven | E4 |  | Baseline Forecast | 0 | 0 | 0 | 0 | 0 | 0 | 0 | 0 | 0 | 0 | 0 | 0 | 0 | 0 | 0 | 0 | 0 | 0 | 0 | 0 | 0 | 0 | 0 | 0 | 0 | 0 | 0 | 0 | 0 | 0 | 0 | 0 | 0
Residential_Multi-Family Moderate Income_Existing_Appliances_Natural Gas_Stove/Oven_E5_Baseline Forecast | Residential | Multi-Family Moderate Income | Existing | Appliances | Natural Gas | Stove/Oven | E5 |  | Baseline Forecast | 0 | 0 | 0 | 0 | 0 | 0 | 0 | 0 | 0 | 0 | 0 | 0 | 0 | 0 | 0 | 0 | 0 | 0 | 0 | 0 | 0 | 0 | 0 | 0 | 0 | 0 | 0 | 0 | 0 | 0 | 0 | 0 | 0
Residential_Multi-Family Moderate Income_Existing_Appliances_Natural Gas_Stove/Oven_E6_Baseline Forecast | Residential | Multi-Family Moderate Income | Existing | Appliances | Natural Gas | Stove/Oven | E6 |  | Baseline Forecast | 0 | 0 | 0 | 0 | 0 | 0 | 0 | 0 | 0 | 0 | 0 | 0 | 0 | 0 | 0 | 0 | 0 | 0 | 0 | 0 | 0 | 0 | 0 | 0 | 0 | 0 | 0 | 0 | 0 | 0 | 0 | 0 | 0
Residential_Multi-Family Moderate Income_Existing_Appliances_Natural Gas_Stove/Oven_E7_Baseline Forecast | Residential | Multi-Family Moderate Income | Existing | Appliances | Natural Gas | Stove/Oven | E7 |  | Baseline Forecast | 0 | 0 | 0 | 0 | 0 | 0 | 0 | 0 | 0 | 0 | 0 | 0 | 0 | 0 | 0 | 0 | 0 | 0 | 0 | 0 | 0 | 0 | 0 | 0 | 0 | 0 | 0 | 0 | 0 | 0 | 0 | 0 | 0
Residential_Multi-Family Moderate Income_Existing_Appliances_Natural Gas_Stove/Oven_E8_Baseline Forecast | Residential | Multi-Family Moderate Income | Existing | Appliances | Natural Gas | Stove/Oven | E8 |  | Baseline Forecast | 0 | 0 | 0 | 0 | 0 | 0 | 0 | 0 | 0 | 0 | 0 | 0 | 0 | 0 | 0 | 0 | 0 | 0 | 0 | 0 | 0 | 0 | 0 | 0 | 0 | 0 | 0 | 0 | 0 | 0 | 0 | 0 | 0
Residential_Multi-Family Moderate Income_Existing_Appliances_Natural Gas_Stove/Oven_E9_Baseline Forecast | Residential | Multi-Family Moderate Income | Existing | Appliances | Natural Gas | Stove/Oven | E9 |  | Baseline Forecast | 0 | 0 | 0 | 0 | 0 | 0 | 0 | 0 | 0 | 0 | 0 | 0 | 0 | 0 | 0 | 0 | 0 | 0 | 0 | 0 | 0 | 0 | 0 | 0 | 0 | 0 | 0 | 0 | 0 | 0 | 0 | 0 | 0
Residential_Multi-Family Moderate Income_Existing_Appliances_Natural Gas_Stove/Oven_E10_Baseline Forecast | Residential | Multi-Family Moderate Income | Existing | Appliances | Natural Gas | Stove/Oven | E10 |  | Baseline Forecast | 0 | 0 | 0 | 0 | 0 | 0 | 0 | 0 | 0 | 0 | 0 | 0 | 0 | 0 | 0 | 0 | 0 | 0 | 0 | 0 | 0 | 0 | 0 | 0 | 0 | 0 | 0 | 0 | 0 | 0 | 0 | 0 | 0
Residential_Multi-Family Moderate Income_Existing_Miscellaneous_Natural Gas_Pool Heater_E1_Baseline Forecast | Residential | Multi-Family Moderate Income | Existing | Miscellaneous | Natural Gas | Pool Heater | E1 |  | Baseline Forecast | 0 | 0 | 0 | 0 | 0 | 0 | 0 | 0 | 0 | 0 | 0 | 0 | 0 | 0 | 0 | 0 | 0 | 0 | 0 | 0 | 0 | 0 | 0 | 0 | 0 | 0 | 0 | 0 | 0 | 0 | 0 | 0 | 0
Residential_Multi-Family Moderate Income_Existing_Miscellaneous_Natural Gas_Pool Heater_E2_Baseline Forecast | Residential | Multi-Family Moderate Income | Existing | Miscellaneous | Natural Gas | Pool Heater | E2 |  | Baseline Forecast | 0 | 0 | 0 | 0 | 0 | 0 | 0 | 0 | 0 | 0 | 0 | 0 | 0 | 0 | 0 | 0 | 0 | 0 | 0 | 0 | 0 | 0 | 0 | 0 | 0 | 0 | 0 | 0 | 0 | 0 | 0 | 0 | 0
Residential_Multi-Family Moderate Income_Existing_Miscellaneous_Natural Gas_Pool Heater_E3_Baseline Forecast | Residential | Multi-Family Moderate Income | Existing | Miscellaneous | Natural Gas | Pool Heater | E3 |  | Baseline Forecast | 0 | 0 | 0 | 0 | 0 | 0 | 0 | 0 | 0 | 0 | 0 | 0 | 0 | 0 | 0 | 0 | 0 | 0 | 0 | 0 | 0 | 0 | 0 | 0 | 0 | 0 | 0 | 0 | 0 | 0 | 0 | 0 | 0
Residential_Multi-Family Moderate Income_Existing_Miscellaneous_Natural Gas_Pool Heater_E4_Baseline Forecast | Residential | Multi-Family Moderate Income | Existing | Miscellaneous | Natural Gas | Pool Heater | E4 |  | Baseline Forecast | 0 | 0 | 0 | 0 | 0 | 0 | 0 | 0 | 0 | 0 | 0 | 0 | 0 | 0 | 0 | 0 | 0 | 0 | 0 | 0 | 0 | 0 | 0 | 0 | 0 | 0 | 0 | 0 | 0 | 0 | 0 | 0 | 0
Residential_Multi-Family Moderate Income_Existing_Miscellaneous_Natural Gas_Pool Heater_E5_Baseline Forecast | Residential | Multi-Family Moderate Income | Existing | Miscellaneous | Natural Gas | Pool Heater | E5 |  | Baseline Forecast | 0 | 0 | 0 | 0 | 0 | 0 | 0 | 0 | 0 | 0 | 0 | 0 | 0 | 0 | 0 | 0 | 0 | 0 | 0 | 0 | 0 | 0 | 0 | 0 | 0 | 0 | 0 | 0 | 0 | 0 | 0 | 0 | 0
Residential_Multi-Family Moderate Income_Existing_Miscellaneous_Natural Gas_Pool Heater_E6_Baseline Forecast | Residential | Multi-Family Moderate Income | Existing | Miscellaneous | Natural Gas | Pool Heater | E6 |  | Baseline Forecast | 0 | 0 | 0 | 0 | 0 | 0 | 0 | 0 | 0 | 0 | 0 | 0 | 0 | 0 | 0 | 0 | 0 | 0 | 0 | 0 | 0 | 0 | 0 | 0 | 0 | 0 | 0 | 0 | 0 | 0 | 0 | 0 | 0
Residential_Multi-Family Moderate Income_Existing_Miscellaneous_Natural Gas_Pool Heater_E7_Baseline Forecast | Residential | Multi-Family Moderate Income | Existing | Miscellaneous | Natural Gas | Pool Heater | E7 |  | Baseline Forecast | 0 | 0 | 0 | 0 | 0 | 0 | 0 | 0 | 0 | 0 | 0 | 0 | 0 | 0 | 0 | 0 | 0 | 0 | 0 | 0 | 0 | 0 | 0 | 0 | 0 | 0 | 0 | 0 | 0 | 0 | 0 | 0 | 0
Residential_Multi-Family Moderate Income_Existing_Miscellaneous_Natural Gas_Pool Heater_E8_Baseline Forecast | Residential | Multi-Family Moderate Income | Existing | Miscellaneous | Natural Gas | Pool Heater | E8 |  | Baseline Forecast | 0 | 0 | 0 | 0 | 0 | 0 | 0 | 0 | 0 | 0 | 0 | 0 | 0 | 0 | 0 | 0 | 0 | 0 | 0 | 0 | 0 | 0 | 0 | 0 | 0 | 0 | 0 | 0 | 0 | 0 | 0 | 0 | 0
Residential_Multi-Family Moderate Income_Existing_Miscellaneous_Natural Gas_Pool Heater_E9_Baseline Forecast | Residential | Multi-Family Moderate Income | Existing | Miscellaneous | Natural Gas | Pool Heater | E9 |  | Baseline Forecast | 0 | 0 | 0 | 0 | 0 | 0 | 0 | 0 | 0 | 0 | 0 | 0 | 0 | 0 | 0 | 0 | 0 | 0 | 0 | 0 | 0 | 0 | 0 | 0 | 0 | 0 | 0 | 0 | 0 | 0 | 0 | 0 | 0
Residential_Multi-Family Moderate Income_Existing_Miscellaneous_Natural Gas_Pool Heater_E10_Baseline Forecast | Residential | Multi-Family Moderate Income | Existing | Miscellaneous | Natural Gas | Pool Heater | E10 |  | Baseline Forecast | 0 | 0 | 0 | 0 | 0 | 0 | 0 | 0 | 0 | 0 | 0 | 0 | 0 | 0 | 0 | 0 | 0 | 0 | 0 | 0 | 0 | 0 | 0 | 0 | 0 | 0 | 0 | 0 | 0 | 0 | 0 | 0 | 0
Residential_Multi-Family Moderate Income_Existing_Miscellaneous_Natural Gas_Miscellaneous_E1_Baseline Forecast | Residential | Multi-Family Moderate Income | Existing | Miscellaneous | Natural Gas | Miscellaneous | E1 |  | Baseline Forecast | 0 | 300.6718 | 362.1715 | 370.7919 | 403.4185 | 432.0341 | 454.6141 | 420.856 | 402.1318 | 388.344 | 382.7684 | 382.7832 | 386.4149 | 457.079 | 454.2961 | 438.4551 | 431.1765 | 423.3693 | 415.9959 | 407.1672 | 402.9459 | 398.0913 | 394.8771 | 392.318 | 389.9242 | 402.9347 | 395.244 | 384.9457 | 377.9976 | 371.7349 | 366.2958 | 363.4684 | 361.0413
Residential_Multi-Family Moderate Income_Existing_Miscellaneous_Natural Gas_Miscellaneous_E2_Baseline Forecast | Residential | Multi-Family Moderate Income | Existing | Miscellaneous | Natural Gas | Miscellaneous | E2 |  | Baseline Forecast | 0 | 0 | 0 | 0 | 0 | 0 | 0 | 0 | 0 | 0 | 0 | 0 | 0 | 0 | 0 | 0 | 0 | 0 | 0 | 0 | 0 | 0 | 0 | 0 | 0 | 0 | 0 | 0 | 0 | 0 | 0 | 0 | 0
Residential_Multi-Family Moderate Income_Existing_Miscellaneous_Natural Gas_Miscellaneous_E3_Baseline Forecast | Residential | Multi-Family Moderate Income | Existing | Miscellaneous | Natural Gas | Miscellaneous | E3 |  | Baseline Forecast | 0 | 0 | 0 | 0 | 0 | 0 | 0 | 0 | 0 | 0 | 0 | 0 | 0 | 0 | 0 | 0 | 0 | 0 | 0 | 0 | 0 | 0 | 0 | 0 | 0 | 0 | 0 | 0 | 0 | 0 | 0 | 0 | 0
Residential_Multi-Family Moderate Income_Existing_Miscellaneous_Natural Gas_Miscellaneous_E4_Baseline Forecast | Residential | Multi-Family Moderate Income | Existing | Miscellaneous | Natural Gas | Miscellaneous | E4 |  | Baseline Forecast | 0 | 0 | 0 | 0 | 0 | 0 | 0 | 0 | 0 | 0 | 0 | 0 | 0 | 0 | 0 | 0 | 0 | 0 | 0 | 0 | 0 | 0 | 0 | 0 | 0 | 0 | 0 | 0 | 0 | 0 | 0 | 0 | 0
Residential_Multi-Family Moderate Income_Existing_Miscellaneous_Natural Gas_Miscellaneous_E5_Baseline Forecast | Residential | Multi-Family Moderate Income | Existing | Miscellaneous | Natural Gas | Miscellaneous | E5 |  | Baseline Forecast | 0 | 0 | 0 | 0 | 0 | 0 | 0 | 0 | 0 | 0 | 0 | 0 | 0 | 0 | 0 | 0 | 0 | 0 | 0 | 0 | 0 | 0 | 0 | 0 | 0 | 0 | 0 | 0 | 0 | 0 | 0 | 0 | 0
Residential_Multi-Family Moderate Income_Existing_Miscellaneous_Natural Gas_Miscellaneous_E6_Baseline Forecast | Residential | Multi-Family Moderate Income | Existing | Miscellaneous | Natural Gas | Miscellaneous | E6 |  | Baseline Forecast | 0 | 0 | 0 | 0 | 0 | 0 | 0 | 0 | 0 | 0 | 0 | 0 | 0 | 0 | 0 | 0 | 0 | 0 | 0 | 0 | 0 | 0 | 0 | 0 | 0 | 0 | 0 | 0 | 0 | 0 | 0 | 0 | 0
Residential_Multi-Family Moderate Income_Existing_Miscellaneous_Natural Gas_Miscellaneous_E7_Baseline Forecast | Residential | Multi-Family Moderate Income | Existing | Miscellaneous | Natural Gas | Miscellaneous | E7 |  | Baseline Forecast | 0 | 0 | 0 | 0 | 0 | 0 | 0 | 0 | 0 | 0 | 0 | 0 | 0 | 0 | 0 | 0 | 0 | 0 | 0 | 0 | 0 | 0 | 0 | 0 | 0 | 0 | 0 | 0 | 0 | 0 | 0 | 0 | 0
Residential_Multi-Family Moderate Income_Existing_Miscellaneous_Natural Gas_Miscellaneous_E8_Baseline Forecast | Residential | Multi-Family Moderate Income | Existing | Miscellaneous | Natural Gas | Miscellaneous | E8 |  | Baseline Forecast | 0 | 0 | 0 | 0 | 0 | 0 | 0 | 0 | 0 | 0 | 0 | 0 | 0 | 0 | 0 | 0 | 0 | 0 | 0 | 0 | 0 | 0 | 0 | 0 | 0 | 0 | 0 | 0 | 0 | 0 | 0 | 0 | 0
Residential_Multi-Family Moderate Income_Existing_Miscellaneous_Natural Gas_Miscellaneous_E9_Baseline Forecast | Residential | Multi-Family Moderate Income | Existing | Miscellaneous | Natural Gas | Miscellaneous | E9 |  | Baseline Forecast | 0 | 0 | 0 | 0 | 0 | 0 | 0 | 0 | 0 | 0 | 0 | 0 | 0 | 0 | 0 | 0 | 0 | 0 | 0 | 0 | 0 | 0 | 0 | 0 | 0 | 0 | 0 | 0 | 0 | 0 | 0 | 0 | 0
Residential_Multi-Family Moderate Income_Existing_Miscellaneous_Natural Gas_Miscellaneous_E10_Baseline Forecast | Residential | Multi-Family Moderate Income | Existing | Miscellaneous | Natural Gas | Miscellaneous | E10 |  | Baseline Forecast | 0 | 0 | 0 | 0 | 0 | 0 | 0 | 0 | 0 | 0 | 0 | 0 | 0 | 0 | 0 | 0 | 0 | 0 | 0 | 0 | 0 | 0 | 0 | 0 | 0 | 0 | 0 | 0 | 0 | 0 | 0 | 0 | 0
Residential_Multi-Family Moderate Income_New_Space Heating_Natural Gas_Furnace_E1_Baseline Forecast | Residential | Multi-Family Moderate Income | New | Space Heating | Natural Gas | Furnace | E1 |  | Baseline Forecast | 0 | 0 | 0 | 0 | 0 | 0 | 0 | 0 | 0 | 0 | 0 | 0 | 0 | 0 | 0 | 0 | 0 | 0 | 0 | 0 | 0 | 0 | 0 | 0 | 0 | 0 | 0 | 0 | 0 | 0 | 0 | 0 | 0
Residential_Multi-Family Moderate Income_New_Space Heating_Natural Gas_Furnace_E2_Baseline Forecast | Residential | Multi-Family Moderate Income | New | Space Heating | Natural Gas | Furnace | E2 |  | Baseline Forecast | 0 | 0 | 0 | 0 | 0 | 0 | 0 | 0 | 0 | 0 | 0 | 0 | 0 | 0 | 0 | 0 | 0 | 0 | 0 | 0 | 0 | 0 | 0 | 0 | 0 | 0 | 0 | 0 | 0 | 0 | 0 | 0 | 0
Residential_Multi-Family Moderate Income_New_Space Heating_Natural Gas_Furnace_E3_Baseline Forecast | Residential | Multi-Family Moderate Income | New | Space Heating | Natural Gas | Furnace | E3 |  | Baseline Forecast | 0 | 0 | 0 | 0 | 0 | 0 | 0 | 0 | 0 | 0 | 0 | 0 | 0 | 0 | 0 | 0 | 0 | 0 | 0 | 0 | 0 | 0 | 0 | 0 | 0 | 0 | 0 | 0 | 0 | 0 | 0 | 0 | 0
Residential_Multi-Family Moderate Income_New_Space Heating_Natural Gas_Furnace_E4_Baseline Forecast | Residential | Multi-Family Moderate Income | New | Space Heating | Natural Gas | Furnace | E4 |  | Baseline Forecast | 0 | 0 | 0 | 0 | 0 | 0 | 0 | 0 | 0 | 0 | 0 | 0 | 0 | 0 | 0 | 0 | 0 | 0 | 0 | 0 | 0 | 0 | 0 | 0 | 0 | 0 | 0 | 0 | 0 | 0 | 0 | 0 | 0
Residential_Multi-Family Moderate Income_New_Space Heating_Natural Gas_Furnace_E5_Baseline Forecast | Residential | Multi-Family Moderate Income | New | Space Heating | Natural Gas | Furnace | E5 |  | Baseline Forecast | 0 | 0 | 0 | 0 | 0 | 0 | 0 | 0 | 0 | 0 | 0 | 0 | 0 | 0 | 0 | 0 | 0 | 0 | 0 | 0 | 0 | 0 | 0 | 0 | 0 | 0 | 0 | 0 | 0 | 0 | 0 | 0 | 0
Residential_Multi-Family Moderate Income_New_Space Heating_Natural Gas_Furnace_E6_Baseline Forecast | Residential | Multi-Family Moderate Income | New | Space Heating | Natural Gas | Furnace | E6 |  | Baseline Forecast | 0 | 0 | 0 | 0 | 0 | 0 | 0 | 0 | 0 | 0 | 0 | 0 | 0 | 0 | 0 | 0 | 0 | 0 | 0 | 0 | 0 | 0 | 0 | 0 | 0 | 0 | 0 | 0 | 0 | 0 | 0 | 0 | 0
Residential_Multi-Family Moderate Income_New_Space Heating_Natural Gas_Furnace_E7_Baseline Forecast | Residential | Multi-Family Moderate Income | New | Space Heating | Natural Gas | Furnace | E7 |  | Baseline Forecast | 0 | 0 | 0 | 0 | 0 | 0 | 0 | 0 | 0 | 0 | 0 | 0 | 0 | 0 | 0 | 0 | 0 | 0 | 0 | 0 | 0 | 0 | 0 | 0 | 0 | 0 | 0 | 0 | 0 | 0 | 0 | 0 | 0
Residential_Multi-Family Moderate Income_New_Space Heating_Natural Gas_Furnace_E8_Baseline Forecast | Residential | Multi-Family Moderate Income | New | Space Heating | Natural Gas | Furnace | E8 |  | Baseline Forecast | 0 | 0 | 0 | 0 | 0 | 0 | 0 | 0 | 0 | 0 | 0 | 0 | 0 | 0 | 0 | 0 | 0 | 0 | 0 | 0 | 0 | 0 | 0 | 0 | 0 | 0 | 0 | 0 | 0 | 0 | 0 | 0 | 0
Residential_Multi-Family Moderate Income_New_Space Heating_Natural Gas_Furnace_E9_Baseline Forecast | Residential | Multi-Family Moderate Income | New | Space Heating | Natural Gas | Furnace | E9 |  | Baseline Forecast | 0 | 0 | 0 | 0 | 0 | 0 | 0 | 0 | 0 | 0 | 0 | 0 | 0 | 0 | 0 | 0 | 0 | 0 | 0 | 0 | 0 | 0 | 0 | 0 | 0 | 0 | 0 | 0 | 0 | 0 | 0 | 0 | 0
Residential_Multi-Family Moderate Income_New_Space Heating_Natural Gas_Furnace_E10_Baseline Forecast | Residential | Multi-Family Moderate Income | New | Space Heating | Natural Gas | Furnace | E10 |  | Baseline Forecast | 0 | 0 | 0 | 0 | 0 | 0 | 0 | 0 | 0 | 0 | 0 | 0 | 0 | 0 | 0 | 0 | 0 | 0 | 0 | 0 | 0 | 0 | 0 | 0 | 0 | 0 | 0 | 0 | 0 | 0 | 0 | 0 | 0
Residential_Multi-Family Moderate Income_New_Space Heating_Natural Gas_Boiler_E1_Baseline Forecast | Residential | Multi-Family Moderate Income | New | Space Heating | Natural Gas | Boiler | E1 |  | Baseline Forecast | 0 | 0 | 0 | 0 | 0 | 0 | 0 | 0 | 0 | 0 | 0 | 0 | 0 | 0 | 0 | 0 | 0 | 0 | 0 | 0 | 0 | 0 | 0 | 0 | 0 | 0 | 0 | 0 | 0 | 0 | 0 | 0 | 0
Residential_Multi-Family Moderate Income_New_Space Heating_Natural Gas_Boiler_E2_Baseline Forecast | Residential | Multi-Family Moderate Income | New | Space Heating | Natural Gas | Boiler | E2 |  | Baseline Forecast | 0 | 0 | 0 | 0 | 0 | 0 | 0 | 0 | 0 | 0 | 0 | 0 | 0 | 0 | 0 | 0 | 0 | 0 | 0 | 0 | 0 | 0 | 0 | 0 | 0 | 0 | 0 | 0 | 0 | 0 | 0 | 0 | 0
Residential_Multi-Family Moderate Income_New_Space Heating_Natural Gas_Boiler_E3_Baseline Forecast | Residential | Multi-Family Moderate Income | New | Space Heating | Natural Gas | Boiler | E3 |  | Baseline Forecast | 0 | 0 | 0 | 0 | 0 | 0 | 0 | 0 | 0 | 0 | 0 | 0 | 0 | 0 | 0 | 0 | 0 | 0 | 0 | 0 | 0 | 0 | 0 | 0 | 0 | 0 | 0 | 0 | 0 | 0 | 0 | 0 | 0
Residential_Multi-Family Moderate Income_New_Space Heating_Natural Gas_Boiler_E4_Baseline Forecast | Residential | Multi-Family Moderate Income | New | Space Heating | Natural Gas | Boiler | E4 |  | Baseline Forecast | 0 | 0 | 0 | 0 | 0 | 0 | 0 | 0 | 0 | 0 | 0 | 0 | 0 | 0 | 0 | 0 | 0 | 0 | 0 | 0 | 0 | 0 | 0 | 0 | 0 | 0 | 0 | 0 | 0 | 0 | 0 | 0 | 0
Residential_Multi-Family Moderate Income_New_Space Heating_Natural Gas_Boiler_E5_Baseline Forecast | Residential | Multi-Family Moderate Income | New | Space Heating | Natural Gas | Boiler | E5 |  | Baseline Forecast | 0 | 0 | 0 | 0 | 0 | 0 | 0 | 0 | 0 | 0 | 0 | 0 | 0 | 0 | 0 | 0 | 0 | 0 | 0 | 0 | 0 | 0 | 0 | 0 | 0 | 0 | 0 | 0 | 0 | 0 | 0 | 0 | 0
Residential_Multi-Family Moderate Income_New_Space Heating_Natural Gas_Boiler_E6_Baseline Forecast | Residential | Multi-Family Moderate Income | New | Space Heating | Natural Gas | Boiler | E6 |  | Baseline Forecast | 0 | 0 | 0 | 0 | 0 | 0 | 0 | 0 | 0 | 0 | 0 | 0 | 0 | 0 | 0 | 0 | 0 | 0 | 0 | 0 | 0 | 0 | 0 | 0 | 0 | 0 | 0 | 0 | 0 | 0 | 0 | 0 | 0
Residential_Multi-Family Moderate Income_New_Space Heating_Natural Gas_Boiler_E7_Baseline Forecast | Residential | Multi-Family Moderate Income | New | Space Heating | Natural Gas | Boiler | E7 |  | Baseline Forecast | 0 | 0 | 0 | 0 | 0 | 0 | 0 | 0 | 0 | 0 | 0 | 0 | 0 | 0 | 0 | 0 | 0 | 0 | 0 | 0 | 0 | 0 | 0 | 0 | 0 | 0 | 0 | 0 | 0 | 0 | 0 | 0 | 0
Residential_Multi-Family Moderate Income_New_Space Heating_Natural Gas_Boiler_E8_Baseline Forecast | Residential | Multi-Family Moderate Income | New | Space Heating | Natural Gas | Boiler | E8 |  | Baseline Forecast | 0 | 0 | 0 | 0 | 0 | 0 | 0 | 0 | 0 | 0 | 0 | 0 | 0 | 0 | 0 | 0 | 0 | 0 | 0 | 0 | 0 | 0 | 0 | 0 | 0 | 0 | 0 | 0 | 0 | 0 | 0 | 0 | 0
Residential_Multi-Family Moderate Income_New_Space Heating_Natural Gas_Boiler_E9_Baseline Forecast | Residential | Multi-Family Moderate Income | New | Space Heating | Natural Gas | Boiler | E9 |  | Baseline Forecast | 0 | 0 | 0 | 0 | 0 | 0 | 0 | 0 | 0 | 0 | 0 | 0 | 0 | 0 | 0 | 0 | 0 | 0 | 0 | 0 | 0 | 0 | 0 | 0 | 0 | 0 | 0 | 0 | 0 | 0 | 0 | 0 | 0
Residential_Multi-Family Moderate Income_New_Space Heating_Natural Gas_Boiler_E10_Baseline Forecast | Residential | Multi-Family Moderate Income | New | Space Heating | Natural Gas | Boiler | E10 |  | Baseline Forecast | 0 | 0 | 0 | 0 | 0 | 0 | 0 | 0 | 0 | 0 | 0 | 0 | 0 | 0 | 0 | 0 | 0 | 0 | 0 | 0 | 0 | 0 | 0 | 0 | 0 | 0 | 0 | 0 | 0 | 0 | 0 | 0 | 0
Residential_Multi-Family Moderate Income_New_Secondary Heating_Natural Gas_Fireplace_E1_Baseline Forecast | Residential | Multi-Family Moderate Income | New | Secondary Heating | Natural Gas | Fireplace | E1 |  | Baseline Forecast | 0 | 0 | 0 | 0 | 0 | 0 | 0 | 0 | 0 | 0 | 0 | 0 | 0 | 0 | 0 | 0 | 0 | 0 | 0 | 0 | 0 | 0 | 0 | 0 | 0 | 0 | 0 | 0 | 0 | 0 | 0 | 0 | 0
Residential_Multi-Family Moderate Income_New_Secondary Heating_Natural Gas_Fireplace_E2_Baseline Forecast | Residential | Multi-Family Moderate Income | New | Secondary Heating | Natural Gas | Fireplace | E2 |  | Baseline Forecast | 0 | 0 | 0 | 0 | 0 | 0 | 0 | 0 | 0 | 0 | 0 | 0 | 0 | 0 | 0 | 0 | 0 | 0 | 0 | 0 | 0 | 0 | 0 | 0 | 0 | 0 | 0 | 0 | 0 | 0 | 0 | 0 | 0
Residential_Multi-Family Moderate Income_New_Secondary Heating_Natural Gas_Fireplace_E3_Baseline Forecast | Residential | Multi-Family Moderate Income | New | Secondary Heating | Natural Gas | Fireplace | E3 |  | Baseline Forecast | 0 | 0 | 0 | 0 | 0 | 0 | 0 | 0 | 0 | 0 | 0 | 0 | 0 | 0 | 0 | 0 | 0 | 0 | 0 | 0 | 0 | 0 | 0 | 0 | 0 | 0 | 0 | 0 | 0 | 0 | 0 | 0 | 0
Residential_Multi-Family Moderate Income_New_Secondary Heating_Natural Gas_Fireplace_E4_Baseline Forecast | Residential | Multi-Family Moderate Income | New | Secondary Heating | Natural Gas | Fireplace | E4 |  | Baseline Forecast | 0 | 0 | 0 | 0 | 0 | 0 | 0 | 0 | 0 | 0 | 0 | 0 | 0 | 0 | 0 | 0 | 0 | 0 | 0 | 0 | 0 | 0 | 0 | 0 | 0 | 0 | 0 | 0 | 0 | 0 | 0 | 0 | 0
Residential_Multi-Family Moderate Income_New_Secondary Heating_Natural Gas_Fireplace_E5_Baseline Forecast | Residential | Multi-Family Moderate Income | New | Secondary Heating | Natural Gas | Fireplace | E5 |  | Baseline Forecast | 0 | 0 | 0 | 0 | 0 | 0 | 0 | 0 | 0 | 0 | 0 | 0 | 0 | 0 | 0 | 0 | 0 | 0 | 0 | 0 | 0 | 0 | 0 | 0 | 0 | 0 | 0 | 0 | 0 | 0 | 0 | 0 | 0
Residential_Multi-Family Moderate Income_New_Secondary Heating_Natural Gas_Fireplace_E6_Baseline Forecast | Residential | Multi-Family Moderate Income | New | Secondary Heating | Natural Gas | Fireplace | E6 |  | Baseline Forecast | 0 | 0 | 0 | 0 | 0 | 0 | 0 | 0 | 0 | 0 | 0 | 0 | 0 | 0 | 0 | 0 | 0 | 0 | 0 | 0 | 0 | 0 | 0 | 0 | 0 | 0 | 0 | 0 | 0 | 0 | 0 | 0 | 0
Residential_Multi-Family Moderate Income_New_Secondary Heating_Natural Gas_Fireplace_E7_Baseline Forecast | Residential | Multi-Family Moderate Income | New | Secondary Heating | Natural Gas | Fireplace | E7 |  | Baseline Forecast | 0 | 0 | 0 | 0 | 0 | 0 | 0 | 0 | 0 | 0 | 0 | 0 | 0 | 0 | 0 | 0 | 0 | 0 | 0 | 0 | 0 | 0 | 0 | 0 | 0 | 0 | 0 | 0 | 0 | 0 | 0 | 0 | 0
Residential_Multi-Family Moderate Income_New_Secondary Heating_Natural Gas_Fireplace_E8_Baseline Forecast | Residential | Multi-Family Moderate Income | New | Secondary Heating | Natural Gas | Fireplace | E8 |  | Baseline Forecast | 0 | 0 | 0 | 0 | 0 | 0 | 0 | 0 | 0 | 0 | 0 | 0 | 0 | 0 | 0 | 0 | 0 | 0 | 0 | 0 | 0 | 0 | 0 | 0 | 0 | 0 | 0 | 0 | 0 | 0 | 0 | 0 | 0
Residential_Multi-Family Moderate Income_New_Secondary Heating_Natural Gas_Fireplace_E9_Baseline Forecast | Residential | Multi-Family Moderate Income | New | Secondary Heating | Natural Gas | Fireplace | E9 |  | Baseline Forecast | 0 | 0 | 0 | 0 | 0 | 0 | 0 | 0 | 0 | 0 | 0 | 0 | 0 | 0 | 0 | 0 | 0 | 0 | 0 | 0 | 0 | 0 | 0 | 0 | 0 | 0 | 0 | 0 | 0 | 0 | 0 | 0 | 0
Residential_Multi-Family Moderate Income_New_Secondary Heating_Natural Gas_Fireplace_E10_Baseline Forecast | Residential | Multi-Family Moderate Income | New | Secondary Heating | Natural Gas | Fireplace | E10 |  | Baseline Forecast | 0 | 0 | 0 | 0 | 0 | 0 | 0 | 0 | 0 | 0 | 0 | 0 | 0 | 0 | 0 | 0 | 0 | 0 | 0 | 0 | 0 | 0 | 0 | 0 | 0 | 0 | 0 | 0 | 0 | 0 | 0 | 0 | 0
Residential_Multi-Family Moderate Income_New_Water Heating_Natural Gas_Water Heater (<= 55 gal)_E1_Baseline Forecast | Residential | Multi-Family Moderate Income | New | Water Heating | Natural Gas | Water Heater (<= 55 gal) | E1 |  | Baseline Forecast | 0 | 0 | 0 | 0 | 0 | 0 | 0 | 0 | 0 | 0 | 0 | 0 | 0 | 0 | 0 | 0 | 0 | 0 | 0 | 0 | 0 | 0 | 0 | 0 | 0 | 0 | 0 | 0 | 0 | 0 | 0 | 0 | 0
Residential_Multi-Family Moderate Income_New_Water Heating_Natural Gas_Water Heater (<= 55 gal)_E2_Baseline Forecast | Residential | Multi-Family Moderate Income | New | Water Heating | Natural Gas | Water Heater (<= 55 gal) | E2 |  | Baseline Forecast | 0 | 0 | 0 | 0 | 0 | 0 | 0 | 0 | 0 | 0 | 0 | 0 | 0 | 0 | 0 | 0 | 0 | 0 | 0 | 0 | 0 | 0 | 0 | 0 | 0 | 0 | 0 | 0 | 0 | 0 | 0 | 0 | 0
Residential_Multi-Family Moderate Income_New_Water Heating_Natural Gas_Water Heater (<= 55 gal)_E3_Baseline Forecast | Residential | Multi-Family Moderate Income | New | Water Heating | Natural Gas | Water Heater (<= 55 gal) | E3 |  | Baseline Forecast | 0 | 0 | 0 | 0 | 0 | 0 | 0 | 0 | 0 | 0 | 0 | 0 | 0 | 0 | 0 | 0 | 0 | 0 | 0 | 0 | 0 | 0 | 0 | 0 | 0 | 0 | 0 | 0 | 0 | 0 | 0 | 0 | 0
Residential_Multi-Family Moderate Income_New_Water Heating_Natural Gas_Water Heater (<= 55 gal)_E4_Baseline Forecast | Residential | Multi-Family Moderate Income | New | Water Heating | Natural Gas | Water Heater (<= 55 gal) | E4 |  | Baseline Forecast | 0 | 0 | 0 | 0 | 0 | 0 | 0 | 0 | 0 | 0 | 0 | 0 | 0 | 0 | 0 | 0 | 0 | 0 | 0 | 0 | 0 | 0 | 0 | 0 | 0 | 0 | 0 | 0 | 0 | 0 | 0 | 0 | 0
Residential_Multi-Family Moderate Income_New_Water Heating_Natural Gas_Water Heater (<= 55 gal)_E5_Baseline Forecast | Residential | Multi-Family Moderate Income | New | Water Heating | Natural Gas | Water Heater (<= 55 gal) | E5 |  | Baseline Forecast | 0 | 0 | 0 | 0 | 0 | 0 | 0 | 0 | 0 | 0 | 0 | 0 | 0 | 0 | 0 | 0 | 0 | 0 | 0 | 0 | 0 | 0 | 0 | 0 | 0 | 0 | 0 | 0 | 0 | 0 | 0 | 0 | 0
Residential_Multi-Family Moderate Income_New_Water Heating_Natural Gas_Water Heater (<= 55 gal)_E6_Baseline Forecast | Residential | Multi-Family Moderate Income | New | Water Heating | Natural Gas | Water Heater (<= 55 gal) | E6 |  | Baseline Forecast | 0 | 0 | 0 | 0 | 0 | 0 | 0 | 0 | 0 | 0 | 0 | 0 | 0 | 0 | 0 | 0 | 0 | 0 | 0 | 0 | 0 | 0 | 0 | 0 | 0 | 0 | 0 | 0 | 0 | 0 | 0 | 0 | 0
Residential_Multi-Family Moderate Income_New_Water Heating_Natural Gas_Water Heater (<= 55 gal)_E7_Baseline Forecast | Residential | Multi-Family Moderate Income | New | Water Heating | Natural Gas | Water Heater (<= 55 gal) | E7 |  | Baseline Forecast | 0 | 0 | 0 | 0 | 0 | 0 | 0 | 0 | 0 | 0 | 0 | 0 | 0 | 0 | 0 | 0 | 0 | 0 | 0 | 0 | 0 | 0 | 0 | 0 | 0 | 0 | 0 | 0 | 0 | 0 | 0 | 0 | 0
Residential_Multi-Family Moderate Income_New_Water Heating_Natural Gas_Water Heater (<= 55 gal)_E8_Baseline Forecast | Residential | Multi-Family Moderate Income | New | Water Heating | Natural Gas | Water Heater (<= 55 gal) | E8 |  | Baseline Forecast | 0 | 0 | 0 | 0 | 0 | 0 | 0 | 0 | 0 | 0 | 0 | 0 | 0 | 0 | 0 | 0 | 0 | 0 | 0 | 0 | 0 | 0 | 0 | 0 | 0 | 0 | 0 | 0 | 0 | 0 | 0 | 0 | 0
Residential_Multi-Family Moderate Income_New_Water Heating_Natural Gas_Water Heater (<= 55 gal)_E9_Baseline Forecast | Residential | Multi-Family Moderate Income | New | Water Heating | Natural Gas | Water Heater (<= 55 gal) | E9 |  | Baseline Forecast | 0 | 0 | 0 | 0 | 0 | 0 | 0 | 0 | 0 | 0 | 0 | 0 | 0 | 0 | 0 | 0 | 0 | 0 | 0 | 0 | 0 | 0 | 0 | 0 | 0 | 0 | 0 | 0 | 0 | 0 | 0 | 0 | 0
Residential_Multi-Family Moderate Income_New_Water Heating_Natural Gas_Water Heater (<= 55 gal)_E10_Baseline Forecast | Residential | Multi-Family Moderate Income | New | Water Heating | Natural Gas | Water Heater (<= 55 gal) | E10 |  | Baseline Forecast | 0 | 0 | 0 | 0 | 0 | 0 | 0 | 0 | 0 | 0 | 0 | 0 | 0 | 0 | 0 | 0 | 0 | 0 | 0 | 0 | 0 | 0 | 0 | 0 | 0 | 0 | 0 | 0 | 0 | 0 | 0 | 0 | 0
Residential_Multi-Family Moderate Income_New_Water Heating_Natural Gas_Water Heater (> 55 gal)_E1_Baseline Forecast | Residential | Multi-Family Moderate Income | New | Water Heating | Natural Gas | Water Heater (> 55 gal) | E1 |  | Baseline Forecast | 0 | 0 | 0 | 0 | 0 | 0 | 0 | 0 | 0 | 0 | 0 | 0 | 0 | 0 | 0 | 0 | 0 | 0 | 0 | 0 | 0 | 0 | 0 | 0 | 0 | 0 | 0 | 0 | 0 | 0 | 0 | 0 | 0
Residential_Multi-Family Moderate Income_New_Water Heating_Natural Gas_Water Heater (> 55 gal)_E2_Baseline Forecast | Residential | Multi-Family Moderate Income | New | Water Heating | Natural Gas | Water Heater (> 55 gal) | E2 |  | Baseline Forecast | 0 | 0 | 0 | 0 | 0 | 0 | 0 | 0 | 0 | 0 | 0 | 0 | 0 | 0 | 0 | 0 | 0 | 0 | 0 | 0 | 0 | 0 | 0 | 0 | 0 | 0 | 0 | 0 | 0 | 0 | 0 | 0 | 0
Residential_Multi-Family Moderate Income_New_Water Heating_Natural Gas_Water Heater (> 55 gal)_E3_Baseline Forecast | Residential | Multi-Family Moderate Income | New | Water Heating | Natural Gas | Water Heater (> 55 gal) | E3 |  | Baseline Forecast | 0 | 0 | 0 | 0 | 0 | 0 | 0 | 0 | 0 | 0 | 0 | 0 | 0 | 0 | 0 | 0 | 0 | 0 | 0 | 0 | 0 | 0 | 0 | 0 | 0 | 0 | 0 | 0 | 0 | 0 | 0 | 0 | 0
Residential_Multi-Family Moderate Income_New_Water Heating_Natural Gas_Water Heater (> 55 gal)_E4_Baseline Forecast | Residential | Multi-Family Moderate Income | New | Water Heating | Natural Gas | Water Heater (> 55 gal) | E4 |  | Baseline Forecast | 0 | 0 | 0 | 0 | 0 | 0 | 0 | 0 | 0 | 0 | 0 | 0 | 0 | 0 | 0 | 0 | 0 | 0 | 0 | 0 | 0 | 0 | 0 | 0 | 0 | 0 | 0 | 0 | 0 | 0 | 0 | 0 | 0
Residential_Multi-Family Moderate Income_New_Water Heating_Natural Gas_Water Heater (> 55 gal)_E5_Baseline Forecast | Residential | Multi-Family Moderate Income | New | Water Heating | Natural Gas | Water Heater (> 55 gal) | E5 |  | Baseline Forecast | 0 | 0 | 0 | 0 | 0 | 0 | 0 | 0 | 0 | 0 | 0 | 0 | 0 | 0 | 0 | 0 | 0 | 0 | 0 | 0 | 0 | 0 | 0 | 0 | 0 | 0 | 0 | 0 | 0 | 0 | 0 | 0 | 0
Residential_Multi-Family Moderate Income_New_Water Heating_Natural Gas_Water Heater (> 55 gal)_E6_Baseline Forecast | Residential | Multi-Family Moderate Income | New | Water Heating | Natural Gas | Water Heater (> 55 gal) | E6 |  | Baseline Forecast | 0 | 0 | 0 | 0 | 0 | 0 | 0 | 0 | 0 | 0 | 0 | 0 | 0 | 0 | 0 | 0 | 0 | 0 | 0 | 0 | 0 | 0 | 0 | 0 | 0 | 0 | 0 | 0 | 0 | 0 | 0 | 0 | 0
Residential_Multi-Family Moderate Income_New_Water Heating_Natural Gas_Water Heater (> 55 gal)_E7_Baseline Forecast | Residential | Multi-Family Moderate Income | New | Water Heating | Natural Gas | Water Heater (> 55 gal) | E7 |  | Baseline Forecast | 0 | 0 | 0 | 0 | 0 | 0 | 0 | 0 | 0 | 0 | 0 | 0 | 0 | 0 | 0 | 0 | 0 | 0 | 0 | 0 | 0 | 0 | 0 | 0 | 0 | 0 | 0 | 0 | 0 | 0 | 0 | 0 | 0
Residential_Multi-Family Moderate Income_New_Water Heating_Natural Gas_Water Heater (> 55 gal)_E8_Baseline Forecast | Residential | Multi-Family Moderate Income | New | Water Heating | Natural Gas | Water Heater (> 55 gal) | E8 |  | Baseline Forecast | 0 | 0 | 0 | 0 | 0 | 0 | 0 | 0 | 0 | 0 | 0 | 0 | 0 | 0 | 0 | 0 | 0 | 0 | 0 | 0 | 0 | 0 | 0 | 0 | 0 | 0 | 0 | 0 | 0 | 0 | 0 | 0 | 0
Residential_Multi-Family Moderate Income_New_Water Heating_Natural Gas_Water Heater (> 55 gal)_E9_Baseline Forecast | Residential | Multi-Family Moderate Income | New | Water Heating | Natural Gas | Water Heater (> 55 gal) | E9 |  | Baseline Forecast | 0 | 0 | 0 | 0 | 0 | 0 | 0 | 0 | 0 | 0 | 0 | 0 | 0 | 0 | 0 | 0 | 0 | 0 | 0 | 0 | 0 | 0 | 0 | 0 | 0 | 0 | 0 | 0 | 0 | 0 | 0 | 0 | 0
Residential_Multi-Family Moderate Income_New_Water Heating_Natural Gas_Water Heater (> 55 gal)_E10_Baseline Forecast | Residential | Multi-Family Moderate Income | New | Water Heating | Natural Gas | Water Heater (> 55 gal) | E10 |  | Baseline Forecast | 0 | 0 | 0 | 0 | 0 | 0 | 0 | 0 | 0 | 0 | 0 | 0 | 0 | 0 | 0 | 0 | 0 | 0 | 0 | 0 | 0 | 0 | 0 | 0 | 0 | 0 | 0 | 0 | 0 | 0 | 0 | 0 | 0
Residential_Multi-Family Moderate Income_New_Appliances_Natural Gas_Clothes Dryer_E1_Baseline Forecast | Residential | Multi-Family Moderate Income | New | Appliances | Natural Gas | Clothes Dryer | E1 |  | Baseline Forecast | 0 | 0 | 0 | 0 | 0 | 0 | 0 | 0 | 0 | 0 | 0 | 0 | 0 | 0 | 0 | 0 | 0 | 0 | 0 | 0 | 0 | 0 | 0 | 0 | 0 | 0 | 0 | 0 | 0 | 0 | 0 | 0 | 0
Residential_Multi-Family Moderate Income_New_Appliances_Natural Gas_Clothes Dryer_E2_Baseline Forecast | Residential | Multi-Family Moderate Income | New | Appliances | Natural Gas | Clothes Dryer | E2 |  | Baseline Forecast | 0 | 0 | 0 | 0 | 0 | 0 | 0 | 0 | 0 | 0 | 0 | 0 | 0 | 0 | 0 | 0 | 0 | 0 | 0 | 0 | 0 | 0 | 0 | 0 | 0 | 0 | 0 | 0 | 0 | 0 | 0 | 0 | 0
Residential_Multi-Family Moderate Income_New_Appliances_Natural Gas_Clothes Dryer_E3_Baseline Forecast | Residential | Multi-Family Moderate Income | New | Appliances | Natural Gas | Clothes Dryer | E3 |  | Baseline Forecast | 0 | 0 | 0 | 0 | 0 | 0 | 0 | 0 | 0 | 0 | 0 | 0 | 0 | 0 | 0 | 0 | 0 | 0 | 0 | 0 | 0 | 0 | 0 | 0 | 0 | 0 | 0 | 0 | 0 | 0 | 0 | 0 | 0
Residential_Multi-Family Moderate Income_New_Appliances_Natural Gas_Clothes Dryer_E4_Baseline Forecast | Residential | Multi-Family Moderate Income | New | Appliances | Natural Gas | Clothes Dryer | E4 |  | Baseline Forecast | 0 | 0 | 0 | 0 | 0 | 0 | 0 | 0 | 0 | 0 | 0 | 0 | 0 | 0 | 0 | 0 | 0 | 0 | 0 | 0 | 0 | 0 | 0 | 0 | 0 | 0 | 0 | 0 | 0 | 0 | 0 | 0 | 0
Residential_Multi-Family Moderate Income_New_Appliances_Natural Gas_Clothes Dryer_E5_Baseline Forecast | Residential | Multi-Family Moderate Income | New | Appliances | Natural Gas | Clothes Dryer | E5 |  | Baseline Forecast | 0 | 0 | 0 | 0 | 0 | 0 | 0 | 0 | 0 | 0 | 0 | 0 | 0 | 0 | 0 | 0 | 0 | 0 | 0 | 0 | 0 | 0 | 0 | 0 | 0 | 0 | 0 | 0 | 0 | 0 | 0 | 0 | 0
Residential_Multi-Family Moderate Income_New_Appliances_Natural Gas_Clothes Dryer_E6_Baseline Forecast | Residential | Multi-Family Moderate Income | New | Appliances | Natural Gas | Clothes Dryer | E6 |  | Baseline Forecast | 0 | 0 | 0 | 0 | 0 | 0 | 0 | 0 | 0 | 0 | 0 | 0 | 0 | 0 | 0 | 0 | 0 | 0 | 0 | 0 | 0 | 0 | 0 | 0 | 0 | 0 | 0 | 0 | 0 | 0 | 0 | 0 | 0
Residential_Multi-Family Moderate Income_New_Appliances_Natural Gas_Clothes Dryer_E7_Baseline Forecast | Residential | Multi-Family Moderate Income | New | Appliances | Natural Gas | Clothes Dryer | E7 |  | Baseline Forecast | 0 | 0 | 0 | 0 | 0 | 0 | 0 | 0 | 0 | 0 | 0 | 0 | 0 | 0 | 0 | 0 | 0 | 0 | 0 | 0 | 0 | 0 | 0 | 0 | 0 | 0 | 0 | 0 | 0 | 0 | 0 | 0 | 0
Residential_Multi-Family Moderate Income_New_Appliances_Natural Gas_Clothes Dryer_E8_Baseline Forecast | Residential | Multi-Family Moderate Income | New | Appliances | Natural Gas | Clothes Dryer | E8 |  | Baseline Forecast | 0 | 0 | 0 | 0 | 0 | 0 | 0 | 0 | 0 | 0 | 0 | 0 | 0 | 0 | 0 | 0 | 0 | 0 | 0 | 0 | 0 | 0 | 0 | 0 | 0 | 0 | 0 | 0 | 0 | 0 | 0 | 0 | 0
Residential_Multi-Family Moderate Income_New_Appliances_Natural Gas_Clothes Dryer_E9_Baseline Forecast | Residential | Multi-Family Moderate Income | New | Appliances | Natural Gas | Clothes Dryer | E9 |  | Baseline Forecast | 0 | 0 | 0 | 0 | 0 | 0 | 0 | 0 | 0 | 0 | 0 | 0 | 0 | 0 | 0 | 0 | 0 | 0 | 0 | 0 | 0 | 0 | 0 | 0 | 0 | 0 | 0 | 0 | 0 | 0 | 0 | 0 | 0
Residential_Multi-Family Moderate Income_New_Appliances_Natural Gas_Clothes Dryer_E10_Baseline Forecast | Residential | Multi-Family Moderate Income | New | Appliances | Natural Gas | Clothes Dryer | E10 |  | Baseline Forecast | 0 | 0 | 0 | 0 | 0 | 0 | 0 | 0 | 0 | 0 | 0 | 0 | 0 | 0 | 0 | 0 | 0 | 0 | 0 | 0 | 0 | 0 | 0 | 0 | 0 | 0 | 0 | 0 | 0 | 0 | 0 | 0 | 0
Residential_Multi-Family Moderate Income_New_Appliances_Natural Gas_Stove/Oven_E1_Baseline Forecast | Residential | Multi-Family Moderate Income | New | Appliances | Natural Gas | Stove/Oven | E1 |  | Baseline Forecast | 0 | 0 | 0 | 0 | 0 | 0 | 0 | 0 | 0 | 0 | 0 | 0 | 0 | 0 | 0 | 0 | 0 | 0 | 0 | 0 | 0 | 0 | 0 | 0 | 0 | 0 | 0 | 0 | 0 | 0 | 0 | 0 | 0
Residential_Multi-Family Moderate Income_New_Appliances_Natural Gas_Stove/Oven_E2_Baseline Forecast | Residential | Multi-Family Moderate Income | New | Appliances | Natural Gas | Stove/Oven | E2 |  | Baseline Forecast | 0 | 0 | 0 | 0 | 0 | 0 | 0 | 0 | 0 | 0 | 0 | 0 | 0 | 0 | 0 | 0 | 0 | 0 | 0 | 0 | 0 | 0 | 0 | 0 | 0 | 0 | 0 | 0 | 0 | 0 | 0 | 0 | 0
Residential_Multi-Family Moderate Income_New_Appliances_Natural Gas_Stove/Oven_E3_Baseline Forecast | Residential | Multi-Family Moderate Income | New | Appliances | Natural Gas | Stove/Oven | E3 |  | Baseline Forecast | 0 | 0 | 0 | 0 | 0 | 0 | 0 | 0 | 0 | 0 | 0 | 0 | 0 | 0 | 0 | 0 | 0 | 0 | 0 | 0 | 0 | 0 | 0 | 0 | 0 | 0 | 0 | 0 | 0 | 0 | 0 | 0 | 0
Residential_Multi-Family Moderate Income_New_Appliances_Natural Gas_Stove/Oven_E4_Baseline Forecast | Residential | Multi-Family Moderate Income | New | Appliances | Natural Gas | Stove/Oven | E4 |  | Baseline Forecast | 0 | 0 | 0 | 0 | 0 | 0 | 0 | 0 | 0 | 0 | 0 | 0 | 0 | 0 | 0 | 0 | 0 | 0 | 0 | 0 | 0 | 0 | 0 | 0 | 0 | 0 | 0 | 0 | 0 | 0 | 0 | 0 | 0
Residential_Multi-Family Moderate Income_New_Appliances_Natural Gas_Stove/Oven_E5_Baseline Forecast | Residential | Multi-Family Moderate Income | New | Appliances | Natural Gas | Stove/Oven | E5 |  | Baseline Forecast | 0 | 0 | 0 | 0 | 0 | 0 | 0 | 0 | 0 | 0 | 0 | 0 | 0 | 0 | 0 | 0 | 0 | 0 | 0 | 0 | 0 | 0 | 0 | 0 | 0 | 0 | 0 | 0 | 0 | 0 | 0 | 0 | 0
Residential_Multi-Family Moderate Income_New_Appliances_Natural Gas_Stove/Oven_E6_Baseline Forecast | Residential | Multi-Family Moderate Income | New | Appliances | Natural Gas | Stove/Oven | E6 |  | Baseline Forecast | 0 | 0 | 0 | 0 | 0 | 0 | 0 | 0 | 0 | 0 | 0 | 0 | 0 | 0 | 0 | 0 | 0 | 0 | 0 | 0 | 0 | 0 | 0 | 0 | 0 | 0 | 0 | 0 | 0 | 0 | 0 | 0 | 0
Residential_Multi-Family Moderate Income_New_Appliances_Natural Gas_Stove/Oven_E7_Baseline Forecast | Residential | Multi-Family Moderate Income | New | Appliances | Natural Gas | Stove/Oven | E7 |  | Baseline Forecast | 0 | 0 | 0 | 0 | 0 | 0 | 0 | 0 | 0 | 0 | 0 | 0 | 0 | 0 | 0 | 0 | 0 | 0 | 0 | 0 | 0 | 0 | 0 | 0 | 0 | 0 | 0 | 0 | 0 | 0 | 0 | 0 | 0
Residential_Multi-Family Moderate Income_New_Appliances_Natural Gas_Stove/Oven_E8_Baseline Forecast | Residential | Multi-Family Moderate Income | New | Appliances | Natural Gas | Stove/Oven | E8 |  | Baseline Forecast | 0 | 0 | 0 | 0 | 0 | 0 | 0 | 0 | 0 | 0 | 0 | 0 | 0 | 0 | 0 | 0 | 0 | 0 | 0 | 0 | 0 | 0 | 0 | 0 | 0 | 0 | 0 | 0 | 0 | 0 | 0 | 0 | 0
Residential_Multi-Family Moderate Income_New_Appliances_Natural Gas_Stove/Oven_E9_Baseline Forecast | Residential | Multi-Family Moderate Income | New | Appliances | Natural Gas | Stove/Oven | E9 |  | Baseline Forecast | 0 | 0 | 0 | 0 | 0 | 0 | 0 | 0 | 0 | 0 | 0 | 0 | 0 | 0 | 0 | 0 | 0 | 0 | 0 | 0 | 0 | 0 | 0 | 0 | 0 | 0 | 0 | 0 | 0 | 0 | 0 | 0 | 0
Residential_Multi-Family Moderate Income_New_Appliances_Natural Gas_Stove/Oven_E10_Baseline Forecast | Residential | Multi-Family Moderate Income | New | Appliances | Natural Gas | Stove/Oven | E10 |  | Baseline Forecast | 0 | 0 | 0 | 0 | 0 | 0 | 0 | 0 | 0 | 0 | 0 | 0 | 0 | 0 | 0 | 0 | 0 | 0 | 0 | 0 | 0 | 0 | 0 | 0 | 0 | 0 | 0 | 0 | 0 | 0 | 0 | 0 | 0
Residential_Multi-Family Moderate Income_New_Miscellaneous_Natural Gas_Pool Heater_E1_Baseline Forecast | Residential | Multi-Family Moderate Income | New | Miscellaneous | Natural Gas | Pool Heater | E1 |  | Baseline Forecast | 0 | 0 | 0 | 0 | 0 | 0 | 0 | 0 | 0 | 0 | 0 | 0 | 0 | 0 | 0 | 0 | 0 | 0 | 0 | 0 | 0 | 0 | 0 | 0 | 0 | 0 | 0 | 0 | 0 | 0 | 0 | 0 | 0
Residential_Multi-Family Moderate Income_New_Miscellaneous_Natural Gas_Pool Heater_E2_Baseline Forecast | Residential | Multi-Family Moderate Income | New | Miscellaneous | Natural Gas | Pool Heater | E2 |  | Baseline Forecast | 0 | 0 | 0 | 0 | 0 | 0 | 0 | 0 | 0 | 0 | 0 | 0 | 0 | 0 | 0 | 0 | 0 | 0 | 0 | 0 | 0 | 0 | 0 | 0 | 0 | 0 | 0 | 0 | 0 | 0 | 0 | 0 | 0
Residential_Multi-Family Moderate Income_New_Miscellaneous_Natural Gas_Pool Heater_E3_Baseline Forecast | Residential | Multi-Family Moderate Income | New | Miscellaneous | Natural Gas | Pool Heater | E3 |  | Baseline Forecast | 0 | 0 | 0 | 0 | 0 | 0 | 0 | 0 | 0 | 0 | 0 | 0 | 0 | 0 | 0 | 0 | 0 | 0 | 0 | 0 | 0 | 0 | 0 | 0 | 0 | 0 | 0 | 0 | 0 | 0 | 0 | 0 | 0
Residential_Multi-Family Moderate Income_New_Miscellaneous_Natural Gas_Pool Heater_E4_Baseline Forecast | Residential | Multi-Family Moderate Income | New | Miscellaneous | Natural Gas | Pool Heater | E4 |  | Baseline Forecast | 0 | 0 | 0 | 0 | 0 | 0 | 0 | 0 | 0 | 0 | 0 | 0 | 0 | 0 | 0 | 0 | 0 | 0 | 0 | 0 | 0 | 0 | 0 | 0 | 0 | 0 | 0 | 0 | 0 | 0 | 0 | 0 | 0
Residential_Multi-Family Moderate Income_New_Miscellaneous_Natural Gas_Pool Heater_E5_Baseline Forecast | Residential | Multi-Family Moderate Income | New | Miscellaneous | Natural Gas | Pool Heater | E5 |  | Baseline Forecast | 0 | 0 | 0 | 0 | 0 | 0 | 0 | 0 | 0 | 0 | 0 | 0 | 0 | 0 | 0 | 0 | 0 | 0 | 0 | 0 | 0 | 0 | 0 | 0 | 0 | 0 | 0 | 0 | 0 | 0 | 0 | 0 | 0
Residential_Multi-Family Moderate Income_New_Miscellaneous_Natural Gas_Pool Heater_E6_Baseline Forecast | Residential | Multi-Family Moderate Income | New | Miscellaneous | Natural Gas | Pool Heater | E6 |  | Baseline Forecast | 0 | 0 | 0 | 0 | 0 | 0 | 0 | 0 | 0 | 0 | 0 | 0 | 0 | 0 | 0 | 0 | 0 | 0 | 0 | 0 | 0 | 0 | 0 | 0 | 0 | 0 | 0 | 0 | 0 | 0 | 0 | 0 | 0
Residential_Multi-Family Moderate Income_New_Miscellaneous_Natural Gas_Pool Heater_E7_Baseline Forecast | Residential | Multi-Family Moderate Income | New | Miscellaneous | Natural Gas | Pool Heater | E7 |  | Baseline Forecast | 0 | 0 | 0 | 0 | 0 | 0 | 0 | 0 | 0 | 0 | 0 | 0 | 0 | 0 | 0 | 0 | 0 | 0 | 0 | 0 | 0 | 0 | 0 | 0 | 0 | 0 | 0 | 0 | 0 | 0 | 0 | 0 | 0
Residential_Multi-Family Moderate Income_New_Miscellaneous_Natural Gas_Pool Heater_E8_Baseline Forecast | Residential | Multi-Family Moderate Income | New | Miscellaneous | Natural Gas | Pool Heater | E8 |  | Baseline Forecast | 0 | 0 | 0 | 0 | 0 | 0 | 0 | 0 | 0 | 0 | 0 | 0 | 0 | 0 | 0 | 0 | 0 | 0 | 0 | 0 | 0 | 0 | 0 | 0 | 0 | 0 | 0 | 0 | 0 | 0 | 0 | 0 | 0
Residential_Multi-Family Moderate Income_New_Miscellaneous_Natural Gas_Pool Heater_E9_Baseline Forecast | Residential | Multi-Family Moderate Income | New | Miscellaneous | Natural Gas | Pool Heater | E9 |  | Baseline Forecast | 0 | 0 | 0 | 0 | 0 | 0 | 0 | 0 | 0 | 0 | 0 | 0 | 0 | 0 | 0 | 0 | 0 | 0 | 0 | 0 | 0 | 0 | 0 | 0 | 0 | 0 | 0 | 0 | 0 | 0 | 0 | 0 | 0
Residential_Multi-Family Moderate Income_New_Miscellaneous_Natural Gas_Pool Heater_E10_Baseline Forecast | Residential | Multi-Family Moderate Income | New | Miscellaneous | Natural Gas | Pool Heater | E10 |  | Baseline Forecast | 0 | 0 | 0 | 0 | 0 | 0 | 0 | 0 | 0 | 0 | 0 | 0 | 0 | 0 | 0 | 0 | 0 | 0 | 0 | 0 | 0 | 0 | 0 | 0 | 0 | 0 | 0 | 0 | 0 | 0 | 0 | 0 | 0
Residential_Multi-Family Moderate Income_New_Miscellaneous_Natural Gas_Miscellaneous_E1_Baseline Forecast | Residential | Multi-Family Moderate Income | New | Miscellaneous | Natural Gas | Miscellaneous | E1 |  | Baseline Forecast | 0 | 99.7641 | 145.4912 | 139.1802 | 130.678 | 121.7461 | 119.9541 | 134.8352 | 153.9704 | 169.3452 | 181.3459 | 189.7395 | 196.5273 | 232.6276 | 250.6363 | 253.6813 | 257.5819 | 262.2678 | 269.2613 | 285.5369 | 303.2258 | 317.3628 | 328.9024 | 338.2405 | 346.5714 | 364.3399 | 376.9761 | 385.6696 | 395.0133 | 404.4698 | 414.3127 | 428.0049 | 445.574
Residential_Multi-Family Moderate Income_New_Miscellaneous_Natural Gas_Miscellaneous_E2_Baseline Forecast | Residential | Multi-Family Moderate Income | New | Miscellaneous | Natural Gas | Miscellaneous | E2 |  | Baseline Forecast | 0 | 0 | 0 | 0 | 0 | 0 | 0 | 0 | 0 | 0 | 0 | 0 | 0 | 0 | 0 | 0 | 0 | 0 | 0 | 0 | 0 | 0 | 0 | 0 | 0 | 0 | 0 | 0 | 0 | 0 | 0 | 0 | 0
Residential_Multi-Family Moderate Income_New_Miscellaneous_Natural Gas_Miscellaneous_E3_Baseline Forecast | Residential | Multi-Family Moderate Income | New | Miscellaneous | Natural Gas | Miscellaneous | E3 |  | Baseline Forecast | 0 | 0 | 0 | 0 | 0 | 0 | 0 | 0 | 0 | 0 | 0 | 0 | 0 | 0 | 0 | 0 | 0 | 0 | 0 | 0 | 0 | 0 | 0 | 0 | 0 | 0 | 0 | 0 | 0 | 0 | 0 | 0 | 0
Residential_Multi-Family Moderate Income_New_Miscellaneous_Natural Gas_Miscellaneous_E4_Baseline Forecast | Residential | Multi-Family Moderate Income | New | Miscellaneous | Natural Gas | Miscellaneous | E4 |  | Baseline Forecast | 0 | 0 | 0 | 0 | 0 | 0 | 0 | 0 | 0 | 0 | 0 | 0 | 0 | 0 | 0 | 0 | 0 | 0 | 0 | 0 | 0 | 0 | 0 | 0 | 0 | 0 | 0 | 0 | 0 | 0 | 0 | 0 | 0
Residential_Multi-Family Moderate Income_New_Miscellaneous_Natural Gas_Miscellaneous_E5_Baseline Forecast | Residential | Multi-Family Moderate Income | New | Miscellaneous | Natural Gas | Miscellaneous | E5 |  | Baseline Forecast | 0 | 0 | 0 | 0 | 0 | 0 | 0 | 0 | 0 | 0 | 0 | 0 | 0 | 0 | 0 | 0 | 0 | 0 | 0 | 0 | 0 | 0 | 0 | 0 | 0 | 0 | 0 | 0 | 0 | 0 | 0 | 0 | 0
Residential_Multi-Family Moderate Income_New_Miscellaneous_Natural Gas_Miscellaneous_E6_Baseline Forecast | Residential | Multi-Family Moderate Income | New | Miscellaneous | Natural Gas | Miscellaneous | E6 |  | Baseline Forecast | 0 | 0 | 0 | 0 | 0 | 0 | 0 | 0 | 0 | 0 | 0 | 0 | 0 | 0 | 0 | 0 | 0 | 0 | 0 | 0 | 0 | 0 | 0 | 0 | 0 | 0 | 0 | 0 | 0 | 0 | 0 | 0 | 0
Residential_Multi-Family Moderate Income_New_Miscellaneous_Natural Gas_Miscellaneous_E7_Baseline Forecast | Residential | Multi-Family Moderate Income | New | Miscellaneous | Natural Gas | Miscellaneous | E7 |  | Baseline Forecast | 0 | 0 | 0 | 0 | 0 | 0 | 0 | 0 | 0 | 0 | 0 | 0 | 0 | 0 | 0 | 0 | 0 | 0 | 0 | 0 | 0 | 0 | 0 | 0 | 0 | 0 | 0 | 0 | 0 | 0 | 0 | 0 | 0
Residential_Multi-Family Moderate Income_New_Miscellaneous_Natural Gas_Miscellaneous_E8_Baseline Forecast | Residential | Multi-Family Moderate Income | New | Miscellaneous | Natural Gas | Miscellaneous | E8 |  | Baseline Forecast | 0 | 0 | 0 | 0 | 0 | 0 | 0 | 0 | 0 | 0 | 0 | 0 | 0 | 0 | 0 | 0 | 0 | 0 | 0 | 0 | 0 | 0 | 0 | 0 | 0 | 0 | 0 | 0 | 0 | 0 | 0 | 0 | 0
Residential_Multi-Family Moderate Income_New_Miscellaneous_Natural Gas_Miscellaneous_E9_Baseline Forecast | Residential | Multi-Family Moderate Income | New | Miscellaneous | Natural Gas | Miscellaneous | E9 |  | Baseline Forecast | 0 | 0 | 0 | 0 | 0 | 0 | 0 | 0 | 0 | 0 | 0 | 0 | 0 | 0 | 0 | 0 | 0 | 0 | 0 | 0 | 0 | 0 | 0 | 0 | 0 | 0 | 0 | 0 | 0 | 0 | 0 | 0 | 0
Residential_Multi-Family Moderate Income_New_Miscellaneous_Natural Gas_Miscellaneous_E10_Baseline Forecast | Residential | Multi-Family Moderate Income | New | Miscellaneous | Natural Gas | Miscellaneous | E10 |  | Baseline Forecast | 0 | 0 | 0 | 0 | 0 | 0 | 0 | 0 | 0 | 0 | 0 | 0 | 0 | 0 | 0 | 0 | 0 | 0 | 0 | 0 | 0 | 0 | 0 | 0 | 0 | 0 | 0 | 0 | 0 | 0 | 0 | 0 | 0
Residential_Multi-Family Low Income_Existing_Space Heating_Natural Gas_Furnace_E1_Baseline Forecast | Residential | Multi-Family Low Income | Existing | Space Heating | Natural Gas | Furnace | E1 |  | Baseline Forecast | 0 | 17.0619 | 18.0386 | 10.375 | 9.6388 | 12.214 | 13.0314 | 13.6696 | 14.347 | 14.8963 | 15.3139 | 15.7045 | 13.6107 | 13.2411 | 13.355 | 13.4434 | 13.5195 | 13.5729 | 13.627 | 13.7349 | 13.24 | 12.7313 | 12.4525 | 12.2491 | 12.1003 | 12.0297 | 11.9669 | 11.9124 | 11.8887 | 11.7166 | 15.9844 | 15.6594 | 13.164
Residential_Multi-Family Low Income_Existing_Space Heating_Natural Gas_Furnace_E2_Baseline Forecast | Residential | Multi-Family Low Income | Existing | Space Heating | Natural Gas | Furnace | E2 |  | Baseline Forecast | 0 | 0.93172 | 0.98531 | 0.56681 | 0.52643 | 0.66704 | 0.71176 | 0.74665 | 0.78371 | 0.81374 | 0.83653 | 0.85781 | 0.74338 | 0.72312 | 0.72922 | 0.73389 | 0.73786 | 0.74057 | 0.74329 | 0.74896 | 0.72174 | 0.69377 | 0.67832 | 0.66699 | 0.65861 | 0.65447 | 0.65074 | 0.64745 | 0.64581 | 0.63609 | 0.86724 | 0.84906 | 0.7131
Residential_Multi-Family Low Income_Existing_Space Heating_Natural Gas_Furnace_E3_Baseline Forecast | Residential | Multi-Family Low Income | Existing | Space Heating | Natural Gas | Furnace | E3 |  | Baseline Forecast | 0 | 0.23293 | 0.24635 | 0.14172 | 0.13162 | 0.16676 | 0.17795 | 0.18667 | 0.19594 | 0.20345 | 0.20915 | 0.21447 | 0.18586 | 0.18079 | 0.1823 | 0.18346 | 0.18444 | 0.18511 | 0.18578 | 0.18718 | 0.18037 | 0.17337 | 0.16949 | 0.16665 | 0.16454 | 0.16349 | 0.16254 | 0.1617 | 0.16127 | 0.15882 | 0.21651 | 0.21194 | 0.17797
Residential_Multi-Family Low Income_Existing_Space Heating_Natural Gas_Furnace_E4_Baseline Forecast | Residential | Multi-Family Low Income | Existing | Space Heating | Natural Gas | Furnace | E4 |  | Baseline Forecast | 0 | 0 | 0 | 0 | 0 | 0 | 0 | 0 | 0 | 0 | 0 | 0 | 0 | 0 | 0 | 0 | 0 | 0 | 0 | 0 | 0 | 0 | 0 | 0 | 0 | 0 | 0 | 0 | 0 | 0 | 0 | 0 | 0
Residential_Multi-Family Low Income_Existing_Space Heating_Natural Gas_Furnace_E5_Baseline Forecast | Residential | Multi-Family Low Income | Existing | Space Heating | Natural Gas | Furnace | E5 |  | Baseline Forecast | 0 | 0.10945 | 0.11581 | 0.066646 | 0.061868 | 0.078387 | 0.083659 | 0.08776 | 0.092115 | 0.095628 | 0.098271 | 0.10073 | 0.087248 | 0.084826 | 0.085488 | 0.085979 | 0.086379 | 0.086629 | 0.086888 | 0.087502 | 0.084271 | 0.080955 | 0.079097 | 0.077722 | 0.076685 | 0.07614 | 0.07564 | 0.075189 | 0.074923 | 0.07372 | 0.1004 | 0.098178 | 0.082278
Residential_Multi-Family Low Income_Existing_Space Heating_Natural Gas_Furnace_E6_Baseline Forecast | Residential | Multi-Family Low Income | Existing | Space Heating | Natural Gas | Furnace | E6 |  | Baseline Forecast | 0 | 0 | 0 | 0 | 0 | 0 | 0 | 0 | 0 | 0 | 0 | 0 | 0 | 0 | 0 | 0 | 0 | 0 | 0 | 0 | 0 | 0 | 0 | 0 | 0 | 0 | 0 | 0 | 0 | 0 | 0 | 0 | 0
Residential_Multi-Family Low Income_Existing_Space Heating_Natural Gas_Furnace_E7_Baseline Forecast | Residential | Multi-Family Low Income | Existing | Space Heating | Natural Gas | Furnace | E7 |  | Baseline Forecast | 0 | 0 | 0 | 0 | 0 | 0 | 0 | 0 | 0 | 0 | 0 | 0 | 0 | 0 | 0 | 0 | 0 | 0 | 0 | 0 | 0 | 0 | 0 | 0 | 0 | 0 | 0 | 0 | 0 | 0 | 0 | 0 | 0
Residential_Multi-Family Low Income_Existing_Space Heating_Natural Gas_Furnace_E8_Baseline Forecast | Residential | Multi-Family Low Income | Existing | Space Heating | Natural Gas | Furnace | E8 |  | Baseline Forecast | 0 | 0 | 0 | 0 | 0 | 0 | 0 | 0 | 0 | 0 | 0 | 0 | 0 | 0 | 0 | 0 | 0 | 0 | 0 | 0 | 0 | 0 | 0 | 0 | 0 | 0 | 0 | 0 | 0 | 0 | 0 | 0 | 0
Residential_Multi-Family Low Income_Existing_Space Heating_Natural Gas_Furnace_E9_Baseline Forecast | Residential | Multi-Family Low Income | Existing | Space Heating | Natural Gas | Furnace | E9 |  | Baseline Forecast | 0 | 0 | 0 | 0 | 0 | 0 | 0 | 0 | 0 | 0 | 0 | 0 | 0 | 0 | 0 | 0 | 0 | 0 | 0 | 0 | 0 | 0 | 0 | 0 | 0 | 0 | 0 | 0 | 0 | 0 | 0 | 0 | 0
Residential_Multi-Family Low Income_Existing_Space Heating_Natural Gas_Furnace_E10_Baseline Forecast | Residential | Multi-Family Low Income | Existing | Space Heating | Natural Gas | Furnace | E10 |  | Baseline Forecast | 0 | 0 | 0 | 0 | 0 | 0 | 0 | 0 | 0 | 0 | 0 | 0 | 0 | 0 | 0 | 0 | 0 | 0 | 0 | 0 | 0 | 0 | 0 | 0 | 0 | 0 | 0 | 0 | 0 | 0 | 0 | 0 | 0
Residential_Multi-Family Low Income_Existing_Space Heating_Natural Gas_Boiler_E1_Baseline Forecast | Residential | Multi-Family Low Income | Existing | Space Heating | Natural Gas | Boiler | E1 |  | Baseline Forecast | 0 | 3.0101 | 0 | 0 | 0 | 0 | 0 | 0 | 0 | 0 | 0 | 0 | 0 | 0 | 0 | 0 | 0 | 0 | 0 | 0 | 0 | 0 | 0 | 0 | 0 | 0 | 0 | 0 | 0 | 0 | 0 | 0 | 0
Residential_Multi-Family Low Income_Existing_Space Heating_Natural Gas_Boiler_E2_Baseline Forecast | Residential | Multi-Family Low Income | Existing | Space Heating | Natural Gas | Boiler | E2 |  | Baseline Forecast | 0 | 0 | 1.8998 | 1.0322 | 0.94505 | 1.2299 | 1.3168 | 1.3836 | 1.4548 | 1.5117 | 1.5539 | 1.5933 | 1.6271 | 1.6556 | 1.6834 | 1.708 | 1.73 | 1.7468 | 1.7621 | 1.7789 | 1.7944 | 1.8088 | 1.8369 | 1.8724 | 1.8282 | 1.7808 | 1.764 | 1.7562 | 1.7555 | 1.7627 | 1.7749 | 1.7905 | 1.8085
Residential_Multi-Family Low Income_Existing_Space Heating_Natural Gas_Boiler_E3_Baseline Forecast | Residential | Multi-Family Low Income | Existing | Space Heating | Natural Gas | Boiler | E3 |  | Baseline Forecast | 0 | 0.93638 | 1.5301 | 0.83135 | 0.7611 | 0.99048 | 1.0605 | 1.1143 | 1.1716 | 1.2174 | 1.2514 | 1.283 | 1.3101 | 1.333 | 1.3553 | 1.3749 | 1.3925 | 1.4059 | 1.4181 | 1.4315 | 1.4438 | 1.4552 | 1.4777 | 1.506 | 1.4702 | 1.4319 | 1.4181 | 1.4116 | 1.4108 | 1.4162 | 1.4256 | 1.4375 | 1.4512
Residential_Multi-Family Low Income_Existing_Space Heating_Natural Gas_Boiler_E4_Baseline Forecast | Residential | Multi-Family Low Income | Existing | Space Heating | Natural Gas | Boiler | E4 |  | Baseline Forecast | 0 | 0.93641 | 1.5318 | 0.8323 | 0.7619 | 0.9915 | 1.0616 | 1.1154 | 1.1728 | 1.2187 | 1.2526 | 1.2842 | 1.3113 | 1.3341 | 1.3563 | 1.3759 | 1.3933 | 1.4067 | 1.4187 | 1.432 | 1.4442 | 1.4555 | 1.4778 | 1.506 | 1.47 | 1.4315 | 1.4176 | 1.4109 | 1.4099 | 1.415 | 1.4239 | 1.4353 | 1.4484
Residential_Multi-Family Low Income_Existing_Space Heating_Natural Gas_Boiler_E5_Baseline Forecast | Residential | Multi-Family Low Income | Existing | Space Heating | Natural Gas | Boiler | E5 |  | Baseline Forecast | 0 | 0.36084 | 0.58989 | 0.32055 | 0.29339 | 0.38178 | 0.40878 | 0.4295 | 0.45161 | 0.46925 | 0.4823 | 0.49442 | 0.50482 | 0.51355 | 0.52204 | 0.5295 | 0.53615 | 0.54122 | 0.54577 | 0.55081 | 0.55541 | 0.55966 | 0.56815 | 0.57888 | 0.56495 | 0.55005 | 0.54458 | 0.54188 | 0.54135 | 0.54313 | 0.5463 | 0.55035 | 0.55494
Residential_Multi-Family Low Income_Existing_Space Heating_Natural Gas_Boiler_E6_Baseline Forecast | Residential | Multi-Family Low Income | Existing | Space Heating | Natural Gas | Boiler | E6 |  | Baseline Forecast | 0 | 0 | 0 | 0 | 0 | 0 | 0 | 0 | 0 | 0 | 0 | 0 | 0 | 0 | 0 | 0 | 0 | 0 | 0 | 0 | 0 | 0 | 0 | 0 | 0 | 0 | 0 | 0 | 0 | 0 | 0 | 0 | 0
Residential_Multi-Family Low Income_Existing_Space Heating_Natural Gas_Boiler_E7_Baseline Forecast | Residential | Multi-Family Low Income | Existing | Space Heating | Natural Gas | Boiler | E7 |  | Baseline Forecast | 0 | 0 | 0 | 0 | 0 | 0 | 0 | 0 | 0 | 0 | 0 | 0 | 0 | 0 | 0 | 0 | 0 | 0 | 0 | 0 | 0 | 0 | 0 | 0 | 0 | 0 | 0 | 0 | 0 | 0 | 0 | 0 | 0
Residential_Multi-Family Low Income_Existing_Space Heating_Natural Gas_Boiler_E8_Baseline Forecast | Residential | Multi-Family Low Income | Existing | Space Heating | Natural Gas | Boiler | E8 |  | Baseline Forecast | 0 | 0 | 0 | 0 | 0 | 0 | 0 | 0 | 0 | 0 | 0 | 0 | 0 | 0 | 0 | 0 | 0 | 0 | 0 | 0 | 0 | 0 | 0 | 0 | 0 | 0 | 0 | 0 | 0 | 0 | 0 | 0 | 0
Residential_Multi-Family Low Income_Existing_Space Heating_Natural Gas_Boiler_E9_Baseline Forecast | Residential | Multi-Family Low Income | Existing | Space Heating | Natural Gas | Boiler | E9 |  | Baseline Forecast | 0 | 0 | 0 | 0 | 0 | 0 | 0 | 0 | 0 | 0 | 0 | 0 | 0 | 0 | 0 | 0 | 0 | 0 | 0 | 0 | 0 | 0 | 0 | 0 | 0 | 0 | 0 | 0 | 0 | 0 | 0 | 0 | 0
Residential_Multi-Family Low Income_Existing_Space Heating_Natural Gas_Boiler_E10_Baseline Forecast | Residential | Multi-Family Low Income | Existing | Space Heating | Natural Gas | Boiler | E10 |  | Baseline Forecast | 0 | 0 | 0 | 0 | 0 | 0 | 0 | 0 | 0 | 0 | 0 | 0 | 0 | 0 | 0 | 0 | 0 | 0 | 0 | 0 | 0 | 0 | 0 | 0 | 0 | 0 | 0 | 0 | 0 | 0 | 0 | 0 | 0
Residential_Multi-Family Low Income_Existing_Secondary Heating_Natural Gas_Fireplace_E1_Baseline Forecast | Residential | Multi-Family Low Income | Existing | Secondary Heating | Natural Gas | Fireplace | E1 |  | Baseline Forecast | 0 | 6.4037 | 6.4793 | 5.5063 | 5.4377 | 5.418 | 5.3964 | 5.3715 | 5.3453 | 5.3169 | 5.2856 | 5.2517 | 5.2155 | 5.177 | 5.1632 | 5.1515 | 5.0512 | 4.9623 | 4.8827 | 4.8112 | 4.7461 | 4.6863 | 4.6306 | 6.1105 | 5.8931 | 5.4719 | 5.32 | 5.1832 | 5.06 | 4.9406 | 4.8259 | 4.7163 | 4.6122
Residential_Multi-Family Low Income_Existing_Secondary Heating_Natural Gas_Fireplace_E2_Baseline Forecast | Residential | Multi-Family Low Income | Existing | Secondary Heating | Natural Gas | Fireplace | E2 |  | Baseline Forecast | 0 | 0 | 0 | 0 | 0 | 0 | 0 | 0 | 0 | 0 | 0 | 0 | 0 | 0 | 0 | 0 | 0 | 0 | 0 | 0 | 0 | 0 | 0 | 0 | 0 | 0 | 0 | 0 | 0 | 0 | 0 | 0 | 0
Residential_Multi-Family Low Income_Existing_Secondary Heating_Natural Gas_Fireplace_E3_Baseline Forecast | Residential | Multi-Family Low Income | Existing | Secondary Heating | Natural Gas | Fireplace | E3 |  | Baseline Forecast | 0 | 0 | 0 | 0 | 0 | 0 | 0 | 0 | 0 | 0 | 0 | 0 | 0 | 0 | 0 | 0 | 0 | 0 | 0 | 0 | 0 | 0 | 0 | 0 | 0 | 0 | 0 | 0 | 0 | 0 | 0 | 0 | 0
Residential_Multi-Family Low Income_Existing_Secondary Heating_Natural Gas_Fireplace_E4_Baseline Forecast | Residential | Multi-Family Low Income | Existing | Secondary Heating | Natural Gas | Fireplace | E4 |  | Baseline Forecast | 0 | 0 | 0 | 0 | 0 | 0 | 0 | 0 | 0 | 0 | 0 | 0 | 0 | 0 | 0 | 0 | 0 | 0 | 0 | 0 | 0 | 0 | 0 | 0 | 0 | 0 | 0 | 0 | 0 | 0 | 0 | 0 | 0
Residential_Multi-Family Low Income_Existing_Secondary Heating_Natural Gas_Fireplace_E5_Baseline Forecast | Residential | Multi-Family Low Income | Existing | Secondary Heating | Natural Gas | Fireplace | E5 |  | Baseline Forecast | 0 | 0 | 0 | 0 | 0 | 0 | 0 | 0 | 0 | 0 | 0 | 0 | 0 | 0 | 0 | 0 | 0 | 0 | 0 | 0 | 0 | 0 | 0 | 0 | 0 | 0 | 0 | 0 | 0 | 0 | 0 | 0 | 0
Residential_Multi-Family Low Income_Existing_Secondary Heating_Natural Gas_Fireplace_E6_Baseline Forecast | Residential | Multi-Family Low Income | Existing | Secondary Heating | Natural Gas | Fireplace | E6 |  | Baseline Forecast | 0 | 0 | 0 | 0 | 0 | 0 | 0 | 0 | 0 | 0 | 0 | 0 | 0 | 0 | 0 | 0 | 0 | 0 | 0 | 0 | 0 | 0 | 0 | 0 | 0 | 0 | 0 | 0 | 0 | 0 | 0 | 0 | 0
Residential_Multi-Family Low Income_Existing_Secondary Heating_Natural Gas_Fireplace_E7_Baseline Forecast | Residential | Multi-Family Low Income | Existing | Secondary Heating | Natural Gas | Fireplace | E7 |  | Baseline Forecast | 0 | 0 | 0 | 0 | 0 | 0 | 0 | 0 | 0 | 0 | 0 | 0 | 0 | 0 | 0 | 0 | 0 | 0 | 0 | 0 | 0 | 0 | 0 | 0 | 0 | 0 | 0 | 0 | 0 | 0 | 0 | 0 | 0
Residential_Multi-Family Low Income_Existing_Secondary Heating_Natural Gas_Fireplace_E8_Baseline Forecast | Residential | Multi-Family Low Income | Existing | Secondary Heating | Natural Gas | Fireplace | E8 |  | Baseline Forecast | 0 | 0 | 0 | 0 | 0 | 0 | 0 | 0 | 0 | 0 | 0 | 0 | 0 | 0 | 0 | 0 | 0 | 0 | 0 | 0 | 0 | 0 | 0 | 0 | 0 | 0 | 0 | 0 | 0 | 0 | 0 | 0 | 0
Residential_Multi-Family Low Income_Existing_Secondary Heating_Natural Gas_Fireplace_E9_Baseline Forecast | Residential | Multi-Family Low Income | Existing | Secondary Heating | Natural Gas | Fireplace | E9 |  | Baseline Forecast | 0 | 0 | 0 | 0 | 0 | 0 | 0 | 0 | 0 | 0 | 0 | 0 | 0 | 0 | 0 | 0 | 0 | 0 | 0 | 0 | 0 | 0 | 0 | 0 | 0 | 0 | 0 | 0 | 0 | 0 | 0 | 0 | 0
Residential_Multi-Family Low Income_Existing_Secondary Heating_Natural Gas_Fireplace_E10_Baseline Forecast | Residential | Multi-Family Low Income | Existing | Secondary Heating | Natural Gas | Fireplace | E10 |  | Baseline Forecast | 0 | 0 | 0 | 0 | 0 | 0 | 0 | 0 | 0 | 0 | 0 | 0 | 0 | 0 | 0 | 0 | 0 | 0 | 0 | 0 | 0 | 0 | 0 | 0 | 0 | 0 | 0 | 0 | 0 | 0 | 0 | 0 | 0
Residential_Multi-Family Low Income_Existing_Water Heating_Natural Gas_Water Heater (<= 55 gal)_E1_Baseline Forecast | Residential | Multi-Family Low Income | Existing | Water Heating | Natural Gas | Water Heater (<= 55 gal) | E1 |  | Baseline Forecast | 0 | 1.9212 | 2.2366 | 2.041 | 2.219 | 2.3872 | 2.4918 | 2.5808 | 2.6591 | 2.7175 | 2.6166 | 2.652 | 2.4686 | 2.3565 | 2.2373 | 2.1594 | 2.1115 | 2.0852 | 2.0747 | 2.5183 | 2.5249 | 2.4274 | 2.4394 | 2.42 | 2.3822 | 2.3293 | 2.2691 | 2.2136 | 2.1604 | 2.1116 | 2.0788 | 2.0653 | 2.0396
Residential_Multi-Family Low Income_Existing_Water Heating_Natural Gas_Water Heater (<= 55 gal)_E2_Baseline Forecast | Residential | Multi-Family Low Income | Existing | Water Heating | Natural Gas | Water Heater (<= 55 gal) | E2 |  | Baseline Forecast | 0 | 8.9193 | 10.2153 | 9.2108 | 9.9315 | 10.5908 | 11.1673 | 11.6331 | 12.0071 | 12.3124 | 12.6991 | 12.8838 | 12.108 | 11.5955 | 11.0384 | 10.6746 | 10.4566 | 10.3458 | 10.3115 | 12.5281 | 12.5748 | 12.1137 | 12.1841 | 12.106 | 11.944 | 11.7088 | 11.4411 | 11.1612 | 10.8927 | 10.6466 | 10.4814 | 10.4135 | 10.284
Residential_Multi-Family Low Income_Existing_Water Heating_Natural Gas_Water Heater (<= 55 gal)_E3_Baseline Forecast | Residential | Multi-Family Low Income | Existing | Water Heating | Natural Gas | Water Heater (<= 55 gal) | E3 |  | Baseline Forecast | 0 | 0.45168 | 0.51883 | 0.4688 | 0.50625 | 0.54075 | 0.56912 | 0.59224 | 0.61105 | 0.62622 | 0.6381 | 0.64729 | 0.60733 | 0.58133 | 0.55313 | 0.53473 | 0.52365 | 0.51792 | 0.51609 | 0.6269 | 0.62912 | 0.60585 | 0.60927 | 0.60524 | 0.59692 | 0.58492 | 0.57125 | 0.55728 | 0.54387 | 0.53159 | 0.52334 | 0.51994 | 0.51348
Residential_Multi-Family Low Income_Existing_Water Heating_Natural Gas_Water Heater (<= 55 gal)_E4_Baseline Forecast | Residential | Multi-Family Low Income | Existing | Water Heating | Natural Gas | Water Heater (<= 55 gal) | E4 |  | Baseline Forecast | 0 | 0 | 0 | 0 | 0 | 0 | 0 | 0 | 0 | 0 | 0 | 0 | 0 | 0 | 0 | 0 | 0 | 0 | 0 | 0 | 0 | 0 | 0 | 0 | 0 | 0 | 0 | 0 | 0 | 0 | 0 | 0 | 0
Residential_Multi-Family Low Income_Existing_Water Heating_Natural Gas_Water Heater (<= 55 gal)_E5_Baseline Forecast | Residential | Multi-Family Low Income | Existing | Water Heating | Natural Gas | Water Heater (<= 55 gal) | E5 |  | Baseline Forecast | 0 | 0 | 0 | 0 | 0 | 0 | 0 | 0 | 0 | 0 | 0 | 0 | 0 | 0 | 0 | 0 | 0 | 0 | 0 | 0 | 0 | 0 | 0 | 0 | 0 | 0 | 0 | 0 | 0 | 0 | 0 | 0 | 0
Residential_Multi-Family Low Income_Existing_Water Heating_Natural Gas_Water Heater (<= 55 gal)_E6_Baseline Forecast | Residential | Multi-Family Low Income | Existing | Water Heating | Natural Gas | Water Heater (<= 55 gal) | E6 |  | Baseline Forecast | 0 | 0 | 0 | 0 | 0 | 0 | 0 | 0 | 0 | 0 | 0 | 0 | 0 | 0 | 0 | 0 | 0 | 0 | 0 | 0 | 0 | 0 | 0 | 0 | 0 | 0 | 0 | 0 | 0 | 0 | 0 | 0 | 0
Residential_Multi-Family Low Income_Existing_Water Heating_Natural Gas_Water Heater (<= 55 gal)_E7_Baseline Forecast | Residential | Multi-Family Low Income | Existing | Water Heating | Natural Gas | Water Heater (<= 55 gal) | E7 |  | Baseline Forecast | 0 | 0 | 0 | 0 | 0 | 0 | 0 | 0 | 0 | 0 | 0 | 0 | 0 | 0 | 0 | 0 | 0 | 0 | 0 | 0 | 0 | 0 | 0 | 0 | 0 | 0 | 0 | 0 | 0 | 0 | 0 | 0 | 0
Residential_Multi-Family Low Income_Existing_Water Heating_Natural Gas_Water Heater (<= 55 gal)_E8_Baseline Forecast | Residential | Multi-Family Low Income | Existing | Water Heating | Natural Gas | Water Heater (<= 55 gal) | E8 |  | Baseline Forecast | 0 | 0 | 0 | 0 | 0 | 0 | 0 | 0 | 0 | 0 | 0 | 0 | 0 | 0 | 0 | 0 | 0 | 0 | 0 | 0 | 0 | 0 | 0 | 0 | 0 | 0 | 0 | 0 | 0 | 0 | 0 | 0 | 0
Residential_Multi-Family Low Income_Existing_Water Heating_Natural Gas_Water Heater (<= 55 gal)_E9_Baseline Forecast | Residential | Multi-Family Low Income | Existing | Water Heating | Natural Gas | Water Heater (<= 55 gal) | E9 |  | Baseline Forecast | 0 | 0 | 0 | 0 | 0 | 0 | 0 | 0 | 0 | 0 | 0 | 0 | 0 | 0 | 0 | 0 | 0 | 0 | 0 | 0 | 0 | 0 | 0 | 0 | 0 | 0 | 0 | 0 | 0 | 0 | 0 | 0 | 0
Residential_Multi-Family Low Income_Existing_Water Heating_Natural Gas_Water Heater (<= 55 gal)_E10_Baseline Forecast | Residential | Multi-Family Low Income | Existing | Water Heating | Natural Gas | Water Heater (<= 55 gal) | E10 |  | Baseline Forecast | 0 | 0 | 0 | 0 | 0 | 0 | 0 | 0 | 0 | 0 | 0 | 0 | 0 | 0 | 0 | 0 | 0 | 0 | 0 | 0 | 0 | 0 | 0 | 0 | 0 | 0 | 0 | 0 | 0 | 0 | 0 | 0 | 0
Residential_Multi-Family Low Income_Existing_Water Heating_Natural Gas_Water Heater (> 55 gal)_E1_Baseline Forecast | Residential | Multi-Family Low Income | Existing | Water Heating | Natural Gas | Water Heater (> 55 gal) | E1 |  | Baseline Forecast | 0 | 0 | 0 | 0 | 0 | 0 | 0 | 0 | 0 | 0 | 0 | 0 | 0 | 0 | 0 | 0 | 0 | 0 | 0 | 0 | 0 | 0 | 0 | 0 | 0 | 0 | 0 | 0 | 0 | 0 | 0 | 0 | 0
Residential_Multi-Family Low Income_Existing_Water Heating_Natural Gas_Water Heater (> 55 gal)_E2_Baseline Forecast | Residential | Multi-Family Low Income | Existing | Water Heating | Natural Gas | Water Heater (> 55 gal) | E2 |  | Baseline Forecast | 0 | 0 | 0 | 0 | 0 | 0 | 0 | 0 | 0 | 0 | 0 | 0 | 0 | 0 | 0 | 0 | 0 | 0 | 0 | 0 | 0 | 0 | 0 | 0 | 0 | 0 | 0 | 0 | 0 | 0 | 0 | 0 | 0
Residential_Multi-Family Low Income_Existing_Water Heating_Natural Gas_Water Heater (> 55 gal)_E3_Baseline Forecast | Residential | Multi-Family Low Income | Existing | Water Heating | Natural Gas | Water Heater (> 55 gal) | E3 |  | Baseline Forecast | 0 | 0 | 0 | 0 | 0 | 0 | 0 | 0 | 0 | 0 | 0 | 0 | 0 | 0 | 0 | 0 | 0 | 0 | 0 | 0 | 0 | 0 | 0 | 0 | 0 | 0 | 0 | 0 | 0 | 0 | 0 | 0 | 0
Residential_Multi-Family Low Income_Existing_Water Heating_Natural Gas_Water Heater (> 55 gal)_E4_Baseline Forecast | Residential | Multi-Family Low Income | Existing | Water Heating | Natural Gas | Water Heater (> 55 gal) | E4 |  | Baseline Forecast | 0 | 0 | 0 | 0 | 0 | 0 | 0 | 0 | 0 | 0 | 0 | 0 | 0 | 0 | 0 | 0 | 0 | 0 | 0 | 0 | 0 | 0 | 0 | 0 | 0 | 0 | 0 | 0 | 0 | 0 | 0 | 0 | 0
Residential_Multi-Family Low Income_Existing_Water Heating_Natural Gas_Water Heater (> 55 gal)_E5_Baseline Forecast | Residential | Multi-Family Low Income | Existing | Water Heating | Natural Gas | Water Heater (> 55 gal) | E5 |  | Baseline Forecast | 0 | 0 | 0 | 0 | 0 | 0 | 0 | 0 | 0 | 0 | 0 | 0 | 0 | 0 | 0 | 0 | 0 | 0 | 0 | 0 | 0 | 0 | 0 | 0 | 0 | 0 | 0 | 0 | 0 | 0 | 0 | 0 | 0
Residential_Multi-Family Low Income_Existing_Water Heating_Natural Gas_Water Heater (> 55 gal)_E6_Baseline Forecast | Residential | Multi-Family Low Income | Existing | Water Heating | Natural Gas | Water Heater (> 55 gal) | E6 |  | Baseline Forecast | 0 | 0 | 0 | 0 | 0 | 0 | 0 | 0 | 0 | 0 | 0 | 0 | 0 | 0 | 0 | 0 | 0 | 0 | 0 | 0 | 0 | 0 | 0 | 0 | 0 | 0 | 0 | 0 | 0 | 0 | 0 | 0 | 0
Residential_Multi-Family Low Income_Existing_Water Heating_Natural Gas_Water Heater (> 55 gal)_E7_Baseline Forecast | Residential | Multi-Family Low Income | Existing | Water Heating | Natural Gas | Water Heater (> 55 gal) | E7 |  | Baseline Forecast | 0 | 0 | 0 | 0 | 0 | 0 | 0 | 0 | 0 | 0 | 0 | 0 | 0 | 0 | 0 | 0 | 0 | 0 | 0 | 0 | 0 | 0 | 0 | 0 | 0 | 0 | 0 | 0 | 0 | 0 | 0 | 0 | 0
Residential_Multi-Family Low Income_Existing_Water Heating_Natural Gas_Water Heater (> 55 gal)_E8_Baseline Forecast | Residential | Multi-Family Low Income | Existing | Water Heating | Natural Gas | Water Heater (> 55 gal) | E8 |  | Baseline Forecast | 0 | 0 | 0 | 0 | 0 | 0 | 0 | 0 | 0 | 0 | 0 | 0 | 0 | 0 | 0 | 0 | 0 | 0 | 0 | 0 | 0 | 0 | 0 | 0 | 0 | 0 | 0 | 0 | 0 | 0 | 0 | 0 | 0
Residential_Multi-Family Low Income_Existing_Water Heating_Natural Gas_Water Heater (> 55 gal)_E9_Baseline Forecast | Residential | Multi-Family Low Income | Existing | Water Heating | Natural Gas | Water Heater (> 55 gal) | E9 |  | Baseline Forecast | 0 | 0 | 0 | 0 | 0 | 0 | 0 | 0 | 0 | 0 | 0 | 0 | 0 | 0 | 0 | 0 | 0 | 0 | 0 | 0 | 0 | 0 | 0 | 0 | 0 | 0 | 0 | 0 | 0 | 0 | 0 | 0 | 0
Residential_Multi-Family Low Income_Existing_Water Heating_Natural Gas_Water Heater (> 55 gal)_E10_Baseline Forecast | Residential | Multi-Family Low Income | Existing | Water Heating | Natural Gas | Water Heater (> 55 gal) | E10 |  | Baseline Forecast | 0 | 0 | 0 | 0 | 0 | 0 | 0 | 0 | 0 | 0 | 0 | 0 | 0 | 0 | 0 | 0 | 0 | 0 | 0 | 0 | 0 | 0 | 0 | 0 | 0 | 0 | 0 | 0 | 0 | 0 | 0 | 0 | 0
Residential_Multi-Family Low Income_Existing_Appliances_Natural Gas_Clothes Dryer_E1_Baseline Forecast | Residential | Multi-Family Low Income | Existing | Appliances | Natural Gas | Clothes Dryer | E1 |  | Baseline Forecast | 0 | 0 | 0 | 0 | 0 | 0 | 0 | 0 | 0 | 0 | 0 | 0 | 0 | 0 | 0 | 0 | 0 | 0 | 0 | 0 | 0 | 0 | 0 | 0 | 0 | 0 | 0 | 0 | 0 | 0 | 0 | 0 | 0
Residential_Multi-Family Low Income_Existing_Appliances_Natural Gas_Clothes Dryer_E2_Baseline Forecast | Residential | Multi-Family Low Income | Existing | Appliances | Natural Gas | Clothes Dryer | E2 |  | Baseline Forecast | 0 | 0 | 0 | 0 | 0 | 0 | 0 | 0 | 0 | 0 | 0 | 0 | 0 | 0 | 0 | 0 | 0 | 0 | 0 | 0 | 0 | 0 | 0 | 0 | 0 | 0 | 0 | 0 | 0 | 0 | 0 | 0 | 0
Residential_Multi-Family Low Income_Existing_Appliances_Natural Gas_Clothes Dryer_E3_Baseline Forecast | Residential | Multi-Family Low Income | Existing | Appliances | Natural Gas | Clothes Dryer | E3 |  | Baseline Forecast | 0 | 0 | 0 | 0 | 0 | 0 | 0 | 0 | 0 | 0 | 0 | 0 | 0 | 0 | 0 | 0 | 0 | 0 | 0 | 0 | 0 | 0 | 0 | 0 | 0 | 0 | 0 | 0 | 0 | 0 | 0 | 0 | 0
Residential_Multi-Family Low Income_Existing_Appliances_Natural Gas_Clothes Dryer_E4_Baseline Forecast | Residential | Multi-Family Low Income | Existing | Appliances | Natural Gas | Clothes Dryer | E4 |  | Baseline Forecast | 0 | 0 | 0 | 0 | 0 | 0 | 0 | 0 | 0 | 0 | 0 | 0 | 0 | 0 | 0 | 0 | 0 | 0 | 0 | 0 | 0 | 0 | 0 | 0 | 0 | 0 | 0 | 0 | 0 | 0 | 0 | 0 | 0
Residential_Multi-Family Low Income_Existing_Appliances_Natural Gas_Clothes Dryer_E5_Baseline Forecast | Residential | Multi-Family Low Income | Existing | Appliances | Natural Gas | Clothes Dryer | E5 |  | Baseline Forecast | 0 | 0 | 0 | 0 | 0 | 0 | 0 | 0 | 0 | 0 | 0 | 0 | 0 | 0 | 0 | 0 | 0 | 0 | 0 | 0 | 0 | 0 | 0 | 0 | 0 | 0 | 0 | 0 | 0 | 0 | 0 | 0 | 0
Residential_Multi-Family Low Income_Existing_Appliances_Natural Gas_Clothes Dryer_E6_Baseline Forecast | Residential | Multi-Family Low Income | Existing | Appliances | Natural Gas | Clothes Dryer | E6 |  | Baseline Forecast | 0 | 0 | 0 | 0 | 0 | 0 | 0 | 0 | 0 | 0 | 0 | 0 | 0 | 0 | 0 | 0 | 0 | 0 | 0 | 0 | 0 | 0 | 0 | 0 | 0 | 0 | 0 | 0 | 0 | 0 | 0 | 0 | 0
Residential_Multi-Family Low Income_Existing_Appliances_Natural Gas_Clothes Dryer_E7_Baseline Forecast | Residential | Multi-Family Low Income | Existing | Appliances | Natural Gas | Clothes Dryer | E7 |  | Baseline Forecast | 0 | 0 | 0 | 0 | 0 | 0 | 0 | 0 | 0 | 0 | 0 | 0 | 0 | 0 | 0 | 0 | 0 | 0 | 0 | 0 | 0 | 0 | 0 | 0 | 0 | 0 | 0 | 0 | 0 | 0 | 0 | 0 | 0
Residential_Multi-Family Low Income_Existing_Appliances_Natural Gas_Clothes Dryer_E8_Baseline Forecast | Residential | Multi-Family Low Income | Existing | Appliances | Natural Gas | Clothes Dryer | E8 |  | Baseline Forecast | 0 | 0 | 0 | 0 | 0 | 0 | 0 | 0 | 0 | 0 | 0 | 0 | 0 | 0 | 0 | 0 | 0 | 0 | 0 | 0 | 0 | 0 | 0 | 0 | 0 | 0 | 0 | 0 | 0 | 0 | 0 | 0 | 0
Residential_Multi-Family Low Income_Existing_Appliances_Natural Gas_Clothes Dryer_E9_Baseline Forecast | Residential | Multi-Family Low Income | Existing | Appliances | Natural Gas | Clothes Dryer | E9 |  | Baseline Forecast | 0 | 0 | 0 | 0 | 0 | 0 | 0 | 0 | 0 | 0 | 0 | 0 | 0 | 0 | 0 | 0 | 0 | 0 | 0 | 0 | 0 | 0 | 0 | 0 | 0 | 0 | 0 | 0 | 0 | 0 | 0 | 0 | 0
Residential_Multi-Family Low Income_Existing_Appliances_Natural Gas_Clothes Dryer_E10_Baseline Forecast | Residential | Multi-Family Low Income | Existing | Appliances | Natural Gas | Clothes Dryer | E10 |  | Baseline Forecast | 0 | 0 | 0 | 0 | 0 | 0 | 0 | 0 | 0 | 0 | 0 | 0 | 0 | 0 | 0 | 0 | 0 | 0 | 0 | 0 | 0 | 0 | 0 | 0 | 0 | 0 | 0 | 0 | 0 | 0 | 0 | 0 | 0
Residential_Multi-Family Low Income_Existing_Appliances_Natural Gas_Stove/Oven_E1_Baseline Forecast | Residential | Multi-Family Low Income | Existing | Appliances | Natural Gas | Stove/Oven | E1 |  | Baseline Forecast | 0 | 3.1716 | 3.6734 | 3.5182 | 3.7908 | 4.0396 | 4.2413 | 4.4031 | 4.5323 | 4.6336 | 4.7103 | 4.3903 | 4.1771 | 3.9786 | 3.8503 | 3.774 | 3.7356 | 3.7236 | 4.4803 | 4.5006 | 4.3867 | 4.3569 | 4.2913 | 4.1993 | 4.0957 | 3.9903 | 3.8894 | 3.7967 | 3.7197 | 3.6816 | 3.638 | 3.6135 | 3.5966
Residential_Multi-Family Low Income_Existing_Appliances_Natural Gas_Stove/Oven_E2_Baseline Forecast | Residential | Multi-Family Low Income | Existing | Appliances | Natural Gas | Stove/Oven | E2 |  | Baseline Forecast | 0 | 1.3492 | 1.563 | 1.4972 | 1.613 | 1.7192 | 1.8061 | 1.8758 | 1.9318 | 1.976 | 2.0097 | 1.8741 | 1.784 | 1.7001 | 1.6461 | 1.6143 | 1.5987 | 1.5944 | 1.9195 | 1.9292 | 1.8813 | 1.8693 | 1.8418 | 1.8029 | 1.7588 | 1.7138 | 1.6706 | 1.6309 | 1.5978 | 1.5813 | 1.5623 | 1.5514 | 1.5437
Residential_Multi-Family Low Income_Existing_Appliances_Natural Gas_Stove/Oven_E3_Baseline Forecast | Residential | Multi-Family Low Income | Existing | Appliances | Natural Gas | Stove/Oven | E3 |  | Baseline Forecast | 0 | 0 | 0 | 0 | 0 | 0 | 0 | 0 | 0 | 0 | 0 | 0 | 0 | 0 | 0 | 0 | 0 | 0 | 0 | 0 | 0 | 0 | 0 | 0 | 0 | 0 | 0 | 0 | 0 | 0 | 0 | 0 | 0
Residential_Multi-Family Low Income_Existing_Appliances_Natural Gas_Stove/Oven_E4_Baseline Forecast | Residential | Multi-Family Low Income | Existing | Appliances | Natural Gas | Stove/Oven | E4 |  | Baseline Forecast | 0 | 0 | 0 | 0 | 0 | 0 | 0 | 0 | 0 | 0 | 0 | 0 | 0 | 0 | 0 | 0 | 0 | 0 | 0 | 0 | 0 | 0 | 0 | 0 | 0 | 0 | 0 | 0 | 0 | 0 | 0 | 0 | 0
Residential_Multi-Family Low Income_Existing_Appliances_Natural Gas_Stove/Oven_E5_Baseline Forecast | Residential | Multi-Family Low Income | Existing | Appliances | Natural Gas | Stove/Oven | E5 |  | Baseline Forecast | 0 | 0 | 0 | 0 | 0 | 0 | 0 | 0 | 0 | 0 | 0 | 0 | 0 | 0 | 0 | 0 | 0 | 0 | 0 | 0 | 0 | 0 | 0 | 0 | 0 | 0 | 0 | 0 | 0 | 0 | 0 | 0 | 0
Residential_Multi-Family Low Income_Existing_Appliances_Natural Gas_Stove/Oven_E6_Baseline Forecast | Residential | Multi-Family Low Income | Existing | Appliances | Natural Gas | Stove/Oven | E6 |  | Baseline Forecast | 0 | 0 | 0 | 0 | 0 | 0 | 0 | 0 | 0 | 0 | 0 | 0 | 0 | 0 | 0 | 0 | 0 | 0 | 0 | 0 | 0 | 0 | 0 | 0 | 0 | 0 | 0 | 0 | 0 | 0 | 0 | 0 | 0
Residential_Multi-Family Low Income_Existing_Appliances_Natural Gas_Stove/Oven_E7_Baseline Forecast | Residential | Multi-Family Low Income | Existing | Appliances | Natural Gas | Stove/Oven | E7 |  | Baseline Forecast | 0 | 0 | 0 | 0 | 0 | 0 | 0 | 0 | 0 | 0 | 0 | 0 | 0 | 0 | 0 | 0 | 0 | 0 | 0 | 0 | 0 | 0 | 0 | 0 | 0 | 0 | 0 | 0 | 0 | 0 | 0 | 0 | 0
Residential_Multi-Family Low Income_Existing_Appliances_Natural Gas_Stove/Oven_E8_Baseline Forecast | Residential | Multi-Family Low Income | Existing | Appliances | Natural Gas | Stove/Oven | E8 |  | Baseline Forecast | 0 | 0 | 0 | 0 | 0 | 0 | 0 | 0 | 0 | 0 | 0 | 0 | 0 | 0 | 0 | 0 | 0 | 0 | 0 | 0 | 0 | 0 | 0 | 0 | 0 | 0 | 0 | 0 | 0 | 0 | 0 | 0 | 0
Residential_Multi-Family Low Income_Existing_Appliances_Natural Gas_Stove/Oven_E9_Baseline Forecast | Residential | Multi-Family Low Income | Existing | Appliances | Natural Gas | Stove/Oven | E9 |  | Baseline Forecast | 0 | 0 | 0 | 0 | 0 | 0 | 0 | 0 | 0 | 0 | 0 | 0 | 0 | 0 | 0 | 0 | 0 | 0 | 0 | 0 | 0 | 0 | 0 | 0 | 0 | 0 | 0 | 0 | 0 | 0 | 0 | 0 | 0
Residential_Multi-Family Low Income_Existing_Appliances_Natural Gas_Stove/Oven_E10_Baseline Forecast | Residential | Multi-Family Low Income | Existing | Appliances | Natural Gas | Stove/Oven | E10 |  | Baseline Forecast | 0 | 0 | 0 | 0 | 0 | 0 | 0 | 0 | 0 | 0 | 0 | 0 | 0 | 0 | 0 | 0 | 0 | 0 | 0 | 0 | 0 | 0 | 0 | 0 | 0 | 0 | 0 | 0 | 0 | 0 | 0 | 0 | 0
Residential_Multi-Family Low Income_Existing_Miscellaneous_Natural Gas_Pool Heater_E1_Baseline Forecast | Residential | Multi-Family Low Income | Existing | Miscellaneous | Natural Gas | Pool Heater | E1 |  | Baseline Forecast | 0 | 0 | 0 | 0 | 0 | 0 | 0 | 0 | 0 | 0 | 0 | 0 | 0 | 0 | 0 | 0 | 0 | 0 | 0 | 0 | 0 | 0 | 0 | 0 | 0 | 0 | 0 | 0 | 0 | 0 | 0 | 0 | 0
Residential_Multi-Family Low Income_Existing_Miscellaneous_Natural Gas_Pool Heater_E2_Baseline Forecast | Residential | Multi-Family Low Income | Existing | Miscellaneous | Natural Gas | Pool Heater | E2 |  | Baseline Forecast | 0 | 0 | 0 | 0 | 0 | 0 | 0 | 0 | 0 | 0 | 0 | 0 | 0 | 0 | 0 | 0 | 0 | 0 | 0 | 0 | 0 | 0 | 0 | 0 | 0 | 0 | 0 | 0 | 0 | 0 | 0 | 0 | 0
Residential_Multi-Family Low Income_Existing_Miscellaneous_Natural Gas_Pool Heater_E3_Baseline Forecast | Residential | Multi-Family Low Income | Existing | Miscellaneous | Natural Gas | Pool Heater | E3 |  | Baseline Forecast | 0 | 0 | 0 | 0 | 0 | 0 | 0 | 0 | 0 | 0 | 0 | 0 | 0 | 0 | 0 | 0 | 0 | 0 | 0 | 0 | 0 | 0 | 0 | 0 | 0 | 0 | 0 | 0 | 0 | 0 | 0 | 0 | 0
Residential_Multi-Family Low Income_Existing_Miscellaneous_Natural Gas_Pool Heater_E4_Baseline Forecast | Residential | Multi-Family Low Income | Existing | Miscellaneous | Natural Gas | Pool Heater | E4 |  | Baseline Forecast | 0 | 0 | 0 | 0 | 0 | 0 | 0 | 0 | 0 | 0 | 0 | 0 | 0 | 0 | 0 | 0 | 0 | 0 | 0 | 0 | 0 | 0 | 0 | 0 | 0 | 0 | 0 | 0 | 0 | 0 | 0 | 0 | 0
Residential_Multi-Family Low Income_Existing_Miscellaneous_Natural Gas_Pool Heater_E5_Baseline Forecast | Residential | Multi-Family Low Income | Existing | Miscellaneous | Natural Gas | Pool Heater | E5 |  | Baseline Forecast | 0 | 0 | 0 | 0 | 0 | 0 | 0 | 0 | 0 | 0 | 0 | 0 | 0 | 0 | 0 | 0 | 0 | 0 | 0 | 0 | 0 | 0 | 0 | 0 | 0 | 0 | 0 | 0 | 0 | 0 | 0 | 0 | 0
Residential_Multi-Family Low Income_Existing_Miscellaneous_Natural Gas_Pool Heater_E6_Baseline Forecast | Residential | Multi-Family Low Income | Existing | Miscellaneous | Natural Gas | Pool Heater | E6 |  | Baseline Forecast | 0 | 0 | 0 | 0 | 0 | 0 | 0 | 0 | 0 | 0 | 0 | 0 | 0 | 0 | 0 | 0 | 0 | 0 | 0 | 0 | 0 | 0 | 0 | 0 | 0 | 0 | 0 | 0 | 0 | 0 | 0 | 0 | 0
Residential_Multi-Family Low Income_Existing_Miscellaneous_Natural Gas_Pool Heater_E7_Baseline Forecast | Residential | Multi-Family Low Income | Existing | Miscellaneous | Natural Gas | Pool Heater | E7 |  | Baseline Forecast | 0 | 0 | 0 | 0 | 0 | 0 | 0 | 0 | 0 | 0 | 0 | 0 | 0 | 0 | 0 | 0 | 0 | 0 | 0 | 0 | 0 | 0 | 0 | 0 | 0 | 0 | 0 | 0 | 0 | 0 | 0 | 0 | 0
Residential_Multi-Family Low Income_Existing_Miscellaneous_Natural Gas_Pool Heater_E8_Baseline Forecast | Residential | Multi-Family Low Income | Existing | Miscellaneous | Natural Gas | Pool Heater | E8 |  | Baseline Forecast | 0 | 0 | 0 | 0 | 0 | 0 | 0 | 0 | 0 | 0 | 0 | 0 | 0 | 0 | 0 | 0 | 0 | 0 | 0 | 0 | 0 | 0 | 0 | 0 | 0 | 0 | 0 | 0 | 0 | 0 | 0 | 0 | 0
Residential_Multi-Family Low Income_Existing_Miscellaneous_Natural Gas_Pool Heater_E9_Baseline Forecast | Residential | Multi-Family Low Income | Existing | Miscellaneous | Natural Gas | Pool Heater | E9 |  | Baseline Forecast | 0 | 0 | 0 | 0 | 0 | 0 | 0 | 0 | 0 | 0 | 0 | 0 | 0 | 0 | 0 | 0 | 0 | 0 | 0 | 0 | 0 | 0 | 0 | 0 | 0 | 0 | 0 | 0 | 0 | 0 | 0 | 0 | 0
Residential_Multi-Family Low Income_Existing_Miscellaneous_Natural Gas_Pool Heater_E10_Baseline Forecast | Residential | Multi-Family Low Income | Existing | Miscellaneous | Natural Gas | Pool Heater | E10 |  | Baseline Forecast | 0 | 0 | 0 | 0 | 0 | 0 | 0 | 0 | 0 | 0 | 0 | 0 | 0 | 0 | 0 | 0 | 0 | 0 | 0 | 0 | 0 | 0 | 0 | 0 | 0 | 0 | 0 | 0 | 0 | 0 | 0 | 0 | 0
Residential_Multi-Family Low Income_Existing_Miscellaneous_Natural Gas_Miscellaneous_E1_Baseline Forecast | Residential | Multi-Family Low Income | Existing | Miscellaneous | Natural Gas | Miscellaneous | E1 |  | Baseline Forecast | 0 | 30.1272 | 36.2895 | 37.1532 | 40.4224 | 43.2897 | 45.5522 | 42.1696 | 40.2935 | 38.9119 | 38.3533 | 38.3547 | 38.7186 | 45.7992 | 45.5203 | 43.9331 | 43.2037 | 42.4215 | 41.6826 | 40.798 | 40.375 | 39.8886 | 39.5665 | 39.3101 | 39.0703 | 40.3739 | 39.6033 | 38.5714 | 37.8752 | 37.2477 | 36.7027 | 36.4194 | 36.1762
Residential_Multi-Family Low Income_Existing_Miscellaneous_Natural Gas_Miscellaneous_E2_Baseline Forecast | Residential | Multi-Family Low Income | Existing | Miscellaneous | Natural Gas | Miscellaneous | E2 |  | Baseline Forecast | 0 | 0 | 0 | 0 | 0 | 0 | 0 | 0 | 0 | 0 | 0 | 0 | 0 | 0 | 0 | 0 | 0 | 0 | 0 | 0 | 0 | 0 | 0 | 0 | 0 | 0 | 0 | 0 | 0 | 0 | 0 | 0 | 0
Residential_Multi-Family Low Income_Existing_Miscellaneous_Natural Gas_Miscellaneous_E3_Baseline Forecast | Residential | Multi-Family Low Income | Existing | Miscellaneous | Natural Gas | Miscellaneous | E3 |  | Baseline Forecast | 0 | 0 | 0 | 0 | 0 | 0 | 0 | 0 | 0 | 0 | 0 | 0 | 0 | 0 | 0 | 0 | 0 | 0 | 0 | 0 | 0 | 0 | 0 | 0 | 0 | 0 | 0 | 0 | 0 | 0 | 0 | 0 | 0
Residential_Multi-Family Low Income_Existing_Miscellaneous_Natural Gas_Miscellaneous_E4_Baseline Forecast | Residential | Multi-Family Low Income | Existing | Miscellaneous | Natural Gas | Miscellaneous | E4 |  | Baseline Forecast | 0 | 0 | 0 | 0 | 0 | 0 | 0 | 0 | 0 | 0 | 0 | 0 | 0 | 0 | 0 | 0 | 0 | 0 | 0 | 0 | 0 | 0 | 0 | 0 | 0 | 0 | 0 | 0 | 0 | 0 | 0 | 0 | 0
Residential_Multi-Family Low Income_Existing_Miscellaneous_Natural Gas_Miscellaneous_E5_Baseline Forecast | Residential | Multi-Family Low Income | Existing | Miscellaneous | Natural Gas | Miscellaneous | E5 |  | Baseline Forecast | 0 | 0 | 0 | 0 | 0 | 0 | 0 | 0 | 0 | 0 | 0 | 0 | 0 | 0 | 0 | 0 | 0 | 0 | 0 | 0 | 0 | 0 | 0 | 0 | 0 | 0 | 0 | 0 | 0 | 0 | 0 | 0 | 0
Residential_Multi-Family Low Income_Existing_Miscellaneous_Natural Gas_Miscellaneous_E6_Baseline Forecast | Residential | Multi-Family Low Income | Existing | Miscellaneous | Natural Gas | Miscellaneous | E6 |  | Baseline Forecast | 0 | 0 | 0 | 0 | 0 | 0 | 0 | 0 | 0 | 0 | 0 | 0 | 0 | 0 | 0 | 0 | 0 | 0 | 0 | 0 | 0 | 0 | 0 | 0 | 0 | 0 | 0 | 0 | 0 | 0 | 0 | 0 | 0
Residential_Multi-Family Low Income_Existing_Miscellaneous_Natural Gas_Miscellaneous_E7_Baseline Forecast | Residential | Multi-Family Low Income | Existing | Miscellaneous | Natural Gas | Miscellaneous | E7 |  | Baseline Forecast | 0 | 0 | 0 | 0 | 0 | 0 | 0 | 0 | 0 | 0 | 0 | 0 | 0 | 0 | 0 | 0 | 0 | 0 | 0 | 0 | 0 | 0 | 0 | 0 | 0 | 0 | 0 | 0 | 0 | 0 | 0 | 0 | 0
Residential_Multi-Family Low Income_Existing_Miscellaneous_Natural Gas_Miscellaneous_E8_Baseline Forecast | Residential | Multi-Family Low Income | Existing | Miscellaneous | Natural Gas | Miscellaneous | E8 |  | Baseline Forecast | 0 | 0 | 0 | 0 | 0 | 0 | 0 | 0 | 0 | 0 | 0 | 0 | 0 | 0 | 0 | 0 | 0 | 0 | 0 | 0 | 0 | 0 | 0 | 0 | 0 | 0 | 0 | 0 | 0 | 0 | 0 | 0 | 0
Residential_Multi-Family Low Income_Existing_Miscellaneous_Natural Gas_Miscellaneous_E9_Baseline Forecast | Residential | Multi-Family Low Income | Existing | Miscellaneous | Natural Gas | Miscellaneous | E9 |  | Baseline Forecast | 0 | 0 | 0 | 0 | 0 | 0 | 0 | 0 | 0 | 0 | 0 | 0 | 0 | 0 | 0 | 0 | 0 | 0 | 0 | 0 | 0 | 0 | 0 | 0 | 0 | 0 | 0 | 0 | 0 | 0 | 0 | 0 | 0
Residential_Multi-Family Low Income_Existing_Miscellaneous_Natural Gas_Miscellaneous_E10_Baseline Forecast | Residential | Multi-Family Low Income | Existing | Miscellaneous | Natural Gas | Miscellaneous | E10 |  | Baseline Forecast | 0 | 0 | 0 | 0 | 0 | 0 | 0 | 0 | 0 | 0 | 0 | 0 | 0 | 0 | 0 | 0 | 0 | 0 | 0 | 0 | 0 | 0 | 0 | 0 | 0 | 0 | 0 | 0 | 0 | 0 | 0 | 0 | 0
Residential_Multi-Family Low Income_New_Space Heating_Natural Gas_Furnace_E1_Baseline Forecast | Residential | Multi-Family Low Income | New | Space Heating | Natural Gas | Furnace | E1 |  | Baseline Forecast | 0 | 0 | 0 | 0 | 0 | 0 | 0 | 0 | 0 | 0 | 0 | 0 | 0 | 0 | 0 | 0 | 0 | 0 | 0 | 0 | 0 | 0 | 0 | 0 | 0 | 0 | 0 | 0 | 0 | 0 | 0 | 0 | 0
Residential_Multi-Family Low Income_New_Space Heating_Natural Gas_Furnace_E2_Baseline Forecast | Residential | Multi-Family Low Income | New | Space Heating | Natural Gas | Furnace | E2 |  | Baseline Forecast | 0 | 0 | 0 | 0 | 0 | 0 | 0 | 0 | 0 | 0 | 0 | 0 | 0 | 0 | 0 | 0 | 0 | 0 | 0 | 0 | 0 | 0 | 0 | 0 | 0 | 0 | 0 | 0 | 0 | 0 | 0 | 0 | 0
Residential_Multi-Family Low Income_New_Space Heating_Natural Gas_Furnace_E3_Baseline Forecast | Residential | Multi-Family Low Income | New | Space Heating | Natural Gas | Furnace | E3 |  | Baseline Forecast | 0 | 0 | 0 | 0 | 0 | 0 | 0 | 0 | 0 | 0 | 0 | 0 | 0 | 0 | 0 | 0 | 0 | 0 | 0 | 0 | 0 | 0 | 0 | 0 | 0 | 0 | 0 | 0 | 0 | 0 | 0 | 0 | 0
Residential_Multi-Family Low Income_New_Space Heating_Natural Gas_Furnace_E4_Baseline Forecast | Residential | Multi-Family Low Income | New | Space Heating | Natural Gas | Furnace | E4 |  | Baseline Forecast | 0 | 0 | 0 | 0 | 0 | 0 | 0 | 0 | 0 | 0 | 0 | 0 | 0 | 0 | 0 | 0 | 0 | 0 | 0 | 0 | 0 | 0 | 0 | 0 | 0 | 0 | 0 | 0 | 0 | 0 | 0 | 0 | 0
Residential_Multi-Family Low Income_New_Space Heating_Natural Gas_Furnace_E5_Baseline Forecast | Residential | Multi-Family Low Income | New | Space Heating | Natural Gas | Furnace | E5 |  | Baseline Forecast | 0 | 0 | 0 | 0 | 0 | 0 | 0 | 0 | 0 | 0 | 0 | 0 | 0 | 0 | 0 | 0 | 0 | 0 | 0 | 0 | 0 | 0 | 0 | 0 | 0 | 0 | 0 | 0 | 0 | 0 | 0 | 0 | 0
Residential_Multi-Family Low Income_New_Space Heating_Natural Gas_Furnace_E6_Baseline Forecast | Residential | Multi-Family Low Income | New | Space Heating | Natural Gas | Furnace | E6 |  | Baseline Forecast | 0 | 0 | 0 | 0 | 0 | 0 | 0 | 0 | 0 | 0 | 0 | 0 | 0 | 0 | 0 | 0 | 0 | 0 | 0 | 0 | 0 | 0 | 0 | 0 | 0 | 0 | 0 | 0 | 0 | 0 | 0 | 0 | 0
Residential_Multi-Family Low Income_New_Space Heating_Natural Gas_Furnace_E7_Baseline Forecast | Residential | Multi-Family Low Income | New | Space Heating | Natural Gas | Furnace | E7 |  | Baseline Forecast | 0 | 0 | 0 | 0 | 0 | 0 | 0 | 0 | 0 | 0 | 0 | 0 | 0 | 0 | 0 | 0 | 0 | 0 | 0 | 0 | 0 | 0 | 0 | 0 | 0 | 0 | 0 | 0 | 0 | 0 | 0 | 0 | 0
Residential_Multi-Family Low Income_New_Space Heating_Natural Gas_Furnace_E8_Baseline Forecast | Residential | Multi-Family Low Income | New | Space Heating | Natural Gas | Furnace | E8 |  | Baseline Forecast | 0 | 0 | 0 | 0 | 0 | 0 | 0 | 0 | 0 | 0 | 0 | 0 | 0 | 0 | 0 | 0 | 0 | 0 | 0 | 0 | 0 | 0 | 0 | 0 | 0 | 0 | 0 | 0 | 0 | 0 | 0 | 0 | 0
Residential_Multi-Family Low Income_New_Space Heating_Natural Gas_Furnace_E9_Baseline Forecast | Residential | Multi-Family Low Income | New | Space Heating | Natural Gas | Furnace | E9 |  | Baseline Forecast | 0 | 0 | 0 | 0 | 0 | 0 | 0 | 0 | 0 | 0 | 0 | 0 | 0 | 0 | 0 | 0 | 0 | 0 | 0 | 0 | 0 | 0 | 0 | 0 | 0 | 0 | 0 | 0 | 0 | 0 | 0 | 0 | 0
Residential_Multi-Family Low Income_New_Space Heating_Natural Gas_Furnace_E10_Baseline Forecast | Residential | Multi-Family Low Income | New | Space Heating | Natural Gas | Furnace | E10 |  | Baseline Forecast | 0 | 0 | 0 | 0 | 0 | 0 | 0 | 0 | 0 | 0 | 0 | 0 | 0 | 0 | 0 | 0 | 0 | 0 | 0 | 0 | 0 | 0 | 0 | 0 | 0 | 0 | 0 | 0 | 0 | 0 | 0 | 0 | 0
Residential_Multi-Family Low Income_New_Space Heating_Natural Gas_Boiler_E1_Baseline Forecast | Residential | Multi-Family Low Income | New | Space Heating | Natural Gas | Boiler | E1 |  | Baseline Forecast | 0 | 0 | 0 | 0 | 0 | 0 | 0 | 0 | 0 | 0 | 0 | 0 | 0 | 0 | 0 | 0 | 0 | 0 | 0 | 0 | 0 | 0 | 0 | 0 | 0 | 0 | 0 | 0 | 0 | 0 | 0 | 0 | 0
Residential_Multi-Family Low Income_New_Space Heating_Natural Gas_Boiler_E2_Baseline Forecast | Residential | Multi-Family Low Income | New | Space Heating | Natural Gas | Boiler | E2 |  | Baseline Forecast | 0 | 0 | 0 | 0 | 0 | 0 | 0 | 0 | 0 | 0 | 0 | 0 | 0 | 0 | 0 | 0 | 0 | 0 | 0 | 0 | 0 | 0 | 0 | 0 | 0 | 0 | 0 | 0 | 0 | 0 | 0 | 0 | 0
Residential_Multi-Family Low Income_New_Space Heating_Natural Gas_Boiler_E3_Baseline Forecast | Residential | Multi-Family Low Income | New | Space Heating | Natural Gas | Boiler | E3 |  | Baseline Forecast | 0 | 0 | 0 | 0 | 0 | 0 | 0 | 0 | 0 | 0 | 0 | 0 | 0 | 0 | 0 | 0 | 0 | 0 | 0 | 0 | 0 | 0 | 0 | 0 | 0 | 0 | 0 | 0 | 0 | 0 | 0 | 0 | 0
Residential_Multi-Family Low Income_New_Space Heating_Natural Gas_Boiler_E4_Baseline Forecast | Residential | Multi-Family Low Income | New | Space Heating | Natural Gas | Boiler | E4 |  | Baseline Forecast | 0 | 0 | 0 | 0 | 0 | 0 | 0 | 0 | 0 | 0 | 0 | 0 | 0 | 0 | 0 | 0 | 0 | 0 | 0 | 0 | 0 | 0 | 0 | 0 | 0 | 0 | 0 | 0 | 0 | 0 | 0 | 0 | 0
Residential_Multi-Family Low Income_New_Space Heating_Natural Gas_Boiler_E5_Baseline Forecast | Residential | Multi-Family Low Income | New | Space Heating | Natural Gas | Boiler | E5 |  | Baseline Forecast | 0 | 0 | 0 | 0 | 0 | 0 | 0 | 0 | 0 | 0 | 0 | 0 | 0 | 0 | 0 | 0 | 0 | 0 | 0 | 0 | 0 | 0 | 0 | 0 | 0 | 0 | 0 | 0 | 0 | 0 | 0 | 0 | 0
Residential_Multi-Family Low Income_New_Space Heating_Natural Gas_Boiler_E6_Baseline Forecast | Residential | Multi-Family Low Income | New | Space Heating | Natural Gas | Boiler | E6 |  | Baseline Forecast | 0 | 0 | 0 | 0 | 0 | 0 | 0 | 0 | 0 | 0 | 0 | 0 | 0 | 0 | 0 | 0 | 0 | 0 | 0 | 0 | 0 | 0 | 0 | 0 | 0 | 0 | 0 | 0 | 0 | 0 | 0 | 0 | 0
Residential_Multi-Family Low Income_New_Space Heating_Natural Gas_Boiler_E7_Baseline Forecast | Residential | Multi-Family Low Income | New | Space Heating | Natural Gas | Boiler | E7 |  | Baseline Forecast | 0 | 0 | 0 | 0 | 0 | 0 | 0 | 0 | 0 | 0 | 0 | 0 | 0 | 0 | 0 | 0 | 0 | 0 | 0 | 0 | 0 | 0 | 0 | 0 | 0 | 0 | 0 | 0 | 0 | 0 | 0 | 0 | 0
Residential_Multi-Family Low Income_New_Space Heating_Natural Gas_Boiler_E8_Baseline Forecast | Residential | Multi-Family Low Income | New | Space Heating | Natural Gas | Boiler | E8 |  | Baseline Forecast | 0 | 0 | 0 | 0 | 0 | 0 | 0 | 0 | 0 | 0 | 0 | 0 | 0 | 0 | 0 | 0 | 0 | 0 | 0 | 0 | 0 | 0 | 0 | 0 | 0 | 0 | 0 | 0 | 0 | 0 | 0 | 0 | 0
Residential_Multi-Family Low Income_New_Space Heating_Natural Gas_Boiler_E9_Baseline Forecast | Residential | Multi-Family Low Income | New | Space Heating | Natural Gas | Boiler | E9 |  | Baseline Forecast | 0 | 0 | 0 | 0 | 0 | 0 | 0 | 0 | 0 | 0 | 0 | 0 | 0 | 0 | 0 | 0 | 0 | 0 | 0 | 0 | 0 | 0 | 0 | 0 | 0 | 0 | 0 | 0 | 0 | 0 | 0 | 0 | 0
Residential_Multi-Family Low Income_New_Space Heating_Natural Gas_Boiler_E10_Baseline Forecast | Residential | Multi-Family Low Income | New | Space Heating | Natural Gas | Boiler | E10 |  | Baseline Forecast | 0 | 0 | 0 | 0 | 0 | 0 | 0 | 0 | 0 | 0 | 0 | 0 | 0 | 0 | 0 | 0 | 0 | 0 | 0 | 0 | 0 | 0 | 0 | 0 | 0 | 0 | 0 | 0 | 0 | 0 | 0 | 0 | 0
Residential_Multi-Family Low Income_New_Secondary Heating_Natural Gas_Fireplace_E1_Baseline Forecast | Residential | Multi-Family Low Income | New | Secondary Heating | Natural Gas | Fireplace | E1 |  | Baseline Forecast | 0 | 0 | 0 | 0 | 0 | 0 | 0 | 0 | 0 | 0 | 0 | 0 | 0 | 0 | 0 | 0 | 0 | 0 | 0 | 0 | 0 | 0 | 0 | 0 | 0 | 0 | 0 | 0 | 0 | 0 | 0 | 0 | 0
Residential_Multi-Family Low Income_New_Secondary Heating_Natural Gas_Fireplace_E2_Baseline Forecast | Residential | Multi-Family Low Income | New | Secondary Heating | Natural Gas | Fireplace | E2 |  | Baseline Forecast | 0 | 0 | 0 | 0 | 0 | 0 | 0 | 0 | 0 | 0 | 0 | 0 | 0 | 0 | 0 | 0 | 0 | 0 | 0 | 0 | 0 | 0 | 0 | 0 | 0 | 0 | 0 | 0 | 0 | 0 | 0 | 0 | 0
Residential_Multi-Family Low Income_New_Secondary Heating_Natural Gas_Fireplace_E3_Baseline Forecast | Residential | Multi-Family Low Income | New | Secondary Heating | Natural Gas | Fireplace | E3 |  | Baseline Forecast | 0 | 0 | 0 | 0 | 0 | 0 | 0 | 0 | 0 | 0 | 0 | 0 | 0 | 0 | 0 | 0 | 0 | 0 | 0 | 0 | 0 | 0 | 0 | 0 | 0 | 0 | 0 | 0 | 0 | 0 | 0 | 0 | 0
Residential_Multi-Family Low Income_New_Secondary Heating_Natural Gas_Fireplace_E4_Baseline Forecast | Residential | Multi-Family Low Income | New | Secondary Heating | Natural Gas | Fireplace | E4 |  | Baseline Forecast | 0 | 0 | 0 | 0 | 0 | 0 | 0 | 0 | 0 | 0 | 0 | 0 | 0 | 0 | 0 | 0 | 0 | 0 | 0 | 0 | 0 | 0 | 0 | 0 | 0 | 0 | 0 | 0 | 0 | 0 | 0 | 0 | 0
Residential_Multi-Family Low Income_New_Secondary Heating_Natural Gas_Fireplace_E5_Baseline Forecast | Residential | Multi-Family Low Income | New | Secondary Heating | Natural Gas | Fireplace | E5 |  | Baseline Forecast | 0 | 0 | 0 | 0 | 0 | 0 | 0 | 0 | 0 | 0 | 0 | 0 | 0 | 0 | 0 | 0 | 0 | 0 | 0 | 0 | 0 | 0 | 0 | 0 | 0 | 0 | 0 | 0 | 0 | 0 | 0 | 0 | 0
Residential_Multi-Family Low Income_New_Secondary Heating_Natural Gas_Fireplace_E6_Baseline Forecast | Residential | Multi-Family Low Income | New | Secondary Heating | Natural Gas | Fireplace | E6 |  | Baseline Forecast | 0 | 0 | 0 | 0 | 0 | 0 | 0 | 0 | 0 | 0 | 0 | 0 | 0 | 0 | 0 | 0 | 0 | 0 | 0 | 0 | 0 | 0 | 0 | 0 | 0 | 0 | 0 | 0 | 0 | 0 | 0 | 0 | 0
Residential_Multi-Family Low Income_New_Secondary Heating_Natural Gas_Fireplace_E7_Baseline Forecast | Residential | Multi-Family Low Income | New | Secondary Heating | Natural Gas | Fireplace | E7 |  | Baseline Forecast | 0 | 0 | 0 | 0 | 0 | 0 | 0 | 0 | 0 | 0 | 0 | 0 | 0 | 0 | 0 | 0 | 0 | 0 | 0 | 0 | 0 | 0 | 0 | 0 | 0 | 0 | 0 | 0 | 0 | 0 | 0 | 0 | 0
Residential_Multi-Family Low Income_New_Secondary Heating_Natural Gas_Fireplace_E8_Baseline Forecast | Residential | Multi-Family Low Income | New | Secondary Heating | Natural Gas | Fireplace | E8 |  | Baseline Forecast | 0 | 0 | 0 | 0 | 0 | 0 | 0 | 0 | 0 | 0 | 0 | 0 | 0 | 0 | 0 | 0 | 0 | 0 | 0 | 0 | 0 | 0 | 0 | 0 | 0 | 0 | 0 | 0 | 0 | 0 | 0 | 0 | 0
Residential_Multi-Family Low Income_New_Secondary Heating_Natural Gas_Fireplace_E9_Baseline Forecast | Residential | Multi-Family Low Income | New | Secondary Heating | Natural Gas | Fireplace | E9 |  | Baseline Forecast | 0 | 0 | 0 | 0 | 0 | 0 | 0 | 0 | 0 | 0 | 0 | 0 | 0 | 0 | 0 | 0 | 0 | 0 | 0 | 0 | 0 | 0 | 0 | 0 | 0 | 0 | 0 | 0 | 0 | 0 | 0 | 0 | 0
Residential_Multi-Family Low Income_New_Secondary Heating_Natural Gas_Fireplace_E10_Baseline Forecast | Residential | Multi-Family Low Income | New | Secondary Heating | Natural Gas | Fireplace | E10 |  | Baseline Forecast | 0 | 0 | 0 | 0 | 0 | 0 | 0 | 0 | 0 | 0 | 0 | 0 | 0 | 0 | 0 | 0 | 0 | 0 | 0 | 0 | 0 | 0 | 0 | 0 | 0 | 0 | 0 | 0 | 0 | 0 | 0 | 0 | 0
Residential_Multi-Family Low Income_New_Water Heating_Natural Gas_Water Heater (<= 55 gal)_E1_Baseline Forecast | Residential | Multi-Family Low Income | New | Water Heating | Natural Gas | Water Heater (<= 55 gal) | E1 |  | Baseline Forecast | 0 | 0 | 0 | 0 | 0 | 0 | 0 | 0 | 0 | 0 | 0 | 0 | 0 | 0 | 0 | 0 | 0 | 0 | 0 | 0 | 0 | 0 | 0 | 0 | 0 | 0 | 0 | 0 | 0 | 0 | 0 | 0 | 0
Residential_Multi-Family Low Income_New_Water Heating_Natural Gas_Water Heater (<= 55 gal)_E2_Baseline Forecast | Residential | Multi-Family Low Income | New | Water Heating | Natural Gas | Water Heater (<= 55 gal) | E2 |  | Baseline Forecast | 0 | 0 | 0 | 0 | 0 | 0 | 0 | 0 | 0 | 0 | 0 | 0 | 0 | 0 | 0 | 0 | 0 | 0 | 0 | 0 | 0 | 0 | 0 | 0 | 0 | 0 | 0 | 0 | 0 | 0 | 0 | 0 | 0
Residential_Multi-Family Low Income_New_Water Heating_Natural Gas_Water Heater (<= 55 gal)_E3_Baseline Forecast | Residential | Multi-Family Low Income | New | Water Heating | Natural Gas | Water Heater (<= 55 gal) | E3 |  | Baseline Forecast | 0 | 0 | 0 | 0 | 0 | 0 | 0 | 0 | 0 | 0 | 0 | 0 | 0 | 0 | 0 | 0 | 0 | 0 | 0 | 0 | 0 | 0 | 0 | 0 | 0 | 0 | 0 | 0 | 0 | 0 | 0 | 0 | 0
Residential_Multi-Family Low Income_New_Water Heating_Natural Gas_Water Heater (<= 55 gal)_E4_Baseline Forecast | Residential | Multi-Family Low Income | New | Water Heating | Natural Gas | Water Heater (<= 55 gal) | E4 |  | Baseline Forecast | 0 | 0 | 0 | 0 | 0 | 0 | 0 | 0 | 0 | 0 | 0 | 0 | 0 | 0 | 0 | 0 | 0 | 0 | 0 | 0 | 0 | 0 | 0 | 0 | 0 | 0 | 0 | 0 | 0 | 0 | 0 | 0 | 0
Residential_Multi-Family Low Income_New_Water Heating_Natural Gas_Water Heater (<= 55 gal)_E5_Baseline Forecast | Residential | Multi-Family Low Income | New | Water Heating | Natural Gas | Water Heater (<= 55 gal) | E5 |  | Baseline Forecast | 0 | 0 | 0 | 0 | 0 | 0 | 0 | 0 | 0 | 0 | 0 | 0 | 0 | 0 | 0 | 0 | 0 | 0 | 0 | 0 | 0 | 0 | 0 | 0 | 0 | 0 | 0 | 0 | 0 | 0 | 0 | 0 | 0
Residential_Multi-Family Low Income_New_Water Heating_Natural Gas_Water Heater (<= 55 gal)_E6_Baseline Forecast | Residential | Multi-Family Low Income | New | Water Heating | Natural Gas | Water Heater (<= 55 gal) | E6 |  | Baseline Forecast | 0 | 0 | 0 | 0 | 0 | 0 | 0 | 0 | 0 | 0 | 0 | 0 | 0 | 0 | 0 | 0 | 0 | 0 | 0 | 0 | 0 | 0 | 0 | 0 | 0 | 0 | 0 | 0 | 0 | 0 | 0 | 0 | 0
Residential_Multi-Family Low Income_New_Water Heating_Natural Gas_Water Heater (<= 55 gal)_E7_Baseline Forecast | Residential | Multi-Family Low Income | New | Water Heating | Natural Gas | Water Heater (<= 55 gal) | E7 |  | Baseline Forecast | 0 | 0 | 0 | 0 | 0 | 0 | 0 | 0 | 0 | 0 | 0 | 0 | 0 | 0 | 0 | 0 | 0 | 0 | 0 | 0 | 0 | 0 | 0 | 0 | 0 | 0 | 0 | 0 | 0 | 0 | 0 | 0 | 0
Residential_Multi-Family Low Income_New_Water Heating_Natural Gas_Water Heater (<= 55 gal)_E8_Baseline Forecast | Residential | Multi-Family Low Income | New | Water Heating | Natural Gas | Water Heater (<= 55 gal) | E8 |  | Baseline Forecast | 0 | 0 | 0 | 0 | 0 | 0 | 0 | 0 | 0 | 0 | 0 | 0 | 0 | 0 | 0 | 0 | 0 | 0 | 0 | 0 | 0 | 0 | 0 | 0 | 0 | 0 | 0 | 0 | 0 | 0 | 0 | 0 | 0
Residential_Multi-Family Low Income_New_Water Heating_Natural Gas_Water Heater (<= 55 gal)_E9_Baseline Forecast | Residential | Multi-Family Low Income | New | Water Heating | Natural Gas | Water Heater (<= 55 gal) | E9 |  | Baseline Forecast | 0 | 0 | 0 | 0 | 0 | 0 | 0 | 0 | 0 | 0 | 0 | 0 | 0 | 0 | 0 | 0 | 0 | 0 | 0 | 0 | 0 | 0 | 0 | 0 | 0 | 0 | 0 | 0 | 0 | 0 | 0 | 0 | 0
Residential_Multi-Family Low Income_New_Water Heating_Natural Gas_Water Heater (<= 55 gal)_E10_Baseline Forecast | Residential | Multi-Family Low Income | New | Water Heating | Natural Gas | Water Heater (<= 55 gal) | E10 |  | Baseline Forecast | 0 | 0 | 0 | 0 | 0 | 0 | 0 | 0 | 0 | 0 | 0 | 0 | 0 | 0 | 0 | 0 | 0 | 0 | 0 | 0 | 0 | 0 | 0 | 0 | 0 | 0 | 0 | 0 | 0 | 0 | 0 | 0 | 0
Residential_Multi-Family Low Income_New_Water Heating_Natural Gas_Water Heater (> 55 gal)_E1_Baseline Forecast | Residential | Multi-Family Low Income | New | Water Heating | Natural Gas | Water Heater (> 55 gal) | E1 |  | Baseline Forecast | 0 | 0 | 0 | 0 | 0 | 0 | 0 | 0 | 0 | 0 | 0 | 0 | 0 | 0 | 0 | 0 | 0 | 0 | 0 | 0 | 0 | 0 | 0 | 0 | 0 | 0 | 0 | 0 | 0 | 0 | 0 | 0 | 0
Residential_Multi-Family Low Income_New_Water Heating_Natural Gas_Water Heater (> 55 gal)_E2_Baseline Forecast | Residential | Multi-Family Low Income | New | Water Heating | Natural Gas | Water Heater (> 55 gal) | E2 |  | Baseline Forecast | 0 | 0 | 0 | 0 | 0 | 0 | 0 | 0 | 0 | 0 | 0 | 0 | 0 | 0 | 0 | 0 | 0 | 0 | 0 | 0 | 0 | 0 | 0 | 0 | 0 | 0 | 0 | 0 | 0 | 0 | 0 | 0 | 0
Residential_Multi-Family Low Income_New_Water Heating_Natural Gas_Water Heater (> 55 gal)_E3_Baseline Forecast | Residential | Multi-Family Low Income | New | Water Heating | Natural Gas | Water Heater (> 55 gal) | E3 |  | Baseline Forecast | 0 | 0 | 0 | 0 | 0 | 0 | 0 | 0 | 0 | 0 | 0 | 0 | 0 | 0 | 0 | 0 | 0 | 0 | 0 | 0 | 0 | 0 | 0 | 0 | 0 | 0 | 0 | 0 | 0 | 0 | 0 | 0 | 0
Residential_Multi-Family Low Income_New_Water Heating_Natural Gas_Water Heater (> 55 gal)_E4_Baseline Forecast | Residential | Multi-Family Low Income | New | Water Heating | Natural Gas | Water Heater (> 55 gal) | E4 |  | Baseline Forecast | 0 | 0 | 0 | 0 | 0 | 0 | 0 | 0 | 0 | 0 | 0 | 0 | 0 | 0 | 0 | 0 | 0 | 0 | 0 | 0 | 0 | 0 | 0 | 0 | 0 | 0 | 0 | 0 | 0 | 0 | 0 | 0 | 0
Residential_Multi-Family Low Income_New_Water Heating_Natural Gas_Water Heater (> 55 gal)_E5_Baseline Forecast | Residential | Multi-Family Low Income | New | Water Heating | Natural Gas | Water Heater (> 55 gal) | E5 |  | Baseline Forecast | 0 | 0 | 0 | 0 | 0 | 0 | 0 | 0 | 0 | 0 | 0 | 0 | 0 | 0 | 0 | 0 | 0 | 0 | 0 | 0 | 0 | 0 | 0 | 0 | 0 | 0 | 0 | 0 | 0 | 0 | 0 | 0 | 0
Residential_Multi-Family Low Income_New_Water Heating_Natural Gas_Water Heater (> 55 gal)_E6_Baseline Forecast | Residential | Multi-Family Low Income | New | Water Heating | Natural Gas | Water Heater (> 55 gal) | E6 |  | Baseline Forecast | 0 | 0 | 0 | 0 | 0 | 0 | 0 | 0 | 0 | 0 | 0 | 0 | 0 | 0 | 0 | 0 | 0 | 0 | 0 | 0 | 0 | 0 | 0 | 0 | 0 | 0 | 0 | 0 | 0 | 0 | 0 | 0 | 0
Residential_Multi-Family Low Income_New_Water Heating_Natural Gas_Water Heater (> 55 gal)_E7_Baseline Forecast | Residential | Multi-Family Low Income | New | Water Heating | Natural Gas | Water Heater (> 55 gal) | E7 |  | Baseline Forecast | 0 | 0 | 0 | 0 | 0 | 0 | 0 | 0 | 0 | 0 | 0 | 0 | 0 | 0 | 0 | 0 | 0 | 0 | 0 | 0 | 0 | 0 | 0 | 0 | 0 | 0 | 0 | 0 | 0 | 0 | 0 | 0 | 0
Residential_Multi-Family Low Income_New_Water Heating_Natural Gas_Water Heater (> 55 gal)_E8_Baseline Forecast | Residential | Multi-Family Low Income | New | Water Heating | Natural Gas | Water Heater (> 55 gal) | E8 |  | Baseline Forecast | 0 | 0 | 0 | 0 | 0 | 0 | 0 | 0 | 0 | 0 | 0 | 0 | 0 | 0 | 0 | 0 | 0 | 0 | 0 | 0 | 0 | 0 | 0 | 0 | 0 | 0 | 0 | 0 | 0 | 0 | 0 | 0 | 0
Residential_Multi-Family Low Income_New_Water Heating_Natural Gas_Water Heater (> 55 gal)_E9_Baseline Forecast | Residential | Multi-Family Low Income | New | Water Heating | Natural Gas | Water Heater (> 55 gal) | E9 |  | Baseline Forecast | 0 | 0 | 0 | 0 | 0 | 0 | 0 | 0 | 0 | 0 | 0 | 0 | 0 | 0 | 0 | 0 | 0 | 0 | 0 | 0 | 0 | 0 | 0 | 0 | 0 | 0 | 0 | 0 | 0 | 0 | 0 | 0 | 0
Residential_Multi-Family Low Income_New_Water Heating_Natural Gas_Water Heater (> 55 gal)_E10_Baseline Forecast | Residential | Multi-Family Low Income | New | Water Heating | Natural Gas | Water Heater (> 55 gal) | E10 |  | Baseline Forecast | 0 | 0 | 0 | 0 | 0 | 0 | 0 | 0 | 0 | 0 | 0 | 0 | 0 | 0 | 0 | 0 | 0 | 0 | 0 | 0 | 0 | 0 | 0 | 0 | 0 | 0 | 0 | 0 | 0 | 0 | 0 | 0 | 0
Residential_Multi-Family Low Income_New_Appliances_Natural Gas_Clothes Dryer_E1_Baseline Forecast | Residential | Multi-Family Low Income | New | Appliances | Natural Gas | Clothes Dryer | E1 |  | Baseline Forecast | 0 | 0 | 0 | 0 | 0 | 0 | 0 | 0 | 0 | 0 | 0 | 0 | 0 | 0 | 0 | 0 | 0 | 0 | 0 | 0 | 0 | 0 | 0 | 0 | 0 | 0 | 0 | 0 | 0 | 0 | 0 | 0 | 0
Residential_Multi-Family Low Income_New_Appliances_Natural Gas_Clothes Dryer_E2_Baseline Forecast | Residential | Multi-Family Low Income | New | Appliances | Natural Gas | Clothes Dryer | E2 |  | Baseline Forecast | 0 | 0 | 0 | 0 | 0 | 0 | 0 | 0 | 0 | 0 | 0 | 0 | 0 | 0 | 0 | 0 | 0 | 0 | 0 | 0 | 0 | 0 | 0 | 0 | 0 | 0 | 0 | 0 | 0 | 0 | 0 | 0 | 0
Residential_Multi-Family Low Income_New_Appliances_Natural Gas_Clothes Dryer_E3_Baseline Forecast | Residential | Multi-Family Low Income | New | Appliances | Natural Gas | Clothes Dryer | E3 |  | Baseline Forecast | 0 | 0 | 0 | 0 | 0 | 0 | 0 | 0 | 0 | 0 | 0 | 0 | 0 | 0 | 0 | 0 | 0 | 0 | 0 | 0 | 0 | 0 | 0 | 0 | 0 | 0 | 0 | 0 | 0 | 0 | 0 | 0 | 0
Residential_Multi-Family Low Income_New_Appliances_Natural Gas_Clothes Dryer_E4_Baseline Forecast | Residential | Multi-Family Low Income | New | Appliances | Natural Gas | Clothes Dryer | E4 |  | Baseline Forecast | 0 | 0 | 0 | 0 | 0 | 0 | 0 | 0 | 0 | 0 | 0 | 0 | 0 | 0 | 0 | 0 | 0 | 0 | 0 | 0 | 0 | 0 | 0 | 0 | 0 | 0 | 0 | 0 | 0 | 0 | 0 | 0 | 0
Residential_Multi-Family Low Income_New_Appliances_Natural Gas_Clothes Dryer_E5_Baseline Forecast | Residential | Multi-Family Low Income | New | Appliances | Natural Gas | Clothes Dryer | E5 |  | Baseline Forecast | 0 | 0 | 0 | 0 | 0 | 0 | 0 | 0 | 0 | 0 | 0 | 0 | 0 | 0 | 0 | 0 | 0 | 0 | 0 | 0 | 0 | 0 | 0 | 0 | 0 | 0 | 0 | 0 | 0 | 0 | 0 | 0 | 0
Residential_Multi-Family Low Income_New_Appliances_Natural Gas_Clothes Dryer_E6_Baseline Forecast | Residential | Multi-Family Low Income | New | Appliances | Natural Gas | Clothes Dryer | E6 |  | Baseline Forecast | 0 | 0 | 0 | 0 | 0 | 0 | 0 | 0 | 0 | 0 | 0 | 0 | 0 | 0 | 0 | 0 | 0 | 0 | 0 | 0 | 0 | 0 | 0 | 0 | 0 | 0 | 0 | 0 | 0 | 0 | 0 | 0 | 0
Residential_Multi-Family Low Income_New_Appliances_Natural Gas_Clothes Dryer_E7_Baseline Forecast | Residential | Multi-Family Low Income | New | Appliances | Natural Gas | Clothes Dryer | E7 |  | Baseline Forecast | 0 | 0 | 0 | 0 | 0 | 0 | 0 | 0 | 0 | 0 | 0 | 0 | 0 | 0 | 0 | 0 | 0 | 0 | 0 | 0 | 0 | 0 | 0 | 0 | 0 | 0 | 0 | 0 | 0 | 0 | 0 | 0 | 0
Residential_Multi-Family Low Income_New_Appliances_Natural Gas_Clothes Dryer_E8_Baseline Forecast | Residential | Multi-Family Low Income | New | Appliances | Natural Gas | Clothes Dryer | E8 |  | Baseline Forecast | 0 | 0 | 0 | 0 | 0 | 0 | 0 | 0 | 0 | 0 | 0 | 0 | 0 | 0 | 0 | 0 | 0 | 0 | 0 | 0 | 0 | 0 | 0 | 0 | 0 | 0 | 0 | 0 | 0 | 0 | 0 | 0 | 0
Residential_Multi-Family Low Income_New_Appliances_Natural Gas_Clothes Dryer_E9_Baseline Forecast | Residential | Multi-Family Low Income | New | Appliances | Natural Gas | Clothes Dryer | E9 |  | Baseline Forecast | 0 | 0 | 0 | 0 | 0 | 0 | 0 | 0 | 0 | 0 | 0 | 0 | 0 | 0 | 0 | 0 | 0 | 0 | 0 | 0 | 0 | 0 | 0 | 0 | 0 | 0 | 0 | 0 | 0 | 0 | 0 | 0 | 0
Residential_Multi-Family Low Income_New_Appliances_Natural Gas_Clothes Dryer_E10_Baseline Forecast | Residential | Multi-Family Low Income | New | Appliances | Natural Gas | Clothes Dryer | E10 |  | Baseline Forecast | 0 | 0 | 0 | 0 | 0 | 0 | 0 | 0 | 0 | 0 | 0 | 0 | 0 | 0 | 0 | 0 | 0 | 0 | 0 | 0 | 0 | 0 | 0 | 0 | 0 | 0 | 0 | 0 | 0 | 0 | 0 | 0 | 0
Residential_Multi-Family Low Income_New_Appliances_Natural Gas_Stove/Oven_E1_Baseline Forecast | Residential | Multi-Family Low Income | New | Appliances | Natural Gas | Stove/Oven | E1 |  | Baseline Forecast | 0 | 0 | 0 | 0 | 0 | 0 | 0 | 0 | 0 | 0 | 0 | 0 | 0 | 0 | 0 | 0 | 0 | 0 | 0 | 0 | 0 | 0 | 0 | 0 | 0 | 0 | 0 | 0 | 0 | 0 | 0 | 0 | 0
Residential_Multi-Family Low Income_New_Appliances_Natural Gas_Stove/Oven_E2_Baseline Forecast | Residential | Multi-Family Low Income | New | Appliances | Natural Gas | Stove/Oven | E2 |  | Baseline Forecast | 0 | 0 | 0 | 0 | 0 | 0 | 0 | 0 | 0 | 0 | 0 | 0 | 0 | 0 | 0 | 0 | 0 | 0 | 0 | 0 | 0 | 0 | 0 | 0 | 0 | 0 | 0 | 0 | 0 | 0 | 0 | 0 | 0
Residential_Multi-Family Low Income_New_Appliances_Natural Gas_Stove/Oven_E3_Baseline Forecast | Residential | Multi-Family Low Income | New | Appliances | Natural Gas | Stove/Oven | E3 |  | Baseline Forecast | 0 | 0 | 0 | 0 | 0 | 0 | 0 | 0 | 0 | 0 | 0 | 0 | 0 | 0 | 0 | 0 | 0 | 0 | 0 | 0 | 0 | 0 | 0 | 0 | 0 | 0 | 0 | 0 | 0 | 0 | 0 | 0 | 0
Residential_Multi-Family Low Income_New_Appliances_Natural Gas_Stove/Oven_E4_Baseline Forecast | Residential | Multi-Family Low Income | New | Appliances | Natural Gas | Stove/Oven | E4 |  | Baseline Forecast | 0 | 0 | 0 | 0 | 0 | 0 | 0 | 0 | 0 | 0 | 0 | 0 | 0 | 0 | 0 | 0 | 0 | 0 | 0 | 0 | 0 | 0 | 0 | 0 | 0 | 0 | 0 | 0 | 0 | 0 | 0 | 0 | 0
Residential_Multi-Family Low Income_New_Appliances_Natural Gas_Stove/Oven_E5_Baseline Forecast | Residential | Multi-Family Low Income | New | Appliances | Natural Gas | Stove/Oven | E5 |  | Baseline Forecast | 0 | 0 | 0 | 0 | 0 | 0 | 0 | 0 | 0 | 0 | 0 | 0 | 0 | 0 | 0 | 0 | 0 | 0 | 0 | 0 | 0 | 0 | 0 | 0 | 0 | 0 | 0 | 0 | 0 | 0 | 0 | 0 | 0
Residential_Multi-Family Low Income_New_Appliances_Natural Gas_Stove/Oven_E6_Baseline Forecast | Residential | Multi-Family Low Income | New | Appliances | Natural Gas | Stove/Oven | E6 |  | Baseline Forecast | 0 | 0 | 0 | 0 | 0 | 0 | 0 | 0 | 0 | 0 | 0 | 0 | 0 | 0 | 0 | 0 | 0 | 0 | 0 | 0 | 0 | 0 | 0 | 0 | 0 | 0 | 0 | 0 | 0 | 0 | 0 | 0 | 0
Residential_Multi-Family Low Income_New_Appliances_Natural Gas_Stove/Oven_E7_Baseline Forecast | Residential | Multi-Family Low Income | New | Appliances | Natural Gas | Stove/Oven | E7 |  | Baseline Forecast | 0 | 0 | 0 | 0 | 0 | 0 | 0 | 0 | 0 | 0 | 0 | 0 | 0 | 0 | 0 | 0 | 0 | 0 | 0 | 0 | 0 | 0 | 0 | 0 | 0 | 0 | 0 | 0 | 0 | 0 | 0 | 0 | 0
Residential_Multi-Family Low Income_New_Appliances_Natural Gas_Stove/Oven_E8_Baseline Forecast | Residential | Multi-Family Low Income | New | Appliances | Natural Gas | Stove/Oven | E8 |  | Baseline Forecast | 0 | 0 | 0 | 0 | 0 | 0 | 0 | 0 | 0 | 0 | 0 | 0 | 0 | 0 | 0 | 0 | 0 | 0 | 0 | 0 | 0 | 0 | 0 | 0 | 0 | 0 | 0 | 0 | 0 | 0 | 0 | 0 | 0
Residential_Multi-Family Low Income_New_Appliances_Natural Gas_Stove/Oven_E9_Baseline Forecast | Residential | Multi-Family Low Income | New | Appliances | Natural Gas | Stove/Oven | E9 |  | Baseline Forecast | 0 | 0 | 0 | 0 | 0 | 0 | 0 | 0 | 0 | 0 | 0 | 0 | 0 | 0 | 0 | 0 | 0 | 0 | 0 | 0 | 0 | 0 | 0 | 0 | 0 | 0 | 0 | 0 | 0 | 0 | 0 | 0 | 0
Residential_Multi-Family Low Income_New_Appliances_Natural Gas_Stove/Oven_E10_Baseline Forecast | Residential | Multi-Family Low Income | New | Appliances | Natural Gas | Stove/Oven | E10 |  | Baseline Forecast | 0 | 0 | 0 | 0 | 0 | 0 | 0 | 0 | 0 | 0 | 0 | 0 | 0 | 0 | 0 | 0 | 0 | 0 | 0 | 0 | 0 | 0 | 0 | 0 | 0 | 0 | 0 | 0 | 0 | 0 | 0 | 0 | 0
Residential_Multi-Family Low Income_New_Miscellaneous_Natural Gas_Pool Heater_E1_Baseline Forecast | Residential | Multi-Family Low Income | New | Miscellaneous | Natural Gas | Pool Heater | E1 |  | Baseline Forecast | 0 | 0 | 0 | 0 | 0 | 0 | 0 | 0 | 0 | 0 | 0 | 0 | 0 | 0 | 0 | 0 | 0 | 0 | 0 | 0 | 0 | 0 | 0 | 0 | 0 | 0 | 0 | 0 | 0 | 0 | 0 | 0 | 0
Residential_Multi-Family Low Income_New_Miscellaneous_Natural Gas_Pool Heater_E2_Baseline Forecast | Residential | Multi-Family Low Income | New | Miscellaneous | Natural Gas | Pool Heater | E2 |  | Baseline Forecast | 0 | 0 | 0 | 0 | 0 | 0 | 0 | 0 | 0 | 0 | 0 | 0 | 0 | 0 | 0 | 0 | 0 | 0 | 0 | 0 | 0 | 0 | 0 | 0 | 0 | 0 | 0 | 0 | 0 | 0 | 0 | 0 | 0
Residential_Multi-Family Low Income_New_Miscellaneous_Natural Gas_Pool Heater_E3_Baseline Forecast | Residential | Multi-Family Low Income | New | Miscellaneous | Natural Gas | Pool Heater | E3 |  | Baseline Forecast | 0 | 0 | 0 | 0 | 0 | 0 | 0 | 0 | 0 | 0 | 0 | 0 | 0 | 0 | 0 | 0 | 0 | 0 | 0 | 0 | 0 | 0 | 0 | 0 | 0 | 0 | 0 | 0 | 0 | 0 | 0 | 0 | 0
Residential_Multi-Family Low Income_New_Miscellaneous_Natural Gas_Pool Heater_E4_Baseline Forecast | Residential | Multi-Family Low Income | New | Miscellaneous | Natural Gas | Pool Heater | E4 |  | Baseline Forecast | 0 | 0 | 0 | 0 | 0 | 0 | 0 | 0 | 0 | 0 | 0 | 0 | 0 | 0 | 0 | 0 | 0 | 0 | 0 | 0 | 0 | 0 | 0 | 0 | 0 | 0 | 0 | 0 | 0 | 0 | 0 | 0 | 0
Residential_Multi-Family Low Income_New_Miscellaneous_Natural Gas_Pool Heater_E5_Baseline Forecast | Residential | Multi-Family Low Income | New | Miscellaneous | Natural Gas | Pool Heater | E5 |  | Baseline Forecast | 0 | 0 | 0 | 0 | 0 | 0 | 0 | 0 | 0 | 0 | 0 | 0 | 0 | 0 | 0 | 0 | 0 | 0 | 0 | 0 | 0 | 0 | 0 | 0 | 0 | 0 | 0 | 0 | 0 | 0 | 0 | 0 | 0
Residential_Multi-Family Low Income_New_Miscellaneous_Natural Gas_Pool Heater_E6_Baseline Forecast | Residential | Multi-Family Low Income | New | Miscellaneous | Natural Gas | Pool Heater | E6 |  | Baseline Forecast | 0 | 0 | 0 | 0 | 0 | 0 | 0 | 0 | 0 | 0 | 0 | 0 | 0 | 0 | 0 | 0 | 0 | 0 | 0 | 0 | 0 | 0 | 0 | 0 | 0 | 0 | 0 | 0 | 0 | 0 | 0 | 0 | 0
Residential_Multi-Family Low Income_New_Miscellaneous_Natural Gas_Pool Heater_E7_Baseline Forecast | Residential | Multi-Family Low Income | New | Miscellaneous | Natural Gas | Pool Heater | E7 |  | Baseline Forecast | 0 | 0 | 0 | 0 | 0 | 0 | 0 | 0 | 0 | 0 | 0 | 0 | 0 | 0 | 0 | 0 | 0 | 0 | 0 | 0 | 0 | 0 | 0 | 0 | 0 | 0 | 0 | 0 | 0 | 0 | 0 | 0 | 0
Residential_Multi-Family Low Income_New_Miscellaneous_Natural Gas_Pool Heater_E8_Baseline Forecast | Residential | Multi-Family Low Income | New | Miscellaneous | Natural Gas | Pool Heater | E8 |  | Baseline Forecast | 0 | 0 | 0 | 0 | 0 | 0 | 0 | 0 | 0 | 0 | 0 | 0 | 0 | 0 | 0 | 0 | 0 | 0 | 0 | 0 | 0 | 0 | 0 | 0 | 0 | 0 | 0 | 0 | 0 | 0 | 0 | 0 | 0
Residential_Multi-Family Low Income_New_Miscellaneous_Natural Gas_Pool Heater_E9_Baseline Forecast | Residential | Multi-Family Low Income | New | Miscellaneous | Natural Gas | Pool Heater | E9 |  | Baseline Forecast | 0 | 0 | 0 | 0 | 0 | 0 | 0 | 0 | 0 | 0 | 0 | 0 | 0 | 0 | 0 | 0 | 0 | 0 | 0 | 0 | 0 | 0 | 0 | 0 | 0 | 0 | 0 | 0 | 0 | 0 | 0 | 0 | 0
Residential_Multi-Family Low Income_New_Miscellaneous_Natural Gas_Pool Heater_E10_Baseline Forecast | Residential | Multi-Family Low Income | New | Miscellaneous | Natural Gas | Pool Heater | E10 |  | Baseline Forecast | 0 | 0 | 0 | 0 | 0 | 0 | 0 | 0 | 0 | 0 | 0 | 0 | 0 | 0 | 0 | 0 | 0 | 0 | 0 | 0 | 0 | 0 | 0 | 0 | 0 | 0 | 0 | 0 | 0 | 0 | 0 | 0 | 0
Residential_Multi-Family Low Income_New_Miscellaneous_Natural Gas_Miscellaneous_E1_Baseline Forecast | Residential | Multi-Family Low Income | New | Miscellaneous | Natural Gas | Miscellaneous | E1 |  | Baseline Forecast | 0 | 9.9963 | 14.5782 | 13.9458 | 13.0939 | 12.1989 | 12.0194 | 13.5104 | 15.4278 | 16.9683 | 18.1708 | 19.0118 | 19.692 | 23.3092 | 25.1137 | 25.4188 | 25.8096 | 26.2791 | 26.9799 | 28.6107 | 30.3831 | 31.7996 | 32.9559 | 33.8916 | 34.7263 | 36.5067 | 37.7729 | 38.644 | 39.5802 | 40.5277 | 41.514 | 42.8859 | 44.6464
Residential_Multi-Family Low Income_New_Miscellaneous_Natural Gas_Miscellaneous_E2_Baseline Forecast | Residential | Multi-Family Low Income | New | Miscellaneous | Natural Gas | Miscellaneous | E2 |  | Baseline Forecast | 0 | 0 | 0 | 0 | 0 | 0 | 0 | 0 | 0 | 0 | 0 | 0 | 0 | 0 | 0 | 0 | 0 | 0 | 0 | 0 | 0 | 0 | 0 | 0 | 0 | 0 | 0 | 0 | 0 | 0 | 0 | 0 | 0
Residential_Multi-Family Low Income_New_Miscellaneous_Natural Gas_Miscellaneous_E3_Baseline Forecast | Residential | Multi-Family Low Income | New | Miscellaneous | Natural Gas | Miscellaneous | E3 |  | Baseline Forecast | 0 | 0 | 0 | 0 | 0 | 0 | 0 | 0 | 0 | 0 | 0 | 0 | 0 | 0 | 0 | 0 | 0 | 0 | 0 | 0 | 0 | 0 | 0 | 0 | 0 | 0 | 0 | 0 | 0 | 0 | 0 | 0 | 0
Residential_Multi-Family Low Income_New_Miscellaneous_Natural Gas_Miscellaneous_E4_Baseline Forecast | Residential | Multi-Family Low Income | New | Miscellaneous | Natural Gas | Miscellaneous | E4 |  | Baseline Forecast | 0 | 0 | 0 | 0 | 0 | 0 | 0 | 0 | 0 | 0 | 0 | 0 | 0 | 0 | 0 | 0 | 0 | 0 | 0 | 0 | 0 | 0 | 0 | 0 | 0 | 0 | 0 | 0 | 0 | 0 | 0 | 0 | 0
Residential_Multi-Family Low Income_New_Miscellaneous_Natural Gas_Miscellaneous_E5_Baseline Forecast | Residential | Multi-Family Low Income | New | Miscellaneous | Natural Gas | Miscellaneous | E5 |  | Baseline Forecast | 0 | 0 | 0 | 0 | 0 | 0 | 0 | 0 | 0 | 0 | 0 | 0 | 0 | 0 | 0 | 0 | 0 | 0 | 0 | 0 | 0 | 0 | 0 | 0 | 0 | 0 | 0 | 0 | 0 | 0 | 0 | 0 | 0
Residential_Multi-Family Low Income_New_Miscellaneous_Natural Gas_Miscellaneous_E6_Baseline Forecast | Residential | Multi-Family Low Income | New | Miscellaneous | Natural Gas | Miscellaneous | E6 |  | Baseline Forecast | 0 | 0 | 0 | 0 | 0 | 0 | 0 | 0 | 0 | 0 | 0 | 0 | 0 | 0 | 0 | 0 | 0 | 0 | 0 | 0 | 0 | 0 | 0 | 0 | 0 | 0 | 0 | 0 | 0 | 0 | 0 | 0 | 0
Residential_Multi-Family Low Income_New_Miscellaneous_Natural Gas_Miscellaneous_E7_Baseline Forecast | Residential | Multi-Family Low Income | New | Miscellaneous | Natural Gas | Miscellaneous | E7 |  | Baseline Forecast | 0 | 0 | 0 | 0 | 0 | 0 | 0 | 0 | 0 | 0 | 0 | 0 | 0 | 0 | 0 | 0 | 0 | 0 | 0 | 0 | 0 | 0 | 0 | 0 | 0 | 0 | 0 | 0 | 0 | 0 | 0 | 0 | 0
Residential_Multi-Family Low Income_New_Miscellaneous_Natural Gas_Miscellaneous_E8_Baseline Forecast | Residential | Multi-Family Low Income | New | Miscellaneous | Natural Gas | Miscellaneous | E8 |  | Baseline Forecast | 0 | 0 | 0 | 0 | 0 | 0 | 0 | 0 | 0 | 0 | 0 | 0 | 0 | 0 | 0 | 0 | 0 | 0 | 0 | 0 | 0 | 0 | 0 | 0 | 0 | 0 | 0 | 0 | 0 | 0 | 0 | 0 | 0
Residential_Multi-Family Low Income_New_Miscellaneous_Natural Gas_Miscellaneous_E9_Baseline Forecast | Residential | Multi-Family Low Income | New | Miscellaneous | Natural Gas | Miscellaneous | E9 |  | Baseline Forecast | 0 | 0 | 0 | 0 | 0 | 0 | 0 | 0 | 0 | 0 | 0 | 0 | 0 | 0 | 0 | 0 | 0 | 0 | 0 | 0 | 0 | 0 | 0 | 0 | 0 | 0 | 0 | 0 | 0 | 0 | 0 | 0 | 0
Residential_Multi-Family Low Income_New_Miscellaneous_Natural Gas_Miscellaneous_E10_Baseline Forecast | Residential | Multi-Family Low Income | New | Miscellaneous | Natural Gas | Miscellaneous | E10 |  | Baseline Forecast | 0 | 0 | 0 | 0 | 0 | 0 | 0 | 0 | 0 | 0 | 0 | 0 | 0 | 0 | 0 | 0 | 0 | 0 | 0 | 0 | 0 | 0 | 0 | 0 | 0 | 0 | 0 | 0 | 0 | 0 | 0 | 0 | 0
Residential_Manufactured Home Regular Income_Existing_Space Heating_Natural Gas_Furnace_E1_Baseline Forecast | Residential | Manufactured Home Regular Income | Existing | Space Heating | Natural Gas | Furnace | E1 |  | Baseline Forecast | 0 | 3.1581 | 3.3856 | 2.7062 | 2.8284 | 2.9585 | 3.0732 | 3.1735 | 3.2616 | 3.3382 | 3.4038 | 3.4593 | 3.5057 | 3.5437 | 3.5742 | 3.5979 | 3.6167 | 3.6296 | 3.5068 | 3.4084 | 3.2739 | 3.1626 | 3.0708 | 2.9955 | 2.9342 | 2.8882 | 2.8484 | 2.8157 | 2.7907 | 2.7711 | 3.4839 | 3.4556 | 3.2357
Residential_Manufactured Home Regular Income_Existing_Space Heating_Natural Gas_Furnace_E2_Baseline Forecast | Residential | Manufactured Home Regular Income | Existing | Space Heating | Natural Gas | Furnace | E2 |  | Baseline Forecast | 0 | 0.19828 | 0.2126 | 0.16996 | 0.1776 | 0.18575 | 0.19297 | 0.19928 | 0.20482 | 0.20963 | 0.21375 | 0.21723 | 0.22013 | 0.2225 | 0.22439 | 0.22584 | 0.22699 | 0.22776 | 0.22001 | 0.21379 | 0.20531 | 0.19828 | 0.19248 | 0.18771 | 0.18382 | 0.18088 | 0.17833 | 0.17623 | 0.1746 | 0.1733 | 0.21779 | 0.21592 | 0.20206
Residential_Manufactured Home Regular Income_Existing_Space Heating_Natural Gas_Furnace_E3_Baseline Forecast | Residential | Manufactured Home Regular Income | Existing | Space Heating | Natural Gas | Furnace | E3 |  | Baseline Forecast | 0 | 0.13219 | 0.14174 | 0.11331 | 0.1184 | 0.12384 | 0.12866 | 0.13286 | 0.13656 | 0.13977 | 0.14251 | 0.14483 | 0.14676 | 0.14833 | 0.14959 | 0.15055 | 0.15131 | 0.15182 | 0.14664 | 0.14249 | 0.13683 | 0.13214 | 0.12826 | 0.12508 | 0.12248 | 0.12051 | 0.1188 | 0.11739 | 0.11629 | 0.11541 | 0.14502 | 0.14377 | 0.13451
Residential_Manufactured Home Regular Income_Existing_Space Heating_Natural Gas_Furnace_E4_Baseline Forecast | Residential | Manufactured Home Regular Income | Existing | Space Heating | Natural Gas | Furnace | E4 |  | Baseline Forecast | 0 | 0 | 0 | 0 | 0 | 0 | 0 | 0 | 0 | 0 | 0 | 0 | 0 | 0 | 0 | 0 | 0 | 0 | 0 | 0 | 0 | 0 | 0 | 0 | 0 | 0 | 0 | 0 | 0 | 0 | 0 | 0 | 0
Residential_Manufactured Home Regular Income_Existing_Space Heating_Natural Gas_Furnace_E5_Baseline Forecast | Residential | Manufactured Home Regular Income | Existing | Space Heating | Natural Gas | Furnace | E5 |  | Baseline Forecast | 0 | 0.016244 | 0.017429 | 0.013941 | 0.014561 | 0.01523 | 0.015826 | 0.01634 | 0.01679 | 0.017173 | 0.017491 | 0.017755 | 0.017971 | 0.018142 | 0.018273 | 0.018366 | 0.018433 | 0.018469 | 0.017821 | 0.017306 | 0.016607 | 0.016026 | 0.015544 | 0.015145 | 0.014817 | 0.014565 | 0.014343 | 0.014158 | 0.014009 | 0.013886 | 0.017426 | 0.017251 | 0.016081
Residential_Manufactured Home Regular Income_Existing_Space Heating_Natural Gas_Furnace_E6_Baseline Forecast | Residential | Manufactured Home Regular Income | Existing | Space Heating | Natural Gas | Furnace | E6 |  | Baseline Forecast | 0 | 0 | 0 | 0 | 0 | 0 | 0 | 0 | 0 | 0 | 0 | 0 | 0 | 0 | 0 | 0 | 0 | 0 | 0 | 0 | 0 | 0 | 0 | 0 | 0 | 0 | 0 | 0 | 0 | 0 | 0 | 0 | 0
Residential_Manufactured Home Regular Income_Existing_Space Heating_Natural Gas_Furnace_E7_Baseline Forecast | Residential | Manufactured Home Regular Income | Existing | Space Heating | Natural Gas | Furnace | E7 |  | Baseline Forecast | 0 | 0 | 0 | 0 | 0 | 0 | 0 | 0 | 0 | 0 | 0 | 0 | 0 | 0 | 0 | 0 | 0 | 0 | 0 | 0 | 0 | 0 | 0 | 0 | 0 | 0 | 0 | 0 | 0 | 0 | 0 | 0 | 0
Residential_Manufactured Home Regular Income_Existing_Space Heating_Natural Gas_Furnace_E8_Baseline Forecast | Residential | Manufactured Home Regular Income | Existing | Space Heating | Natural Gas | Furnace | E8 |  | Baseline Forecast | 0 | 0 | 0 | 0 | 0 | 0 | 0 | 0 | 0 | 0 | 0 | 0 | 0 | 0 | 0 | 0 | 0 | 0 | 0 | 0 | 0 | 0 | 0 | 0 | 0 | 0 | 0 | 0 | 0 | 0 | 0 | 0 | 0
Residential_Manufactured Home Regular Income_Existing_Space Heating_Natural Gas_Furnace_E9_Baseline Forecast | Residential | Manufactured Home Regular Income | Existing | Space Heating | Natural Gas | Furnace | E9 |  | Baseline Forecast | 0 | 0 | 0 | 0 | 0 | 0 | 0 | 0 | 0 | 0 | 0 | 0 | 0 | 0 | 0 | 0 | 0 | 0 | 0 | 0 | 0 | 0 | 0 | 0 | 0 | 0 | 0 | 0 | 0 | 0 | 0 | 0 | 0
Residential_Manufactured Home Regular Income_Existing_Space Heating_Natural Gas_Furnace_E10_Baseline Forecast | Residential | Manufactured Home Regular Income | Existing | Space Heating | Natural Gas | Furnace | E10 |  | Baseline Forecast | 0 | 0 | 0 | 0 | 0 | 0 | 0 | 0 | 0 | 0 | 0 | 0 | 0 | 0 | 0 | 0 | 0 | 0 | 0 | 0 | 0 | 0 | 0 | 0 | 0 | 0 | 0 | 0 | 0 | 0 | 0 | 0 | 0
Residential_Manufactured Home Regular Income_Existing_Space Heating_Natural Gas_Boiler_E1_Baseline Forecast | Residential | Manufactured Home Regular Income | Existing | Space Heating | Natural Gas | Boiler | E1 |  | Baseline Forecast | 0 | 0 | 0 | 0 | 0 | 0 | 0 | 0 | 0 | 0 | 0 | 0 | 0 | 0 | 0 | 0 | 0 | 0 | 0 | 0 | 0 | 0 | 0 | 0 | 0 | 0 | 0 | 0 | 0 | 0 | 0 | 0 | 0
Residential_Manufactured Home Regular Income_Existing_Space Heating_Natural Gas_Boiler_E2_Baseline Forecast | Residential | Manufactured Home Regular Income | Existing | Space Heating | Natural Gas | Boiler | E2 |  | Baseline Forecast | 0 | 0 | 0 | 0 | 0 | 0 | 0 | 0 | 0 | 0 | 0 | 0 | 0 | 0 | 0 | 0 | 0 | 0 | 0 | 0 | 0 | 0 | 0 | 0 | 0 | 0 | 0 | 0 | 0 | 0 | 0 | 0 | 0
Residential_Manufactured Home Regular Income_Existing_Space Heating_Natural Gas_Boiler_E3_Baseline Forecast | Residential | Manufactured Home Regular Income | Existing | Space Heating | Natural Gas | Boiler | E3 |  | Baseline Forecast | 0 | 0 | 0 | 0 | 0 | 0 | 0 | 0 | 0 | 0 | 0 | 0 | 0 | 0 | 0 | 0 | 0 | 0 | 0 | 0 | 0 | 0 | 0 | 0 | 0 | 0 | 0 | 0 | 0 | 0 | 0 | 0 | 0
Residential_Manufactured Home Regular Income_Existing_Space Heating_Natural Gas_Boiler_E4_Baseline Forecast | Residential | Manufactured Home Regular Income | Existing | Space Heating | Natural Gas | Boiler | E4 |  | Baseline Forecast | 0 | 0 | 0 | 0 | 0 | 0 | 0 | 0 | 0 | 0 | 0 | 0 | 0 | 0 | 0 | 0 | 0 | 0 | 0 | 0 | 0 | 0 | 0 | 0 | 0 | 0 | 0 | 0 | 0 | 0 | 0 | 0 | 0
Residential_Manufactured Home Regular Income_Existing_Space Heating_Natural Gas_Boiler_E5_Baseline Forecast | Residential | Manufactured Home Regular Income | Existing | Space Heating | Natural Gas | Boiler | E5 |  | Baseline Forecast | 0 | 0 | 0 | 0 | 0 | 0 | 0 | 0 | 0 | 0 | 0 | 0 | 0 | 0 | 0 | 0 | 0 | 0 | 0 | 0 | 0 | 0 | 0 | 0 | 0 | 0 | 0 | 0 | 0 | 0 | 0 | 0 | 0
Residential_Manufactured Home Regular Income_Existing_Space Heating_Natural Gas_Boiler_E6_Baseline Forecast | Residential | Manufactured Home Regular Income | Existing | Space Heating | Natural Gas | Boiler | E6 |  | Baseline Forecast | 0 | 0 | 0 | 0 | 0 | 0 | 0 | 0 | 0 | 0 | 0 | 0 | 0 | 0 | 0 | 0 | 0 | 0 | 0 | 0 | 0 | 0 | 0 | 0 | 0 | 0 | 0 | 0 | 0 | 0 | 0 | 0 | 0
Residential_Manufactured Home Regular Income_Existing_Space Heating_Natural Gas_Boiler_E7_Baseline Forecast | Residential | Manufactured Home Regular Income | Existing | Space Heating | Natural Gas | Boiler | E7 |  | Baseline Forecast | 0 | 0 | 0 | 0 | 0 | 0 | 0 | 0 | 0 | 0 | 0 | 0 | 0 | 0 | 0 | 0 | 0 | 0 | 0 | 0 | 0 | 0 | 0 | 0 | 0 | 0 | 0 | 0 | 0 | 0 | 0 | 0 | 0
Residential_Manufactured Home Regular Income_Existing_Space Heating_Natural Gas_Boiler_E8_Baseline Forecast | Residential | Manufactured Home Regular Income | Existing | Space Heating | Natural Gas | Boiler | E8 |  | Baseline Forecast | 0 | 0 | 0 | 0 | 0 | 0 | 0 | 0 | 0 | 0 | 0 | 0 | 0 | 0 | 0 | 0 | 0 | 0 | 0 | 0 | 0 | 0 | 0 | 0 | 0 | 0 | 0 | 0 | 0 | 0 | 0 | 0 | 0
Residential_Manufactured Home Regular Income_Existing_Space Heating_Natural Gas_Boiler_E9_Baseline Forecast | Residential | Manufactured Home Regular Income | Existing | Space Heating | Natural Gas | Boiler | E9 |  | Baseline Forecast | 0 | 0 | 0 | 0 | 0 | 0 | 0 | 0 | 0 | 0 | 0 | 0 | 0 | 0 | 0 | 0 | 0 | 0 | 0 | 0 | 0 | 0 | 0 | 0 | 0 | 0 | 0 | 0 | 0 | 0 | 0 | 0 | 0
Residential_Manufactured Home Regular Income_Existing_Space Heating_Natural Gas_Boiler_E10_Baseline Forecast | Residential | Manufactured Home Regular Income | Existing | Space Heating | Natural Gas | Boiler | E10 |  | Baseline Forecast | 0 | 0 | 0 | 0 | 0 | 0 | 0 | 0 | 0 | 0 | 0 | 0 | 0 | 0 | 0 | 0 | 0 | 0 | 0 | 0 | 0 | 0 | 0 | 0 | 0 | 0 | 0 | 0 | 0 | 0 | 0 | 0 | 0
Residential_Manufactured Home Regular Income_Existing_Secondary Heating_Natural Gas_Fireplace_E1_Baseline Forecast | Residential | Manufactured Home Regular Income | Existing | Secondary Heating | Natural Gas | Fireplace | E1 |  | Baseline Forecast | 0 | 1.0502 | 1.0626 | 0.90304 | 0.8918 | 0.88857 | 0.88501 | 0.88094 | 0.87664 | 0.87199 | 0.86684 | 0.86129 | 0.85536 | 0.84904 | 0.84678 | 0.84486 | 0.8284 | 0.81382 | 0.80078 | 0.78904 | 0.77837 | 0.76856 | 0.75942 | 1.0021 | 0.96648 | 0.89741 | 0.8725 | 0.85005 | 0.82985 | 0.81027 | 0.79145 | 0.77348 | 0.7564
Residential_Manufactured Home Regular Income_Existing_Secondary Heating_Natural Gas_Fireplace_E2_Baseline Forecast | Residential | Manufactured Home Regular Income | Existing | Secondary Heating | Natural Gas | Fireplace | E2 |  | Baseline Forecast | 0 | 0 | 0 | 0 | 0 | 0 | 0 | 0 | 0 | 0 | 0 | 0 | 0 | 0 | 0 | 0 | 0 | 0 | 0 | 0 | 0 | 0 | 0 | 0 | 0 | 0 | 0 | 0 | 0 | 0 | 0 | 0 | 0
Residential_Manufactured Home Regular Income_Existing_Secondary Heating_Natural Gas_Fireplace_E3_Baseline Forecast | Residential | Manufactured Home Regular Income | Existing | Secondary Heating | Natural Gas | Fireplace | E3 |  | Baseline Forecast | 0 | 0 | 0 | 0 | 0 | 0 | 0 | 0 | 0 | 0 | 0 | 0 | 0 | 0 | 0 | 0 | 0 | 0 | 0 | 0 | 0 | 0 | 0 | 0 | 0 | 0 | 0 | 0 | 0 | 0 | 0 | 0 | 0
Residential_Manufactured Home Regular Income_Existing_Secondary Heating_Natural Gas_Fireplace_E4_Baseline Forecast | Residential | Manufactured Home Regular Income | Existing | Secondary Heating | Natural Gas | Fireplace | E4 |  | Baseline Forecast | 0 | 0 | 0 | 0 | 0 | 0 | 0 | 0 | 0 | 0 | 0 | 0 | 0 | 0 | 0 | 0 | 0 | 0 | 0 | 0 | 0 | 0 | 0 | 0 | 0 | 0 | 0 | 0 | 0 | 0 | 0 | 0 | 0
Residential_Manufactured Home Regular Income_Existing_Secondary Heating_Natural Gas_Fireplace_E5_Baseline Forecast | Residential | Manufactured Home Regular Income | Existing | Secondary Heating | Natural Gas | Fireplace | E5 |  | Baseline Forecast | 0 | 0 | 0 | 0 | 0 | 0 | 0 | 0 | 0 | 0 | 0 | 0 | 0 | 0 | 0 | 0 | 0 | 0 | 0 | 0 | 0 | 0 | 0 | 0 | 0 | 0 | 0 | 0 | 0 | 0 | 0 | 0 | 0
Residential_Manufactured Home Regular Income_Existing_Secondary Heating_Natural Gas_Fireplace_E6_Baseline Forecast | Residential | Manufactured Home Regular Income | Existing | Secondary Heating | Natural Gas | Fireplace | E6 |  | Baseline Forecast | 0 | 0 | 0 | 0 | 0 | 0 | 0 | 0 | 0 | 0 | 0 | 0 | 0 | 0 | 0 | 0 | 0 | 0 | 0 | 0 | 0 | 0 | 0 | 0 | 0 | 0 | 0 | 0 | 0 | 0 | 0 | 0 | 0
Residential_Manufactured Home Regular Income_Existing_Secondary Heating_Natural Gas_Fireplace_E7_Baseline Forecast | Residential | Manufactured Home Regular Income | Existing | Secondary Heating | Natural Gas | Fireplace | E7 |  | Baseline Forecast | 0 | 0 | 0 | 0 | 0 | 0 | 0 | 0 | 0 | 0 | 0 | 0 | 0 | 0 | 0 | 0 | 0 | 0 | 0 | 0 | 0 | 0 | 0 | 0 | 0 | 0 | 0 | 0 | 0 | 0 | 0 | 0 | 0
Residential_Manufactured Home Regular Income_Existing_Secondary Heating_Natural Gas_Fireplace_E8_Baseline Forecast | Residential | Manufactured Home Regular Income | Existing | Secondary Heating | Natural Gas | Fireplace | E8 |  | Baseline Forecast | 0 | 0 | 0 | 0 | 0 | 0 | 0 | 0 | 0 | 0 | 0 | 0 | 0 | 0 | 0 | 0 | 0 | 0 | 0 | 0 | 0 | 0 | 0 | 0 | 0 | 0 | 0 | 0 | 0 | 0 | 0 | 0 | 0
Residential_Manufactured Home Regular Income_Existing_Secondary Heating_Natural Gas_Fireplace_E9_Baseline Forecast | Residential | Manufactured Home Regular Income | Existing | Secondary Heating | Natural Gas | Fireplace | E9 |  | Baseline Forecast | 0 | 0 | 0 | 0 | 0 | 0 | 0 | 0 | 0 | 0 | 0 | 0 | 0 | 0 | 0 | 0 | 0 | 0 | 0 | 0 | 0 | 0 | 0 | 0 | 0 | 0 | 0 | 0 | 0 | 0 | 0 | 0 | 0
Residential_Manufactured Home Regular Income_Existing_Secondary Heating_Natural Gas_Fireplace_E10_Baseline Forecast | Residential | Manufactured Home Regular Income | Existing | Secondary Heating | Natural Gas | Fireplace | E10 |  | Baseline Forecast | 0 | 0 | 0 | 0 | 0 | 0 | 0 | 0 | 0 | 0 | 0 | 0 | 0 | 0 | 0 | 0 | 0 | 0 | 0 | 0 | 0 | 0 | 0 | 0 | 0 | 0 | 0 | 0 | 0 | 0 | 0 | 0 | 0
Residential_Manufactured Home Regular Income_Existing_Water Heating_Natural Gas_Water Heater (<= 55 gal)_E1_Baseline Forecast | Residential | Manufactured Home Regular Income | Existing | Water Heating | Natural Gas | Water Heater (<= 55 gal) | E1 |  | Baseline Forecast | 0 | 0.6321 | 0.74417 | 0.70556 | 0.76839 | 0.82821 | 0.85958 | 0.88679 | 0.91155 | 0.92872 | 0.85756 | 0.86693 | 0.79771 | 0.75605 | 0.71593 | 0.68959 | 0.67292 | 0.66311 | 0.65841 | 0.79283 | 0.79409 | 0.76731 | 0.76945 | 0.76099 | 0.74619 | 0.72684 | 0.7053 | 0.68673 | 0.669 | 0.65277 | 0.64025 | 0.63415 | 0.62598
Residential_Manufactured Home Regular Income_Existing_Water Heating_Natural Gas_Water Heater (<= 55 gal)_E2_Baseline Forecast | Residential | Manufactured Home Regular Income | Existing | Water Heating | Natural Gas | Water Heater (<= 55 gal) | E2 |  | Baseline Forecast | 0 | 3.7466 | 4.3086 | 4.0151 | 4.321 | 4.5989 | 4.8431 | 5.0378 | 5.1916 | 5.3156 | 5.4951 | 5.5665 | 5.2064 | 4.9615 | 4.7198 | 4.5608 | 4.4641 | 4.4131 | 4.3944 | 5.2998 | 5.3183 | 5.1566 | 5.1783 | 5.1347 | 5.054 | 4.9441 | 4.8218 | 4.6948 | 4.5736 | 4.4626 | 4.377 | 4.3353 | 4.2795
Residential_Manufactured Home Regular Income_Existing_Water Heating_Natural Gas_Water Heater (<= 55 gal)_E3_Baseline Forecast | Residential | Manufactured Home Regular Income | Existing | Water Heating | Natural Gas | Water Heater (<= 55 gal) | E3 |  | Baseline Forecast | 0 | 0.18244 | 0.21053 | 0.19669 | 0.21205 | 0.22613 | 0.2376 | 0.24686 | 0.2543 | 0.26017 | 0.26469 | 0.26806 | 0.25016 | 0.23823 | 0.22648 | 0.21876 | 0.21404 | 0.2115 | 0.21053 | 0.25386 | 0.25468 | 0.24682 | 0.24782 | 0.24565 | 0.24167 | 0.23628 | 0.23029 | 0.22423 | 0.21844 | 0.21314 | 0.20905 | 0.20706 | 0.20439
Residential_Manufactured Home Regular Income_Existing_Water Heating_Natural Gas_Water Heater (<= 55 gal)_E4_Baseline Forecast | Residential | Manufactured Home Regular Income | Existing | Water Heating | Natural Gas | Water Heater (<= 55 gal) | E4 |  | Baseline Forecast | 0 | 0 | 0 | 0 | 0 | 0 | 0 | 0 | 0 | 0 | 0 | 0 | 0 | 0 | 0 | 0 | 0 | 0 | 0 | 0 | 0 | 0 | 0 | 0 | 0 | 0 | 0 | 0 | 0 | 0 | 0 | 0 | 0
Residential_Manufactured Home Regular Income_Existing_Water Heating_Natural Gas_Water Heater (<= 55 gal)_E5_Baseline Forecast | Residential | Manufactured Home Regular Income | Existing | Water Heating | Natural Gas | Water Heater (<= 55 gal) | E5 |  | Baseline Forecast | 0 | 0 | 0 | 0 | 0 | 0 | 0 | 0 | 0 | 0 | 0 | 0 | 0 | 0 | 0 | 0 | 0 | 0 | 0 | 0 | 0 | 0 | 0 | 0 | 0 | 0 | 0 | 0 | 0 | 0 | 0 | 0 | 0
Residential_Manufactured Home Regular Income_Existing_Water Heating_Natural Gas_Water Heater (<= 55 gal)_E6_Baseline Forecast | Residential | Manufactured Home Regular Income | Existing | Water Heating | Natural Gas | Water Heater (<= 55 gal) | E6 |  | Baseline Forecast | 0 | 0 | 0 | 0 | 0 | 0 | 0 | 0 | 0 | 0 | 0 | 0 | 0 | 0 | 0 | 0 | 0 | 0 | 0 | 0 | 0 | 0 | 0 | 0 | 0 | 0 | 0 | 0 | 0 | 0 | 0 | 0 | 0
Residential_Manufactured Home Regular Income_Existing_Water Heating_Natural Gas_Water Heater (<= 55 gal)_E7_Baseline Forecast | Residential | Manufactured Home Regular Income | Existing | Water Heating | Natural Gas | Water Heater (<= 55 gal) | E7 |  | Baseline Forecast | 0 | 0 | 0 | 0 | 0 | 0 | 0 | 0 | 0 | 0 | 0 | 0 | 0 | 0 | 0 | 0 | 0 | 0 | 0 | 0 | 0 | 0 | 0 | 0 | 0 | 0 | 0 | 0 | 0 | 0 | 0 | 0 | 0
Residential_Manufactured Home Regular Income_Existing_Water Heating_Natural Gas_Water Heater (<= 55 gal)_E8_Baseline Forecast | Residential | Manufactured Home Regular Income | Existing | Water Heating | Natural Gas | Water Heater (<= 55 gal) | E8 |  | Baseline Forecast | 0 | 0 | 0 | 0 | 0 | 0 | 0 | 0 | 0 | 0 | 0 | 0 | 0 | 0 | 0 | 0 | 0 | 0 | 0 | 0 | 0 | 0 | 0 | 0 | 0 | 0 | 0 | 0 | 0 | 0 | 0 | 0 | 0
Residential_Manufactured Home Regular Income_Existing_Water Heating_Natural Gas_Water Heater (<= 55 gal)_E9_Baseline Forecast | Residential | Manufactured Home Regular Income | Existing | Water Heating | Natural Gas | Water Heater (<= 55 gal) | E9 |  | Baseline Forecast | 0 | 0 | 0 | 0 | 0 | 0 | 0 | 0 | 0 | 0 | 0 | 0 | 0 | 0 | 0 | 0 | 0 | 0 | 0 | 0 | 0 | 0 | 0 | 0 | 0 | 0 | 0 | 0 | 0 | 0 | 0 | 0 | 0
Residential_Manufactured Home Regular Income_Existing_Water Heating_Natural Gas_Water Heater (<= 55 gal)_E10_Baseline Forecast | Residential | Manufactured Home Regular Income | Existing | Water Heating | Natural Gas | Water Heater (<= 55 gal) | E10 |  | Baseline Forecast | 0 | 0 | 0 | 0 | 0 | 0 | 0 | 0 | 0 | 0 | 0 | 0 | 0 | 0 | 0 | 0 | 0 | 0 | 0 | 0 | 0 | 0 | 0 | 0 | 0 | 0 | 0 | 0 | 0 | 0 | 0 | 0 | 0
Residential_Manufactured Home Regular Income_Existing_Water Heating_Natural Gas_Water Heater (> 55 gal)_E1_Baseline Forecast | Residential | Manufactured Home Regular Income | Existing | Water Heating | Natural Gas | Water Heater (> 55 gal) | E1 |  | Baseline Forecast | 0 | 0 | 0 | 0 | 0 | 0 | 0 | 0 | 0 | 0 | 0 | 0 | 0 | 0 | 0 | 0 | 0 | 0 | 0 | 0 | 0 | 0 | 0 | 0 | 0 | 0 | 0 | 0 | 0 | 0 | 0 | 0 | 0
Residential_Manufactured Home Regular Income_Existing_Water Heating_Natural Gas_Water Heater (> 55 gal)_E2_Baseline Forecast | Residential | Manufactured Home Regular Income | Existing | Water Heating | Natural Gas | Water Heater (> 55 gal) | E2 |  | Baseline Forecast | 0 | 0 | 0 | 0 | 0 | 0 | 0 | 0 | 0 | 0 | 0 | 0 | 0 | 0 | 0 | 0 | 0 | 0 | 0 | 0 | 0 | 0 | 0 | 0 | 0 | 0 | 0 | 0 | 0 | 0 | 0 | 0 | 0
Residential_Manufactured Home Regular Income_Existing_Water Heating_Natural Gas_Water Heater (> 55 gal)_E3_Baseline Forecast | Residential | Manufactured Home Regular Income | Existing | Water Heating | Natural Gas | Water Heater (> 55 gal) | E3 |  | Baseline Forecast | 0 | 0 | 0 | 0 | 0 | 0 | 0 | 0 | 0 | 0 | 0 | 0 | 0 | 0 | 0 | 0 | 0 | 0 | 0 | 0 | 0 | 0 | 0 | 0 | 0 | 0 | 0 | 0 | 0 | 0 | 0 | 0 | 0
Residential_Manufactured Home Regular Income_Existing_Water Heating_Natural Gas_Water Heater (> 55 gal)_E4_Baseline Forecast | Residential | Manufactured Home Regular Income | Existing | Water Heating | Natural Gas | Water Heater (> 55 gal) | E4 |  | Baseline Forecast | 0 | 0 | 0 | 0 | 0 | 0 | 0 | 0 | 0 | 0 | 0 | 0 | 0 | 0 | 0 | 0 | 0 | 0 | 0 | 0 | 0 | 0 | 0 | 0 | 0 | 0 | 0 | 0 | 0 | 0 | 0 | 0 | 0
Residential_Manufactured Home Regular Income_Existing_Water Heating_Natural Gas_Water Heater (> 55 gal)_E5_Baseline Forecast | Residential | Manufactured Home Regular Income | Existing | Water Heating | Natural Gas | Water Heater (> 55 gal) | E5 |  | Baseline Forecast | 0 | 0 | 0 | 0 | 0 | 0 | 0 | 0 | 0 | 0 | 0 | 0 | 0 | 0 | 0 | 0 | 0 | 0 | 0 | 0 | 0 | 0 | 0 | 0 | 0 | 0 | 0 | 0 | 0 | 0 | 0 | 0 | 0
Residential_Manufactured Home Regular Income_Existing_Water Heating_Natural Gas_Water Heater (> 55 gal)_E6_Baseline Forecast | Residential | Manufactured Home Regular Income | Existing | Water Heating | Natural Gas | Water Heater (> 55 gal) | E6 |  | Baseline Forecast | 0 | 0 | 0 | 0 | 0 | 0 | 0 | 0 | 0 | 0 | 0 | 0 | 0 | 0 | 0 | 0 | 0 | 0 | 0 | 0 | 0 | 0 | 0 | 0 | 0 | 0 | 0 | 0 | 0 | 0 | 0 | 0 | 0
Residential_Manufactured Home Regular Income_Existing_Water Heating_Natural Gas_Water Heater (> 55 gal)_E7_Baseline Forecast | Residential | Manufactured Home Regular Income | Existing | Water Heating | Natural Gas | Water Heater (> 55 gal) | E7 |  | Baseline Forecast | 0 | 0 | 0 | 0 | 0 | 0 | 0 | 0 | 0 | 0 | 0 | 0 | 0 | 0 | 0 | 0 | 0 | 0 | 0 | 0 | 0 | 0 | 0 | 0 | 0 | 0 | 0 | 0 | 0 | 0 | 0 | 0 | 0
Residential_Manufactured Home Regular Income_Existing_Water Heating_Natural Gas_Water Heater (> 55 gal)_E8_Baseline Forecast | Residential | Manufactured Home Regular Income | Existing | Water Heating | Natural Gas | Water Heater (> 55 gal) | E8 |  | Baseline Forecast | 0 | 0 | 0 | 0 | 0 | 0 | 0 | 0 | 0 | 0 | 0 | 0 | 0 | 0 | 0 | 0 | 0 | 0 | 0 | 0 | 0 | 0 | 0 | 0 | 0 | 0 | 0 | 0 | 0 | 0 | 0 | 0 | 0
Residential_Manufactured Home Regular Income_Existing_Water Heating_Natural Gas_Water Heater (> 55 gal)_E9_Baseline Forecast | Residential | Manufactured Home Regular Income | Existing | Water Heating | Natural Gas | Water Heater (> 55 gal) | E9 |  | Baseline Forecast | 0 | 0 | 0 | 0 | 0 | 0 | 0 | 0 | 0 | 0 | 0 | 0 | 0 | 0 | 0 | 0 | 0 | 0 | 0 | 0 | 0 | 0 | 0 | 0 | 0 | 0 | 0 | 0 | 0 | 0 | 0 | 0 | 0
Residential_Manufactured Home Regular Income_Existing_Water Heating_Natural Gas_Water Heater (> 55 gal)_E10_Baseline Forecast | Residential | Manufactured Home Regular Income | Existing | Water Heating | Natural Gas | Water Heater (> 55 gal) | E10 |  | Baseline Forecast | 0 | 0 | 0 | 0 | 0 | 0 | 0 | 0 | 0 | 0 | 0 | 0 | 0 | 0 | 0 | 0 | 0 | 0 | 0 | 0 | 0 | 0 | 0 | 0 | 0 | 0 | 0 | 0 | 0 | 0 | 0 | 0 | 0
Residential_Manufactured Home Regular Income_Existing_Appliances_Natural Gas_Clothes Dryer_E1_Baseline Forecast | Residential | Manufactured Home Regular Income | Existing | Appliances | Natural Gas | Clothes Dryer | E1 |  | Baseline Forecast | 0 | 0.99395 | 1.1498 | 1.0917 | 1.1768 | 1.2546 | 1.3179 | 1.3688 | 1.4097 | 1.4419 | 1.4665 | 1.3688 | 1.3042 | 1.2426 | 1.2028 | 1.1794 | 1.1677 | 1.1644 | 1.4037 | 1.4103 | 1.3725 | 1.364 | 1.3444 | 1.3164 | 1.2847 | 1.2523 | 1.2212 | 1.1927 | 1.1696 | 1.1586 | 1.145 | 1.1375 | 1.1325
Residential_Manufactured Home Regular Income_Existing_Appliances_Natural Gas_Clothes Dryer_E2_Baseline Forecast | Residential | Manufactured Home Regular Income | Existing | Appliances | Natural Gas | Clothes Dryer | E2 |  | Baseline Forecast | 0 | 0.79607 | 0.92096 | 0.8745 | 0.94261 | 1.005 | 1.056 | 1.0971 | 1.1301 | 1.1562 | 1.1762 | 1.0981 | 1.0465 | 0.99729 | 0.96564 | 0.94701 | 0.93788 | 0.93543 | 1.128 | 1.1336 | 1.1034 | 1.0968 | 1.0812 | 1.0589 | 1.0334 | 1.0075 | 0.98252 | 0.95957 | 0.94102 | 0.9321 | 0.92111 | 0.91499 | 0.91082
Residential_Manufactured Home Regular Income_Existing_Appliances_Natural Gas_Clothes Dryer_E3_Baseline Forecast | Residential | Manufactured Home Regular Income | Existing | Appliances | Natural Gas | Clothes Dryer | E3 |  | Baseline Forecast | 0 | 0 | 0 | 0 | 0 | 0 | 0 | 0 | 0 | 0 | 0 | 0 | 0 | 0 | 0 | 0 | 0 | 0 | 0 | 0 | 0 | 0 | 0 | 0 | 0 | 0 | 0 | 0 | 0 | 0 | 0 | 0 | 0
Residential_Manufactured Home Regular Income_Existing_Appliances_Natural Gas_Clothes Dryer_E4_Baseline Forecast | Residential | Manufactured Home Regular Income | Existing | Appliances | Natural Gas | Clothes Dryer | E4 |  | Baseline Forecast | 0 | 0 | 0 | 0 | 0 | 0 | 0 | 0 | 0 | 0 | 0 | 0 | 0 | 0 | 0 | 0 | 0 | 0 | 0 | 0 | 0 | 0 | 0 | 0 | 0 | 0 | 0 | 0 | 0 | 0 | 0 | 0 | 0
Residential_Manufactured Home Regular Income_Existing_Appliances_Natural Gas_Clothes Dryer_E5_Baseline Forecast | Residential | Manufactured Home Regular Income | Existing | Appliances | Natural Gas | Clothes Dryer | E5 |  | Baseline Forecast | 0 | 0 | 0 | 0 | 0 | 0 | 0 | 0 | 0 | 0 | 0 | 0 | 0 | 0 | 0 | 0 | 0 | 0 | 0 | 0 | 0 | 0 | 0 | 0 | 0 | 0 | 0 | 0 | 0 | 0 | 0 | 0 | 0
Residential_Manufactured Home Regular Income_Existing_Appliances_Natural Gas_Clothes Dryer_E6_Baseline Forecast | Residential | Manufactured Home Regular Income | Existing | Appliances | Natural Gas | Clothes Dryer | E6 |  | Baseline Forecast | 0 | 0 | 0 | 0 | 0 | 0 | 0 | 0 | 0 | 0 | 0 | 0 | 0 | 0 | 0 | 0 | 0 | 0 | 0 | 0 | 0 | 0 | 0 | 0 | 0 | 0 | 0 | 0 | 0 | 0 | 0 | 0 | 0
Residential_Manufactured Home Regular Income_Existing_Appliances_Natural Gas_Clothes Dryer_E7_Baseline Forecast | Residential | Manufactured Home Regular Income | Existing | Appliances | Natural Gas | Clothes Dryer | E7 |  | Baseline Forecast | 0 | 0 | 0 | 0 | 0 | 0 | 0 | 0 | 0 | 0 | 0 | 0 | 0 | 0 | 0 | 0 | 0 | 0 | 0 | 0 | 0 | 0 | 0 | 0 | 0 | 0 | 0 | 0 | 0 | 0 | 0 | 0 | 0
Residential_Manufactured Home Regular Income_Existing_Appliances_Natural Gas_Clothes Dryer_E8_Baseline Forecast | Residential | Manufactured Home Regular Income | Existing | Appliances | Natural Gas | Clothes Dryer | E8 |  | Baseline Forecast | 0 | 0 | 0 | 0 | 0 | 0 | 0 | 0 | 0 | 0 | 0 | 0 | 0 | 0 | 0 | 0 | 0 | 0 | 0 | 0 | 0 | 0 | 0 | 0 | 0 | 0 | 0 | 0 | 0 | 0 | 0 | 0 | 0
Residential_Manufactured Home Regular Income_Existing_Appliances_Natural Gas_Clothes Dryer_E9_Baseline Forecast | Residential | Manufactured Home Regular Income | Existing | Appliances | Natural Gas | Clothes Dryer | E9 |  | Baseline Forecast | 0 | 0 | 0 | 0 | 0 | 0 | 0 | 0 | 0 | 0 | 0 | 0 | 0 | 0 | 0 | 0 | 0 | 0 | 0 | 0 | 0 | 0 | 0 | 0 | 0 | 0 | 0 | 0 | 0 | 0 | 0 | 0 | 0
Residential_Manufactured Home Regular Income_Existing_Appliances_Natural Gas_Clothes Dryer_E10_Baseline Forecast | Residential | Manufactured Home Regular Income | Existing | Appliances | Natural Gas | Clothes Dryer | E10 |  | Baseline Forecast | 0 | 0 | 0 | 0 | 0 | 0 | 0 | 0 | 0 | 0 | 0 | 0 | 0 | 0 | 0 | 0 | 0 | 0 | 0 | 0 | 0 | 0 | 0 | 0 | 0 | 0 | 0 | 0 | 0 | 0 | 0 | 0 | 0
Residential_Manufactured Home Regular Income_Existing_Appliances_Natural Gas_Stove/Oven_E1_Baseline Forecast | Residential | Manufactured Home Regular Income | Existing | Appliances | Natural Gas | Stove/Oven | E1 |  | Baseline Forecast | 0 | 2.0708 | 2.3985 | 2.2971 | 2.4752 | 2.6376 | 2.7694 | 2.8751 | 2.9594 | 3.0256 | 3.0757 | 2.8668 | 2.7276 | 2.598 | 2.5143 | 2.4645 | 2.4394 | 2.4316 | 2.9257 | 2.939 | 2.8647 | 2.8453 | 2.8024 | 2.7424 | 2.6747 | 2.6059 | 2.54 | 2.4795 | 2.4292 | 2.4043 | 2.3758 | 2.3598 | 2.3488
Residential_Manufactured Home Regular Income_Existing_Appliances_Natural Gas_Stove/Oven_E2_Baseline Forecast | Residential | Manufactured Home Regular Income | Existing | Appliances | Natural Gas | Stove/Oven | E2 |  | Baseline Forecast | 0 | 0.89076 | 1.0319 | 0.98848 | 1.0649 | 1.1351 | 1.1924 | 1.2383 | 1.2753 | 1.3044 | 1.3267 | 1.2371 | 1.1776 | 1.1222 | 1.0865 | 1.0655 | 1.0552 | 1.0523 | 1.2668 | 1.2732 | 1.2415 | 1.2336 | 1.2155 | 1.1898 | 1.1606 | 1.1309 | 1.1024 | 1.0762 | 1.0544 | 1.0435 | 1.031 | 1.0238 | 1.0188
Residential_Manufactured Home Regular Income_Existing_Appliances_Natural Gas_Stove/Oven_E3_Baseline Forecast | Residential | Manufactured Home Regular Income | Existing | Appliances | Natural Gas | Stove/Oven | E3 |  | Baseline Forecast | 0 | 0 | 0 | 0 | 0 | 0 | 0 | 0 | 0 | 0 | 0 | 0 | 0 | 0 | 0 | 0 | 0 | 0 | 0 | 0 | 0 | 0 | 0 | 0 | 0 | 0 | 0 | 0 | 0 | 0 | 0 | 0 | 0
Residential_Manufactured Home Regular Income_Existing_Appliances_Natural Gas_Stove/Oven_E4_Baseline Forecast | Residential | Manufactured Home Regular Income | Existing | Appliances | Natural Gas | Stove/Oven | E4 |  | Baseline Forecast | 0 | 0 | 0 | 0 | 0 | 0 | 0 | 0 | 0 | 0 | 0 | 0 | 0 | 0 | 0 | 0 | 0 | 0 | 0 | 0 | 0 | 0 | 0 | 0 | 0 | 0 | 0 | 0 | 0 | 0 | 0 | 0 | 0
Residential_Manufactured Home Regular Income_Existing_Appliances_Natural Gas_Stove/Oven_E5_Baseline Forecast | Residential | Manufactured Home Regular Income | Existing | Appliances | Natural Gas | Stove/Oven | E5 |  | Baseline Forecast | 0 | 0 | 0 | 0 | 0 | 0 | 0 | 0 | 0 | 0 | 0 | 0 | 0 | 0 | 0 | 0 | 0 | 0 | 0 | 0 | 0 | 0 | 0 | 0 | 0 | 0 | 0 | 0 | 0 | 0 | 0 | 0 | 0
Residential_Manufactured Home Regular Income_Existing_Appliances_Natural Gas_Stove/Oven_E6_Baseline Forecast | Residential | Manufactured Home Regular Income | Existing | Appliances | Natural Gas | Stove/Oven | E6 |  | Baseline Forecast | 0 | 0 | 0 | 0 | 0 | 0 | 0 | 0 | 0 | 0 | 0 | 0 | 0 | 0 | 0 | 0 | 0 | 0 | 0 | 0 | 0 | 0 | 0 | 0 | 0 | 0 | 0 | 0 | 0 | 0 | 0 | 0 | 0
Residential_Manufactured Home Regular Income_Existing_Appliances_Natural Gas_Stove/Oven_E7_Baseline Forecast | Residential | Manufactured Home Regular Income | Existing | Appliances | Natural Gas | Stove/Oven | E7 |  | Baseline Forecast | 0 | 0 | 0 | 0 | 0 | 0 | 0 | 0 | 0 | 0 | 0 | 0 | 0 | 0 | 0 | 0 | 0 | 0 | 0 | 0 | 0 | 0 | 0 | 0 | 0 | 0 | 0 | 0 | 0 | 0 | 0 | 0 | 0
Residential_Manufactured Home Regular Income_Existing_Appliances_Natural Gas_Stove/Oven_E8_Baseline Forecast | Residential | Manufactured Home Regular Income | Existing | Appliances | Natural Gas | Stove/Oven | E8 |  | Baseline Forecast | 0 | 0 | 0 | 0 | 0 | 0 | 0 | 0 | 0 | 0 | 0 | 0 | 0 | 0 | 0 | 0 | 0 | 0 | 0 | 0 | 0 | 0 | 0 | 0 | 0 | 0 | 0 | 0 | 0 | 0 | 0 | 0 | 0
Residential_Manufactured Home Regular Income_Existing_Appliances_Natural Gas_Stove/Oven_E9_Baseline Forecast | Residential | Manufactured Home Regular Income | Existing | Appliances | Natural Gas | Stove/Oven | E9 |  | Baseline Forecast | 0 | 0 | 0 | 0 | 0 | 0 | 0 | 0 | 0 | 0 | 0 | 0 | 0 | 0 | 0 | 0 | 0 | 0 | 0 | 0 | 0 | 0 | 0 | 0 | 0 | 0 | 0 | 0 | 0 | 0 | 0 | 0 | 0
Residential_Manufactured Home Regular Income_Existing_Appliances_Natural Gas_Stove/Oven_E10_Baseline Forecast | Residential | Manufactured Home Regular Income | Existing | Appliances | Natural Gas | Stove/Oven | E10 |  | Baseline Forecast | 0 | 0 | 0 | 0 | 0 | 0 | 0 | 0 | 0 | 0 | 0 | 0 | 0 | 0 | 0 | 0 | 0 | 0 | 0 | 0 | 0 | 0 | 0 | 0 | 0 | 0 | 0 | 0 | 0 | 0 | 0 | 0 | 0
Residential_Manufactured Home Regular Income_Existing_Miscellaneous_Natural Gas_Pool Heater_E1_Baseline Forecast | Residential | Manufactured Home Regular Income | Existing | Miscellaneous | Natural Gas | Pool Heater | E1 |  | Baseline Forecast | 0 | 0 | 0 | 0 | 0 | 0 | 0 | 0 | 0 | 0 | 0 | 0 | 0 | 0 | 0 | 0 | 0 | 0 | 0 | 0 | 0 | 0 | 0 | 0 | 0 | 0 | 0 | 0 | 0 | 0 | 0 | 0 | 0
Residential_Manufactured Home Regular Income_Existing_Miscellaneous_Natural Gas_Pool Heater_E2_Baseline Forecast | Residential | Manufactured Home Regular Income | Existing | Miscellaneous | Natural Gas | Pool Heater | E2 |  | Baseline Forecast | 0 | 0 | 0 | 0 | 0 | 0 | 0 | 0 | 0 | 0 | 0 | 0 | 0 | 0 | 0 | 0 | 0 | 0 | 0 | 0 | 0 | 0 | 0 | 0 | 0 | 0 | 0 | 0 | 0 | 0 | 0 | 0 | 0
Residential_Manufactured Home Regular Income_Existing_Miscellaneous_Natural Gas_Pool Heater_E3_Baseline Forecast | Residential | Manufactured Home Regular Income | Existing | Miscellaneous | Natural Gas | Pool Heater | E3 |  | Baseline Forecast | 0 | 0 | 0 | 0 | 0 | 0 | 0 | 0 | 0 | 0 | 0 | 0 | 0 | 0 | 0 | 0 | 0 | 0 | 0 | 0 | 0 | 0 | 0 | 0 | 0 | 0 | 0 | 0 | 0 | 0 | 0 | 0 | 0
Residential_Manufactured Home Regular Income_Existing_Miscellaneous_Natural Gas_Pool Heater_E4_Baseline Forecast | Residential | Manufactured Home Regular Income | Existing | Miscellaneous | Natural Gas | Pool Heater | E4 |  | Baseline Forecast | 0 | 0 | 0 | 0 | 0 | 0 | 0 | 0 | 0 | 0 | 0 | 0 | 0 | 0 | 0 | 0 | 0 | 0 | 0 | 0 | 0 | 0 | 0 | 0 | 0 | 0 | 0 | 0 | 0 | 0 | 0 | 0 | 0
Residential_Manufactured Home Regular Income_Existing_Miscellaneous_Natural Gas_Pool Heater_E5_Baseline Forecast | Residential | Manufactured Home Regular Income | Existing | Miscellaneous | Natural Gas | Pool Heater | E5 |  | Baseline Forecast | 0 | 0 | 0 | 0 | 0 | 0 | 0 | 0 | 0 | 0 | 0 | 0 | 0 | 0 | 0 | 0 | 0 | 0 | 0 | 0 | 0 | 0 | 0 | 0 | 0 | 0 | 0 | 0 | 0 | 0 | 0 | 0 | 0
Residential_Manufactured Home Regular Income_Existing_Miscellaneous_Natural Gas_Pool Heater_E6_Baseline Forecast | Residential | Manufactured Home Regular Income | Existing | Miscellaneous | Natural Gas | Pool Heater | E6 |  | Baseline Forecast | 0 | 0 | 0 | 0 | 0 | 0 | 0 | 0 | 0 | 0 | 0 | 0 | 0 | 0 | 0 | 0 | 0 | 0 | 0 | 0 | 0 | 0 | 0 | 0 | 0 | 0 | 0 | 0 | 0 | 0 | 0 | 0 | 0
Residential_Manufactured Home Regular Income_Existing_Miscellaneous_Natural Gas_Pool Heater_E7_Baseline Forecast | Residential | Manufactured Home Regular Income | Existing | Miscellaneous | Natural Gas | Pool Heater | E7 |  | Baseline Forecast | 0 | 0 | 0 | 0 | 0 | 0 | 0 | 0 | 0 | 0 | 0 | 0 | 0 | 0 | 0 | 0 | 0 | 0 | 0 | 0 | 0 | 0 | 0 | 0 | 0 | 0 | 0 | 0 | 0 | 0 | 0 | 0 | 0
Residential_Manufactured Home Regular Income_Existing_Miscellaneous_Natural Gas_Pool Heater_E8_Baseline Forecast | Residential | Manufactured Home Regular Income | Existing | Miscellaneous | Natural Gas | Pool Heater | E8 |  | Baseline Forecast | 0 | 0 | 0 | 0 | 0 | 0 | 0 | 0 | 0 | 0 | 0 | 0 | 0 | 0 | 0 | 0 | 0 | 0 | 0 | 0 | 0 | 0 | 0 | 0 | 0 | 0 | 0 | 0 | 0 | 0 | 0 | 0 | 0
Residential_Manufactured Home Regular Income_Existing_Miscellaneous_Natural Gas_Pool Heater_E9_Baseline Forecast | Residential | Manufactured Home Regular Income | Existing | Miscellaneous | Natural Gas | Pool Heater | E9 |  | Baseline Forecast | 0 | 0 | 0 | 0 | 0 | 0 | 0 | 0 | 0 | 0 | 0 | 0 | 0 | 0 | 0 | 0 | 0 | 0 | 0 | 0 | 0 | 0 | 0 | 0 | 0 | 0 | 0 | 0 | 0 | 0 | 0 | 0 | 0
Residential_Manufactured Home Regular Income_Existing_Miscellaneous_Natural Gas_Pool Heater_E10_Baseline Forecast | Residential | Manufactured Home Regular Income | Existing | Miscellaneous | Natural Gas | Pool Heater | E10 |  | Baseline Forecast | 0 | 0 | 0 | 0 | 0 | 0 | 0 | 0 | 0 | 0 | 0 | 0 | 0 | 0 | 0 | 0 | 0 | 0 | 0 | 0 | 0 | 0 | 0 | 0 | 0 | 0 | 0 | 0 | 0 | 0 | 0 | 0 | 0
Residential_Manufactured Home Regular Income_Existing_Miscellaneous_Natural Gas_Miscellaneous_E1_Baseline Forecast | Residential | Manufactured Home Regular Income | Existing | Miscellaneous | Natural Gas | Miscellaneous | E1 |  | Baseline Forecast | 0 | 9.7235 | 11.7124 | 11.9912 | 13.0463 | 13.9717 | 14.7019 | 13.6102 | 13.0047 | 12.5588 | 12.3785 | 12.379 | 12.4964 | 14.7816 | 14.6916 | 14.1794 | 13.944 | 13.6915 | 13.453 | 13.1675 | 13.031 | 12.874 | 12.7701 | 12.6873 | 12.6099 | 13.0307 | 12.7819 | 12.4489 | 12.2242 | 12.0217 | 11.8458 | 11.7543 | 11.6758
Residential_Manufactured Home Regular Income_Existing_Miscellaneous_Natural Gas_Miscellaneous_E2_Baseline Forecast | Residential | Manufactured Home Regular Income | Existing | Miscellaneous | Natural Gas | Miscellaneous | E2 |  | Baseline Forecast | 0 | 0 | 0 | 0 | 0 | 0 | 0 | 0 | 0 | 0 | 0 | 0 | 0 | 0 | 0 | 0 | 0 | 0 | 0 | 0 | 0 | 0 | 0 | 0 | 0 | 0 | 0 | 0 | 0 | 0 | 0 | 0 | 0
Residential_Manufactured Home Regular Income_Existing_Miscellaneous_Natural Gas_Miscellaneous_E3_Baseline Forecast | Residential | Manufactured Home Regular Income | Existing | Miscellaneous | Natural Gas | Miscellaneous | E3 |  | Baseline Forecast | 0 | 0 | 0 | 0 | 0 | 0 | 0 | 0 | 0 | 0 | 0 | 0 | 0 | 0 | 0 | 0 | 0 | 0 | 0 | 0 | 0 | 0 | 0 | 0 | 0 | 0 | 0 | 0 | 0 | 0 | 0 | 0 | 0
Residential_Manufactured Home Regular Income_Existing_Miscellaneous_Natural Gas_Miscellaneous_E4_Baseline Forecast | Residential | Manufactured Home Regular Income | Existing | Miscellaneous | Natural Gas | Miscellaneous | E4 |  | Baseline Forecast | 0 | 0 | 0 | 0 | 0 | 0 | 0 | 0 | 0 | 0 | 0 | 0 | 0 | 0 | 0 | 0 | 0 | 0 | 0 | 0 | 0 | 0 | 0 | 0 | 0 | 0 | 0 | 0 | 0 | 0 | 0 | 0 | 0
Residential_Manufactured Home Regular Income_Existing_Miscellaneous_Natural Gas_Miscellaneous_E5_Baseline Forecast | Residential | Manufactured Home Regular Income | Existing | Miscellaneous | Natural Gas | Miscellaneous | E5 |  | Baseline Forecast | 0 | 0 | 0 | 0 | 0 | 0 | 0 | 0 | 0 | 0 | 0 | 0 | 0 | 0 | 0 | 0 | 0 | 0 | 0 | 0 | 0 | 0 | 0 | 0 | 0 | 0 | 0 | 0 | 0 | 0 | 0 | 0 | 0
Residential_Manufactured Home Regular Income_Existing_Miscellaneous_Natural Gas_Miscellaneous_E6_Baseline Forecast | Residential | Manufactured Home Regular Income | Existing | Miscellaneous | Natural Gas | Miscellaneous | E6 |  | Baseline Forecast | 0 | 0 | 0 | 0 | 0 | 0 | 0 | 0 | 0 | 0 | 0 | 0 | 0 | 0 | 0 | 0 | 0 | 0 | 0 | 0 | 0 | 0 | 0 | 0 | 0 | 0 | 0 | 0 | 0 | 0 | 0 | 0 | 0
Residential_Manufactured Home Regular Income_Existing_Miscellaneous_Natural Gas_Miscellaneous_E7_Baseline Forecast | Residential | Manufactured Home Regular Income | Existing | Miscellaneous | Natural Gas | Miscellaneous | E7 |  | Baseline Forecast | 0 | 0 | 0 | 0 | 0 | 0 | 0 | 0 | 0 | 0 | 0 | 0 | 0 | 0 | 0 | 0 | 0 | 0 | 0 | 0 | 0 | 0 | 0 | 0 | 0 | 0 | 0 | 0 | 0 | 0 | 0 | 0 | 0
Residential_Manufactured Home Regular Income_Existing_Miscellaneous_Natural Gas_Miscellaneous_E8_Baseline Forecast | Residential | Manufactured Home Regular Income | Existing | Miscellaneous | Natural Gas | Miscellaneous | E8 |  | Baseline Forecast | 0 | 0 | 0 | 0 | 0 | 0 | 0 | 0 | 0 | 0 | 0 | 0 | 0 | 0 | 0 | 0 | 0 | 0 | 0 | 0 | 0 | 0 | 0 | 0 | 0 | 0 | 0 | 0 | 0 | 0 | 0 | 0 | 0
Residential_Manufactured Home Regular Income_Existing_Miscellaneous_Natural Gas_Miscellaneous_E9_Baseline Forecast | Residential | Manufactured Home Regular Income | Existing | Miscellaneous | Natural Gas | Miscellaneous | E9 |  | Baseline Forecast | 0 | 0 | 0 | 0 | 0 | 0 | 0 | 0 | 0 | 0 | 0 | 0 | 0 | 0 | 0 | 0 | 0 | 0 | 0 | 0 | 0 | 0 | 0 | 0 | 0 | 0 | 0 | 0 | 0 | 0 | 0 | 0 | 0
Residential_Manufactured Home Regular Income_Existing_Miscellaneous_Natural Gas_Miscellaneous_E10_Baseline Forecast | Residential | Manufactured Home Regular Income | Existing | Miscellaneous | Natural Gas | Miscellaneous | E10 |  | Baseline Forecast | 0 | 0 | 0 | 0 | 0 | 0 | 0 | 0 | 0 | 0 | 0 | 0 | 0 | 0 | 0 | 0 | 0 | 0 | 0 | 0 | 0 | 0 | 0 | 0 | 0 | 0 | 0 | 0 | 0 | 0 | 0 | 0 | 0
Residential_Manufactured Home Regular Income_New_Space Heating_Natural Gas_Furnace_E1_Baseline Forecast | Residential | Manufactured Home Regular Income | New | Space Heating | Natural Gas | Furnace | E1 |  | Baseline Forecast | 0 | 0.58916 | 0.89094 | 0.84004 | 0.78887 | 0.73499 | 0.72419 | 0.71368 | 0.69956 | 0.6907 | 0.687 | 0.68321 | 0.68061 | 0.67919 | 0.67692 | 0.67502 | 0.67333 | 0.6729 | 0.72143 | 0.78979 | 0.848 | 0.8969 | 0.93773 | 0.97406 | 1.0056 | 1.0332 | 1.0576 | 1.0797 | 1.0994 | 1.1168 | 1.3228 | 1.4185 | 1.4145
Residential_Manufactured Home Regular Income_New_Space Heating_Natural Gas_Furnace_E2_Baseline Forecast | Residential | Manufactured Home Regular Income | New | Space Heating | Natural Gas | Furnace | E2 |  | Baseline Forecast | 0 | 0.2843 | 0.43 | 0.40548 | 0.38071 | 0.35469 | 0.34951 | 0.34444 | 0.33764 | 0.33338 | 0.33158 | 0.32974 | 0.32847 | 0.32776 | 0.32662 | 0.32566 | 0.32479 | 0.32452 | 0.34785 | 0.38073 | 0.4087 | 0.43216 | 0.45171 | 0.46909 | 0.48414 | 0.49728 | 0.50882 | 0.51925 | 0.52853 | 0.53668 | 0.63537 | 0.68101 | 0.67867
Residential_Manufactured Home Regular Income_New_Space Heating_Natural Gas_Furnace_E3_Baseline Forecast | Residential | Manufactured Home Regular Income | New | Space Heating | Natural Gas | Furnace | E3 |  | Baseline Forecast | 0 | 0.00036078 | 0.0005457 | 0.00051461 | 0.00048314 | 0.00045011 | 0.00044354 | 0.00043712 | 0.0004285 | 0.00042309 | 0.00042081 | 0.00041846 | 0.00041684 | 0.00041593 | 0.00041448 | 0.00041324 | 0.00041212 | 0.00041175 | 0.00044133 | 0.00048302 | 0.00051847 | 0.0005482 | 0.00057296 | 0.00059496 | 0.000614 | 0.00063061 | 0.00064519 | 0.00065835 | 0.00067004 | 0.0006803 | 0.00080531 | 0.00086305 | 0.00085994
Residential_Manufactured Home Regular Income_New_Space Heating_Natural Gas_Furnace_E4_Baseline Forecast | Residential | Manufactured Home Regular Income | New | Space Heating | Natural Gas | Furnace | E4 |  | Baseline Forecast | 0 | 0 | 0 | 0 | 0 | 0 | 0 | 0 | 0 | 0 | 0 | 0 | 0 | 0 | 0 | 0 | 0 | 0 | 0 | 0 | 0 | 0 | 0 | 0 | 0 | 0 | 0 | 0 | 0 | 0 | 0 | 0 | 0
Residential_Manufactured Home Regular Income_New_Space Heating_Natural Gas_Furnace_E5_Baseline Forecast | Residential | Manufactured Home Regular Income | New | Space Heating | Natural Gas | Furnace | E5 |  | Baseline Forecast | 0 | 0.00036088 | 0.00054621 | 0.00051536 | 0.00048362 | 0.00045058 | 0.0004441 | 0.00043761 | 0.00042886 | 0.00042318 | 0.00042049 | 0.00041769 | 0.00041562 | 0.00041425 | 0.00041229 | 0.00041055 | 0.00040889 | 0.00040798 | 0.00043683 | 0.00047778 | 0.00051248 | 0.00054147 | 0.00056546 | 0.00058669 | 0.0006049 | 0.00062065 | 0.00063432 | 0.00064655 | 0.00065724 | 0.00066647 | 0.00078784 | 0.00084314 | 0.00083708
Residential_Manufactured Home Regular Income_New_Space Heating_Natural Gas_Furnace_E6_Baseline Forecast | Residential | Manufactured Home Regular Income | New | Space Heating | Natural Gas | Furnace | E6 |  | Baseline Forecast | 0 | 0 | 0 | 0 | 0 | 0 | 0 | 0 | 0 | 0 | 0 | 0 | 0 | 0 | 0 | 0 | 0 | 0 | 0 | 0 | 0 | 0 | 0 | 0 | 0 | 0 | 0 | 0 | 0 | 0 | 0 | 0 | 0
Residential_Manufactured Home Regular Income_New_Space Heating_Natural Gas_Furnace_E7_Baseline Forecast | Residential | Manufactured Home Regular Income | New | Space Heating | Natural Gas | Furnace | E7 |  | Baseline Forecast | 0 | 0 | 0 | 0 | 0 | 0 | 0 | 0 | 0 | 0 | 0 | 0 | 0 | 0 | 0 | 0 | 0 | 0 | 0 | 0 | 0 | 0 | 0 | 0 | 0 | 0 | 0 | 0 | 0 | 0 | 0 | 0 | 0
Residential_Manufactured Home Regular Income_New_Space Heating_Natural Gas_Furnace_E8_Baseline Forecast | Residential | Manufactured Home Regular Income | New | Space Heating | Natural Gas | Furnace | E8 |  | Baseline Forecast | 0 | 0 | 0 | 0 | 0 | 0 | 0 | 0 | 0 | 0 | 0 | 0 | 0 | 0 | 0 | 0 | 0 | 0 | 0 | 0 | 0 | 0 | 0 | 0 | 0 | 0 | 0 | 0 | 0 | 0 | 0 | 0 | 0
Residential_Manufactured Home Regular Income_New_Space Heating_Natural Gas_Furnace_E9_Baseline Forecast | Residential | Manufactured Home Regular Income | New | Space Heating | Natural Gas | Furnace | E9 |  | Baseline Forecast | 0 | 0 | 0 | 0 | 0 | 0 | 0 | 0 | 0 | 0 | 0 | 0 | 0 | 0 | 0 | 0 | 0 | 0 | 0 | 0 | 0 | 0 | 0 | 0 | 0 | 0 | 0 | 0 | 0 | 0 | 0 | 0 | 0
Residential_Manufactured Home Regular Income_New_Space Heating_Natural Gas_Furnace_E10_Baseline Forecast | Residential | Manufactured Home Regular Income | New | Space Heating | Natural Gas | Furnace | E10 |  | Baseline Forecast | 0 | 0 | 0 | 0 | 0 | 0 | 0 | 0 | 0 | 0 | 0 | 0 | 0 | 0 | 0 | 0 | 0 | 0 | 0 | 0 | 0 | 0 | 0 | 0 | 0 | 0 | 0 | 0 | 0 | 0 | 0 | 0 | 0
Residential_Manufactured Home Regular Income_New_Space Heating_Natural Gas_Boiler_E1_Baseline Forecast | Residential | Manufactured Home Regular Income | New | Space Heating | Natural Gas | Boiler | E1 |  | Baseline Forecast | 0 | 0 | 0 | 0 | 0 | 0 | 0 | 0 | 0 | 0 | 0 | 0 | 0 | 0 | 0 | 0 | 0 | 0 | 0 | 0 | 0 | 0 | 0 | 0 | 0 | 0 | 0 | 0 | 0 | 0 | 0 | 0 | 0
Residential_Manufactured Home Regular Income_New_Space Heating_Natural Gas_Boiler_E2_Baseline Forecast | Residential | Manufactured Home Regular Income | New | Space Heating | Natural Gas | Boiler | E2 |  | Baseline Forecast | 0 | 0 | 0 | 0 | 0 | 0 | 0 | 0 | 0 | 0 | 0 | 0 | 0 | 0 | 0 | 0 | 0 | 0 | 0 | 0 | 0 | 0 | 0 | 0 | 0 | 0 | 0 | 0 | 0 | 0 | 0 | 0 | 0
Residential_Manufactured Home Regular Income_New_Space Heating_Natural Gas_Boiler_E3_Baseline Forecast | Residential | Manufactured Home Regular Income | New | Space Heating | Natural Gas | Boiler | E3 |  | Baseline Forecast | 0 | 0 | 0 | 0 | 0 | 0 | 0 | 0 | 0 | 0 | 0 | 0 | 0 | 0 | 0 | 0 | 0 | 0 | 0 | 0 | 0 | 0 | 0 | 0 | 0 | 0 | 0 | 0 | 0 | 0 | 0 | 0 | 0
Residential_Manufactured Home Regular Income_New_Space Heating_Natural Gas_Boiler_E4_Baseline Forecast | Residential | Manufactured Home Regular Income | New | Space Heating | Natural Gas | Boiler | E4 |  | Baseline Forecast | 0 | 0 | 0 | 0 | 0 | 0 | 0 | 0 | 0 | 0 | 0 | 0 | 0 | 0 | 0 | 0 | 0 | 0 | 0 | 0 | 0 | 0 | 0 | 0 | 0 | 0 | 0 | 0 | 0 | 0 | 0 | 0 | 0
Residential_Manufactured Home Regular Income_New_Space Heating_Natural Gas_Boiler_E5_Baseline Forecast | Residential | Manufactured Home Regular Income | New | Space Heating | Natural Gas | Boiler | E5 |  | Baseline Forecast | 0 | 0 | 0 | 0 | 0 | 0 | 0 | 0 | 0 | 0 | 0 | 0 | 0 | 0 | 0 | 0 | 0 | 0 | 0 | 0 | 0 | 0 | 0 | 0 | 0 | 0 | 0 | 0 | 0 | 0 | 0 | 0 | 0
Residential_Manufactured Home Regular Income_New_Space Heating_Natural Gas_Boiler_E6_Baseline Forecast | Residential | Manufactured Home Regular Income | New | Space Heating | Natural Gas | Boiler | E6 |  | Baseline Forecast | 0 | 0 | 0 | 0 | 0 | 0 | 0 | 0 | 0 | 0 | 0 | 0 | 0 | 0 | 0 | 0 | 0 | 0 | 0 | 0 | 0 | 0 | 0 | 0 | 0 | 0 | 0 | 0 | 0 | 0 | 0 | 0 | 0
Residential_Manufactured Home Regular Income_New_Space Heating_Natural Gas_Boiler_E7_Baseline Forecast | Residential | Manufactured Home Regular Income | New | Space Heating | Natural Gas | Boiler | E7 |  | Baseline Forecast | 0 | 0 | 0 | 0 | 0 | 0 | 0 | 0 | 0 | 0 | 0 | 0 | 0 | 0 | 0 | 0 | 0 | 0 | 0 | 0 | 0 | 0 | 0 | 0 | 0 | 0 | 0 | 0 | 0 | 0 | 0 | 0 | 0
Residential_Manufactured Home Regular Income_New_Space Heating_Natural Gas_Boiler_E8_Baseline Forecast | Residential | Manufactured Home Regular Income | New | Space Heating | Natural Gas | Boiler | E8 |  | Baseline Forecast | 0 | 0 | 0 | 0 | 0 | 0 | 0 | 0 | 0 | 0 | 0 | 0 | 0 | 0 | 0 | 0 | 0 | 0 | 0 | 0 | 0 | 0 | 0 | 0 | 0 | 0 | 0 | 0 | 0 | 0 | 0 | 0 | 0
Residential_Manufactured Home Regular Income_New_Space Heating_Natural Gas_Boiler_E9_Baseline Forecast | Residential | Manufactured Home Regular Income | New | Space Heating | Natural Gas | Boiler | E9 |  | Baseline Forecast | 0 | 0 | 0 | 0 | 0 | 0 | 0 | 0 | 0 | 0 | 0 | 0 | 0 | 0 | 0 | 0 | 0 | 0 | 0 | 0 | 0 | 0 | 0 | 0 | 0 | 0 | 0 | 0 | 0 | 0 | 0 | 0 | 0
Residential_Manufactured Home Regular Income_New_Space Heating_Natural Gas_Boiler_E10_Baseline Forecast | Residential | Manufactured Home Regular Income | New | Space Heating | Natural Gas | Boiler | E10 |  | Baseline Forecast | 0 | 0 | 0 | 0 | 0 | 0 | 0 | 0 | 0 | 0 | 0 | 0 | 0 | 0 | 0 | 0 | 0 | 0 | 0 | 0 | 0 | 0 | 0 | 0 | 0 | 0 | 0 | 0 | 0 | 0 | 0 | 0 | 0
Residential_Manufactured Home Regular Income_New_Secondary Heating_Natural Gas_Fireplace_E1_Baseline Forecast | Residential | Manufactured Home Regular Income | New | Secondary Heating | Natural Gas | Fireplace | E1 |  | Baseline Forecast | 0 | 1.9669 | 2.9746 | 2.8047 | 2.6337 | 2.4538 | 2.4178 | 2.3827 | 2.3356 | 2.3061 | 2.2937 | 2.281 | 2.2723 | 2.2675 | 2.4784 | 2.7782 | 3.0256 | 3.2301 | 3.3913 | 3.5261 | 3.6412 | 3.7374 | 3.8211 | 4.4989 | 4.8015 | 4.706 | 4.6192 | 4.5628 | 4.5894 | 4.6391 | 4.7014 | 4.7792 | 4.9429
Residential_Manufactured Home Regular Income_New_Secondary Heating_Natural Gas_Fireplace_E2_Baseline Forecast | Residential | Manufactured Home Regular Income | New | Secondary Heating | Natural Gas | Fireplace | E2 |  | Baseline Forecast | 0 | 0 | 0 | 0 | 0 | 0 | 0 | 0 | 0 | 0 | 0 | 0 | 0 | 0 | 0 | 0 | 0 | 0 | 0 | 0 | 0 | 0 | 0 | 0 | 0 | 0 | 0 | 0 | 0 | 0 | 0 | 0 | 0
Residential_Manufactured Home Regular Income_New_Secondary Heating_Natural Gas_Fireplace_E3_Baseline Forecast | Residential | Manufactured Home Regular Income | New | Secondary Heating | Natural Gas | Fireplace | E3 |  | Baseline Forecast | 0 | 0 | 0 | 0 | 0 | 0 | 0 | 0 | 0 | 0 | 0 | 0 | 0 | 0 | 0 | 0 | 0 | 0 | 0 | 0 | 0 | 0 | 0 | 0 | 0 | 0 | 0 | 0 | 0 | 0 | 0 | 0 | 0
Residential_Manufactured Home Regular Income_New_Secondary Heating_Natural Gas_Fireplace_E4_Baseline Forecast | Residential | Manufactured Home Regular Income | New | Secondary Heating | Natural Gas | Fireplace | E4 |  | Baseline Forecast | 0 | 0 | 0 | 0 | 0 | 0 | 0 | 0 | 0 | 0 | 0 | 0 | 0 | 0 | 0 | 0 | 0 | 0 | 0 | 0 | 0 | 0 | 0 | 0 | 0 | 0 | 0 | 0 | 0 | 0 | 0 | 0 | 0
Residential_Manufactured Home Regular Income_New_Secondary Heating_Natural Gas_Fireplace_E5_Baseline Forecast | Residential | Manufactured Home Regular Income | New | Secondary Heating | Natural Gas | Fireplace | E5 |  | Baseline Forecast | 0 | 0 | 0 | 0 | 0 | 0 | 0 | 0 | 0 | 0 | 0 | 0 | 0 | 0 | 0 | 0 | 0 | 0 | 0 | 0 | 0 | 0 | 0 | 0 | 0 | 0 | 0 | 0 | 0 | 0 | 0 | 0 | 0
Residential_Manufactured Home Regular Income_New_Secondary Heating_Natural Gas_Fireplace_E6_Baseline Forecast | Residential | Manufactured Home Regular Income | New | Secondary Heating | Natural Gas | Fireplace | E6 |  | Baseline Forecast | 0 | 0 | 0 | 0 | 0 | 0 | 0 | 0 | 0 | 0 | 0 | 0 | 0 | 0 | 0 | 0 | 0 | 0 | 0 | 0 | 0 | 0 | 0 | 0 | 0 | 0 | 0 | 0 | 0 | 0 | 0 | 0 | 0
Residential_Manufactured Home Regular Income_New_Secondary Heating_Natural Gas_Fireplace_E7_Baseline Forecast | Residential | Manufactured Home Regular Income | New | Secondary Heating | Natural Gas | Fireplace | E7 |  | Baseline Forecast | 0 | 0 | 0 | 0 | 0 | 0 | 0 | 0 | 0 | 0 | 0 | 0 | 0 | 0 | 0 | 0 | 0 | 0 | 0 | 0 | 0 | 0 | 0 | 0 | 0 | 0 | 0 | 0 | 0 | 0 | 0 | 0 | 0
Residential_Manufactured Home Regular Income_New_Secondary Heating_Natural Gas_Fireplace_E8_Baseline Forecast | Residential | Manufactured Home Regular Income | New | Secondary Heating | Natural Gas | Fireplace | E8 |  | Baseline Forecast | 0 | 0 | 0 | 0 | 0 | 0 | 0 | 0 | 0 | 0 | 0 | 0 | 0 | 0 | 0 | 0 | 0 | 0 | 0 | 0 | 0 | 0 | 0 | 0 | 0 | 0 | 0 | 0 | 0 | 0 | 0 | 0 | 0
Residential_Manufactured Home Regular Income_New_Secondary Heating_Natural Gas_Fireplace_E9_Baseline Forecast | Residential | Manufactured Home Regular Income | New | Secondary Heating | Natural Gas | Fireplace | E9 |  | Baseline Forecast | 0 | 0 | 0 | 0 | 0 | 0 | 0 | 0 | 0 | 0 | 0 | 0 | 0 | 0 | 0 | 0 | 0 | 0 | 0 | 0 | 0 | 0 | 0 | 0 | 0 | 0 | 0 | 0 | 0 | 0 | 0 | 0 | 0
Residential_Manufactured Home Regular Income_New_Secondary Heating_Natural Gas_Fireplace_E10_Baseline Forecast | Residential | Manufactured Home Regular Income | New | Secondary Heating | Natural Gas | Fireplace | E10 |  | Baseline Forecast | 0 | 0 | 0 | 0 | 0 | 0 | 0 | 0 | 0 | 0 | 0 | 0 | 0 | 0 | 0 | 0 | 0 | 0 | 0 | 0 | 0 | 0 | 0 | 0 | 0 | 0 | 0 | 0 | 0 | 0 | 0 | 0 | 0
Residential_Manufactured Home Regular Income_New_Water Heating_Natural Gas_Water Heater (<= 55 gal)_E1_Baseline Forecast | Residential | Manufactured Home Regular Income | New | Water Heating | Natural Gas | Water Heater (<= 55 gal) | E1 |  | Baseline Forecast | 0 | 0 | 0 | 0 | 0 | 0 | 0 | 0 | 0 | 0 | 0 | 0 | 0 | 0 | 0 | 0 | 0 | 0 | 0 | 0 | 0 | 0 | 0 | 0 | 0 | 0 | 0 | 0 | 0 | 0 | 0 | 0 | 0
Residential_Manufactured Home Regular Income_New_Water Heating_Natural Gas_Water Heater (<= 55 gal)_E2_Baseline Forecast | Residential | Manufactured Home Regular Income | New | Water Heating | Natural Gas | Water Heater (<= 55 gal) | E2 |  | Baseline Forecast | 0 | 0 | 0 | 0 | 0 | 0 | 0 | 0 | 0 | 0 | 0 | 0 | 0 | 0 | 0 | 0 | 0 | 0 | 0 | 0 | 0 | 0 | 0 | 0 | 0 | 0 | 0 | 0 | 0 | 0 | 0 | 0 | 0
Residential_Manufactured Home Regular Income_New_Water Heating_Natural Gas_Water Heater (<= 55 gal)_E3_Baseline Forecast | Residential | Manufactured Home Regular Income | New | Water Heating | Natural Gas | Water Heater (<= 55 gal) | E3 |  | Baseline Forecast | 0 | 0 | 0 | 0 | 0 | 0 | 0 | 0 | 0 | 0 | 0 | 0 | 0 | 0 | 0 | 0 | 0 | 0 | 0 | 0 | 0 | 0 | 0 | 0 | 0 | 0 | 0 | 0 | 0 | 0 | 0 | 0 | 0
Residential_Manufactured Home Regular Income_New_Water Heating_Natural Gas_Water Heater (<= 55 gal)_E4_Baseline Forecast | Residential | Manufactured Home Regular Income | New | Water Heating | Natural Gas | Water Heater (<= 55 gal) | E4 |  | Baseline Forecast | 0 | 0 | 0 | 0 | 0 | 0 | 0 | 0 | 0 | 0 | 0 | 0 | 0 | 0 | 0 | 0 | 0 | 0 | 0 | 0 | 0 | 0 | 0 | 0 | 0 | 0 | 0 | 0 | 0 | 0 | 0 | 0 | 0
Residential_Manufactured Home Regular Income_New_Water Heating_Natural Gas_Water Heater (<= 55 gal)_E5_Baseline Forecast | Residential | Manufactured Home Regular Income | New | Water Heating | Natural Gas | Water Heater (<= 55 gal) | E5 |  | Baseline Forecast | 0 | 0 | 0 | 0 | 0 | 0 | 0 | 0 | 0 | 0 | 0 | 0 | 0 | 0 | 0 | 0 | 0 | 0 | 0 | 0 | 0 | 0 | 0 | 0 | 0 | 0 | 0 | 0 | 0 | 0 | 0 | 0 | 0
Residential_Manufactured Home Regular Income_New_Water Heating_Natural Gas_Water Heater (<= 55 gal)_E6_Baseline Forecast | Residential | Manufactured Home Regular Income | New | Water Heating | Natural Gas | Water Heater (<= 55 gal) | E6 |  | Baseline Forecast | 0 | 0 | 0 | 0 | 0 | 0 | 0 | 0 | 0 | 0 | 0 | 0 | 0 | 0 | 0 | 0 | 0 | 0 | 0 | 0 | 0 | 0 | 0 | 0 | 0 | 0 | 0 | 0 | 0 | 0 | 0 | 0 | 0
Residential_Manufactured Home Regular Income_New_Water Heating_Natural Gas_Water Heater (<= 55 gal)_E7_Baseline Forecast | Residential | Manufactured Home Regular Income | New | Water Heating | Natural Gas | Water Heater (<= 55 gal) | E7 |  | Baseline Forecast | 0 | 0 | 0 | 0 | 0 | 0 | 0 | 0 | 0 | 0 | 0 | 0 | 0 | 0 | 0 | 0 | 0 | 0 | 0 | 0 | 0 | 0 | 0 | 0 | 0 | 0 | 0 | 0 | 0 | 0 | 0 | 0 | 0
Residential_Manufactured Home Regular Income_New_Water Heating_Natural Gas_Water Heater (<= 55 gal)_E8_Baseline Forecast | Residential | Manufactured Home Regular Income | New | Water Heating | Natural Gas | Water Heater (<= 55 gal) | E8 |  | Baseline Forecast | 0 | 0 | 0 | 0 | 0 | 0 | 0 | 0 | 0 | 0 | 0 | 0 | 0 | 0 | 0 | 0 | 0 | 0 | 0 | 0 | 0 | 0 | 0 | 0 | 0 | 0 | 0 | 0 | 0 | 0 | 0 | 0 | 0
Residential_Manufactured Home Regular Income_New_Water Heating_Natural Gas_Water Heater (<= 55 gal)_E9_Baseline Forecast | Residential | Manufactured Home Regular Income | New | Water Heating | Natural Gas | Water Heater (<= 55 gal) | E9 |  | Baseline Forecast | 0 | 0 | 0 | 0 | 0 | 0 | 0 | 0 | 0 | 0 | 0 | 0 | 0 | 0 | 0 | 0 | 0 | 0 | 0 | 0 | 0 | 0 | 0 | 0 | 0 | 0 | 0 | 0 | 0 | 0 | 0 | 0 | 0
Residential_Manufactured Home Regular Income_New_Water Heating_Natural Gas_Water Heater (<= 55 gal)_E10_Baseline Forecast | Residential | Manufactured Home Regular Income | New | Water Heating | Natural Gas | Water Heater (<= 55 gal) | E10 |  | Baseline Forecast | 0 | 0 | 0 | 0 | 0 | 0 | 0 | 0 | 0 | 0 | 0 | 0 | 0 | 0 | 0 | 0 | 0 | 0 | 0 | 0 | 0 | 0 | 0 | 0 | 0 | 0 | 0 | 0 | 0 | 0 | 0 | 0 | 0
Residential_Manufactured Home Regular Income_New_Water Heating_Natural Gas_Water Heater (> 55 gal)_E1_Baseline Forecast | Residential | Manufactured Home Regular Income | New | Water Heating | Natural Gas | Water Heater (> 55 gal) | E1 |  | Baseline Forecast | 0 | 0 | 0 | 0 | 0 | 0 | 0 | 0 | 0 | 0 | 0 | 0 | 0 | 0 | 0 | 0 | 0 | 0 | 0 | 0 | 0 | 0 | 0 | 0 | 0 | 0 | 0 | 0 | 0 | 0 | 0 | 0 | 0
Residential_Manufactured Home Regular Income_New_Water Heating_Natural Gas_Water Heater (> 55 gal)_E2_Baseline Forecast | Residential | Manufactured Home Regular Income | New | Water Heating | Natural Gas | Water Heater (> 55 gal) | E2 |  | Baseline Forecast | 0 | 0 | 0 | 0 | 0 | 0 | 0 | 0 | 0 | 0 | 0 | 0 | 0 | 0 | 0 | 0 | 0 | 0 | 0 | 0 | 0 | 0 | 0 | 0 | 0 | 0 | 0 | 0 | 0 | 0 | 0 | 0 | 0
Residential_Manufactured Home Regular Income_New_Water Heating_Natural Gas_Water Heater (> 55 gal)_E3_Baseline Forecast | Residential | Manufactured Home Regular Income | New | Water Heating | Natural Gas | Water Heater (> 55 gal) | E3 |  | Baseline Forecast | 0 | 0 | 0 | 0 | 0 | 0 | 0 | 0 | 0 | 0 | 0 | 0 | 0 | 0 | 0 | 0 | 0 | 0 | 0 | 0 | 0 | 0 | 0 | 0 | 0 | 0 | 0 | 0 | 0 | 0 | 0 | 0 | 0
Residential_Manufactured Home Regular Income_New_Water Heating_Natural Gas_Water Heater (> 55 gal)_E4_Baseline Forecast | Residential | Manufactured Home Regular Income | New | Water Heating | Natural Gas | Water Heater (> 55 gal) | E4 |  | Baseline Forecast | 0 | 0 | 0 | 0 | 0 | 0 | 0 | 0 | 0 | 0 | 0 | 0 | 0 | 0 | 0 | 0 | 0 | 0 | 0 | 0 | 0 | 0 | 0 | 0 | 0 | 0 | 0 | 0 | 0 | 0 | 0 | 0 | 0
Residential_Manufactured Home Regular Income_New_Water Heating_Natural Gas_Water Heater (> 55 gal)_E5_Baseline Forecast | Residential | Manufactured Home Regular Income | New | Water Heating | Natural Gas | Water Heater (> 55 gal) | E5 |  | Baseline Forecast | 0 | 0 | 0 | 0 | 0 | 0 | 0 | 0 | 0 | 0 | 0 | 0 | 0 | 0 | 0 | 0 | 0 | 0 | 0 | 0 | 0 | 0 | 0 | 0 | 0 | 0 | 0 | 0 | 0 | 0 | 0 | 0 | 0
Residential_Manufactured Home Regular Income_New_Water Heating_Natural Gas_Water Heater (> 55 gal)_E6_Baseline Forecast | Residential | Manufactured Home Regular Income | New | Water Heating | Natural Gas | Water Heater (> 55 gal) | E6 |  | Baseline Forecast | 0 | 0 | 0 | 0 | 0 | 0 | 0 | 0 | 0 | 0 | 0 | 0 | 0 | 0 | 0 | 0 | 0 | 0 | 0 | 0 | 0 | 0 | 0 | 0 | 0 | 0 | 0 | 0 | 0 | 0 | 0 | 0 | 0
Residential_Manufactured Home Regular Income_New_Water Heating_Natural Gas_Water Heater (> 55 gal)_E7_Baseline Forecast | Residential | Manufactured Home Regular Income | New | Water Heating | Natural Gas | Water Heater (> 55 gal) | E7 |  | Baseline Forecast | 0 | 0 | 0 | 0 | 0 | 0 | 0 | 0 | 0 | 0 | 0 | 0 | 0 | 0 | 0 | 0 | 0 | 0 | 0 | 0 | 0 | 0 | 0 | 0 | 0 | 0 | 0 | 0 | 0 | 0 | 0 | 0 | 0
Residential_Manufactured Home Regular Income_New_Water Heating_Natural Gas_Water Heater (> 55 gal)_E8_Baseline Forecast | Residential | Manufactured Home Regular Income | New | Water Heating | Natural Gas | Water Heater (> 55 gal) | E8 |  | Baseline Forecast | 0 | 0 | 0 | 0 | 0 | 0 | 0 | 0 | 0 | 0 | 0 | 0 | 0 | 0 | 0 | 0 | 0 | 0 | 0 | 0 | 0 | 0 | 0 | 0 | 0 | 0 | 0 | 0 | 0 | 0 | 0 | 0 | 0
Residential_Manufactured Home Regular Income_New_Water Heating_Natural Gas_Water Heater (> 55 gal)_E9_Baseline Forecast | Residential | Manufactured Home Regular Income | New | Water Heating | Natural Gas | Water Heater (> 55 gal) | E9 |  | Baseline Forecast | 0 | 0 | 0 | 0 | 0 | 0 | 0 | 0 | 0 | 0 | 0 | 0 | 0 | 0 | 0 | 0 | 0 | 0 | 0 | 0 | 0 | 0 | 0 | 0 | 0 | 0 | 0 | 0 | 0 | 0 | 0 | 0 | 0
Residential_Manufactured Home Regular Income_New_Water Heating_Natural Gas_Water Heater (> 55 gal)_E10_Baseline Forecast | Residential | Manufactured Home Regular Income | New | Water Heating | Natural Gas | Water Heater (> 55 gal) | E10 |  | Baseline Forecast | 0 | 0 | 0 | 0 | 0 | 0 | 0 | 0 | 0 | 0 | 0 | 0 | 0 | 0 | 0 | 0 | 0 | 0 | 0 | 0 | 0 | 0 | 0 | 0 | 0 | 0 | 0 | 0 | 0 | 0 | 0 | 0 | 0
Residential_Manufactured Home Regular Income_New_Appliances_Natural Gas_Clothes Dryer_E1_Baseline Forecast | Residential | Manufactured Home Regular Income | New | Appliances | Natural Gas | Clothes Dryer | E1 |  | Baseline Forecast | 0 | 1.092 | 1.6509 | 1.5561 | 1.4607 | 1.3603 | 1.3397 | 1.3197 | 1.293 | 1.276 | 1.2686 | 1.4169 | 1.6249 | 1.791 | 1.9177 | 2.0119 | 2.0894 | 2.1548 | 2.5242 | 2.6808 | 2.6231 | 2.594 | 2.5979 | 2.6477 | 2.7067 | 2.7682 | 2.8341 | 2.9026 | 3.0588 | 3.2314 | 3.3582 | 3.4508 | 3.5621
Residential_Manufactured Home Regular Income_New_Appliances_Natural Gas_Clothes Dryer_E2_Baseline Forecast | Residential | Manufactured Home Regular Income | New | Appliances | Natural Gas | Clothes Dryer | E2 |  | Baseline Forecast | 0 | 0.87455 | 1.3223 | 1.2464 | 1.1699 | 1.0896 | 1.0734 | 1.0576 | 1.0364 | 1.0231 | 1.0174 | 1.1366 | 1.3037 | 1.4373 | 1.5393 | 1.6154 | 1.678 | 1.731 | 2.0282 | 2.1546 | 2.1087 | 2.0857 | 2.0892 | 2.1295 | 2.1773 | 2.2269 | 2.28 | 2.3351 | 2.4608 | 2.5995 | 2.7014 | 2.7755 | 2.8647
Residential_Manufactured Home Regular Income_New_Appliances_Natural Gas_Clothes Dryer_E3_Baseline Forecast | Residential | Manufactured Home Regular Income | New | Appliances | Natural Gas | Clothes Dryer | E3 |  | Baseline Forecast | 0 | 0 | 0 | 0 | 0 | 0 | 0 | 0 | 0 | 0 | 0 | 0 | 0 | 0 | 0 | 0 | 0 | 0 | 0 | 0 | 0 | 0 | 0 | 0 | 0 | 0 | 0 | 0 | 0 | 0 | 0 | 0 | 0
Residential_Manufactured Home Regular Income_New_Appliances_Natural Gas_Clothes Dryer_E4_Baseline Forecast | Residential | Manufactured Home Regular Income | New | Appliances | Natural Gas | Clothes Dryer | E4 |  | Baseline Forecast | 0 | 0 | 0 | 0 | 0 | 0 | 0 | 0 | 0 | 0 | 0 | 0 | 0 | 0 | 0 | 0 | 0 | 0 | 0 | 0 | 0 | 0 | 0 | 0 | 0 | 0 | 0 | 0 | 0 | 0 | 0 | 0 | 0
Residential_Manufactured Home Regular Income_New_Appliances_Natural Gas_Clothes Dryer_E5_Baseline Forecast | Residential | Manufactured Home Regular Income | New | Appliances | Natural Gas | Clothes Dryer | E5 |  | Baseline Forecast | 0 | 0 | 0 | 0 | 0 | 0 | 0 | 0 | 0 | 0 | 0 | 0 | 0 | 0 | 0 | 0 | 0 | 0 | 0 | 0 | 0 | 0 | 0 | 0 | 0 | 0 | 0 | 0 | 0 | 0 | 0 | 0 | 0
Residential_Manufactured Home Regular Income_New_Appliances_Natural Gas_Clothes Dryer_E6_Baseline Forecast | Residential | Manufactured Home Regular Income | New | Appliances | Natural Gas | Clothes Dryer | E6 |  | Baseline Forecast | 0 | 0 | 0 | 0 | 0 | 0 | 0 | 0 | 0 | 0 | 0 | 0 | 0 | 0 | 0 | 0 | 0 | 0 | 0 | 0 | 0 | 0 | 0 | 0 | 0 | 0 | 0 | 0 | 0 | 0 | 0 | 0 | 0
Residential_Manufactured Home Regular Income_New_Appliances_Natural Gas_Clothes Dryer_E7_Baseline Forecast | Residential | Manufactured Home Regular Income | New | Appliances | Natural Gas | Clothes Dryer | E7 |  | Baseline Forecast | 0 | 0 | 0 | 0 | 0 | 0 | 0 | 0 | 0 | 0 | 0 | 0 | 0 | 0 | 0 | 0 | 0 | 0 | 0 | 0 | 0 | 0 | 0 | 0 | 0 | 0 | 0 | 0 | 0 | 0 | 0 | 0 | 0
Residential_Manufactured Home Regular Income_New_Appliances_Natural Gas_Clothes Dryer_E8_Baseline Forecast | Residential | Manufactured Home Regular Income | New | Appliances | Natural Gas | Clothes Dryer | E8 |  | Baseline Forecast | 0 | 0 | 0 | 0 | 0 | 0 | 0 | 0 | 0 | 0 | 0 | 0 | 0 | 0 | 0 | 0 | 0 | 0 | 0 | 0 | 0 | 0 | 0 | 0 | 0 | 0 | 0 | 0 | 0 | 0 | 0 | 0 | 0
Residential_Manufactured Home Regular Income_New_Appliances_Natural Gas_Clothes Dryer_E9_Baseline Forecast | Residential | Manufactured Home Regular Income | New | Appliances | Natural Gas | Clothes Dryer | E9 |  | Baseline Forecast | 0 | 0 | 0 | 0 | 0 | 0 | 0 | 0 | 0 | 0 | 0 | 0 | 0 | 0 | 0 | 0 | 0 | 0 | 0 | 0 | 0 | 0 | 0 | 0 | 0 | 0 | 0 | 0 | 0 | 0 | 0 | 0 | 0
Residential_Manufactured Home Regular Income_New_Appliances_Natural Gas_Clothes Dryer_E10_Baseline Forecast | Residential | Manufactured Home Regular Income | New | Appliances | Natural Gas | Clothes Dryer | E10 |  | Baseline Forecast | 0 | 0 | 0 | 0 | 0 | 0 | 0 | 0 | 0 | 0 | 0 | 0 | 0 | 0 | 0 | 0 | 0 | 0 | 0 | 0 | 0 | 0 | 0 | 0 | 0 | 0 | 0 | 0 | 0 | 0 | 0 | 0 | 0
Residential_Manufactured Home Regular Income_New_Appliances_Natural Gas_Stove/Oven_E1_Baseline Forecast | Residential | Manufactured Home Regular Income | New | Appliances | Natural Gas | Stove/Oven | E1 |  | Baseline Forecast | 0 | 1.2218 | 1.8457 | 1.7379 | 1.6298 | 1.5163 | 1.4919 | 1.4682 | 1.437 | 1.4168 | 1.4072 | 1.5718 | 1.803 | 1.9871 | 2.1269 | 2.2304 | 2.3151 | 2.386 | 2.797 | 2.9695 | 2.9024 | 2.8672 | 2.8691 | 2.9222 | 2.9857 | 3.0518 | 3.1228 | 3.1967 | 3.3686 | 3.5586 | 3.6974 | 3.7977 | 3.9184
Residential_Manufactured Home Regular Income_New_Appliances_Natural Gas_Stove/Oven_E2_Baseline Forecast | Residential | Manufactured Home Regular Income | New | Appliances | Natural Gas | Stove/Oven | E2 |  | Baseline Forecast | 0 | 0.52553 | 0.79406 | 0.74784 | 0.70123 | 0.6525 | 0.64232 | 0.63237 | 0.61925 | 0.61082 | 0.60697 | 0.67827 | 0.77839 | 0.85828 | 0.91911 | 0.96428 | 1.0014 | 1.0326 | 1.2111 | 1.2864 | 1.2579 | 1.2431 | 1.2444 | 1.2678 | 1.2956 | 1.3244 | 1.3554 | 1.3875 | 1.4621 | 1.5445 | 1.6044 | 1.6477 | 1.6996
Residential_Manufactured Home Regular Income_New_Appliances_Natural Gas_Stove/Oven_E3_Baseline Forecast | Residential | Manufactured Home Regular Income | New | Appliances | Natural Gas | Stove/Oven | E3 |  | Baseline Forecast | 0 | 0 | 0 | 0 | 0 | 0 | 0 | 0 | 0 | 0 | 0 | 0 | 0 | 0 | 0 | 0 | 0 | 0 | 0 | 0 | 0 | 0 | 0 | 0 | 0 | 0 | 0 | 0 | 0 | 0 | 0 | 0 | 0
Residential_Manufactured Home Regular Income_New_Appliances_Natural Gas_Stove/Oven_E4_Baseline Forecast | Residential | Manufactured Home Regular Income | New | Appliances | Natural Gas | Stove/Oven | E4 |  | Baseline Forecast | 0 | 0 | 0 | 0 | 0 | 0 | 0 | 0 | 0 | 0 | 0 | 0 | 0 | 0 | 0 | 0 | 0 | 0 | 0 | 0 | 0 | 0 | 0 | 0 | 0 | 0 | 0 | 0 | 0 | 0 | 0 | 0 | 0
Residential_Manufactured Home Regular Income_New_Appliances_Natural Gas_Stove/Oven_E5_Baseline Forecast | Residential | Manufactured Home Regular Income | New | Appliances | Natural Gas | Stove/Oven | E5 |  | Baseline Forecast | 0 | 0 | 0 | 0 | 0 | 0 | 0 | 0 | 0 | 0 | 0 | 0 | 0 | 0 | 0 | 0 | 0 | 0 | 0 | 0 | 0 | 0 | 0 | 0 | 0 | 0 | 0 | 0 | 0 | 0 | 0 | 0 | 0
Residential_Manufactured Home Regular Income_New_Appliances_Natural Gas_Stove/Oven_E6_Baseline Forecast | Residential | Manufactured Home Regular Income | New | Appliances | Natural Gas | Stove/Oven | E6 |  | Baseline Forecast | 0 | 0 | 0 | 0 | 0 | 0 | 0 | 0 | 0 | 0 | 0 | 0 | 0 | 0 | 0 | 0 | 0 | 0 | 0 | 0 | 0 | 0 | 0 | 0 | 0 | 0 | 0 | 0 | 0 | 0 | 0 | 0 | 0
Residential_Manufactured Home Regular Income_New_Appliances_Natural Gas_Stove/Oven_E7_Baseline Forecast | Residential | Manufactured Home Regular Income | New | Appliances | Natural Gas | Stove/Oven | E7 |  | Baseline Forecast | 0 | 0 | 0 | 0 | 0 | 0 | 0 | 0 | 0 | 0 | 0 | 0 | 0 | 0 | 0 | 0 | 0 | 0 | 0 | 0 | 0 | 0 | 0 | 0 | 0 | 0 | 0 | 0 | 0 | 0 | 0 | 0 | 0
Residential_Manufactured Home Regular Income_New_Appliances_Natural Gas_Stove/Oven_E8_Baseline Forecast | Residential | Manufactured Home Regular Income | New | Appliances | Natural Gas | Stove/Oven | E8 |  | Baseline Forecast | 0 | 0 | 0 | 0 | 0 | 0 | 0 | 0 | 0 | 0 | 0 | 0 | 0 | 0 | 0 | 0 | 0 | 0 | 0 | 0 | 0 | 0 | 0 | 0 | 0 | 0 | 0 | 0 | 0 | 0 | 0 | 0 | 0
Residential_Manufactured Home Regular Income_New_Appliances_Natural Gas_Stove/Oven_E9_Baseline Forecast | Residential | Manufactured Home Regular Income | New | Appliances | Natural Gas | Stove/Oven | E9 |  | Baseline Forecast | 0 | 0 | 0 | 0 | 0 | 0 | 0 | 0 | 0 | 0 | 0 | 0 | 0 | 0 | 0 | 0 | 0 | 0 | 0 | 0 | 0 | 0 | 0 | 0 | 0 | 0 | 0 | 0 | 0 | 0 | 0 | 0 | 0
Residential_Manufactured Home Regular Income_New_Appliances_Natural Gas_Stove/Oven_E10_Baseline Forecast | Residential | Manufactured Home Regular Income | New | Appliances | Natural Gas | Stove/Oven | E10 |  | Baseline Forecast | 0 | 0 | 0 | 0 | 0 | 0 | 0 | 0 | 0 | 0 | 0 | 0 | 0 | 0 | 0 | 0 | 0 | 0 | 0 | 0 | 0 | 0 | 0 | 0 | 0 | 0 | 0 | 0 | 0 | 0 | 0 | 0 | 0
Residential_Manufactured Home Regular Income_New_Miscellaneous_Natural Gas_Pool Heater_E1_Baseline Forecast | Residential | Manufactured Home Regular Income | New | Miscellaneous | Natural Gas | Pool Heater | E1 |  | Baseline Forecast | 0 | 0 | 0 | 0 | 0 | 0 | 0 | 0 | 0 | 0 | 0 | 0 | 0 | 0 | 0 | 0 | 0 | 0 | 0 | 0 | 0 | 0 | 0 | 0 | 0 | 0 | 0 | 0 | 0 | 0 | 0 | 0 | 0
Residential_Manufactured Home Regular Income_New_Miscellaneous_Natural Gas_Pool Heater_E2_Baseline Forecast | Residential | Manufactured Home Regular Income | New | Miscellaneous | Natural Gas | Pool Heater | E2 |  | Baseline Forecast | 0 | 0 | 0 | 0 | 0 | 0 | 0 | 0 | 0 | 0 | 0 | 0 | 0 | 0 | 0 | 0 | 0 | 0 | 0 | 0 | 0 | 0 | 0 | 0 | 0 | 0 | 0 | 0 | 0 | 0 | 0 | 0 | 0
Residential_Manufactured Home Regular Income_New_Miscellaneous_Natural Gas_Pool Heater_E3_Baseline Forecast | Residential | Manufactured Home Regular Income | New | Miscellaneous | Natural Gas | Pool Heater | E3 |  | Baseline Forecast | 0 | 0 | 0 | 0 | 0 | 0 | 0 | 0 | 0 | 0 | 0 | 0 | 0 | 0 | 0 | 0 | 0 | 0 | 0 | 0 | 0 | 0 | 0 | 0 | 0 | 0 | 0 | 0 | 0 | 0 | 0 | 0 | 0
Residential_Manufactured Home Regular Income_New_Miscellaneous_Natural Gas_Pool Heater_E4_Baseline Forecast | Residential | Manufactured Home Regular Income | New | Miscellaneous | Natural Gas | Pool Heater | E4 |  | Baseline Forecast | 0 | 0 | 0 | 0 | 0 | 0 | 0 | 0 | 0 | 0 | 0 | 0 | 0 | 0 | 0 | 0 | 0 | 0 | 0 | 0 | 0 | 0 | 0 | 0 | 0 | 0 | 0 | 0 | 0 | 0 | 0 | 0 | 0
Residential_Manufactured Home Regular Income_New_Miscellaneous_Natural Gas_Pool Heater_E5_Baseline Forecast | Residential | Manufactured Home Regular Income | New | Miscellaneous | Natural Gas | Pool Heater | E5 |  | Baseline Forecast | 0 | 0 | 0 | 0 | 0 | 0 | 0 | 0 | 0 | 0 | 0 | 0 | 0 | 0 | 0 | 0 | 0 | 0 | 0 | 0 | 0 | 0 | 0 | 0 | 0 | 0 | 0 | 0 | 0 | 0 | 0 | 0 | 0
Residential_Manufactured Home Regular Income_New_Miscellaneous_Natural Gas_Pool Heater_E6_Baseline Forecast | Residential | Manufactured Home Regular Income | New | Miscellaneous | Natural Gas | Pool Heater | E6 |  | Baseline Forecast | 0 | 0 | 0 | 0 | 0 | 0 | 0 | 0 | 0 | 0 | 0 | 0 | 0 | 0 | 0 | 0 | 0 | 0 | 0 | 0 | 0 | 0 | 0 | 0 | 0 | 0 | 0 | 0 | 0 | 0 | 0 | 0 | 0
Residential_Manufactured Home Regular Income_New_Miscellaneous_Natural Gas_Pool Heater_E7_Baseline Forecast | Residential | Manufactured Home Regular Income | New | Miscellaneous | Natural Gas | Pool Heater | E7 |  | Baseline Forecast | 0 | 0 | 0 | 0 | 0 | 0 | 0 | 0 | 0 | 0 | 0 | 0 | 0 | 0 | 0 | 0 | 0 | 0 | 0 | 0 | 0 | 0 | 0 | 0 | 0 | 0 | 0 | 0 | 0 | 0 | 0 | 0 | 0
Residential_Manufactured Home Regular Income_New_Miscellaneous_Natural Gas_Pool Heater_E8_Baseline Forecast | Residential | Manufactured Home Regular Income | New | Miscellaneous | Natural Gas | Pool Heater | E8 |  | Baseline Forecast | 0 | 0 | 0 | 0 | 0 | 0 | 0 | 0 | 0 | 0 | 0 | 0 | 0 | 0 | 0 | 0 | 0 | 0 | 0 | 0 | 0 | 0 | 0 | 0 | 0 | 0 | 0 | 0 | 0 | 0 | 0 | 0 | 0
Residential_Manufactured Home Regular Income_New_Miscellaneous_Natural Gas_Pool Heater_E9_Baseline Forecast | Residential | Manufactured Home Regular Income | New | Miscellaneous | Natural Gas | Pool Heater | E9 |  | Baseline Forecast | 0 | 0 | 0 | 0 | 0 | 0 | 0 | 0 | 0 | 0 | 0 | 0 | 0 | 0 | 0 | 0 | 0 | 0 | 0 | 0 | 0 | 0 | 0 | 0 | 0 | 0 | 0 | 0 | 0 | 0 | 0 | 0 | 0
Residential_Manufactured Home Regular Income_New_Miscellaneous_Natural Gas_Pool Heater_E10_Baseline Forecast | Residential | Manufactured Home Regular Income | New | Miscellaneous | Natural Gas | Pool Heater | E10 |  | Baseline Forecast | 0 | 0 | 0 | 0 | 0 | 0 | 0 | 0 | 0 | 0 | 0 | 0 | 0 | 0 | 0 | 0 | 0 | 0 | 0 | 0 | 0 | 0 | 0 | 0 | 0 | 0 | 0 | 0 | 0 | 0 | 0 | 0 | 0
Residential_Manufactured Home Regular Income_New_Miscellaneous_Natural Gas_Miscellaneous_E1_Baseline Forecast | Residential | Manufactured Home Regular Income | New | Miscellaneous | Natural Gas | Miscellaneous | E1 |  | Baseline Forecast | 0 | 4.3709 | 6.6102 | 6.2328 | 5.8527 | 5.4529 | 5.3729 | 6.0235 | 6.8991 | 7.5874 | 8.1249 | 8.5009 | 8.805 | 10.3922 | 11.2577 | 11.3633 | 11.5391 | 11.7497 | 12.0637 | 12.7838 | 13.5881 | 14.221 | 14.7378 | 15.1563 | 15.5297 | 16.316 | 16.9007 | 17.2807 | 17.7003 | 18.1247 | 18.5662 | 19.1759 | 19.9689
Residential_Manufactured Home Regular Income_New_Miscellaneous_Natural Gas_Miscellaneous_E2_Baseline Forecast | Residential | Manufactured Home Regular Income | New | Miscellaneous | Natural Gas | Miscellaneous | E2 |  | Baseline Forecast | 0 | 0 | 0 | 0 | 0 | 0 | 0 | 0 | 0 | 0 | 0 | 0 | 0 | 0 | 0 | 0 | 0 | 0 | 0 | 0 | 0 | 0 | 0 | 0 | 0 | 0 | 0 | 0 | 0 | 0 | 0 | 0 | 0
Residential_Manufactured Home Regular Income_New_Miscellaneous_Natural Gas_Miscellaneous_E3_Baseline Forecast | Residential | Manufactured Home Regular Income | New | Miscellaneous | Natural Gas | Miscellaneous | E3 |  | Baseline Forecast | 0 | 0 | 0 | 0 | 0 | 0 | 0 | 0 | 0 | 0 | 0 | 0 | 0 | 0 | 0 | 0 | 0 | 0 | 0 | 0 | 0 | 0 | 0 | 0 | 0 | 0 | 0 | 0 | 0 | 0 | 0 | 0 | 0
Residential_Manufactured Home Regular Income_New_Miscellaneous_Natural Gas_Miscellaneous_E4_Baseline Forecast | Residential | Manufactured Home Regular Income | New | Miscellaneous | Natural Gas | Miscellaneous | E4 |  | Baseline Forecast | 0 | 0 | 0 | 0 | 0 | 0 | 0 | 0 | 0 | 0 | 0 | 0 | 0 | 0 | 0 | 0 | 0 | 0 | 0 | 0 | 0 | 0 | 0 | 0 | 0 | 0 | 0 | 0 | 0 | 0 | 0 | 0 | 0
Residential_Manufactured Home Regular Income_New_Miscellaneous_Natural Gas_Miscellaneous_E5_Baseline Forecast | Residential | Manufactured Home Regular Income | New | Miscellaneous | Natural Gas | Miscellaneous | E5 |  | Baseline Forecast | 0 | 0 | 0 | 0 | 0 | 0 | 0 | 0 | 0 | 0 | 0 | 0 | 0 | 0 | 0 | 0 | 0 | 0 | 0 | 0 | 0 | 0 | 0 | 0 | 0 | 0 | 0 | 0 | 0 | 0 | 0 | 0 | 0
Residential_Manufactured Home Regular Income_New_Miscellaneous_Natural Gas_Miscellaneous_E6_Baseline Forecast | Residential | Manufactured Home Regular Income | New | Miscellaneous | Natural Gas | Miscellaneous | E6 |  | Baseline Forecast | 0 | 0 | 0 | 0 | 0 | 0 | 0 | 0 | 0 | 0 | 0 | 0 | 0 | 0 | 0 | 0 | 0 | 0 | 0 | 0 | 0 | 0 | 0 | 0 | 0 | 0 | 0 | 0 | 0 | 0 | 0 | 0 | 0
Residential_Manufactured Home Regular Income_New_Miscellaneous_Natural Gas_Miscellaneous_E7_Baseline Forecast | Residential | Manufactured Home Regular Income | New | Miscellaneous | Natural Gas | Miscellaneous | E7 |  | Baseline Forecast | 0 | 0 | 0 | 0 | 0 | 0 | 0 | 0 | 0 | 0 | 0 | 0 | 0 | 0 | 0 | 0 | 0 | 0 | 0 | 0 | 0 | 0 | 0 | 0 | 0 | 0 | 0 | 0 | 0 | 0 | 0 | 0 | 0
Residential_Manufactured Home Regular Income_New_Miscellaneous_Natural Gas_Miscellaneous_E8_Baseline Forecast | Residential | Manufactured Home Regular Income | New | Miscellaneous | Natural Gas | Miscellaneous | E8 |  | Baseline Forecast | 0 | 0 | 0 | 0 | 0 | 0 | 0 | 0 | 0 | 0 | 0 | 0 | 0 | 0 | 0 | 0 | 0 | 0 | 0 | 0 | 0 | 0 | 0 | 0 | 0 | 0 | 0 | 0 | 0 | 0 | 0 | 0 | 0
Residential_Manufactured Home Regular Income_New_Miscellaneous_Natural Gas_Miscellaneous_E9_Baseline Forecast | Residential | Manufactured Home Regular Income | New | Miscellaneous | Natural Gas | Miscellaneous | E9 |  | Baseline Forecast | 0 | 0 | 0 | 0 | 0 | 0 | 0 | 0 | 0 | 0 | 0 | 0 | 0 | 0 | 0 | 0 | 0 | 0 | 0 | 0 | 0 | 0 | 0 | 0 | 0 | 0 | 0 | 0 | 0 | 0 | 0 | 0 | 0
Residential_Manufactured Home Regular Income_New_Miscellaneous_Natural Gas_Miscellaneous_E10_Baseline Forecast | Residential | Manufactured Home Regular Income | New | Miscellaneous | Natural Gas | Miscellaneous | E10 |  | Baseline Forecast | 0 | 0 | 0 | 0 | 0 | 0 | 0 | 0 | 0 | 0 | 0 | 0 | 0 | 0 | 0 | 0 | 0 | 0 | 0 | 0 | 0 | 0 | 0 | 0 | 0 | 0 | 0 | 0 | 0 | 0 | 0 | 0 | 0
Residential_Manufactured Home Moderate Income_Existing_Space Heating_Natural Gas_Furnace_E1_Baseline Forecast | Residential | Manufactured Home Moderate Income | Existing | Space Heating | Natural Gas | Furnace | E1 |  | Baseline Forecast | 0 | 4.5097 | 4.8345 | 3.8644 | 4.0388 | 4.2246 | 4.3885 | 4.5317 | 4.6575 | 4.7669 | 4.8604 | 4.9398 | 5.006 | 5.0603 | 5.1038 | 5.1376 | 5.1645 | 5.183 | 5.0076 | 4.867 | 4.6751 | 4.5161 | 4.3849 | 4.2774 | 4.19 | 4.1243 | 4.0674 | 4.0208 | 3.9851 | 3.957 | 4.9749 | 4.9346 | 4.6206
Residential_Manufactured Home Moderate Income_Existing_Space Heating_Natural Gas_Furnace_E2_Baseline Forecast | Residential | Manufactured Home Moderate Income | Existing | Space Heating | Natural Gas | Furnace | E2 |  | Baseline Forecast | 0 | 0.28314 | 0.30358 | 0.24269 | 0.2536 | 0.26525 | 0.27556 | 0.28456 | 0.29248 | 0.29935 | 0.30522 | 0.31019 | 0.31434 | 0.31772 | 0.32041 | 0.32249 | 0.32412 | 0.32522 | 0.31415 | 0.30527 | 0.29316 | 0.28312 | 0.27483 | 0.26802 | 0.26246 | 0.25826 | 0.25461 | 0.25161 | 0.24927 | 0.24742 | 0.31092 | 0.30826 | 0.28845
Residential_Manufactured Home Moderate Income_Existing_Space Heating_Natural Gas_Furnace_E3_Baseline Forecast | Residential | Manufactured Home Moderate Income | Existing | Space Heating | Natural Gas | Furnace | E3 |  | Baseline Forecast | 0 | 0.18876 | 0.2024 | 0.16181 | 0.16907 | 0.17684 | 0.18372 | 0.18972 | 0.195 | 0.19958 | 0.2035 | 0.20681 | 0.20957 | 0.21182 | 0.21361 | 0.21498 | 0.21606 | 0.21678 | 0.20939 | 0.20346 | 0.19538 | 0.18868 | 0.18314 | 0.17859 | 0.17487 | 0.17206 | 0.16961 | 0.16759 | 0.16602 | 0.16476 | 0.20703 | 0.20523 | 0.19201
Residential_Manufactured Home Moderate Income_Existing_Space Heating_Natural Gas_Furnace_E4_Baseline Forecast | Residential | Manufactured Home Moderate Income | Existing | Space Heating | Natural Gas | Furnace | E4 |  | Baseline Forecast | 0 | 0 | 0 | 0 | 0 | 0 | 0 | 0 | 0 | 0 | 0 | 0 | 0 | 0 | 0 | 0 | 0 | 0 | 0 | 0 | 0 | 0 | 0 | 0 | 0 | 0 | 0 | 0 | 0 | 0 | 0 | 0 | 0
Residential_Manufactured Home Moderate Income_Existing_Space Heating_Natural Gas_Furnace_E5_Baseline Forecast | Residential | Manufactured Home Moderate Income | Existing | Space Heating | Natural Gas | Furnace | E5 |  | Baseline Forecast | 0 | 0.023196 | 0.024889 | 0.019908 | 0.020792 | 0.021747 | 0.022598 | 0.023333 | 0.023976 | 0.024524 | 0.02498 | 0.025359 | 0.025669 | 0.025915 | 0.026102 | 0.026237 | 0.026334 | 0.026386 | 0.02546 | 0.024723 | 0.023724 | 0.022893 | 0.022203 | 0.021633 | 0.021163 | 0.020802 | 0.020485 | 0.020219 | 0.020005 | 0.019829 | 0.024881 | 0.02463 | 0.022961
Residential_Manufactured Home Moderate Income_Existing_Space Heating_Natural Gas_Furnace_E6_Baseline Forecast | Residential | Manufactured Home Moderate Income | Existing | Space Heating | Natural Gas | Furnace | E6 |  | Baseline Forecast | 0 | 0 | 0 | 0 | 0 | 0 | 0 | 0 | 0 | 0 | 0 | 0 | 0 | 0 | 0 | 0 | 0 | 0 | 0 | 0 | 0 | 0 | 0 | 0 | 0 | 0 | 0 | 0 | 0 | 0 | 0 | 0 | 0
Residential_Manufactured Home Moderate Income_Existing_Space Heating_Natural Gas_Furnace_E7_Baseline Forecast | Residential | Manufactured Home Moderate Income | Existing | Space Heating | Natural Gas | Furnace | E7 |  | Baseline Forecast | 0 | 0 | 0 | 0 | 0 | 0 | 0 | 0 | 0 | 0 | 0 | 0 | 0 | 0 | 0 | 0 | 0 | 0 | 0 | 0 | 0 | 0 | 0 | 0 | 0 | 0 | 0 | 0 | 0 | 0 | 0 | 0 | 0
Residential_Manufactured Home Moderate Income_Existing_Space Heating_Natural Gas_Furnace_E8_Baseline Forecast | Residential | Manufactured Home Moderate Income | Existing | Space Heating | Natural Gas | Furnace | E8 |  | Baseline Forecast | 0 | 0 | 0 | 0 | 0 | 0 | 0 | 0 | 0 | 0 | 0 | 0 | 0 | 0 | 0 | 0 | 0 | 0 | 0 | 0 | 0 | 0 | 0 | 0 | 0 | 0 | 0 | 0 | 0 | 0 | 0 | 0 | 0
Residential_Manufactured Home Moderate Income_Existing_Space Heating_Natural Gas_Furnace_E9_Baseline Forecast | Residential | Manufactured Home Moderate Income | Existing | Space Heating | Natural Gas | Furnace | E9 |  | Baseline Forecast | 0 | 0 | 0 | 0 | 0 | 0 | 0 | 0 | 0 | 0 | 0 | 0 | 0 | 0 | 0 | 0 | 0 | 0 | 0 | 0 | 0 | 0 | 0 | 0 | 0 | 0 | 0 | 0 | 0 | 0 | 0 | 0 | 0
Residential_Manufactured Home Moderate Income_Existing_Space Heating_Natural Gas_Furnace_E10_Baseline Forecast | Residential | Manufactured Home Moderate Income | Existing | Space Heating | Natural Gas | Furnace | E10 |  | Baseline Forecast | 0 | 0 | 0 | 0 | 0 | 0 | 0 | 0 | 0 | 0 | 0 | 0 | 0 | 0 | 0 | 0 | 0 | 0 | 0 | 0 | 0 | 0 | 0 | 0 | 0 | 0 | 0 | 0 | 0 | 0 | 0 | 0 | 0
Residential_Manufactured Home Moderate Income_Existing_Space Heating_Natural Gas_Boiler_E1_Baseline Forecast | Residential | Manufactured Home Moderate Income | Existing | Space Heating | Natural Gas | Boiler | E1 |  | Baseline Forecast | 0 | 0 | 0 | 0 | 0 | 0 | 0 | 0 | 0 | 0 | 0 | 0 | 0 | 0 | 0 | 0 | 0 | 0 | 0 | 0 | 0 | 0 | 0 | 0 | 0 | 0 | 0 | 0 | 0 | 0 | 0 | 0 | 0
Residential_Manufactured Home Moderate Income_Existing_Space Heating_Natural Gas_Boiler_E2_Baseline Forecast | Residential | Manufactured Home Moderate Income | Existing | Space Heating | Natural Gas | Boiler | E2 |  | Baseline Forecast | 0 | 0 | 0 | 0 | 0 | 0 | 0 | 0 | 0 | 0 | 0 | 0 | 0 | 0 | 0 | 0 | 0 | 0 | 0 | 0 | 0 | 0 | 0 | 0 | 0 | 0 | 0 | 0 | 0 | 0 | 0 | 0 | 0
Residential_Manufactured Home Moderate Income_Existing_Space Heating_Natural Gas_Boiler_E3_Baseline Forecast | Residential | Manufactured Home Moderate Income | Existing | Space Heating | Natural Gas | Boiler | E3 |  | Baseline Forecast | 0 | 0 | 0 | 0 | 0 | 0 | 0 | 0 | 0 | 0 | 0 | 0 | 0 | 0 | 0 | 0 | 0 | 0 | 0 | 0 | 0 | 0 | 0 | 0 | 0 | 0 | 0 | 0 | 0 | 0 | 0 | 0 | 0
Residential_Manufactured Home Moderate Income_Existing_Space Heating_Natural Gas_Boiler_E4_Baseline Forecast | Residential | Manufactured Home Moderate Income | Existing | Space Heating | Natural Gas | Boiler | E4 |  | Baseline Forecast | 0 | 0 | 0 | 0 | 0 | 0 | 0 | 0 | 0 | 0 | 0 | 0 | 0 | 0 | 0 | 0 | 0 | 0 | 0 | 0 | 0 | 0 | 0 | 0 | 0 | 0 | 0 | 0 | 0 | 0 | 0 | 0 | 0
Residential_Manufactured Home Moderate Income_Existing_Space Heating_Natural Gas_Boiler_E5_Baseline Forecast | Residential | Manufactured Home Moderate Income | Existing | Space Heating | Natural Gas | Boiler | E5 |  | Baseline Forecast | 0 | 0 | 0 | 0 | 0 | 0 | 0 | 0 | 0 | 0 | 0 | 0 | 0 | 0 | 0 | 0 | 0 | 0 | 0 | 0 | 0 | 0 | 0 | 0 | 0 | 0 | 0 | 0 | 0 | 0 | 0 | 0 | 0
Residential_Manufactured Home Moderate Income_Existing_Space Heating_Natural Gas_Boiler_E6_Baseline Forecast | Residential | Manufactured Home Moderate Income | Existing | Space Heating | Natural Gas | Boiler | E6 |  | Baseline Forecast | 0 | 0 | 0 | 0 | 0 | 0 | 0 | 0 | 0 | 0 | 0 | 0 | 0 | 0 | 0 | 0 | 0 | 0 | 0 | 0 | 0 | 0 | 0 | 0 | 0 | 0 | 0 | 0 | 0 | 0 | 0 | 0 | 0
Residential_Manufactured Home Moderate Income_Existing_Space Heating_Natural Gas_Boiler_E7_Baseline Forecast | Residential | Manufactured Home Moderate Income | Existing | Space Heating | Natural Gas | Boiler | E7 |  | Baseline Forecast | 0 | 0 | 0 | 0 | 0 | 0 | 0 | 0 | 0 | 0 | 0 | 0 | 0 | 0 | 0 | 0 | 0 | 0 | 0 | 0 | 0 | 0 | 0 | 0 | 0 | 0 | 0 | 0 | 0 | 0 | 0 | 0 | 0
Residential_Manufactured Home Moderate Income_Existing_Space Heating_Natural Gas_Boiler_E8_Baseline Forecast | Residential | Manufactured Home Moderate Income | Existing | Space Heating | Natural Gas | Boiler | E8 |  | Baseline Forecast | 0 | 0 | 0 | 0 | 0 | 0 | 0 | 0 | 0 | 0 | 0 | 0 | 0 | 0 | 0 | 0 | 0 | 0 | 0 | 0 | 0 | 0 | 0 | 0 | 0 | 0 | 0 | 0 | 0 | 0 | 0 | 0 | 0
Residential_Manufactured Home Moderate Income_Existing_Space Heating_Natural Gas_Boiler_E9_Baseline Forecast | Residential | Manufactured Home Moderate Income | Existing | Space Heating | Natural Gas | Boiler | E9 |  | Baseline Forecast | 0 | 0 | 0 | 0 | 0 | 0 | 0 | 0 | 0 | 0 | 0 | 0 | 0 | 0 | 0 | 0 | 0 | 0 | 0 | 0 | 0 | 0 | 0 | 0 | 0 | 0 | 0 | 0 | 0 | 0 | 0 | 0 | 0
Residential_Manufactured Home Moderate Income_Existing_Space Heating_Natural Gas_Boiler_E10_Baseline Forecast | Residential | Manufactured Home Moderate Income | Existing | Space Heating | Natural Gas | Boiler | E10 |  | Baseline Forecast | 0 | 0 | 0 | 0 | 0 | 0 | 0 | 0 | 0 | 0 | 0 | 0 | 0 | 0 | 0 | 0 | 0 | 0 | 0 | 0 | 0 | 0 | 0 | 0 | 0 | 0 | 0 | 0 | 0 | 0 | 0 | 0 | 0
Residential_Manufactured Home Moderate Income_Existing_Secondary Heating_Natural Gas_Fireplace_E1_Baseline Forecast | Residential | Manufactured Home Moderate Income | Existing | Secondary Heating | Natural Gas | Fireplace | E1 |  | Baseline Forecast | 0 | 1.4997 | 1.5174 | 1.2895 | 1.2734 | 1.2688 | 1.2638 | 1.2579 | 1.2518 | 1.2452 | 1.2378 | 1.2299 | 1.2214 | 1.2124 | 1.2092 | 1.2064 | 1.1829 | 1.1621 | 1.1435 | 1.1267 | 1.1115 | 1.0975 | 1.0844 | 1.431 | 1.3801 | 1.2815 | 1.2459 | 1.2138 | 1.185 | 1.157 | 1.1302 | 1.1045 | 1.0801
Residential_Manufactured Home Moderate Income_Existing_Secondary Heating_Natural Gas_Fireplace_E2_Baseline Forecast | Residential | Manufactured Home Moderate Income | Existing | Secondary Heating | Natural Gas | Fireplace | E2 |  | Baseline Forecast | 0 | 0 | 0 | 0 | 0 | 0 | 0 | 0 | 0 | 0 | 0 | 0 | 0 | 0 | 0 | 0 | 0 | 0 | 0 | 0 | 0 | 0 | 0 | 0 | 0 | 0 | 0 | 0 | 0 | 0 | 0 | 0 | 0
Residential_Manufactured Home Moderate Income_Existing_Secondary Heating_Natural Gas_Fireplace_E3_Baseline Forecast | Residential | Manufactured Home Moderate Income | Existing | Secondary Heating | Natural Gas | Fireplace | E3 |  | Baseline Forecast | 0 | 0 | 0 | 0 | 0 | 0 | 0 | 0 | 0 | 0 | 0 | 0 | 0 | 0 | 0 | 0 | 0 | 0 | 0 | 0 | 0 | 0 | 0 | 0 | 0 | 0 | 0 | 0 | 0 | 0 | 0 | 0 | 0
Residential_Manufactured Home Moderate Income_Existing_Secondary Heating_Natural Gas_Fireplace_E4_Baseline Forecast | Residential | Manufactured Home Moderate Income | Existing | Secondary Heating | Natural Gas | Fireplace | E4 |  | Baseline Forecast | 0 | 0 | 0 | 0 | 0 | 0 | 0 | 0 | 0 | 0 | 0 | 0 | 0 | 0 | 0 | 0 | 0 | 0 | 0 | 0 | 0 | 0 | 0 | 0 | 0 | 0 | 0 | 0 | 0 | 0 | 0 | 0 | 0
Residential_Manufactured Home Moderate Income_Existing_Secondary Heating_Natural Gas_Fireplace_E5_Baseline Forecast | Residential | Manufactured Home Moderate Income | Existing | Secondary Heating | Natural Gas | Fireplace | E5 |  | Baseline Forecast | 0 | 0 | 0 | 0 | 0 | 0 | 0 | 0 | 0 | 0 | 0 | 0 | 0 | 0 | 0 | 0 | 0 | 0 | 0 | 0 | 0 | 0 | 0 | 0 | 0 | 0 | 0 | 0 | 0 | 0 | 0 | 0 | 0
Residential_Manufactured Home Moderate Income_Existing_Secondary Heating_Natural Gas_Fireplace_E6_Baseline Forecast | Residential | Manufactured Home Moderate Income | Existing | Secondary Heating | Natural Gas | Fireplace | E6 |  | Baseline Forecast | 0 | 0 | 0 | 0 | 0 | 0 | 0 | 0 | 0 | 0 | 0 | 0 | 0 | 0 | 0 | 0 | 0 | 0 | 0 | 0 | 0 | 0 | 0 | 0 | 0 | 0 | 0 | 0 | 0 | 0 | 0 | 0 | 0
Residential_Manufactured Home Moderate Income_Existing_Secondary Heating_Natural Gas_Fireplace_E7_Baseline Forecast | Residential | Manufactured Home Moderate Income | Existing | Secondary Heating | Natural Gas | Fireplace | E7 |  | Baseline Forecast | 0 | 0 | 0 | 0 | 0 | 0 | 0 | 0 | 0 | 0 | 0 | 0 | 0 | 0 | 0 | 0 | 0 | 0 | 0 | 0 | 0 | 0 | 0 | 0 | 0 | 0 | 0 | 0 | 0 | 0 | 0 | 0 | 0
Residential_Manufactured Home Moderate Income_Existing_Secondary Heating_Natural Gas_Fireplace_E8_Baseline Forecast | Residential | Manufactured Home Moderate Income | Existing | Secondary Heating | Natural Gas | Fireplace | E8 |  | Baseline Forecast | 0 | 0 | 0 | 0 | 0 | 0 | 0 | 0 | 0 | 0 | 0 | 0 | 0 | 0 | 0 | 0 | 0 | 0 | 0 | 0 | 0 | 0 | 0 | 0 | 0 | 0 | 0 | 0 | 0 | 0 | 0 | 0 | 0
Residential_Manufactured Home Moderate Income_Existing_Secondary Heating_Natural Gas_Fireplace_E9_Baseline Forecast | Residential | Manufactured Home Moderate Income | Existing | Secondary Heating | Natural Gas | Fireplace | E9 |  | Baseline Forecast | 0 | 0 | 0 | 0 | 0 | 0 | 0 | 0 | 0 | 0 | 0 | 0 | 0 | 0 | 0 | 0 | 0 | 0 | 0 | 0 | 0 | 0 | 0 | 0 | 0 | 0 | 0 | 0 | 0 | 0 | 0 | 0 | 0
Residential_Manufactured Home Moderate Income_Existing_Secondary Heating_Natural Gas_Fireplace_E10_Baseline Forecast | Residential | Manufactured Home Moderate Income | Existing | Secondary Heating | Natural Gas | Fireplace | E10 |  | Baseline Forecast | 0 | 0 | 0 | 0 | 0 | 0 | 0 | 0 | 0 | 0 | 0 | 0 | 0 | 0 | 0 | 0 | 0 | 0 | 0 | 0 | 0 | 0 | 0 | 0 | 0 | 0 | 0 | 0 | 0 | 0 | 0 | 0 | 0
Residential_Manufactured Home Moderate Income_Existing_Water Heating_Natural Gas_Water Heater (<= 55 gal)_E1_Baseline Forecast | Residential | Manufactured Home Moderate Income | Existing | Water Heating | Natural Gas | Water Heater (<= 55 gal) | E1 |  | Baseline Forecast | 0 | 0.96031 | 1.1306 | 1.0719 | 1.1674 | 1.2583 | 1.3059 | 1.3472 | 1.3849 | 1.4109 | 1.3028 | 1.3171 | 1.2119 | 1.1486 | 1.0877 | 1.0477 | 1.0223 | 1.0074 | 1.0003 | 1.2045 | 1.2064 | 1.1657 | 1.169 | 1.1561 | 1.1336 | 1.1042 | 1.0715 | 1.0433 | 1.0164 | 0.99171 | 0.97269 | 0.96342 | 0.95101
Residential_Manufactured Home Moderate Income_Existing_Water Heating_Natural Gas_Water Heater (<= 55 gal)_E2_Baseline Forecast | Residential | Manufactured Home Moderate Income | Existing | Water Heating | Natural Gas | Water Heater (<= 55 gal) | E2 |  | Baseline Forecast | 0 | 5.6919 | 6.5458 | 6.0999 | 6.5647 | 6.9869 | 7.3578 | 7.6536 | 7.8873 | 8.0756 | 8.3483 | 8.4568 | 7.9098 | 7.5378 | 7.1705 | 6.9289 | 6.7821 | 6.7045 | 6.6762 | 8.0517 | 8.0798 | 7.8341 | 7.8671 | 7.8008 | 7.6783 | 7.5113 | 7.3254 | 7.1325 | 6.9485 | 6.7798 | 6.6498 | 6.5864 | 6.5016
Residential_Manufactured Home Moderate Income_Existing_Water Heating_Natural Gas_Water Heater (<= 55 gal)_E3_Baseline Forecast | Residential | Manufactured Home Moderate Income | Existing | Water Heating | Natural Gas | Water Heater (<= 55 gal) | E3 |  | Baseline Forecast | 0 | 0.27717 | 0.31984 | 0.29883 | 0.32216 | 0.34354 | 0.36097 | 0.37504 | 0.38634 | 0.39527 | 0.40213 | 0.40724 | 0.38006 | 0.36193 | 0.34408 | 0.33236 | 0.32518 | 0.32132 | 0.31984 | 0.38567 | 0.38692 | 0.37498 | 0.3765 | 0.37321 | 0.36716 | 0.35897 | 0.34987 | 0.34066 | 0.33187 | 0.32381 | 0.3176 | 0.31458 | 0.31052
Residential_Manufactured Home Moderate Income_Existing_Water Heating_Natural Gas_Water Heater (<= 55 gal)_E4_Baseline Forecast | Residential | Manufactured Home Moderate Income | Existing | Water Heating | Natural Gas | Water Heater (<= 55 gal) | E4 |  | Baseline Forecast | 0 | 0 | 0 | 0 | 0 | 0 | 0 | 0 | 0 | 0 | 0 | 0 | 0 | 0 | 0 | 0 | 0 | 0 | 0 | 0 | 0 | 0 | 0 | 0 | 0 | 0 | 0 | 0 | 0 | 0 | 0 | 0 | 0
Residential_Manufactured Home Moderate Income_Existing_Water Heating_Natural Gas_Water Heater (<= 55 gal)_E5_Baseline Forecast | Residential | Manufactured Home Moderate Income | Existing | Water Heating | Natural Gas | Water Heater (<= 55 gal) | E5 |  | Baseline Forecast | 0 | 0 | 0 | 0 | 0 | 0 | 0 | 0 | 0 | 0 | 0 | 0 | 0 | 0 | 0 | 0 | 0 | 0 | 0 | 0 | 0 | 0 | 0 | 0 | 0 | 0 | 0 | 0 | 0 | 0 | 0 | 0 | 0
Residential_Manufactured Home Moderate Income_Existing_Water Heating_Natural Gas_Water Heater (<= 55 gal)_E6_Baseline Forecast | Residential | Manufactured Home Moderate Income | Existing | Water Heating | Natural Gas | Water Heater (<= 55 gal) | E6 |  | Baseline Forecast | 0 | 0 | 0 | 0 | 0 | 0 | 0 | 0 | 0 | 0 | 0 | 0 | 0 | 0 | 0 | 0 | 0 | 0 | 0 | 0 | 0 | 0 | 0 | 0 | 0 | 0 | 0 | 0 | 0 | 0 | 0 | 0 | 0
Residential_Manufactured Home Moderate Income_Existing_Water Heating_Natural Gas_Water Heater (<= 55 gal)_E7_Baseline Forecast | Residential | Manufactured Home Moderate Income | Existing | Water Heating | Natural Gas | Water Heater (<= 55 gal) | E7 |  | Baseline Forecast | 0 | 0 | 0 | 0 | 0 | 0 | 0 | 0 | 0 | 0 | 0 | 0 | 0 | 0 | 0 | 0 | 0 | 0 | 0 | 0 | 0 | 0 | 0 | 0 | 0 | 0 | 0 | 0 | 0 | 0 | 0 | 0 | 0
Residential_Manufactured Home Moderate Income_Existing_Water Heating_Natural Gas_Water Heater (<= 55 gal)_E8_Baseline Forecast | Residential | Manufactured Home Moderate Income | Existing | Water Heating | Natural Gas | Water Heater (<= 55 gal) | E8 |  | Baseline Forecast | 0 | 0 | 0 | 0 | 0 | 0 | 0 | 0 | 0 | 0 | 0 | 0 | 0 | 0 | 0 | 0 | 0 | 0 | 0 | 0 | 0 | 0 | 0 | 0 | 0 | 0 | 0 | 0 | 0 | 0 | 0 | 0 | 0
Residential_Manufactured Home Moderate Income_Existing_Water Heating_Natural Gas_Water Heater (<= 55 gal)_E9_Baseline Forecast | Residential | Manufactured Home Moderate Income | Existing | Water Heating | Natural Gas | Water Heater (<= 55 gal) | E9 |  | Baseline Forecast | 0 | 0 | 0 | 0 | 0 | 0 | 0 | 0 | 0 | 0 | 0 | 0 | 0 | 0 | 0 | 0 | 0 | 0 | 0 | 0 | 0 | 0 | 0 | 0 | 0 | 0 | 0 | 0 | 0 | 0 | 0 | 0 | 0
Residential_Manufactured Home Moderate Income_Existing_Water Heating_Natural Gas_Water Heater (<= 55 gal)_E10_Baseline Forecast | Residential | Manufactured Home Moderate Income | Existing | Water Heating | Natural Gas | Water Heater (<= 55 gal) | E10 |  | Baseline Forecast | 0 | 0 | 0 | 0 | 0 | 0 | 0 | 0 | 0 | 0 | 0 | 0 | 0 | 0 | 0 | 0 | 0 | 0 | 0 | 0 | 0 | 0 | 0 | 0 | 0 | 0 | 0 | 0 | 0 | 0 | 0 | 0 | 0
Residential_Manufactured Home Moderate Income_Existing_Water Heating_Natural Gas_Water Heater (> 55 gal)_E1_Baseline Forecast | Residential | Manufactured Home Moderate Income | Existing | Water Heating | Natural Gas | Water Heater (> 55 gal) | E1 |  | Baseline Forecast | 0 | 0 | 0 | 0 | 0 | 0 | 0 | 0 | 0 | 0 | 0 | 0 | 0 | 0 | 0 | 0 | 0 | 0 | 0 | 0 | 0 | 0 | 0 | 0 | 0 | 0 | 0 | 0 | 0 | 0 | 0 | 0 | 0
Residential_Manufactured Home Moderate Income_Existing_Water Heating_Natural Gas_Water Heater (> 55 gal)_E2_Baseline Forecast | Residential | Manufactured Home Moderate Income | Existing | Water Heating | Natural Gas | Water Heater (> 55 gal) | E2 |  | Baseline Forecast | 0 | 0 | 0 | 0 | 0 | 0 | 0 | 0 | 0 | 0 | 0 | 0 | 0 | 0 | 0 | 0 | 0 | 0 | 0 | 0 | 0 | 0 | 0 | 0 | 0 | 0 | 0 | 0 | 0 | 0 | 0 | 0 | 0
Residential_Manufactured Home Moderate Income_Existing_Water Heating_Natural Gas_Water Heater (> 55 gal)_E3_Baseline Forecast | Residential | Manufactured Home Moderate Income | Existing | Water Heating | Natural Gas | Water Heater (> 55 gal) | E3 |  | Baseline Forecast | 0 | 0 | 0 | 0 | 0 | 0 | 0 | 0 | 0 | 0 | 0 | 0 | 0 | 0 | 0 | 0 | 0 | 0 | 0 | 0 | 0 | 0 | 0 | 0 | 0 | 0 | 0 | 0 | 0 | 0 | 0 | 0 | 0
Residential_Manufactured Home Moderate Income_Existing_Water Heating_Natural Gas_Water Heater (> 55 gal)_E4_Baseline Forecast | Residential | Manufactured Home Moderate Income | Existing | Water Heating | Natural Gas | Water Heater (> 55 gal) | E4 |  | Baseline Forecast | 0 | 0 | 0 | 0 | 0 | 0 | 0 | 0 | 0 | 0 | 0 | 0 | 0 | 0 | 0 | 0 | 0 | 0 | 0 | 0 | 0 | 0 | 0 | 0 | 0 | 0 | 0 | 0 | 0 | 0 | 0 | 0 | 0
Residential_Manufactured Home Moderate Income_Existing_Water Heating_Natural Gas_Water Heater (> 55 gal)_E5_Baseline Forecast | Residential | Manufactured Home Moderate Income | Existing | Water Heating | Natural Gas | Water Heater (> 55 gal) | E5 |  | Baseline Forecast | 0 | 0 | 0 | 0 | 0 | 0 | 0 | 0 | 0 | 0 | 0 | 0 | 0 | 0 | 0 | 0 | 0 | 0 | 0 | 0 | 0 | 0 | 0 | 0 | 0 | 0 | 0 | 0 | 0 | 0 | 0 | 0 | 0
Residential_Manufactured Home Moderate Income_Existing_Water Heating_Natural Gas_Water Heater (> 55 gal)_E6_Baseline Forecast | Residential | Manufactured Home Moderate Income | Existing | Water Heating | Natural Gas | Water Heater (> 55 gal) | E6 |  | Baseline Forecast | 0 | 0 | 0 | 0 | 0 | 0 | 0 | 0 | 0 | 0 | 0 | 0 | 0 | 0 | 0 | 0 | 0 | 0 | 0 | 0 | 0 | 0 | 0 | 0 | 0 | 0 | 0 | 0 | 0 | 0 | 0 | 0 | 0
Residential_Manufactured Home Moderate Income_Existing_Water Heating_Natural Gas_Water Heater (> 55 gal)_E7_Baseline Forecast | Residential | Manufactured Home Moderate Income | Existing | Water Heating | Natural Gas | Water Heater (> 55 gal) | E7 |  | Baseline Forecast | 0 | 0 | 0 | 0 | 0 | 0 | 0 | 0 | 0 | 0 | 0 | 0 | 0 | 0 | 0 | 0 | 0 | 0 | 0 | 0 | 0 | 0 | 0 | 0 | 0 | 0 | 0 | 0 | 0 | 0 | 0 | 0 | 0
Residential_Manufactured Home Moderate Income_Existing_Water Heating_Natural Gas_Water Heater (> 55 gal)_E8_Baseline Forecast | Residential | Manufactured Home Moderate Income | Existing | Water Heating | Natural Gas | Water Heater (> 55 gal) | E8 |  | Baseline Forecast | 0 | 0 | 0 | 0 | 0 | 0 | 0 | 0 | 0 | 0 | 0 | 0 | 0 | 0 | 0 | 0 | 0 | 0 | 0 | 0 | 0 | 0 | 0 | 0 | 0 | 0 | 0 | 0 | 0 | 0 | 0 | 0 | 0
Residential_Manufactured Home Moderate Income_Existing_Water Heating_Natural Gas_Water Heater (> 55 gal)_E9_Baseline Forecast | Residential | Manufactured Home Moderate Income | Existing | Water Heating | Natural Gas | Water Heater (> 55 gal) | E9 |  | Baseline Forecast | 0 | 0 | 0 | 0 | 0 | 0 | 0 | 0 | 0 | 0 | 0 | 0 | 0 | 0 | 0 | 0 | 0 | 0 | 0 | 0 | 0 | 0 | 0 | 0 | 0 | 0 | 0 | 0 | 0 | 0 | 0 | 0 | 0
Residential_Manufactured Home Moderate Income_Existing_Water Heating_Natural Gas_Water Heater (> 55 gal)_E10_Baseline Forecast | Residential | Manufactured Home Moderate Income | Existing | Water Heating | Natural Gas | Water Heater (> 55 gal) | E10 |  | Baseline Forecast | 0 | 0 | 0 | 0 | 0 | 0 | 0 | 0 | 0 | 0 | 0 | 0 | 0 | 0 | 0 | 0 | 0 | 0 | 0 | 0 | 0 | 0 | 0 | 0 | 0 | 0 | 0 | 0 | 0 | 0 | 0 | 0 | 0
Residential_Manufactured Home Moderate Income_Existing_Appliances_Natural Gas_Clothes Dryer_E1_Baseline Forecast | Residential | Manufactured Home Moderate Income | Existing | Appliances | Natural Gas | Clothes Dryer | E1 |  | Baseline Forecast | 0 | 1.5321 | 1.7723 | 1.6827 | 1.8139 | 1.9339 | 2.0315 | 2.11 | 2.1729 | 2.2226 | 2.2605 | 2.11 | 2.0103 | 1.9153 | 1.8541 | 1.8179 | 1.7999 | 1.7948 | 2.1637 | 2.1739 | 2.1156 | 2.1025 | 2.0723 | 2.0291 | 1.9802 | 1.9303 | 1.8824 | 1.8384 | 1.8029 | 1.7858 | 1.7649 | 1.7534 | 1.7456
Residential_Manufactured Home Moderate Income_Existing_Appliances_Natural Gas_Clothes Dryer_E2_Baseline Forecast | Residential | Manufactured Home Moderate Income | Existing | Appliances | Natural Gas | Clothes Dryer | E2 |  | Baseline Forecast | 0 | 1.2271 | 1.4196 | 1.348 | 1.453 | 1.5492 | 1.6278 | 1.691 | 1.7419 | 1.7822 | 1.813 | 1.6926 | 1.6131 | 1.5372 | 1.4884 | 1.4597 | 1.4457 | 1.4419 | 1.7388 | 1.7473 | 1.7009 | 1.6907 | 1.6666 | 1.6322 | 1.593 | 1.5529 | 1.5145 | 1.4791 | 1.4505 | 1.4368 | 1.4198 | 1.4104 | 1.404
Residential_Manufactured Home Moderate Income_Existing_Appliances_Natural Gas_Clothes Dryer_E3_Baseline Forecast | Residential | Manufactured Home Moderate Income | Existing | Appliances | Natural Gas | Clothes Dryer | E3 |  | Baseline Forecast | 0 | 0 | 0 | 0 | 0 | 0 | 0 | 0 | 0 | 0 | 0 | 0 | 0 | 0 | 0 | 0 | 0 | 0 | 0 | 0 | 0 | 0 | 0 | 0 | 0 | 0 | 0 | 0 | 0 | 0 | 0 | 0 | 0
Residential_Manufactured Home Moderate Income_Existing_Appliances_Natural Gas_Clothes Dryer_E4_Baseline Forecast | Residential | Manufactured Home Moderate Income | Existing | Appliances | Natural Gas | Clothes Dryer | E4 |  | Baseline Forecast | 0 | 0 | 0 | 0 | 0 | 0 | 0 | 0 | 0 | 0 | 0 | 0 | 0 | 0 | 0 | 0 | 0 | 0 | 0 | 0 | 0 | 0 | 0 | 0 | 0 | 0 | 0 | 0 | 0 | 0 | 0 | 0 | 0
Residential_Manufactured Home Moderate Income_Existing_Appliances_Natural Gas_Clothes Dryer_E5_Baseline Forecast | Residential | Manufactured Home Moderate Income | Existing | Appliances | Natural Gas | Clothes Dryer | E5 |  | Baseline Forecast | 0 | 0 | 0 | 0 | 0 | 0 | 0 | 0 | 0 | 0 | 0 | 0 | 0 | 0 | 0 | 0 | 0 | 0 | 0 | 0 | 0 | 0 | 0 | 0 | 0 | 0 | 0 | 0 | 0 | 0 | 0 | 0 | 0
Residential_Manufactured Home Moderate Income_Existing_Appliances_Natural Gas_Clothes Dryer_E6_Baseline Forecast | Residential | Manufactured Home Moderate Income | Existing | Appliances | Natural Gas | Clothes Dryer | E6 |  | Baseline Forecast | 0 | 0 | 0 | 0 | 0 | 0 | 0 | 0 | 0 | 0 | 0 | 0 | 0 | 0 | 0 | 0 | 0 | 0 | 0 | 0 | 0 | 0 | 0 | 0 | 0 | 0 | 0 | 0 | 0 | 0 | 0 | 0 | 0
Residential_Manufactured Home Moderate Income_Existing_Appliances_Natural Gas_Clothes Dryer_E7_Baseline Forecast | Residential | Manufactured Home Moderate Income | Existing | Appliances | Natural Gas | Clothes Dryer | E7 |  | Baseline Forecast | 0 | 0 | 0 | 0 | 0 | 0 | 0 | 0 | 0 | 0 | 0 | 0 | 0 | 0 | 0 | 0 | 0 | 0 | 0 | 0 | 0 | 0 | 0 | 0 | 0 | 0 | 0 | 0 | 0 | 0 | 0 | 0 | 0
Residential_Manufactured Home Moderate Income_Existing_Appliances_Natural Gas_Clothes Dryer_E8_Baseline Forecast | Residential | Manufactured Home Moderate Income | Existing | Appliances | Natural Gas | Clothes Dryer | E8 |  | Baseline Forecast | 0 | 0 | 0 | 0 | 0 | 0 | 0 | 0 | 0 | 0 | 0 | 0 | 0 | 0 | 0 | 0 | 0 | 0 | 0 | 0 | 0 | 0 | 0 | 0 | 0 | 0 | 0 | 0 | 0 | 0 | 0 | 0 | 0
Residential_Manufactured Home Moderate Income_Existing_Appliances_Natural Gas_Clothes Dryer_E9_Baseline Forecast | Residential | Manufactured Home Moderate Income | Existing | Appliances | Natural Gas | Clothes Dryer | E9 |  | Baseline Forecast | 0 | 0 | 0 | 0 | 0 | 0 | 0 | 0 | 0 | 0 | 0 | 0 | 0 | 0 | 0 | 0 | 0 | 0 | 0 | 0 | 0 | 0 | 0 | 0 | 0 | 0 | 0 | 0 | 0 | 0 | 0 | 0 | 0
Residential_Manufactured Home Moderate Income_Existing_Appliances_Natural Gas_Clothes Dryer_E10_Baseline Forecast | Residential | Manufactured Home Moderate Income | Existing | Appliances | Natural Gas | Clothes Dryer | E10 |  | Baseline Forecast | 0 | 0 | 0 | 0 | 0 | 0 | 0 | 0 | 0 | 0 | 0 | 0 | 0 | 0 | 0 | 0 | 0 | 0 | 0 | 0 | 0 | 0 | 0 | 0 | 0 | 0 | 0 | 0 | 0 | 0 | 0 | 0 | 0
Residential_Manufactured Home Moderate Income_Existing_Appliances_Natural Gas_Stove/Oven_E1_Baseline Forecast | Residential | Manufactured Home Moderate Income | Existing | Appliances | Natural Gas | Stove/Oven | E1 |  | Baseline Forecast | 0 | 3.192 | 3.6971 | 3.5409 | 3.8152 | 4.0657 | 4.2688 | 4.4317 | 4.5617 | 4.6637 | 4.741 | 4.4189 | 4.2044 | 4.0046 | 3.8755 | 3.7988 | 3.7601 | 3.7481 | 4.5098 | 4.5303 | 4.4157 | 4.3857 | 4.3197 | 4.2271 | 4.1228 | 4.0168 | 3.9152 | 3.8219 | 3.7444 | 3.706 | 3.6621 | 3.6375 | 3.6204
Residential_Manufactured Home Moderate Income_Existing_Appliances_Natural Gas_Stove/Oven_E2_Baseline Forecast | Residential | Manufactured Home Moderate Income | Existing | Appliances | Natural Gas | Stove/Oven | E2 |  | Baseline Forecast | 0 | 1.373 | 1.5906 | 1.5237 | 1.6415 | 1.7496 | 1.8379 | 1.9088 | 1.9658 | 2.0107 | 2.045 | 1.9069 | 1.8151 | 1.7298 | 1.6748 | 1.6424 | 1.6264 | 1.6221 | 1.9527 | 1.9625 | 1.9137 | 1.9015 | 1.8735 | 1.8339 | 1.789 | 1.7432 | 1.6993 | 1.6589 | 1.6252 | 1.6085 | 1.5892 | 1.5782 | 1.5703
Residential_Manufactured Home Moderate Income_Existing_Appliances_Natural Gas_Stove/Oven_E3_Baseline Forecast | Residential | Manufactured Home Moderate Income | Existing | Appliances | Natural Gas | Stove/Oven | E3 |  | Baseline Forecast | 0 | 0 | 0 | 0 | 0 | 0 | 0 | 0 | 0 | 0 | 0 | 0 | 0 | 0 | 0 | 0 | 0 | 0 | 0 | 0 | 0 | 0 | 0 | 0 | 0 | 0 | 0 | 0 | 0 | 0 | 0 | 0 | 0
Residential_Manufactured Home Moderate Income_Existing_Appliances_Natural Gas_Stove/Oven_E4_Baseline Forecast | Residential | Manufactured Home Moderate Income | Existing | Appliances | Natural Gas | Stove/Oven | E4 |  | Baseline Forecast | 0 | 0 | 0 | 0 | 0 | 0 | 0 | 0 | 0 | 0 | 0 | 0 | 0 | 0 | 0 | 0 | 0 | 0 | 0 | 0 | 0 | 0 | 0 | 0 | 0 | 0 | 0 | 0 | 0 | 0 | 0 | 0 | 0
Residential_Manufactured Home Moderate Income_Existing_Appliances_Natural Gas_Stove/Oven_E5_Baseline Forecast | Residential | Manufactured Home Moderate Income | Existing | Appliances | Natural Gas | Stove/Oven | E5 |  | Baseline Forecast | 0 | 0 | 0 | 0 | 0 | 0 | 0 | 0 | 0 | 0 | 0 | 0 | 0 | 0 | 0 | 0 | 0 | 0 | 0 | 0 | 0 | 0 | 0 | 0 | 0 | 0 | 0 | 0 | 0 | 0 | 0 | 0 | 0
Residential_Manufactured Home Moderate Income_Existing_Appliances_Natural Gas_Stove/Oven_E6_Baseline Forecast | Residential | Manufactured Home Moderate Income | Existing | Appliances | Natural Gas | Stove/Oven | E6 |  | Baseline Forecast | 0 | 0 | 0 | 0 | 0 | 0 | 0 | 0 | 0 | 0 | 0 | 0 | 0 | 0 | 0 | 0 | 0 | 0 | 0 | 0 | 0 | 0 | 0 | 0 | 0 | 0 | 0 | 0 | 0 | 0 | 0 | 0 | 0
Residential_Manufactured Home Moderate Income_Existing_Appliances_Natural Gas_Stove/Oven_E7_Baseline Forecast | Residential | Manufactured Home Moderate Income | Existing | Appliances | Natural Gas | Stove/Oven | E7 |  | Baseline Forecast | 0 | 0 | 0 | 0 | 0 | 0 | 0 | 0 | 0 | 0 | 0 | 0 | 0 | 0 | 0 | 0 | 0 | 0 | 0 | 0 | 0 | 0 | 0 | 0 | 0 | 0 | 0 | 0 | 0 | 0 | 0 | 0 | 0
Residential_Manufactured Home Moderate Income_Existing_Appliances_Natural Gas_Stove/Oven_E8_Baseline Forecast | Residential | Manufactured Home Moderate Income | Existing | Appliances | Natural Gas | Stove/Oven | E8 |  | Baseline Forecast | 0 | 0 | 0 | 0 | 0 | 0 | 0 | 0 | 0 | 0 | 0 | 0 | 0 | 0 | 0 | 0 | 0 | 0 | 0 | 0 | 0 | 0 | 0 | 0 | 0 | 0 | 0 | 0 | 0 | 0 | 0 | 0 | 0
Residential_Manufactured Home Moderate Income_Existing_Appliances_Natural Gas_Stove/Oven_E9_Baseline Forecast | Residential | Manufactured Home Moderate Income | Existing | Appliances | Natural Gas | Stove/Oven | E9 |  | Baseline Forecast | 0 | 0 | 0 | 0 | 0 | 0 | 0 | 0 | 0 | 0 | 0 | 0 | 0 | 0 | 0 | 0 | 0 | 0 | 0 | 0 | 0 | 0 | 0 | 0 | 0 | 0 | 0 | 0 | 0 | 0 | 0 | 0 | 0
Residential_Manufactured Home Moderate Income_Existing_Appliances_Natural Gas_Stove/Oven_E10_Baseline Forecast | Residential | Manufactured Home Moderate Income | Existing | Appliances | Natural Gas | Stove/Oven | E10 |  | Baseline Forecast | 0 | 0 | 0 | 0 | 0 | 0 | 0 | 0 | 0 | 0 | 0 | 0 | 0 | 0 | 0 | 0 | 0 | 0 | 0 | 0 | 0 | 0 | 0 | 0 | 0 | 0 | 0 | 0 | 0 | 0 | 0 | 0 | 0
Residential_Manufactured Home Moderate Income_Existing_Miscellaneous_Natural Gas_Pool Heater_E1_Baseline Forecast | Residential | Manufactured Home Moderate Income | Existing | Miscellaneous | Natural Gas | Pool Heater | E1 |  | Baseline Forecast | 0 | 0 | 0 | 0 | 0 | 0 | 0 | 0 | 0 | 0 | 0 | 0 | 0 | 0 | 0 | 0 | 0 | 0 | 0 | 0 | 0 | 0 | 0 | 0 | 0 | 0 | 0 | 0 | 0 | 0 | 0 | 0 | 0
Residential_Manufactured Home Moderate Income_Existing_Miscellaneous_Natural Gas_Pool Heater_E2_Baseline Forecast | Residential | Manufactured Home Moderate Income | Existing | Miscellaneous | Natural Gas | Pool Heater | E2 |  | Baseline Forecast | 0 | 0 | 0 | 0 | 0 | 0 | 0 | 0 | 0 | 0 | 0 | 0 | 0 | 0 | 0 | 0 | 0 | 0 | 0 | 0 | 0 | 0 | 0 | 0 | 0 | 0 | 0 | 0 | 0 | 0 | 0 | 0 | 0
Residential_Manufactured Home Moderate Income_Existing_Miscellaneous_Natural Gas_Pool Heater_E3_Baseline Forecast | Residential | Manufactured Home Moderate Income | Existing | Miscellaneous | Natural Gas | Pool Heater | E3 |  | Baseline Forecast | 0 | 0 | 0 | 0 | 0 | 0 | 0 | 0 | 0 | 0 | 0 | 0 | 0 | 0 | 0 | 0 | 0 | 0 | 0 | 0 | 0 | 0 | 0 | 0 | 0 | 0 | 0 | 0 | 0 | 0 | 0 | 0 | 0
Residential_Manufactured Home Moderate Income_Existing_Miscellaneous_Natural Gas_Pool Heater_E4_Baseline Forecast | Residential | Manufactured Home Moderate Income | Existing | Miscellaneous | Natural Gas | Pool Heater | E4 |  | Baseline Forecast | 0 | 0 | 0 | 0 | 0 | 0 | 0 | 0 | 0 | 0 | 0 | 0 | 0 | 0 | 0 | 0 | 0 | 0 | 0 | 0 | 0 | 0 | 0 | 0 | 0 | 0 | 0 | 0 | 0 | 0 | 0 | 0 | 0
Residential_Manufactured Home Moderate Income_Existing_Miscellaneous_Natural Gas_Pool Heater_E5_Baseline Forecast | Residential | Manufactured Home Moderate Income | Existing | Miscellaneous | Natural Gas | Pool Heater | E5 |  | Baseline Forecast | 0 | 0 | 0 | 0 | 0 | 0 | 0 | 0 | 0 | 0 | 0 | 0 | 0 | 0 | 0 | 0 | 0 | 0 | 0 | 0 | 0 | 0 | 0 | 0 | 0 | 0 | 0 | 0 | 0 | 0 | 0 | 0 | 0
Residential_Manufactured Home Moderate Income_Existing_Miscellaneous_Natural Gas_Pool Heater_E6_Baseline Forecast | Residential | Manufactured Home Moderate Income | Existing | Miscellaneous | Natural Gas | Pool Heater | E6 |  | Baseline Forecast | 0 | 0 | 0 | 0 | 0 | 0 | 0 | 0 | 0 | 0 | 0 | 0 | 0 | 0 | 0 | 0 | 0 | 0 | 0 | 0 | 0 | 0 | 0 | 0 | 0 | 0 | 0 | 0 | 0 | 0 | 0 | 0 | 0
Residential_Manufactured Home Moderate Income_Existing_Miscellaneous_Natural Gas_Pool Heater_E7_Baseline Forecast | Residential | Manufactured Home Moderate Income | Existing | Miscellaneous | Natural Gas | Pool Heater | E7 |  | Baseline Forecast | 0 | 0 | 0 | 0 | 0 | 0 | 0 | 0 | 0 | 0 | 0 | 0 | 0 | 0 | 0 | 0 | 0 | 0 | 0 | 0 | 0 | 0 | 0 | 0 | 0 | 0 | 0 | 0 | 0 | 0 | 0 | 0 | 0
Residential_Manufactured Home Moderate Income_Existing_Miscellaneous_Natural Gas_Pool Heater_E8_Baseline Forecast | Residential | Manufactured Home Moderate Income | Existing | Miscellaneous | Natural Gas | Pool Heater | E8 |  | Baseline Forecast | 0 | 0 | 0 | 0 | 0 | 0 | 0 | 0 | 0 | 0 | 0 | 0 | 0 | 0 | 0 | 0 | 0 | 0 | 0 | 0 | 0 | 0 | 0 | 0 | 0 | 0 | 0 | 0 | 0 | 0 | 0 | 0 | 0
Residential_Manufactured Home Moderate Income_Existing_Miscellaneous_Natural Gas_Pool Heater_E9_Baseline Forecast | Residential | Manufactured Home Moderate Income | Existing | Miscellaneous | Natural Gas | Pool Heater | E9 |  | Baseline Forecast | 0 | 0 | 0 | 0 | 0 | 0 | 0 | 0 | 0 | 0 | 0 | 0 | 0 | 0 | 0 | 0 | 0 | 0 | 0 | 0 | 0 | 0 | 0 | 0 | 0 | 0 | 0 | 0 | 0 | 0 | 0 | 0 | 0
Residential_Manufactured Home Moderate Income_Existing_Miscellaneous_Natural Gas_Pool Heater_E10_Baseline Forecast | Residential | Manufactured Home Moderate Income | Existing | Miscellaneous | Natural Gas | Pool Heater | E10 |  | Baseline Forecast | 0 | 0 | 0 | 0 | 0 | 0 | 0 | 0 | 0 | 0 | 0 | 0 | 0 | 0 | 0 | 0 | 0 | 0 | 0 | 0 | 0 | 0 | 0 | 0 | 0 | 0 | 0 | 0 | 0 | 0 | 0 | 0 | 0
Residential_Manufactured Home Moderate Income_Existing_Miscellaneous_Natural Gas_Miscellaneous_E1_Baseline Forecast | Residential | Manufactured Home Moderate Income | Existing | Miscellaneous | Natural Gas | Miscellaneous | E1 |  | Baseline Forecast | 0 | 14.988 | 18.0537 | 18.4834 | 20.1098 | 21.5362 | 22.6618 | 20.979 | 20.0457 | 19.3584 | 19.0804 | 19.0812 | 19.2622 | 22.7847 | 22.646 | 21.8563 | 21.4935 | 21.1043 | 20.7368 | 20.2967 | 20.0862 | 19.8443 | 19.684 | 19.5565 | 19.4371 | 20.0857 | 19.7023 | 19.189 | 18.8426 | 18.5304 | 18.2593 | 18.1184 | 17.9974
Residential_Manufactured Home Moderate Income_Existing_Miscellaneous_Natural Gas_Miscellaneous_E2_Baseline Forecast | Residential | Manufactured Home Moderate Income | Existing | Miscellaneous | Natural Gas | Miscellaneous | E2 |  | Baseline Forecast | 0 | 0 | 0 | 0 | 0 | 0 | 0 | 0 | 0 | 0 | 0 | 0 | 0 | 0 | 0 | 0 | 0 | 0 | 0 | 0 | 0 | 0 | 0 | 0 | 0 | 0 | 0 | 0 | 0 | 0 | 0 | 0 | 0
Residential_Manufactured Home Moderate Income_Existing_Miscellaneous_Natural Gas_Miscellaneous_E3_Baseline Forecast | Residential | Manufactured Home Moderate Income | Existing | Miscellaneous | Natural Gas | Miscellaneous | E3 |  | Baseline Forecast | 0 | 0 | 0 | 0 | 0 | 0 | 0 | 0 | 0 | 0 | 0 | 0 | 0 | 0 | 0 | 0 | 0 | 0 | 0 | 0 | 0 | 0 | 0 | 0 | 0 | 0 | 0 | 0 | 0 | 0 | 0 | 0 | 0
Residential_Manufactured Home Moderate Income_Existing_Miscellaneous_Natural Gas_Miscellaneous_E4_Baseline Forecast | Residential | Manufactured Home Moderate Income | Existing | Miscellaneous | Natural Gas | Miscellaneous | E4 |  | Baseline Forecast | 0 | 0 | 0 | 0 | 0 | 0 | 0 | 0 | 0 | 0 | 0 | 0 | 0 | 0 | 0 | 0 | 0 | 0 | 0 | 0 | 0 | 0 | 0 | 0 | 0 | 0 | 0 | 0 | 0 | 0 | 0 | 0 | 0
Residential_Manufactured Home Moderate Income_Existing_Miscellaneous_Natural Gas_Miscellaneous_E5_Baseline Forecast | Residential | Manufactured Home Moderate Income | Existing | Miscellaneous | Natural Gas | Miscellaneous | E5 |  | Baseline Forecast | 0 | 0 | 0 | 0 | 0 | 0 | 0 | 0 | 0 | 0 | 0 | 0 | 0 | 0 | 0 | 0 | 0 | 0 | 0 | 0 | 0 | 0 | 0 | 0 | 0 | 0 | 0 | 0 | 0 | 0 | 0 | 0 | 0
Residential_Manufactured Home Moderate Income_Existing_Miscellaneous_Natural Gas_Miscellaneous_E6_Baseline Forecast | Residential | Manufactured Home Moderate Income | Existing | Miscellaneous | Natural Gas | Miscellaneous | E6 |  | Baseline Forecast | 0 | 0 | 0 | 0 | 0 | 0 | 0 | 0 | 0 | 0 | 0 | 0 | 0 | 0 | 0 | 0 | 0 | 0 | 0 | 0 | 0 | 0 | 0 | 0 | 0 | 0 | 0 | 0 | 0 | 0 | 0 | 0 | 0
Residential_Manufactured Home Moderate Income_Existing_Miscellaneous_Natural Gas_Miscellaneous_E7_Baseline Forecast | Residential | Manufactured Home Moderate Income | Existing | Miscellaneous | Natural Gas | Miscellaneous | E7 |  | Baseline Forecast | 0 | 0 | 0 | 0 | 0 | 0 | 0 | 0 | 0 | 0 | 0 | 0 | 0 | 0 | 0 | 0 | 0 | 0 | 0 | 0 | 0 | 0 | 0 | 0 | 0 | 0 | 0 | 0 | 0 | 0 | 0 | 0 | 0
Residential_Manufactured Home Moderate Income_Existing_Miscellaneous_Natural Gas_Miscellaneous_E8_Baseline Forecast | Residential | Manufactured Home Moderate Income | Existing | Miscellaneous | Natural Gas | Miscellaneous | E8 |  | Baseline Forecast | 0 | 0 | 0 | 0 | 0 | 0 | 0 | 0 | 0 | 0 | 0 | 0 | 0 | 0 | 0 | 0 | 0 | 0 | 0 | 0 | 0 | 0 | 0 | 0 | 0 | 0 | 0 | 0 | 0 | 0 | 0 | 0 | 0
Residential_Manufactured Home Moderate Income_Existing_Miscellaneous_Natural Gas_Miscellaneous_E9_Baseline Forecast | Residential | Manufactured Home Moderate Income | Existing | Miscellaneous | Natural Gas | Miscellaneous | E9 |  | Baseline Forecast | 0 | 0 | 0 | 0 | 0 | 0 | 0 | 0 | 0 | 0 | 0 | 0 | 0 | 0 | 0 | 0 | 0 | 0 | 0 | 0 | 0 | 0 | 0 | 0 | 0 | 0 | 0 | 0 | 0 | 0 | 0 | 0 | 0
Residential_Manufactured Home Moderate Income_Existing_Miscellaneous_Natural Gas_Miscellaneous_E10_Baseline Forecast | Residential | Manufactured Home Moderate Income | Existing | Miscellaneous | Natural Gas | Miscellaneous | E10 |  | Baseline Forecast | 0 | 0 | 0 | 0 | 0 | 0 | 0 | 0 | 0 | 0 | 0 | 0 | 0 | 0 | 0 | 0 | 0 | 0 | 0 | 0 | 0 | 0 | 0 | 0 | 0 | 0 | 0 | 0 | 0 | 0 | 0 | 0 | 0
Residential_Manufactured Home Moderate Income_New_Space Heating_Natural Gas_Furnace_E1_Baseline Forecast | Residential | Manufactured Home Moderate Income | New | Space Heating | Natural Gas | Furnace | E1 |  | Baseline Forecast | 0 | 1.1475 | 1.7353 | 1.6362 | 1.5365 | 1.4315 | 1.4105 | 1.3901 | 1.3626 | 1.3453 | 1.3381 | 1.3307 | 1.3256 | 1.3229 | 1.3184 | 1.3147 | 1.3113 | 1.3104 | 1.4049 | 1.5379 | 1.6512 | 1.7464 | 1.8258 | 1.8965 | 1.9578 | 2.0114 | 2.0586 | 2.1015 | 2.1398 | 2.1736 | 2.5743 | 2.7604 | 2.7524
Residential_Manufactured Home Moderate Income_New_Space Heating_Natural Gas_Furnace_E2_Baseline Forecast | Residential | Manufactured Home Moderate Income | New | Space Heating | Natural Gas | Furnace | E2 |  | Baseline Forecast | 0 | 0.19947 | 0.30171 | 0.28452 | 0.26712 | 0.24886 | 0.24523 | 0.24168 | 0.23691 | 0.23392 | 0.23266 | 0.23136 | 0.23047 | 0.22997 | 0.22916 | 0.22848 | 0.22785 | 0.22765 | 0.244 | 0.26705 | 0.28666 | 0.3031 | 0.31679 | 0.32896 | 0.33949 | 0.34866 | 0.35672 | 0.36401 | 0.37048 | 0.37616 | 0.44531 | 0.47725 | 0.47554
Residential_Manufactured Home Moderate Income_New_Space Heating_Natural Gas_Furnace_E3_Baseline Forecast | Residential | Manufactured Home Moderate Income | New | Space Heating | Natural Gas | Furnace | E3 |  | Baseline Forecast | 0 | 0.00025314 | 0.0003829 | 0.00036109 | 0.00033899 | 0.00031582 | 0.00031121 | 0.00030671 | 0.00030066 | 0.00029687 | 0.00029527 | 0.00029362 | 0.00029248 | 0.00029183 | 0.00029081 | 0.00028993 | 0.00028912 | 0.00028884 | 0.00030957 | 0.0003388 | 0.00036364 | 0.00038448 | 0.00040182 | 0.00041722 | 0.00043054 | 0.00044214 | 0.00045231 | 0.0004615 | 0.00046966 | 0.0004768 | 0.00056438 | 0.00060479 | 0.0006025
Residential_Manufactured Home Moderate Income_New_Space Heating_Natural Gas_Furnace_E4_Baseline Forecast | Residential | Manufactured Home Moderate Income | New | Space Heating | Natural Gas | Furnace | E4 |  | Baseline Forecast | 0 | 0 | 0 | 0 | 0 | 0 | 0 | 0 | 0 | 0 | 0 | 0 | 0 | 0 | 0 | 0 | 0 | 0 | 0 | 0 | 0 | 0 | 0 | 0 | 0 | 0 | 0 | 0 | 0 | 0 | 0 | 0 | 0
Residential_Manufactured Home Moderate Income_New_Space Heating_Natural Gas_Furnace_E5_Baseline Forecast | Residential | Manufactured Home Moderate Income | New | Space Heating | Natural Gas | Furnace | E5 |  | Baseline Forecast | 0 | 0.0002532 | 0.00038326 | 0.00036162 | 0.00033932 | 0.00031612 | 0.00031159 | 0.00030705 | 0.00030092 | 0.00029696 | 0.00029509 | 0.00029315 | 0.00029172 | 0.00029077 | 0.00028941 | 0.00028819 | 0.00028702 | 0.00028638 | 0.00030662 | 0.00033535 | 0.00035968 | 0.00038 | 0.0003968 | 0.00041166 | 0.0004244 | 0.00043539 | 0.00044493 | 0.00045346 | 0.00046091 | 0.00046732 | 0.00055238 | 0.00059108 | 0.0005868
Residential_Manufactured Home Moderate Income_New_Space Heating_Natural Gas_Furnace_E6_Baseline Forecast | Residential | Manufactured Home Moderate Income | New | Space Heating | Natural Gas | Furnace | E6 |  | Baseline Forecast | 0 | 0 | 0 | 0 | 0 | 0 | 0 | 0 | 0 | 0 | 0 | 0 | 0 | 0 | 0 | 0 | 0 | 0 | 0 | 0 | 0 | 0 | 0 | 0 | 0 | 0 | 0 | 0 | 0 | 0 | 0 | 0 | 0
Residential_Manufactured Home Moderate Income_New_Space Heating_Natural Gas_Furnace_E7_Baseline Forecast | Residential | Manufactured Home Moderate Income | New | Space Heating | Natural Gas | Furnace | E7 |  | Baseline Forecast | 0 | 0 | 0 | 0 | 0 | 0 | 0 | 0 | 0 | 0 | 0 | 0 | 0 | 0 | 0 | 0 | 0 | 0 | 0 | 0 | 0 | 0 | 0 | 0 | 0 | 0 | 0 | 0 | 0 | 0 | 0 | 0 | 0
Residential_Manufactured Home Moderate Income_New_Space Heating_Natural Gas_Furnace_E8_Baseline Forecast | Residential | Manufactured Home Moderate Income | New | Space Heating | Natural Gas | Furnace | E8 |  | Baseline Forecast | 0 | 0 | 0 | 0 | 0 | 0 | 0 | 0 | 0 | 0 | 0 | 0 | 0 | 0 | 0 | 0 | 0 | 0 | 0 | 0 | 0 | 0 | 0 | 0 | 0 | 0 | 0 | 0 | 0 | 0 | 0 | 0 | 0
Residential_Manufactured Home Moderate Income_New_Space Heating_Natural Gas_Furnace_E9_Baseline Forecast | Residential | Manufactured Home Moderate Income | New | Space Heating | Natural Gas | Furnace | E9 |  | Baseline Forecast | 0 | 0 | 0 | 0 | 0 | 0 | 0 | 0 | 0 | 0 | 0 | 0 | 0 | 0 | 0 | 0 | 0 | 0 | 0 | 0 | 0 | 0 | 0 | 0 | 0 | 0 | 0 | 0 | 0 | 0 | 0 | 0 | 0
Residential_Manufactured Home Moderate Income_New_Space Heating_Natural Gas_Furnace_E10_Baseline Forecast | Residential | Manufactured Home Moderate Income | New | Space Heating | Natural Gas | Furnace | E10 |  | Baseline Forecast | 0 | 0 | 0 | 0 | 0 | 0 | 0 | 0 | 0 | 0 | 0 | 0 | 0 | 0 | 0 | 0 | 0 | 0 | 0 | 0 | 0 | 0 | 0 | 0 | 0 | 0 | 0 | 0 | 0 | 0 | 0 | 0 | 0
Residential_Manufactured Home Moderate Income_New_Space Heating_Natural Gas_Boiler_E1_Baseline Forecast | Residential | Manufactured Home Moderate Income | New | Space Heating | Natural Gas | Boiler | E1 |  | Baseline Forecast | 0 | 0 | 0 | 0 | 0 | 0 | 0 | 0 | 0 | 0 | 0 | 0 | 0 | 0 | 0 | 0 | 0 | 0 | 0 | 0 | 0 | 0 | 0 | 0 | 0 | 0 | 0 | 0 | 0 | 0 | 0 | 0 | 0
Residential_Manufactured Home Moderate Income_New_Space Heating_Natural Gas_Boiler_E2_Baseline Forecast | Residential | Manufactured Home Moderate Income | New | Space Heating | Natural Gas | Boiler | E2 |  | Baseline Forecast | 0 | 0 | 0 | 0 | 0 | 0 | 0 | 0 | 0 | 0 | 0 | 0 | 0 | 0 | 0 | 0 | 0 | 0 | 0 | 0 | 0 | 0 | 0 | 0 | 0 | 0 | 0 | 0 | 0 | 0 | 0 | 0 | 0
Residential_Manufactured Home Moderate Income_New_Space Heating_Natural Gas_Boiler_E3_Baseline Forecast | Residential | Manufactured Home Moderate Income | New | Space Heating | Natural Gas | Boiler | E3 |  | Baseline Forecast | 0 | 0 | 0 | 0 | 0 | 0 | 0 | 0 | 0 | 0 | 0 | 0 | 0 | 0 | 0 | 0 | 0 | 0 | 0 | 0 | 0 | 0 | 0 | 0 | 0 | 0 | 0 | 0 | 0 | 0 | 0 | 0 | 0
Residential_Manufactured Home Moderate Income_New_Space Heating_Natural Gas_Boiler_E4_Baseline Forecast | Residential | Manufactured Home Moderate Income | New | Space Heating | Natural Gas | Boiler | E4 |  | Baseline Forecast | 0 | 0 | 0 | 0 | 0 | 0 | 0 | 0 | 0 | 0 | 0 | 0 | 0 | 0 | 0 | 0 | 0 | 0 | 0 | 0 | 0 | 0 | 0 | 0 | 0 | 0 | 0 | 0 | 0 | 0 | 0 | 0 | 0
Residential_Manufactured Home Moderate Income_New_Space Heating_Natural Gas_Boiler_E5_Baseline Forecast | Residential | Manufactured Home Moderate Income | New | Space Heating | Natural Gas | Boiler | E5 |  | Baseline Forecast | 0 | 0 | 0 | 0 | 0 | 0 | 0 | 0 | 0 | 0 | 0 | 0 | 0 | 0 | 0 | 0 | 0 | 0 | 0 | 0 | 0 | 0 | 0 | 0 | 0 | 0 | 0 | 0 | 0 | 0 | 0 | 0 | 0
Residential_Manufactured Home Moderate Income_New_Space Heating_Natural Gas_Boiler_E6_Baseline Forecast | Residential | Manufactured Home Moderate Income | New | Space Heating | Natural Gas | Boiler | E6 |  | Baseline Forecast | 0 | 0 | 0 | 0 | 0 | 0 | 0 | 0 | 0 | 0 | 0 | 0 | 0 | 0 | 0 | 0 | 0 | 0 | 0 | 0 | 0 | 0 | 0 | 0 | 0 | 0 | 0 | 0 | 0 | 0 | 0 | 0 | 0
Residential_Manufactured Home Moderate Income_New_Space Heating_Natural Gas_Boiler_E7_Baseline Forecast | Residential | Manufactured Home Moderate Income | New | Space Heating | Natural Gas | Boiler | E7 |  | Baseline Forecast | 0 | 0 | 0 | 0 | 0 | 0 | 0 | 0 | 0 | 0 | 0 | 0 | 0 | 0 | 0 | 0 | 0 | 0 | 0 | 0 | 0 | 0 | 0 | 0 | 0 | 0 | 0 | 0 | 0 | 0 | 0 | 0 | 0
Residential_Manufactured Home Moderate Income_New_Space Heating_Natural Gas_Boiler_E8_Baseline Forecast | Residential | Manufactured Home Moderate Income | New | Space Heating | Natural Gas | Boiler | E8 |  | Baseline Forecast | 0 | 0 | 0 | 0 | 0 | 0 | 0 | 0 | 0 | 0 | 0 | 0 | 0 | 0 | 0 | 0 | 0 | 0 | 0 | 0 | 0 | 0 | 0 | 0 | 0 | 0 | 0 | 0 | 0 | 0 | 0 | 0 | 0
Residential_Manufactured Home Moderate Income_New_Space Heating_Natural Gas_Boiler_E9_Baseline Forecast | Residential | Manufactured Home Moderate Income | New | Space Heating | Natural Gas | Boiler | E9 |  | Baseline Forecast | 0 | 0 | 0 | 0 | 0 | 0 | 0 | 0 | 0 | 0 | 0 | 0 | 0 | 0 | 0 | 0 | 0 | 0 | 0 | 0 | 0 | 0 | 0 | 0 | 0 | 0 | 0 | 0 | 0 | 0 | 0 | 0 | 0
Residential_Manufactured Home Moderate Income_New_Space Heating_Natural Gas_Boiler_E10_Baseline Forecast | Residential | Manufactured Home Moderate Income | New | Space Heating | Natural Gas | Boiler | E10 |  | Baseline Forecast | 0 | 0 | 0 | 0 | 0 | 0 | 0 | 0 | 0 | 0 | 0 | 0 | 0 | 0 | 0 | 0 | 0 | 0 | 0 | 0 | 0 | 0 | 0 | 0 | 0 | 0 | 0 | 0 | 0 | 0 | 0 | 0 | 0
Residential_Manufactured Home Moderate Income_New_Secondary Heating_Natural Gas_Fireplace_E1_Baseline Forecast | Residential | Manufactured Home Moderate Income | New | Secondary Heating | Natural Gas | Fireplace | E1 |  | Baseline Forecast | 0 | 3.0319 | 4.5851 | 4.3233 | 4.0597 | 3.7823 | 3.7269 | 3.6728 | 3.6002 | 3.5546 | 3.5356 | 3.516 | 3.5026 | 3.4952 | 3.8202 | 4.2823 | 4.6638 | 4.9789 | 5.2273 | 5.4353 | 5.6127 | 5.761 | 5.8898 | 6.9347 | 7.4011 | 7.2539 | 7.1201 | 7.0332 | 7.0742 | 7.1509 | 7.2468 | 7.3667 | 7.6191
Residential_Manufactured Home Moderate Income_New_Secondary Heating_Natural Gas_Fireplace_E2_Baseline Forecast | Residential | Manufactured Home Moderate Income | New | Secondary Heating | Natural Gas | Fireplace | E2 |  | Baseline Forecast | 0 | 0 | 0 | 0 | 0 | 0 | 0 | 0 | 0 | 0 | 0 | 0 | 0 | 0 | 0 | 0 | 0 | 0 | 0 | 0 | 0 | 0 | 0 | 0 | 0 | 0 | 0 | 0 | 0 | 0 | 0 | 0 | 0
Residential_Manufactured Home Moderate Income_New_Secondary Heating_Natural Gas_Fireplace_E3_Baseline Forecast | Residential | Manufactured Home Moderate Income | New | Secondary Heating | Natural Gas | Fireplace | E3 |  | Baseline Forecast | 0 | 0 | 0 | 0 | 0 | 0 | 0 | 0 | 0 | 0 | 0 | 0 | 0 | 0 | 0 | 0 | 0 | 0 | 0 | 0 | 0 | 0 | 0 | 0 | 0 | 0 | 0 | 0 | 0 | 0 | 0 | 0 | 0
Residential_Manufactured Home Moderate Income_New_Secondary Heating_Natural Gas_Fireplace_E4_Baseline Forecast | Residential | Manufactured Home Moderate Income | New | Secondary Heating | Natural Gas | Fireplace | E4 |  | Baseline Forecast | 0 | 0 | 0 | 0 | 0 | 0 | 0 | 0 | 0 | 0 | 0 | 0 | 0 | 0 | 0 | 0 | 0 | 0 | 0 | 0 | 0 | 0 | 0 | 0 | 0 | 0 | 0 | 0 | 0 | 0 | 0 | 0 | 0
Residential_Manufactured Home Moderate Income_New_Secondary Heating_Natural Gas_Fireplace_E5_Baseline Forecast | Residential | Manufactured Home Moderate Income | New | Secondary Heating | Natural Gas | Fireplace | E5 |  | Baseline Forecast | 0 | 0 | 0 | 0 | 0 | 0 | 0 | 0 | 0 | 0 | 0 | 0 | 0 | 0 | 0 | 0 | 0 | 0 | 0 | 0 | 0 | 0 | 0 | 0 | 0 | 0 | 0 | 0 | 0 | 0 | 0 | 0 | 0
Residential_Manufactured Home Moderate Income_New_Secondary Heating_Natural Gas_Fireplace_E6_Baseline Forecast | Residential | Manufactured Home Moderate Income | New | Secondary Heating | Natural Gas | Fireplace | E6 |  | Baseline Forecast | 0 | 0 | 0 | 0 | 0 | 0 | 0 | 0 | 0 | 0 | 0 | 0 | 0 | 0 | 0 | 0 | 0 | 0 | 0 | 0 | 0 | 0 | 0 | 0 | 0 | 0 | 0 | 0 | 0 | 0 | 0 | 0 | 0
Residential_Manufactured Home Moderate Income_New_Secondary Heating_Natural Gas_Fireplace_E7_Baseline Forecast | Residential | Manufactured Home Moderate Income | New | Secondary Heating | Natural Gas | Fireplace | E7 |  | Baseline Forecast | 0 | 0 | 0 | 0 | 0 | 0 | 0 | 0 | 0 | 0 | 0 | 0 | 0 | 0 | 0 | 0 | 0 | 0 | 0 | 0 | 0 | 0 | 0 | 0 | 0 | 0 | 0 | 0 | 0 | 0 | 0 | 0 | 0
Residential_Manufactured Home Moderate Income_New_Secondary Heating_Natural Gas_Fireplace_E8_Baseline Forecast | Residential | Manufactured Home Moderate Income | New | Secondary Heating | Natural Gas | Fireplace | E8 |  | Baseline Forecast | 0 | 0 | 0 | 0 | 0 | 0 | 0 | 0 | 0 | 0 | 0 | 0 | 0 | 0 | 0 | 0 | 0 | 0 | 0 | 0 | 0 | 0 | 0 | 0 | 0 | 0 | 0 | 0 | 0 | 0 | 0 | 0 | 0
Residential_Manufactured Home Moderate Income_New_Secondary Heating_Natural Gas_Fireplace_E9_Baseline Forecast | Residential | Manufactured Home Moderate Income | New | Secondary Heating | Natural Gas | Fireplace | E9 |  | Baseline Forecast | 0 | 0 | 0 | 0 | 0 | 0 | 0 | 0 | 0 | 0 | 0 | 0 | 0 | 0 | 0 | 0 | 0 | 0 | 0 | 0 | 0 | 0 | 0 | 0 | 0 | 0 | 0 | 0 | 0 | 0 | 0 | 0 | 0
Residential_Manufactured Home Moderate Income_New_Secondary Heating_Natural Gas_Fireplace_E10_Baseline Forecast | Residential | Manufactured Home Moderate Income | New | Secondary Heating | Natural Gas | Fireplace | E10 |  | Baseline Forecast | 0 | 0 | 0 | 0 | 0 | 0 | 0 | 0 | 0 | 0 | 0 | 0 | 0 | 0 | 0 | 0 | 0 | 0 | 0 | 0 | 0 | 0 | 0 | 0 | 0 | 0 | 0 | 0 | 0 | 0 | 0 | 0 | 0
Residential_Manufactured Home Moderate Income_New_Water Heating_Natural Gas_Water Heater (<= 55 gal)_E1_Baseline Forecast | Residential | Manufactured Home Moderate Income | New | Water Heating | Natural Gas | Water Heater (<= 55 gal) | E1 |  | Baseline Forecast | 0 | 0 | 0 | 0 | 0 | 0 | 0 | 0 | 0 | 0 | 0 | 0 | 0 | 0 | 0 | 0 | 0 | 0 | 0 | 0 | 0 | 0 | 0 | 0 | 0 | 0 | 0 | 0 | 0 | 0 | 0 | 0 | 0
Residential_Manufactured Home Moderate Income_New_Water Heating_Natural Gas_Water Heater (<= 55 gal)_E2_Baseline Forecast | Residential | Manufactured Home Moderate Income | New | Water Heating | Natural Gas | Water Heater (<= 55 gal) | E2 |  | Baseline Forecast | 0 | 0 | 0 | 0 | 0 | 0 | 0 | 0 | 0 | 0 | 0 | 0 | 0 | 0 | 0 | 0 | 0 | 0 | 0 | 0 | 0 | 0 | 0 | 0 | 0 | 0 | 0 | 0 | 0 | 0 | 0 | 0 | 0
Residential_Manufactured Home Moderate Income_New_Water Heating_Natural Gas_Water Heater (<= 55 gal)_E3_Baseline Forecast | Residential | Manufactured Home Moderate Income | New | Water Heating | Natural Gas | Water Heater (<= 55 gal) | E3 |  | Baseline Forecast | 0 | 0 | 0 | 0 | 0 | 0 | 0 | 0 | 0 | 0 | 0 | 0 | 0 | 0 | 0 | 0 | 0 | 0 | 0 | 0 | 0 | 0 | 0 | 0 | 0 | 0 | 0 | 0 | 0 | 0 | 0 | 0 | 0
Residential_Manufactured Home Moderate Income_New_Water Heating_Natural Gas_Water Heater (<= 55 gal)_E4_Baseline Forecast | Residential | Manufactured Home Moderate Income | New | Water Heating | Natural Gas | Water Heater (<= 55 gal) | E4 |  | Baseline Forecast | 0 | 0 | 0 | 0 | 0 | 0 | 0 | 0 | 0 | 0 | 0 | 0 | 0 | 0 | 0 | 0 | 0 | 0 | 0 | 0 | 0 | 0 | 0 | 0 | 0 | 0 | 0 | 0 | 0 | 0 | 0 | 0 | 0
Residential_Manufactured Home Moderate Income_New_Water Heating_Natural Gas_Water Heater (<= 55 gal)_E5_Baseline Forecast | Residential | Manufactured Home Moderate Income | New | Water Heating | Natural Gas | Water Heater (<= 55 gal) | E5 |  | Baseline Forecast | 0 | 0 | 0 | 0 | 0 | 0 | 0 | 0 | 0 | 0 | 0 | 0 | 0 | 0 | 0 | 0 | 0 | 0 | 0 | 0 | 0 | 0 | 0 | 0 | 0 | 0 | 0 | 0 | 0 | 0 | 0 | 0 | 0
Residential_Manufactured Home Moderate Income_New_Water Heating_Natural Gas_Water Heater (<= 55 gal)_E6_Baseline Forecast | Residential | Manufactured Home Moderate Income | New | Water Heating | Natural Gas | Water Heater (<= 55 gal) | E6 |  | Baseline Forecast | 0 | 0 | 0 | 0 | 0 | 0 | 0 | 0 | 0 | 0 | 0 | 0 | 0 | 0 | 0 | 0 | 0 | 0 | 0 | 0 | 0 | 0 | 0 | 0 | 0 | 0 | 0 | 0 | 0 | 0 | 0 | 0 | 0
Residential_Manufactured Home Moderate Income_New_Water Heating_Natural Gas_Water Heater (<= 55 gal)_E7_Baseline Forecast | Residential | Manufactured Home Moderate Income | New | Water Heating | Natural Gas | Water Heater (<= 55 gal) | E7 |  | Baseline Forecast | 0 | 0 | 0 | 0 | 0 | 0 | 0 | 0 | 0 | 0 | 0 | 0 | 0 | 0 | 0 | 0 | 0 | 0 | 0 | 0 | 0 | 0 | 0 | 0 | 0 | 0 | 0 | 0 | 0 | 0 | 0 | 0 | 0
Residential_Manufactured Home Moderate Income_New_Water Heating_Natural Gas_Water Heater (<= 55 gal)_E8_Baseline Forecast | Residential | Manufactured Home Moderate Income | New | Water Heating | Natural Gas | Water Heater (<= 55 gal) | E8 |  | Baseline Forecast | 0 | 0 | 0 | 0 | 0 | 0 | 0 | 0 | 0 | 0 | 0 | 0 | 0 | 0 | 0 | 0 | 0 | 0 | 0 | 0 | 0 | 0 | 0 | 0 | 0 | 0 | 0 | 0 | 0 | 0 | 0 | 0 | 0
Residential_Manufactured Home Moderate Income_New_Water Heating_Natural Gas_Water Heater (<= 55 gal)_E9_Baseline Forecast | Residential | Manufactured Home Moderate Income | New | Water Heating | Natural Gas | Water Heater (<= 55 gal) | E9 |  | Baseline Forecast | 0 | 0 | 0 | 0 | 0 | 0 | 0 | 0 | 0 | 0 | 0 | 0 | 0 | 0 | 0 | 0 | 0 | 0 | 0 | 0 | 0 | 0 | 0 | 0 | 0 | 0 | 0 | 0 | 0 | 0 | 0 | 0 | 0
Residential_Manufactured Home Moderate Income_New_Water Heating_Natural Gas_Water Heater (<= 55 gal)_E10_Baseline Forecast | Residential | Manufactured Home Moderate Income | New | Water Heating | Natural Gas | Water Heater (<= 55 gal) | E10 |  | Baseline Forecast | 0 | 0 | 0 | 0 | 0 | 0 | 0 | 0 | 0 | 0 | 0 | 0 | 0 | 0 | 0 | 0 | 0 | 0 | 0 | 0 | 0 | 0 | 0 | 0 | 0 | 0 | 0 | 0 | 0 | 0 | 0 | 0 | 0
Residential_Manufactured Home Moderate Income_New_Water Heating_Natural Gas_Water Heater (> 55 gal)_E1_Baseline Forecast | Residential | Manufactured Home Moderate Income | New | Water Heating | Natural Gas | Water Heater (> 55 gal) | E1 |  | Baseline Forecast | 0 | 0 | 0 | 0 | 0 | 0 | 0 | 0 | 0 | 0 | 0 | 0 | 0 | 0 | 0 | 0 | 0 | 0 | 0 | 0 | 0 | 0 | 0 | 0 | 0 | 0 | 0 | 0 | 0 | 0 | 0 | 0 | 0
Residential_Manufactured Home Moderate Income_New_Water Heating_Natural Gas_Water Heater (> 55 gal)_E2_Baseline Forecast | Residential | Manufactured Home Moderate Income | New | Water Heating | Natural Gas | Water Heater (> 55 gal) | E2 |  | Baseline Forecast | 0 | 0 | 0 | 0 | 0 | 0 | 0 | 0 | 0 | 0 | 0 | 0 | 0 | 0 | 0 | 0 | 0 | 0 | 0 | 0 | 0 | 0 | 0 | 0 | 0 | 0 | 0 | 0 | 0 | 0 | 0 | 0 | 0
Residential_Manufactured Home Moderate Income_New_Water Heating_Natural Gas_Water Heater (> 55 gal)_E3_Baseline Forecast | Residential | Manufactured Home Moderate Income | New | Water Heating | Natural Gas | Water Heater (> 55 gal) | E3 |  | Baseline Forecast | 0 | 0 | 0 | 0 | 0 | 0 | 0 | 0 | 0 | 0 | 0 | 0 | 0 | 0 | 0 | 0 | 0 | 0 | 0 | 0 | 0 | 0 | 0 | 0 | 0 | 0 | 0 | 0 | 0 | 0 | 0 | 0 | 0
Residential_Manufactured Home Moderate Income_New_Water Heating_Natural Gas_Water Heater (> 55 gal)_E4_Baseline Forecast | Residential | Manufactured Home Moderate Income | New | Water Heating | Natural Gas | Water Heater (> 55 gal) | E4 |  | Baseline Forecast | 0 | 0 | 0 | 0 | 0 | 0 | 0 | 0 | 0 | 0 | 0 | 0 | 0 | 0 | 0 | 0 | 0 | 0 | 0 | 0 | 0 | 0 | 0 | 0 | 0 | 0 | 0 | 0 | 0 | 0 | 0 | 0 | 0
Residential_Manufactured Home Moderate Income_New_Water Heating_Natural Gas_Water Heater (> 55 gal)_E5_Baseline Forecast | Residential | Manufactured Home Moderate Income | New | Water Heating | Natural Gas | Water Heater (> 55 gal) | E5 |  | Baseline Forecast | 0 | 0 | 0 | 0 | 0 | 0 | 0 | 0 | 0 | 0 | 0 | 0 | 0 | 0 | 0 | 0 | 0 | 0 | 0 | 0 | 0 | 0 | 0 | 0 | 0 | 0 | 0 | 0 | 0 | 0 | 0 | 0 | 0
Residential_Manufactured Home Moderate Income_New_Water Heating_Natural Gas_Water Heater (> 55 gal)_E6_Baseline Forecast | Residential | Manufactured Home Moderate Income | New | Water Heating | Natural Gas | Water Heater (> 55 gal) | E6 |  | Baseline Forecast | 0 | 0 | 0 | 0 | 0 | 0 | 0 | 0 | 0 | 0 | 0 | 0 | 0 | 0 | 0 | 0 | 0 | 0 | 0 | 0 | 0 | 0 | 0 | 0 | 0 | 0 | 0 | 0 | 0 | 0 | 0 | 0 | 0
Residential_Manufactured Home Moderate Income_New_Water Heating_Natural Gas_Water Heater (> 55 gal)_E7_Baseline Forecast | Residential | Manufactured Home Moderate Income | New | Water Heating | Natural Gas | Water Heater (> 55 gal) | E7 |  | Baseline Forecast | 0 | 0 | 0 | 0 | 0 | 0 | 0 | 0 | 0 | 0 | 0 | 0 | 0 | 0 | 0 | 0 | 0 | 0 | 0 | 0 | 0 | 0 | 0 | 0 | 0 | 0 | 0 | 0 | 0 | 0 | 0 | 0 | 0
Residential_Manufactured Home Moderate Income_New_Water Heating_Natural Gas_Water Heater (> 55 gal)_E8_Baseline Forecast | Residential | Manufactured Home Moderate Income | New | Water Heating | Natural Gas | Water Heater (> 55 gal) | E8 |  | Baseline Forecast | 0 | 0 | 0 | 0 | 0 | 0 | 0 | 0 | 0 | 0 | 0 | 0 | 0 | 0 | 0 | 0 | 0 | 0 | 0 | 0 | 0 | 0 | 0 | 0 | 0 | 0 | 0 | 0 | 0 | 0 | 0 | 0 | 0
Residential_Manufactured Home Moderate Income_New_Water Heating_Natural Gas_Water Heater (> 55 gal)_E9_Baseline Forecast | Residential | Manufactured Home Moderate Income | New | Water Heating | Natural Gas | Water Heater (> 55 gal) | E9 |  | Baseline Forecast | 0 | 0 | 0 | 0 | 0 | 0 | 0 | 0 | 0 | 0 | 0 | 0 | 0 | 0 | 0 | 0 | 0 | 0 | 0 | 0 | 0 | 0 | 0 | 0 | 0 | 0 | 0 | 0 | 0 | 0 | 0 | 0 | 0
Residential_Manufactured Home Moderate Income_New_Water Heating_Natural Gas_Water Heater (> 55 gal)_E10_Baseline Forecast | Residential | Manufactured Home Moderate Income | New | Water Heating | Natural Gas | Water Heater (> 55 gal) | E10 |  | Baseline Forecast | 0 | 0 | 0 | 0 | 0 | 0 | 0 | 0 | 0 | 0 | 0 | 0 | 0 | 0 | 0 | 0 | 0 | 0 | 0 | 0 | 0 | 0 | 0 | 0 | 0 | 0 | 0 | 0 | 0 | 0 | 0 | 0 | 0
Residential_Manufactured Home Moderate Income_New_Appliances_Natural Gas_Clothes Dryer_E1_Baseline Forecast | Residential | Manufactured Home Moderate Income | New | Appliances | Natural Gas | Clothes Dryer | E1 |  | Baseline Forecast | 0 | 1.6833 | 2.5448 | 2.3985 | 2.2515 | 2.0968 | 2.0651 | 2.0342 | 1.993 | 1.9669 | 1.9554 | 2.184 | 2.5046 | 2.7607 | 2.9559 | 3.1011 | 3.2207 | 3.3214 | 3.8909 | 4.1322 | 4.0433 | 3.9984 | 4.0045 | 4.0812 | 4.1722 | 4.267 | 4.3686 | 4.4742 | 4.7149 | 4.9809 | 5.1765 | 5.3191 | 5.4907
Residential_Manufactured Home Moderate Income_New_Appliances_Natural Gas_Clothes Dryer_E2_Baseline Forecast | Residential | Manufactured Home Moderate Income | New | Appliances | Natural Gas | Clothes Dryer | E2 |  | Baseline Forecast | 0 | 1.348 | 2.0382 | 1.9212 | 1.8033 | 1.6796 | 1.6546 | 1.6302 | 1.5976 | 1.577 | 1.5682 | 1.7519 | 2.0096 | 2.2155 | 2.3728 | 2.49 | 2.5866 | 2.6681 | 3.1264 | 3.3211 | 3.2504 | 3.2149 | 3.2204 | 3.2825 | 3.3561 | 3.4325 | 3.5144 | 3.5994 | 3.7931 | 4.0069 | 4.1639 | 4.2783 | 4.4157
Residential_Manufactured Home Moderate Income_New_Appliances_Natural Gas_Clothes Dryer_E3_Baseline Forecast | Residential | Manufactured Home Moderate Income | New | Appliances | Natural Gas | Clothes Dryer | E3 |  | Baseline Forecast | 0 | 0 | 0 | 0 | 0 | 0 | 0 | 0 | 0 | 0 | 0 | 0 | 0 | 0 | 0 | 0 | 0 | 0 | 0 | 0 | 0 | 0 | 0 | 0 | 0 | 0 | 0 | 0 | 0 | 0 | 0 | 0 | 0
Residential_Manufactured Home Moderate Income_New_Appliances_Natural Gas_Clothes Dryer_E4_Baseline Forecast | Residential | Manufactured Home Moderate Income | New | Appliances | Natural Gas | Clothes Dryer | E4 |  | Baseline Forecast | 0 | 0 | 0 | 0 | 0 | 0 | 0 | 0 | 0 | 0 | 0 | 0 | 0 | 0 | 0 | 0 | 0 | 0 | 0 | 0 | 0 | 0 | 0 | 0 | 0 | 0 | 0 | 0 | 0 | 0 | 0 | 0 | 0
Residential_Manufactured Home Moderate Income_New_Appliances_Natural Gas_Clothes Dryer_E5_Baseline Forecast | Residential | Manufactured Home Moderate Income | New | Appliances | Natural Gas | Clothes Dryer | E5 |  | Baseline Forecast | 0 | 0 | 0 | 0 | 0 | 0 | 0 | 0 | 0 | 0 | 0 | 0 | 0 | 0 | 0 | 0 | 0 | 0 | 0 | 0 | 0 | 0 | 0 | 0 | 0 | 0 | 0 | 0 | 0 | 0 | 0 | 0 | 0
Residential_Manufactured Home Moderate Income_New_Appliances_Natural Gas_Clothes Dryer_E6_Baseline Forecast | Residential | Manufactured Home Moderate Income | New | Appliances | Natural Gas | Clothes Dryer | E6 |  | Baseline Forecast | 0 | 0 | 0 | 0 | 0 | 0 | 0 | 0 | 0 | 0 | 0 | 0 | 0 | 0 | 0 | 0 | 0 | 0 | 0 | 0 | 0 | 0 | 0 | 0 | 0 | 0 | 0 | 0 | 0 | 0 | 0 | 0 | 0
Residential_Manufactured Home Moderate Income_New_Appliances_Natural Gas_Clothes Dryer_E7_Baseline Forecast | Residential | Manufactured Home Moderate Income | New | Appliances | Natural Gas | Clothes Dryer | E7 |  | Baseline Forecast | 0 | 0 | 0 | 0 | 0 | 0 | 0 | 0 | 0 | 0 | 0 | 0 | 0 | 0 | 0 | 0 | 0 | 0 | 0 | 0 | 0 | 0 | 0 | 0 | 0 | 0 | 0 | 0 | 0 | 0 | 0 | 0 | 0
Residential_Manufactured Home Moderate Income_New_Appliances_Natural Gas_Clothes Dryer_E8_Baseline Forecast | Residential | Manufactured Home Moderate Income | New | Appliances | Natural Gas | Clothes Dryer | E8 |  | Baseline Forecast | 0 | 0 | 0 | 0 | 0 | 0 | 0 | 0 | 0 | 0 | 0 | 0 | 0 | 0 | 0 | 0 | 0 | 0 | 0 | 0 | 0 | 0 | 0 | 0 | 0 | 0 | 0 | 0 | 0 | 0 | 0 | 0 | 0
Residential_Manufactured Home Moderate Income_New_Appliances_Natural Gas_Clothes Dryer_E9_Baseline Forecast | Residential | Manufactured Home Moderate Income | New | Appliances | Natural Gas | Clothes Dryer | E9 |  | Baseline Forecast | 0 | 0 | 0 | 0 | 0 | 0 | 0 | 0 | 0 | 0 | 0 | 0 | 0 | 0 | 0 | 0 | 0 | 0 | 0 | 0 | 0 | 0 | 0 | 0 | 0 | 0 | 0 | 0 | 0 | 0 | 0 | 0 | 0
Residential_Manufactured Home Moderate Income_New_Appliances_Natural Gas_Clothes Dryer_E10_Baseline Forecast | Residential | Manufactured Home Moderate Income | New | Appliances | Natural Gas | Clothes Dryer | E10 |  | Baseline Forecast | 0 | 0 | 0 | 0 | 0 | 0 | 0 | 0 | 0 | 0 | 0 | 0 | 0 | 0 | 0 | 0 | 0 | 0 | 0 | 0 | 0 | 0 | 0 | 0 | 0 | 0 | 0 | 0 | 0 | 0 | 0 | 0 | 0
Residential_Manufactured Home Moderate Income_New_Appliances_Natural Gas_Stove/Oven_E1_Baseline Forecast | Residential | Manufactured Home Moderate Income | New | Appliances | Natural Gas | Stove/Oven | E1 |  | Baseline Forecast | 0 | 1.8833 | 2.8449 | 2.6789 | 2.5123 | 2.3372 | 2.2996 | 2.2631 | 2.2151 | 2.1839 | 2.1691 | 2.4228 | 2.7791 | 3.0629 | 3.2785 | 3.4379 | 3.5685 | 3.6779 | 4.3113 | 4.5772 | 4.4737 | 4.4196 | 4.4225 | 4.5043 | 4.6022 | 4.7041 | 4.8136 | 4.9274 | 5.1924 | 5.4852 | 5.6992 | 5.8539 | 6.0399
Residential_Manufactured Home Moderate Income_New_Appliances_Natural Gas_Stove/Oven_E2_Baseline Forecast | Residential | Manufactured Home Moderate Income | New | Appliances | Natural Gas | Stove/Oven | E2 |  | Baseline Forecast | 0 | 0.81007 | 1.224 | 1.1527 | 1.0809 | 1.0058 | 0.99009 | 0.97474 | 0.95452 | 0.94153 | 0.93559 | 1.0455 | 1.1998 | 1.323 | 1.4167 | 1.4864 | 1.5436 | 1.5917 | 1.8668 | 1.9829 | 1.9389 | 1.9162 | 1.9181 | 1.9542 | 1.997 | 2.0415 | 2.0892 | 2.1388 | 2.2537 | 2.3807 | 2.4731 | 2.5398 | 2.6197
Residential_Manufactured Home Moderate Income_New_Appliances_Natural Gas_Stove/Oven_E3_Baseline Forecast | Residential | Manufactured Home Moderate Income | New | Appliances | Natural Gas | Stove/Oven | E3 |  | Baseline Forecast | 0 | 0 | 0 | 0 | 0 | 0 | 0 | 0 | 0 | 0 | 0 | 0 | 0 | 0 | 0 | 0 | 0 | 0 | 0 | 0 | 0 | 0 | 0 | 0 | 0 | 0 | 0 | 0 | 0 | 0 | 0 | 0 | 0
Residential_Manufactured Home Moderate Income_New_Appliances_Natural Gas_Stove/Oven_E4_Baseline Forecast | Residential | Manufactured Home Moderate Income | New | Appliances | Natural Gas | Stove/Oven | E4 |  | Baseline Forecast | 0 | 0 | 0 | 0 | 0 | 0 | 0 | 0 | 0 | 0 | 0 | 0 | 0 | 0 | 0 | 0 | 0 | 0 | 0 | 0 | 0 | 0 | 0 | 0 | 0 | 0 | 0 | 0 | 0 | 0 | 0 | 0 | 0
Residential_Manufactured Home Moderate Income_New_Appliances_Natural Gas_Stove/Oven_E5_Baseline Forecast | Residential | Manufactured Home Moderate Income | New | Appliances | Natural Gas | Stove/Oven | E5 |  | Baseline Forecast | 0 | 0 | 0 | 0 | 0 | 0 | 0 | 0 | 0 | 0 | 0 | 0 | 0 | 0 | 0 | 0 | 0 | 0 | 0 | 0 | 0 | 0 | 0 | 0 | 0 | 0 | 0 | 0 | 0 | 0 | 0 | 0 | 0
Residential_Manufactured Home Moderate Income_New_Appliances_Natural Gas_Stove/Oven_E6_Baseline Forecast | Residential | Manufactured Home Moderate Income | New | Appliances | Natural Gas | Stove/Oven | E6 |  | Baseline Forecast | 0 | 0 | 0 | 0 | 0 | 0 | 0 | 0 | 0 | 0 | 0 | 0 | 0 | 0 | 0 | 0 | 0 | 0 | 0 | 0 | 0 | 0 | 0 | 0 | 0 | 0 | 0 | 0 | 0 | 0 | 0 | 0 | 0
Residential_Manufactured Home Moderate Income_New_Appliances_Natural Gas_Stove/Oven_E7_Baseline Forecast | Residential | Manufactured Home Moderate Income | New | Appliances | Natural Gas | Stove/Oven | E7 |  | Baseline Forecast | 0 | 0 | 0 | 0 | 0 | 0 | 0 | 0 | 0 | 0 | 0 | 0 | 0 | 0 | 0 | 0 | 0 | 0 | 0 | 0 | 0 | 0 | 0 | 0 | 0 | 0 | 0 | 0 | 0 | 0 | 0 | 0 | 0
Residential_Manufactured Home Moderate Income_New_Appliances_Natural Gas_Stove/Oven_E8_Baseline Forecast | Residential | Manufactured Home Moderate Income | New | Appliances | Natural Gas | Stove/Oven | E8 |  | Baseline Forecast | 0 | 0 | 0 | 0 | 0 | 0 | 0 | 0 | 0 | 0 | 0 | 0 | 0 | 0 | 0 | 0 | 0 | 0 | 0 | 0 | 0 | 0 | 0 | 0 | 0 | 0 | 0 | 0 | 0 | 0 | 0 | 0 | 0
Residential_Manufactured Home Moderate Income_New_Appliances_Natural Gas_Stove/Oven_E9_Baseline Forecast | Residential | Manufactured Home Moderate Income | New | Appliances | Natural Gas | Stove/Oven | E9 |  | Baseline Forecast | 0 | 0 | 0 | 0 | 0 | 0 | 0 | 0 | 0 | 0 | 0 | 0 | 0 | 0 | 0 | 0 | 0 | 0 | 0 | 0 | 0 | 0 | 0 | 0 | 0 | 0 | 0 | 0 | 0 | 0 | 0 | 0 | 0
Residential_Manufactured Home Moderate Income_New_Appliances_Natural Gas_Stove/Oven_E10_Baseline Forecast | Residential | Manufactured Home Moderate Income | New | Appliances | Natural Gas | Stove/Oven | E10 |  | Baseline Forecast | 0 | 0 | 0 | 0 | 0 | 0 | 0 | 0 | 0 | 0 | 0 | 0 | 0 | 0 | 0 | 0 | 0 | 0 | 0 | 0 | 0 | 0 | 0 | 0 | 0 | 0 | 0 | 0 | 0 | 0 | 0 | 0 | 0
Residential_Manufactured Home Moderate Income_New_Miscellaneous_Natural Gas_Pool Heater_E1_Baseline Forecast | Residential | Manufactured Home Moderate Income | New | Miscellaneous | Natural Gas | Pool Heater | E1 |  | Baseline Forecast | 0 | 0 | 0 | 0 | 0 | 0 | 0 | 0 | 0 | 0 | 0 | 0 | 0 | 0 | 0 | 0 | 0 | 0 | 0 | 0 | 0 | 0 | 0 | 0 | 0 | 0 | 0 | 0 | 0 | 0 | 0 | 0 | 0
Residential_Manufactured Home Moderate Income_New_Miscellaneous_Natural Gas_Pool Heater_E2_Baseline Forecast | Residential | Manufactured Home Moderate Income | New | Miscellaneous | Natural Gas | Pool Heater | E2 |  | Baseline Forecast | 0 | 0 | 0 | 0 | 0 | 0 | 0 | 0 | 0 | 0 | 0 | 0 | 0 | 0 | 0 | 0 | 0 | 0 | 0 | 0 | 0 | 0 | 0 | 0 | 0 | 0 | 0 | 0 | 0 | 0 | 0 | 0 | 0
Residential_Manufactured Home Moderate Income_New_Miscellaneous_Natural Gas_Pool Heater_E3_Baseline Forecast | Residential | Manufactured Home Moderate Income | New | Miscellaneous | Natural Gas | Pool Heater | E3 |  | Baseline Forecast | 0 | 0 | 0 | 0 | 0 | 0 | 0 | 0 | 0 | 0 | 0 | 0 | 0 | 0 | 0 | 0 | 0 | 0 | 0 | 0 | 0 | 0 | 0 | 0 | 0 | 0 | 0 | 0 | 0 | 0 | 0 | 0 | 0
Residential_Manufactured Home Moderate Income_New_Miscellaneous_Natural Gas_Pool Heater_E4_Baseline Forecast | Residential | Manufactured Home Moderate Income | New | Miscellaneous | Natural Gas | Pool Heater | E4 |  | Baseline Forecast | 0 | 0 | 0 | 0 | 0 | 0 | 0 | 0 | 0 | 0 | 0 | 0 | 0 | 0 | 0 | 0 | 0 | 0 | 0 | 0 | 0 | 0 | 0 | 0 | 0 | 0 | 0 | 0 | 0 | 0 | 0 | 0 | 0
Residential_Manufactured Home Moderate Income_New_Miscellaneous_Natural Gas_Pool Heater_E5_Baseline Forecast | Residential | Manufactured Home Moderate Income | New | Miscellaneous | Natural Gas | Pool Heater | E5 |  | Baseline Forecast | 0 | 0 | 0 | 0 | 0 | 0 | 0 | 0 | 0 | 0 | 0 | 0 | 0 | 0 | 0 | 0 | 0 | 0 | 0 | 0 | 0 | 0 | 0 | 0 | 0 | 0 | 0 | 0 | 0 | 0 | 0 | 0 | 0
Residential_Manufactured Home Moderate Income_New_Miscellaneous_Natural Gas_Pool Heater_E6_Baseline Forecast | Residential | Manufactured Home Moderate Income | New | Miscellaneous | Natural Gas | Pool Heater | E6 |  | Baseline Forecast | 0 | 0 | 0 | 0 | 0 | 0 | 0 | 0 | 0 | 0 | 0 | 0 | 0 | 0 | 0 | 0 | 0 | 0 | 0 | 0 | 0 | 0 | 0 | 0 | 0 | 0 | 0 | 0 | 0 | 0 | 0 | 0 | 0
Residential_Manufactured Home Moderate Income_New_Miscellaneous_Natural Gas_Pool Heater_E7_Baseline Forecast | Residential | Manufactured Home Moderate Income | New | Miscellaneous | Natural Gas | Pool Heater | E7 |  | Baseline Forecast | 0 | 0 | 0 | 0 | 0 | 0 | 0 | 0 | 0 | 0 | 0 | 0 | 0 | 0 | 0 | 0 | 0 | 0 | 0 | 0 | 0 | 0 | 0 | 0 | 0 | 0 | 0 | 0 | 0 | 0 | 0 | 0 | 0
Residential_Manufactured Home Moderate Income_New_Miscellaneous_Natural Gas_Pool Heater_E8_Baseline Forecast | Residential | Manufactured Home Moderate Income | New | Miscellaneous | Natural Gas | Pool Heater | E8 |  | Baseline Forecast | 0 | 0 | 0 | 0 | 0 | 0 | 0 | 0 | 0 | 0 | 0 | 0 | 0 | 0 | 0 | 0 | 0 | 0 | 0 | 0 | 0 | 0 | 0 | 0 | 0 | 0 | 0 | 0 | 0 | 0 | 0 | 0 | 0
Residential_Manufactured Home Moderate Income_New_Miscellaneous_Natural Gas_Pool Heater_E9_Baseline Forecast | Residential | Manufactured Home Moderate Income | New | Miscellaneous | Natural Gas | Pool Heater | E9 |  | Baseline Forecast | 0 | 0 | 0 | 0 | 0 | 0 | 0 | 0 | 0 | 0 | 0 | 0 | 0 | 0 | 0 | 0 | 0 | 0 | 0 | 0 | 0 | 0 | 0 | 0 | 0 | 0 | 0 | 0 | 0 | 0 | 0 | 0 | 0
Residential_Manufactured Home Moderate Income_New_Miscellaneous_Natural Gas_Pool Heater_E10_Baseline Forecast | Residential | Manufactured Home Moderate Income | New | Miscellaneous | Natural Gas | Pool Heater | E10 |  | Baseline Forecast | 0 | 0 | 0 | 0 | 0 | 0 | 0 | 0 | 0 | 0 | 0 | 0 | 0 | 0 | 0 | 0 | 0 | 0 | 0 | 0 | 0 | 0 | 0 | 0 | 0 | 0 | 0 | 0 | 0 | 0 | 0 | 0 | 0
Residential_Manufactured Home Moderate Income_New_Miscellaneous_Natural Gas_Miscellaneous_E1_Baseline Forecast | Residential | Manufactured Home Moderate Income | New | Miscellaneous | Natural Gas | Miscellaneous | E1 |  | Baseline Forecast | 0 | 6.7375 | 10.189 | 9.6073 | 9.0215 | 8.4052 | 8.2819 | 9.2847 | 10.6343 | 11.6954 | 12.5238 | 13.1034 | 13.5722 | 16.0187 | 17.3528 | 17.5156 | 17.7866 | 18.1113 | 18.5952 | 19.7051 | 20.945 | 21.9205 | 22.7172 | 23.3621 | 23.9378 | 25.1498 | 26.0511 | 26.6368 | 27.2835 | 27.9377 | 28.6184 | 29.558 | 30.7804
Residential_Manufactured Home Moderate Income_New_Miscellaneous_Natural Gas_Miscellaneous_E2_Baseline Forecast | Residential | Manufactured Home Moderate Income | New | Miscellaneous | Natural Gas | Miscellaneous | E2 |  | Baseline Forecast | 0 | 0 | 0 | 0 | 0 | 0 | 0 | 0 | 0 | 0 | 0 | 0 | 0 | 0 | 0 | 0 | 0 | 0 | 0 | 0 | 0 | 0 | 0 | 0 | 0 | 0 | 0 | 0 | 0 | 0 | 0 | 0 | 0
Residential_Manufactured Home Moderate Income_New_Miscellaneous_Natural Gas_Miscellaneous_E3_Baseline Forecast | Residential | Manufactured Home Moderate Income | New | Miscellaneous | Natural Gas | Miscellaneous | E3 |  | Baseline Forecast | 0 | 0 | 0 | 0 | 0 | 0 | 0 | 0 | 0 | 0 | 0 | 0 | 0 | 0 | 0 | 0 | 0 | 0 | 0 | 0 | 0 | 0 | 0 | 0 | 0 | 0 | 0 | 0 | 0 | 0 | 0 | 0 | 0
Residential_Manufactured Home Moderate Income_New_Miscellaneous_Natural Gas_Miscellaneous_E4_Baseline Forecast | Residential | Manufactured Home Moderate Income | New | Miscellaneous | Natural Gas | Miscellaneous | E4 |  | Baseline Forecast | 0 | 0 | 0 | 0 | 0 | 0 | 0 | 0 | 0 | 0 | 0 | 0 | 0 | 0 | 0 | 0 | 0 | 0 | 0 | 0 | 0 | 0 | 0 | 0 | 0 | 0 | 0 | 0 | 0 | 0 | 0 | 0 | 0
Residential_Manufactured Home Moderate Income_New_Miscellaneous_Natural Gas_Miscellaneous_E5_Baseline Forecast | Residential | Manufactured Home Moderate Income | New | Miscellaneous | Natural Gas | Miscellaneous | E5 |  | Baseline Forecast | 0 | 0 | 0 | 0 | 0 | 0 | 0 | 0 | 0 | 0 | 0 | 0 | 0 | 0 | 0 | 0 | 0 | 0 | 0 | 0 | 0 | 0 | 0 | 0 | 0 | 0 | 0 | 0 | 0 | 0 | 0 | 0 | 0
Residential_Manufactured Home Moderate Income_New_Miscellaneous_Natural Gas_Miscellaneous_E6_Baseline Forecast | Residential | Manufactured Home Moderate Income | New | Miscellaneous | Natural Gas | Miscellaneous | E6 |  | Baseline Forecast | 0 | 0 | 0 | 0 | 0 | 0 | 0 | 0 | 0 | 0 | 0 | 0 | 0 | 0 | 0 | 0 | 0 | 0 | 0 | 0 | 0 | 0 | 0 | 0 | 0 | 0 | 0 | 0 | 0 | 0 | 0 | 0 | 0
Residential_Manufactured Home Moderate Income_New_Miscellaneous_Natural Gas_Miscellaneous_E7_Baseline Forecast | Residential | Manufactured Home Moderate Income | New | Miscellaneous | Natural Gas | Miscellaneous | E7 |  | Baseline Forecast | 0 | 0 | 0 | 0 | 0 | 0 | 0 | 0 | 0 | 0 | 0 | 0 | 0 | 0 | 0 | 0 | 0 | 0 | 0 | 0 | 0 | 0 | 0 | 0 | 0 | 0 | 0 | 0 | 0 | 0 | 0 | 0 | 0
Residential_Manufactured Home Moderate Income_New_Miscellaneous_Natural Gas_Miscellaneous_E8_Baseline Forecast | Residential | Manufactured Home Moderate Income | New | Miscellaneous | Natural Gas | Miscellaneous | E8 |  | Baseline Forecast | 0 | 0 | 0 | 0 | 0 | 0 | 0 | 0 | 0 | 0 | 0 | 0 | 0 | 0 | 0 | 0 | 0 | 0 | 0 | 0 | 0 | 0 | 0 | 0 | 0 | 0 | 0 | 0 | 0 | 0 | 0 | 0 | 0
Residential_Manufactured Home Moderate Income_New_Miscellaneous_Natural Gas_Miscellaneous_E9_Baseline Forecast | Residential | Manufactured Home Moderate Income | New | Miscellaneous | Natural Gas | Miscellaneous | E9 |  | Baseline Forecast | 0 | 0 | 0 | 0 | 0 | 0 | 0 | 0 | 0 | 0 | 0 | 0 | 0 | 0 | 0 | 0 | 0 | 0 | 0 | 0 | 0 | 0 | 0 | 0 | 0 | 0 | 0 | 0 | 0 | 0 | 0 | 0 | 0
Residential_Manufactured Home Moderate Income_New_Miscellaneous_Natural Gas_Miscellaneous_E10_Baseline Forecast | Residential | Manufactured Home Moderate Income | New | Miscellaneous | Natural Gas | Miscellaneous | E10 |  | Baseline Forecast | 0 | 0 | 0 | 0 | 0 | 0 | 0 | 0 | 0 | 0 | 0 | 0 | 0 | 0 | 0 | 0 | 0 | 0 | 0 | 0 | 0 | 0 | 0 | 0 | 0 | 0 | 0 | 0 | 0 | 0 | 0 | 0 | 0
Residential_Manufactured Home Low Income_Existing_Space Heating_Natural Gas_Furnace_E1_Baseline Forecast | Residential | Manufactured Home Low Income | Existing | Space Heating | Natural Gas | Furnace | E1 |  | Baseline Forecast | 0 | 0.12446 | 0.13343 | 0.10665 | 0.11147 | 0.1166 | 0.12112 | 0.12507 | 0.12854 | 0.13156 | 0.13414 | 0.13633 | 0.13816 | 0.13966 | 0.14086 | 0.14179 | 0.14254 | 0.14305 | 0.13821 | 0.13433 | 0.12903 | 0.12464 | 0.12102 | 0.11806 | 0.11565 | 0.11383 | 0.11226 | 0.11098 | 0.10999 | 0.10922 | 0.13732 | 0.1362 | 0.12754
Residential_Manufactured Home Low Income_Existing_Space Heating_Natural Gas_Furnace_E2_Baseline Forecast | Residential | Manufactured Home Low Income | Existing | Space Heating | Natural Gas | Furnace | E2 |  | Baseline Forecast | 0 | 0.0078145 | 0.0083791 | 0.0066986 | 0.0069994 | 0.0073209 | 0.0076055 | 0.007854 | 0.0080726 | 0.0082623 | 0.0084244 | 0.0085614 | 0.0086757 | 0.0087689 | 0.0088431 | 0.0089002 | 0.0089449 | 0.0089748 | 0.008669 | 0.0084237 | 0.0080892 | 0.007812 | 0.0075828 | 0.0073946 | 0.0072409 | 0.0071247 | 0.0070237 | 0.0069403 | 0.0068754 | 0.0068238 | 0.0085747 | 0.0085005 | 0.0079535
Residential_Manufactured Home Low Income_Existing_Space Heating_Natural Gas_Furnace_E3_Baseline Forecast | Residential | Manufactured Home Low Income | Existing | Space Heating | Natural Gas | Furnace | E3 |  | Baseline Forecast | 0 | 0.0052097 | 0.0055864 | 0.0044662 | 0.0046665 | 0.0048807 | 0.0050706 | 0.0052363 | 0.0053821 | 0.0055087 | 0.0056167 | 0.005708 | 0.0057841 | 0.0058461 | 0.0058954 | 0.0059331 | 0.0059627 | 0.0059823 | 0.005778 | 0.0056141 | 0.0053909 | 0.0052057 | 0.0050526 | 0.0049268 | 0.004824 | 0.0047461 | 0.0046783 | 0.0046223 | 0.0045786 | 0.0045436 | 0.0057086 | 0.0056585 | 0.0052933
Residential_Manufactured Home Low Income_Existing_Space Heating_Natural Gas_Furnace_E4_Baseline Forecast | Residential | Manufactured Home Low Income | Existing | Space Heating | Natural Gas | Furnace | E4 |  | Baseline Forecast | 0 | 0 | 0 | 0 | 0 | 0 | 0 | 0 | 0 | 0 | 0 | 0 | 0 | 0 | 0 | 0 | 0 | 0 | 0 | 0 | 0 | 0 | 0 | 0 | 0 | 0 | 0 | 0 | 0 | 0 | 0 | 0 | 0
Residential_Manufactured Home Low Income_Existing_Space Heating_Natural Gas_Furnace_E5_Baseline Forecast | Residential | Manufactured Home Low Income | Existing | Space Heating | Natural Gas | Furnace | E5 |  | Baseline Forecast | 0 | 0.00064018 | 0.00068692 | 0.00054946 | 0.00057379 | 0.00060012 | 0.00062362 | 0.00064395 | 0.00066177 | 0.00067703 | 0.00068978 | 0.00070039 | 0.00070912 | 0.00071606 | 0.00072136 | 0.0007252 | 0.00072797 | 0.00072951 | 0.00070392 | 0.00068351 | 0.00065584 | 0.00063284 | 0.00061371 | 0.00059792 | 0.00058489 | 0.00057486 | 0.00056604 | 0.00055864 | 0.00055267 | 0.00054776 | 0.00068725 | 0.00068023 | 0.00063429
Residential_Manufactured Home Low Income_Existing_Space Heating_Natural Gas_Furnace_E6_Baseline Forecast | Residential | Manufactured Home Low Income | Existing | Space Heating | Natural Gas | Furnace | E6 |  | Baseline Forecast | 0 | 0 | 0 | 0 | 0 | 0 | 0 | 0 | 0 | 0 | 0 | 0 | 0 | 0 | 0 | 0 | 0 | 0 | 0 | 0 | 0 | 0 | 0 | 0 | 0 | 0 | 0 | 0 | 0 | 0 | 0 | 0 | 0
Residential_Manufactured Home Low Income_Existing_Space Heating_Natural Gas_Furnace_E7_Baseline Forecast | Residential | Manufactured Home Low Income | Existing | Space Heating | Natural Gas | Furnace | E7 |  | Baseline Forecast | 0 | 0 | 0 | 0 | 0 | 0 | 0 | 0 | 0 | 0 | 0 | 0 | 0 | 0 | 0 | 0 | 0 | 0 | 0 | 0 | 0 | 0 | 0 | 0 | 0 | 0 | 0 | 0 | 0 | 0 | 0 | 0 | 0
Residential_Manufactured Home Low Income_Existing_Space Heating_Natural Gas_Furnace_E8_Baseline Forecast | Residential | Manufactured Home Low Income | Existing | Space Heating | Natural Gas | Furnace | E8 |  | Baseline Forecast | 0 | 0 | 0 | 0 | 0 | 0 | 0 | 0 | 0 | 0 | 0 | 0 | 0 | 0 | 0 | 0 | 0 | 0 | 0 | 0 | 0 | 0 | 0 | 0 | 0 | 0 | 0 | 0 | 0 | 0 | 0 | 0 | 0
Residential_Manufactured Home Low Income_Existing_Space Heating_Natural Gas_Furnace_E9_Baseline Forecast | Residential | Manufactured Home Low Income | Existing | Space Heating | Natural Gas | Furnace | E9 |  | Baseline Forecast | 0 | 0 | 0 | 0 | 0 | 0 | 0 | 0 | 0 | 0 | 0 | 0 | 0 | 0 | 0 | 0 | 0 | 0 | 0 | 0 | 0 | 0 | 0 | 0 | 0 | 0 | 0 | 0 | 0 | 0 | 0 | 0 | 0
Residential_Manufactured Home Low Income_Existing_Space Heating_Natural Gas_Furnace_E10_Baseline Forecast | Residential | Manufactured Home Low Income | Existing | Space Heating | Natural Gas | Furnace | E10 |  | Baseline Forecast | 0 | 0 | 0 | 0 | 0 | 0 | 0 | 0 | 0 | 0 | 0 | 0 | 0 | 0 | 0 | 0 | 0 | 0 | 0 | 0 | 0 | 0 | 0 | 0 | 0 | 0 | 0 | 0 | 0 | 0 | 0 | 0 | 0
Residential_Manufactured Home Low Income_Existing_Space Heating_Natural Gas_Boiler_E1_Baseline Forecast | Residential | Manufactured Home Low Income | Existing | Space Heating | Natural Gas | Boiler | E1 |  | Baseline Forecast | 0 | 0 | 0 | 0 | 0 | 0 | 0 | 0 | 0 | 0 | 0 | 0 | 0 | 0 | 0 | 0 | 0 | 0 | 0 | 0 | 0 | 0 | 0 | 0 | 0 | 0 | 0 | 0 | 0 | 0 | 0 | 0 | 0
Residential_Manufactured Home Low Income_Existing_Space Heating_Natural Gas_Boiler_E2_Baseline Forecast | Residential | Manufactured Home Low Income | Existing | Space Heating | Natural Gas | Boiler | E2 |  | Baseline Forecast | 0 | 0 | 0 | 0 | 0 | 0 | 0 | 0 | 0 | 0 | 0 | 0 | 0 | 0 | 0 | 0 | 0 | 0 | 0 | 0 | 0 | 0 | 0 | 0 | 0 | 0 | 0 | 0 | 0 | 0 | 0 | 0 | 0
Residential_Manufactured Home Low Income_Existing_Space Heating_Natural Gas_Boiler_E3_Baseline Forecast | Residential | Manufactured Home Low Income | Existing | Space Heating | Natural Gas | Boiler | E3 |  | Baseline Forecast | 0 | 0 | 0 | 0 | 0 | 0 | 0 | 0 | 0 | 0 | 0 | 0 | 0 | 0 | 0 | 0 | 0 | 0 | 0 | 0 | 0 | 0 | 0 | 0 | 0 | 0 | 0 | 0 | 0 | 0 | 0 | 0 | 0
Residential_Manufactured Home Low Income_Existing_Space Heating_Natural Gas_Boiler_E4_Baseline Forecast | Residential | Manufactured Home Low Income | Existing | Space Heating | Natural Gas | Boiler | E4 |  | Baseline Forecast | 0 | 0 | 0 | 0 | 0 | 0 | 0 | 0 | 0 | 0 | 0 | 0 | 0 | 0 | 0 | 0 | 0 | 0 | 0 | 0 | 0 | 0 | 0 | 0 | 0 | 0 | 0 | 0 | 0 | 0 | 0 | 0 | 0
Residential_Manufactured Home Low Income_Existing_Space Heating_Natural Gas_Boiler_E5_Baseline Forecast | Residential | Manufactured Home Low Income | Existing | Space Heating | Natural Gas | Boiler | E5 |  | Baseline Forecast | 0 | 0 | 0 | 0 | 0 | 0 | 0 | 0 | 0 | 0 | 0 | 0 | 0 | 0 | 0 | 0 | 0 | 0 | 0 | 0 | 0 | 0 | 0 | 0 | 0 | 0 | 0 | 0 | 0 | 0 | 0 | 0 | 0
Residential_Manufactured Home Low Income_Existing_Space Heating_Natural Gas_Boiler_E6_Baseline Forecast | Residential | Manufactured Home Low Income | Existing | Space Heating | Natural Gas | Boiler | E6 |  | Baseline Forecast | 0 | 0 | 0 | 0 | 0 | 0 | 0 | 0 | 0 | 0 | 0 | 0 | 0 | 0 | 0 | 0 | 0 | 0 | 0 | 0 | 0 | 0 | 0 | 0 | 0 | 0 | 0 | 0 | 0 | 0 | 0 | 0 | 0
Residential_Manufactured Home Low Income_Existing_Space Heating_Natural Gas_Boiler_E7_Baseline Forecast | Residential | Manufactured Home Low Income | Existing | Space Heating | Natural Gas | Boiler | E7 |  | Baseline Forecast | 0 | 0 | 0 | 0 | 0 | 0 | 0 | 0 | 0 | 0 | 0 | 0 | 0 | 0 | 0 | 0 | 0 | 0 | 0 | 0 | 0 | 0 | 0 | 0 | 0 | 0 | 0 | 0 | 0 | 0 | 0 | 0 | 0
Residential_Manufactured Home Low Income_Existing_Space Heating_Natural Gas_Boiler_E8_Baseline Forecast | Residential | Manufactured Home Low Income | Existing | Space Heating | Natural Gas | Boiler | E8 |  | Baseline Forecast | 0 | 0 | 0 | 0 | 0 | 0 | 0 | 0 | 0 | 0 | 0 | 0 | 0 | 0 | 0 | 0 | 0 | 0 | 0 | 0 | 0 | 0 | 0 | 0 | 0 | 0 | 0 | 0 | 0 | 0 | 0 | 0 | 0
Residential_Manufactured Home Low Income_Existing_Space Heating_Natural Gas_Boiler_E9_Baseline Forecast | Residential | Manufactured Home Low Income | Existing | Space Heating | Natural Gas | Boiler | E9 |  | Baseline Forecast | 0 | 0 | 0 | 0 | 0 | 0 | 0 | 0 | 0 | 0 | 0 | 0 | 0 | 0 | 0 | 0 | 0 | 0 | 0 | 0 | 0 | 0 | 0 | 0 | 0 | 0 | 0 | 0 | 0 | 0 | 0 | 0 | 0
Residential_Manufactured Home Low Income_Existing_Space Heating_Natural Gas_Boiler_E10_Baseline Forecast | Residential | Manufactured Home Low Income | Existing | Space Heating | Natural Gas | Boiler | E10 |  | Baseline Forecast | 0 | 0 | 0 | 0 | 0 | 0 | 0 | 0 | 0 | 0 | 0 | 0 | 0 | 0 | 0 | 0 | 0 | 0 | 0 | 0 | 0 | 0 | 0 | 0 | 0 | 0 | 0 | 0 | 0 | 0 | 0 | 0 | 0
Residential_Manufactured Home Low Income_Existing_Secondary Heating_Natural Gas_Fireplace_E1_Baseline Forecast | Residential | Manufactured Home Low Income | Existing | Secondary Heating | Natural Gas | Fireplace | E1 |  | Baseline Forecast | 0 | 0.04139 | 0.041879 | 0.035589 | 0.035146 | 0.035019 | 0.034879 | 0.034719 | 0.034549 | 0.034366 | 0.034163 | 0.033944 | 0.03371 | 0.033461 | 0.033372 | 0.033296 | 0.032648 | 0.032073 | 0.031559 | 0.031097 | 0.030676 | 0.03029 | 0.029929 | 0.039495 | 0.03809 | 0.035367 | 0.034386 | 0.033501 | 0.032705 | 0.031933 | 0.031192 | 0.030483 | 0.02981
Residential_Manufactured Home Low Income_Existing_Secondary Heating_Natural Gas_Fireplace_E2_Baseline Forecast | Residential | Manufactured Home Low Income | Existing | Secondary Heating | Natural Gas | Fireplace | E2 |  | Baseline Forecast | 0 | 0 | 0 | 0 | 0 | 0 | 0 | 0 | 0 | 0 | 0 | 0 | 0 | 0 | 0 | 0 | 0 | 0 | 0 | 0 | 0 | 0 | 0 | 0 | 0 | 0 | 0 | 0 | 0 | 0 | 0 | 0 | 0
Residential_Manufactured Home Low Income_Existing_Secondary Heating_Natural Gas_Fireplace_E3_Baseline Forecast | Residential | Manufactured Home Low Income | Existing | Secondary Heating | Natural Gas | Fireplace | E3 |  | Baseline Forecast | 0 | 0 | 0 | 0 | 0 | 0 | 0 | 0 | 0 | 0 | 0 | 0 | 0 | 0 | 0 | 0 | 0 | 0 | 0 | 0 | 0 | 0 | 0 | 0 | 0 | 0 | 0 | 0 | 0 | 0 | 0 | 0 | 0
Residential_Manufactured Home Low Income_Existing_Secondary Heating_Natural Gas_Fireplace_E4_Baseline Forecast | Residential | Manufactured Home Low Income | Existing | Secondary Heating | Natural Gas | Fireplace | E4 |  | Baseline Forecast | 0 | 0 | 0 | 0 | 0 | 0 | 0 | 0 | 0 | 0 | 0 | 0 | 0 | 0 | 0 | 0 | 0 | 0 | 0 | 0 | 0 | 0 | 0 | 0 | 0 | 0 | 0 | 0 | 0 | 0 | 0 | 0 | 0
Residential_Manufactured Home Low Income_Existing_Secondary Heating_Natural Gas_Fireplace_E5_Baseline Forecast | Residential | Manufactured Home Low Income | Existing | Secondary Heating | Natural Gas | Fireplace | E5 |  | Baseline Forecast | 0 | 0 | 0 | 0 | 0 | 0 | 0 | 0 | 0 | 0 | 0 | 0 | 0 | 0 | 0 | 0 | 0 | 0 | 0 | 0 | 0 | 0 | 0 | 0 | 0 | 0 | 0 | 0 | 0 | 0 | 0 | 0 | 0
Residential_Manufactured Home Low Income_Existing_Secondary Heating_Natural Gas_Fireplace_E6_Baseline Forecast | Residential | Manufactured Home Low Income | Existing | Secondary Heating | Natural Gas | Fireplace | E6 |  | Baseline Forecast | 0 | 0 | 0 | 0 | 0 | 0 | 0 | 0 | 0 | 0 | 0 | 0 | 0 | 0 | 0 | 0 | 0 | 0 | 0 | 0 | 0 | 0 | 0 | 0 | 0 | 0 | 0 | 0 | 0 | 0 | 0 | 0 | 0
Residential_Manufactured Home Low Income_Existing_Secondary Heating_Natural Gas_Fireplace_E7_Baseline Forecast | Residential | Manufactured Home Low Income | Existing | Secondary Heating | Natural Gas | Fireplace | E7 |  | Baseline Forecast | 0 | 0 | 0 | 0 | 0 | 0 | 0 | 0 | 0 | 0 | 0 | 0 | 0 | 0 | 0 | 0 | 0 | 0 | 0 | 0 | 0 | 0 | 0 | 0 | 0 | 0 | 0 | 0 | 0 | 0 | 0 | 0 | 0
Residential_Manufactured Home Low Income_Existing_Secondary Heating_Natural Gas_Fireplace_E8_Baseline Forecast | Residential | Manufactured Home Low Income | Existing | Secondary Heating | Natural Gas | Fireplace | E8 |  | Baseline Forecast | 0 | 0 | 0 | 0 | 0 | 0 | 0 | 0 | 0 | 0 | 0 | 0 | 0 | 0 | 0 | 0 | 0 | 0 | 0 | 0 | 0 | 0 | 0 | 0 | 0 | 0 | 0 | 0 | 0 | 0 | 0 | 0 | 0
Residential_Manufactured Home Low Income_Existing_Secondary Heating_Natural Gas_Fireplace_E9_Baseline Forecast | Residential | Manufactured Home Low Income | Existing | Secondary Heating | Natural Gas | Fireplace | E9 |  | Baseline Forecast | 0 | 0 | 0 | 0 | 0 | 0 | 0 | 0 | 0 | 0 | 0 | 0 | 0 | 0 | 0 | 0 | 0 | 0 | 0 | 0 | 0 | 0 | 0 | 0 | 0 | 0 | 0 | 0 | 0 | 0 | 0 | 0 | 0
Residential_Manufactured Home Low Income_Existing_Secondary Heating_Natural Gas_Fireplace_E10_Baseline Forecast | Residential | Manufactured Home Low Income | Existing | Secondary Heating | Natural Gas | Fireplace | E10 |  | Baseline Forecast | 0 | 0 | 0 | 0 | 0 | 0 | 0 | 0 | 0 | 0 | 0 | 0 | 0 | 0 | 0 | 0 | 0 | 0 | 0 | 0 | 0 | 0 | 0 | 0 | 0 | 0 | 0 | 0 | 0 | 0 | 0 | 0 | 0
Residential_Manufactured Home Low Income_Existing_Water Heating_Natural Gas_Water Heater (<= 55 gal)_E1_Baseline Forecast | Residential | Manufactured Home Low Income | Existing | Water Heating | Natural Gas | Water Heater (<= 55 gal) | E1 |  | Baseline Forecast | 0 | 0.020608 | 0.024262 | 0.023003 | 0.025051 | 0.027001 | 0.028024 | 0.028911 | 0.029718 | 0.030278 | 0.027958 | 0.028264 | 0.026007 | 0.024649 | 0.023341 | 0.022482 | 0.021939 | 0.021619 | 0.021466 | 0.025848 | 0.025889 | 0.025016 | 0.025086 | 0.02481 | 0.024327 | 0.023696 | 0.022994 | 0.022389 | 0.021811 | 0.021282 | 0.020873 | 0.020675 | 0.020408
Residential_Manufactured Home Low Income_Existing_Water Heating_Natural Gas_Water Heater (<= 55 gal)_E2_Baseline Forecast | Residential | Manufactured Home Low Income | Existing | Water Heating | Natural Gas | Water Heater (<= 55 gal) | E2 |  | Baseline Forecast | 0 | 0.12215 | 0.14047 | 0.1309 | 0.14087 | 0.14994 | 0.15789 | 0.16424 | 0.16926 | 0.1733 | 0.17915 | 0.18148 | 0.16974 | 0.16176 | 0.15388 | 0.14869 | 0.14554 | 0.14388 | 0.14327 | 0.17279 | 0.17339 | 0.16812 | 0.16882 | 0.1674 | 0.16477 | 0.16119 | 0.1572 | 0.15306 | 0.14911 | 0.14549 | 0.1427 | 0.14134 | 0.13952
Residential_Manufactured Home Low Income_Existing_Water Heating_Natural Gas_Water Heater (<= 55 gal)_E3_Baseline Forecast | Residential | Manufactured Home Low Income | Existing | Water Heating | Natural Gas | Water Heater (<= 55 gal) | E3 |  | Baseline Forecast | 0 | 0.0059479 | 0.0068636 | 0.0064126 | 0.0069134 | 0.0073722 | 0.0077463 | 0.0080481 | 0.0082906 | 0.0084822 | 0.0086294 | 0.0087392 | 0.0081559 | 0.0077668 | 0.0073839 | 0.0071322 | 0.0069783 | 0.0068954 | 0.0068637 | 0.0082763 | 0.0083031 | 0.0080469 | 0.0080794 | 0.0080088 | 0.007879 | 0.0077034 | 0.0075081 | 0.0073104 | 0.0071217 | 0.0069489 | 0.0068156 | 0.0067506 | 0.0066637
Residential_Manufactured Home Low Income_Existing_Water Heating_Natural Gas_Water Heater (<= 55 gal)_E4_Baseline Forecast | Residential | Manufactured Home Low Income | Existing | Water Heating | Natural Gas | Water Heater (<= 55 gal) | E4 |  | Baseline Forecast | 0 | 0 | 0 | 0 | 0 | 0 | 0 | 0 | 0 | 0 | 0 | 0 | 0 | 0 | 0 | 0 | 0 | 0 | 0 | 0 | 0 | 0 | 0 | 0 | 0 | 0 | 0 | 0 | 0 | 0 | 0 | 0 | 0
Residential_Manufactured Home Low Income_Existing_Water Heating_Natural Gas_Water Heater (<= 55 gal)_E5_Baseline Forecast | Residential | Manufactured Home Low Income | Existing | Water Heating | Natural Gas | Water Heater (<= 55 gal) | E5 |  | Baseline Forecast | 0 | 0 | 0 | 0 | 0 | 0 | 0 | 0 | 0 | 0 | 0 | 0 | 0 | 0 | 0 | 0 | 0 | 0 | 0 | 0 | 0 | 0 | 0 | 0 | 0 | 0 | 0 | 0 | 0 | 0 | 0 | 0 | 0
Residential_Manufactured Home Low Income_Existing_Water Heating_Natural Gas_Water Heater (<= 55 gal)_E6_Baseline Forecast | Residential | Manufactured Home Low Income | Existing | Water Heating | Natural Gas | Water Heater (<= 55 gal) | E6 |  | Baseline Forecast | 0 | 0 | 0 | 0 | 0 | 0 | 0 | 0 | 0 | 0 | 0 | 0 | 0 | 0 | 0 | 0 | 0 | 0 | 0 | 0 | 0 | 0 | 0 | 0 | 0 | 0 | 0 | 0 | 0 | 0 | 0 | 0 | 0
Residential_Manufactured Home Low Income_Existing_Water Heating_Natural Gas_Water Heater (<= 55 gal)_E7_Baseline Forecast | Residential | Manufactured Home Low Income | Existing | Water Heating | Natural Gas | Water Heater (<= 55 gal) | E7 |  | Baseline Forecast | 0 | 0 | 0 | 0 | 0 | 0 | 0 | 0 | 0 | 0 | 0 | 0 | 0 | 0 | 0 | 0 | 0 | 0 | 0 | 0 | 0 | 0 | 0 | 0 | 0 | 0 | 0 | 0 | 0 | 0 | 0 | 0 | 0
Residential_Manufactured Home Low Income_Existing_Water Heating_Natural Gas_Water Heater (<= 55 gal)_E8_Baseline Forecast | Residential | Manufactured Home Low Income | Existing | Water Heating | Natural Gas | Water Heater (<= 55 gal) | E8 |  | Baseline Forecast | 0 | 0 | 0 | 0 | 0 | 0 | 0 | 0 | 0 | 0 | 0 | 0 | 0 | 0 | 0 | 0 | 0 | 0 | 0 | 0 | 0 | 0 | 0 | 0 | 0 | 0 | 0 | 0 | 0 | 0 | 0 | 0 | 0
Residential_Manufactured Home Low Income_Existing_Water Heating_Natural Gas_Water Heater (<= 55 gal)_E9_Baseline Forecast | Residential | Manufactured Home Low Income | Existing | Water Heating | Natural Gas | Water Heater (<= 55 gal) | E9 |  | Baseline Forecast | 0 | 0 | 0 | 0 | 0 | 0 | 0 | 0 | 0 | 0 | 0 | 0 | 0 | 0 | 0 | 0 | 0 | 0 | 0 | 0 | 0 | 0 | 0 | 0 | 0 | 0 | 0 | 0 | 0 | 0 | 0 | 0 | 0
Residential_Manufactured Home Low Income_Existing_Water Heating_Natural Gas_Water Heater (<= 55 gal)_E10_Baseline Forecast | Residential | Manufactured Home Low Income | Existing | Water Heating | Natural Gas | Water Heater (<= 55 gal) | E10 |  | Baseline Forecast | 0 | 0 | 0 | 0 | 0 | 0 | 0 | 0 | 0 | 0 | 0 | 0 | 0 | 0 | 0 | 0 | 0 | 0 | 0 | 0 | 0 | 0 | 0 | 0 | 0 | 0 | 0 | 0 | 0 | 0 | 0 | 0 | 0
Residential_Manufactured Home Low Income_Existing_Water Heating_Natural Gas_Water Heater (> 55 gal)_E1_Baseline Forecast | Residential | Manufactured Home Low Income | Existing | Water Heating | Natural Gas | Water Heater (> 55 gal) | E1 |  | Baseline Forecast | 0 | 0 | 0 | 0 | 0 | 0 | 0 | 0 | 0 | 0 | 0 | 0 | 0 | 0 | 0 | 0 | 0 | 0 | 0 | 0 | 0 | 0 | 0 | 0 | 0 | 0 | 0 | 0 | 0 | 0 | 0 | 0 | 0
Residential_Manufactured Home Low Income_Existing_Water Heating_Natural Gas_Water Heater (> 55 gal)_E2_Baseline Forecast | Residential | Manufactured Home Low Income | Existing | Water Heating | Natural Gas | Water Heater (> 55 gal) | E2 |  | Baseline Forecast | 0 | 0 | 0 | 0 | 0 | 0 | 0 | 0 | 0 | 0 | 0 | 0 | 0 | 0 | 0 | 0 | 0 | 0 | 0 | 0 | 0 | 0 | 0 | 0 | 0 | 0 | 0 | 0 | 0 | 0 | 0 | 0 | 0
Residential_Manufactured Home Low Income_Existing_Water Heating_Natural Gas_Water Heater (> 55 gal)_E3_Baseline Forecast | Residential | Manufactured Home Low Income | Existing | Water Heating | Natural Gas | Water Heater (> 55 gal) | E3 |  | Baseline Forecast | 0 | 0 | 0 | 0 | 0 | 0 | 0 | 0 | 0 | 0 | 0 | 0 | 0 | 0 | 0 | 0 | 0 | 0 | 0 | 0 | 0 | 0 | 0 | 0 | 0 | 0 | 0 | 0 | 0 | 0 | 0 | 0 | 0
Residential_Manufactured Home Low Income_Existing_Water Heating_Natural Gas_Water Heater (> 55 gal)_E4_Baseline Forecast | Residential | Manufactured Home Low Income | Existing | Water Heating | Natural Gas | Water Heater (> 55 gal) | E4 |  | Baseline Forecast | 0 | 0 | 0 | 0 | 0 | 0 | 0 | 0 | 0 | 0 | 0 | 0 | 0 | 0 | 0 | 0 | 0 | 0 | 0 | 0 | 0 | 0 | 0 | 0 | 0 | 0 | 0 | 0 | 0 | 0 | 0 | 0 | 0
Residential_Manufactured Home Low Income_Existing_Water Heating_Natural Gas_Water Heater (> 55 gal)_E5_Baseline Forecast | Residential | Manufactured Home Low Income | Existing | Water Heating | Natural Gas | Water Heater (> 55 gal) | E5 |  | Baseline Forecast | 0 | 0 | 0 | 0 | 0 | 0 | 0 | 0 | 0 | 0 | 0 | 0 | 0 | 0 | 0 | 0 | 0 | 0 | 0 | 0 | 0 | 0 | 0 | 0 | 0 | 0 | 0 | 0 | 0 | 0 | 0 | 0 | 0
Residential_Manufactured Home Low Income_Existing_Water Heating_Natural Gas_Water Heater (> 55 gal)_E6_Baseline Forecast | Residential | Manufactured Home Low Income | Existing | Water Heating | Natural Gas | Water Heater (> 55 gal) | E6 |  | Baseline Forecast | 0 | 0 | 0 | 0 | 0 | 0 | 0 | 0 | 0 | 0 | 0 | 0 | 0 | 0 | 0 | 0 | 0 | 0 | 0 | 0 | 0 | 0 | 0 | 0 | 0 | 0 | 0 | 0 | 0 | 0 | 0 | 0 | 0
Residential_Manufactured Home Low Income_Existing_Water Heating_Natural Gas_Water Heater (> 55 gal)_E7_Baseline Forecast | Residential | Manufactured Home Low Income | Existing | Water Heating | Natural Gas | Water Heater (> 55 gal) | E7 |  | Baseline Forecast | 0 | 0 | 0 | 0 | 0 | 0 | 0 | 0 | 0 | 0 | 0 | 0 | 0 | 0 | 0 | 0 | 0 | 0 | 0 | 0 | 0 | 0 | 0 | 0 | 0 | 0 | 0 | 0 | 0 | 0 | 0 | 0 | 0
Residential_Manufactured Home Low Income_Existing_Water Heating_Natural Gas_Water Heater (> 55 gal)_E8_Baseline Forecast | Residential | Manufactured Home Low Income | Existing | Water Heating | Natural Gas | Water Heater (> 55 gal) | E8 |  | Baseline Forecast | 0 | 0 | 0 | 0 | 0 | 0 | 0 | 0 | 0 | 0 | 0 | 0 | 0 | 0 | 0 | 0 | 0 | 0 | 0 | 0 | 0 | 0 | 0 | 0 | 0 | 0 | 0 | 0 | 0 | 0 | 0 | 0 | 0
Residential_Manufactured Home Low Income_Existing_Water Heating_Natural Gas_Water Heater (> 55 gal)_E9_Baseline Forecast | Residential | Manufactured Home Low Income | Existing | Water Heating | Natural Gas | Water Heater (> 55 gal) | E9 |  | Baseline Forecast | 0 | 0 | 0 | 0 | 0 | 0 | 0 | 0 | 0 | 0 | 0 | 0 | 0 | 0 | 0 | 0 | 0 | 0 | 0 | 0 | 0 | 0 | 0 | 0 | 0 | 0 | 0 | 0 | 0 | 0 | 0 | 0 | 0
Residential_Manufactured Home Low Income_Existing_Water Heating_Natural Gas_Water Heater (> 55 gal)_E10_Baseline Forecast | Residential | Manufactured Home Low Income | Existing | Water Heating | Natural Gas | Water Heater (> 55 gal) | E10 |  | Baseline Forecast | 0 | 0 | 0 | 0 | 0 | 0 | 0 | 0 | 0 | 0 | 0 | 0 | 0 | 0 | 0 | 0 | 0 | 0 | 0 | 0 | 0 | 0 | 0 | 0 | 0 | 0 | 0 | 0 | 0 | 0 | 0 | 0 | 0
Residential_Manufactured Home Low Income_Existing_Appliances_Natural Gas_Clothes Dryer_E1_Baseline Forecast | Residential | Manufactured Home Low Income | Existing | Appliances | Natural Gas | Clothes Dryer | E1 |  | Baseline Forecast | 0 | 0.035544 | 0.041116 | 0.039038 | 0.042082 | 0.044864 | 0.047129 | 0.04895 | 0.050411 | 0.051562 | 0.052442 | 0.04895 | 0.046638 | 0.044434 | 0.043014 | 0.042174 | 0.041757 | 0.041637 | 0.050198 | 0.050433 | 0.049081 | 0.048777 | 0.048076 | 0.047074 | 0.045939 | 0.044781 | 0.04367 | 0.042649 | 0.041825 | 0.04143 | 0.040945 | 0.040677 | 0.040497
Residential_Manufactured Home Low Income_Existing_Appliances_Natural Gas_Clothes Dryer_E2_Baseline Forecast | Residential | Manufactured Home Low Income | Existing | Appliances | Natural Gas | Clothes Dryer | E2 |  | Baseline Forecast | 0 | 0.028467 | 0.032933 | 0.031272 | 0.033708 | 0.03594 | 0.037764 | 0.039231 | 0.040412 | 0.041345 | 0.042061 | 0.039268 | 0.037422 | 0.035663 | 0.034531 | 0.033865 | 0.033539 | 0.033451 | 0.040338 | 0.040537 | 0.039459 | 0.039223 | 0.038665 | 0.037865 | 0.036956 | 0.036027 | 0.035135 | 0.034314 | 0.033651 | 0.033332 | 0.032939 | 0.03272 | 0.032571
Residential_Manufactured Home Low Income_Existing_Appliances_Natural Gas_Clothes Dryer_E3_Baseline Forecast | Residential | Manufactured Home Low Income | Existing | Appliances | Natural Gas | Clothes Dryer | E3 |  | Baseline Forecast | 0 | 0 | 0 | 0 | 0 | 0 | 0 | 0 | 0 | 0 | 0 | 0 | 0 | 0 | 0 | 0 | 0 | 0 | 0 | 0 | 0 | 0 | 0 | 0 | 0 | 0 | 0 | 0 | 0 | 0 | 0 | 0 | 0
Residential_Manufactured Home Low Income_Existing_Appliances_Natural Gas_Clothes Dryer_E4_Baseline Forecast | Residential | Manufactured Home Low Income | Existing | Appliances | Natural Gas | Clothes Dryer | E4 |  | Baseline Forecast | 0 | 0 | 0 | 0 | 0 | 0 | 0 | 0 | 0 | 0 | 0 | 0 | 0 | 0 | 0 | 0 | 0 | 0 | 0 | 0 | 0 | 0 | 0 | 0 | 0 | 0 | 0 | 0 | 0 | 0 | 0 | 0 | 0
Residential_Manufactured Home Low Income_Existing_Appliances_Natural Gas_Clothes Dryer_E5_Baseline Forecast | Residential | Manufactured Home Low Income | Existing | Appliances | Natural Gas | Clothes Dryer | E5 |  | Baseline Forecast | 0 | 0 | 0 | 0 | 0 | 0 | 0 | 0 | 0 | 0 | 0 | 0 | 0 | 0 | 0 | 0 | 0 | 0 | 0 | 0 | 0 | 0 | 0 | 0 | 0 | 0 | 0 | 0 | 0 | 0 | 0 | 0 | 0
Residential_Manufactured Home Low Income_Existing_Appliances_Natural Gas_Clothes Dryer_E6_Baseline Forecast | Residential | Manufactured Home Low Income | Existing | Appliances | Natural Gas | Clothes Dryer | E6 |  | Baseline Forecast | 0 | 0 | 0 | 0 | 0 | 0 | 0 | 0 | 0 | 0 | 0 | 0 | 0 | 0 | 0 | 0 | 0 | 0 | 0 | 0 | 0 | 0 | 0 | 0 | 0 | 0 | 0 | 0 | 0 | 0 | 0 | 0 | 0
Residential_Manufactured Home Low Income_Existing_Appliances_Natural Gas_Clothes Dryer_E7_Baseline Forecast | Residential | Manufactured Home Low Income | Existing | Appliances | Natural Gas | Clothes Dryer | E7 |  | Baseline Forecast | 0 | 0 | 0 | 0 | 0 | 0 | 0 | 0 | 0 | 0 | 0 | 0 | 0 | 0 | 0 | 0 | 0 | 0 | 0 | 0 | 0 | 0 | 0 | 0 | 0 | 0 | 0 | 0 | 0 | 0 | 0 | 0 | 0
Residential_Manufactured Home Low Income_Existing_Appliances_Natural Gas_Clothes Dryer_E8_Baseline Forecast | Residential | Manufactured Home Low Income | Existing | Appliances | Natural Gas | Clothes Dryer | E8 |  | Baseline Forecast | 0 | 0 | 0 | 0 | 0 | 0 | 0 | 0 | 0 | 0 | 0 | 0 | 0 | 0 | 0 | 0 | 0 | 0 | 0 | 0 | 0 | 0 | 0 | 0 | 0 | 0 | 0 | 0 | 0 | 0 | 0 | 0 | 0
Residential_Manufactured Home Low Income_Existing_Appliances_Natural Gas_Clothes Dryer_E9_Baseline Forecast | Residential | Manufactured Home Low Income | Existing | Appliances | Natural Gas | Clothes Dryer | E9 |  | Baseline Forecast | 0 | 0 | 0 | 0 | 0 | 0 | 0 | 0 | 0 | 0 | 0 | 0 | 0 | 0 | 0 | 0 | 0 | 0 | 0 | 0 | 0 | 0 | 0 | 0 | 0 | 0 | 0 | 0 | 0 | 0 | 0 | 0 | 0
Residential_Manufactured Home Low Income_Existing_Appliances_Natural Gas_Clothes Dryer_E10_Baseline Forecast | Residential | Manufactured Home Low Income | Existing | Appliances | Natural Gas | Clothes Dryer | E10 |  | Baseline Forecast | 0 | 0 | 0 | 0 | 0 | 0 | 0 | 0 | 0 | 0 | 0 | 0 | 0 | 0 | 0 | 0 | 0 | 0 | 0 | 0 | 0 | 0 | 0 | 0 | 0 | 0 | 0 | 0 | 0 | 0 | 0 | 0 | 0
Residential_Manufactured Home Low Income_Existing_Appliances_Natural Gas_Stove/Oven_E1_Baseline Forecast | Residential | Manufactured Home Low Income | Existing | Appliances | Natural Gas | Stove/Oven | E1 |  | Baseline Forecast | 0 | 0.074053 | 0.085771 | 0.082146 | 0.088511 | 0.094321 | 0.099033 | 0.10281 | 0.10583 | 0.10819 | 0.10999 | 0.10252 | 0.097539 | 0.092905 | 0.08991 | 0.088129 | 0.087232 | 0.086953 | 0.10462 | 0.1051 | 0.10244 | 0.10175 | 0.10022 | 0.098067 | 0.095648 | 0.093187 | 0.09083 | 0.088666 | 0.086867 | 0.085977 | 0.084959 | 0.084387 | 0.083992
Residential_Manufactured Home Low Income_Existing_Appliances_Natural Gas_Stove/Oven_E2_Baseline Forecast | Residential | Manufactured Home Low Income | Existing | Appliances | Natural Gas | Stove/Oven | E2 |  | Baseline Forecast | 0 | 0.031854 | 0.036902 | 0.035348 | 0.038082 | 0.04059 | 0.042638 | 0.044283 | 0.045605 | 0.046646 | 0.047442 | 0.044239 | 0.04211 | 0.040129 | 0.038854 | 0.038103 | 0.037733 | 0.037631 | 0.045302 | 0.04553 | 0.044398 | 0.044114 | 0.043465 | 0.042546 | 0.041504 | 0.040442 | 0.039423 | 0.038486 | 0.037704 | 0.037316 | 0.036868 | 0.036612 | 0.036431
Residential_Manufactured Home Low Income_Existing_Appliances_Natural Gas_Stove/Oven_E3_Baseline Forecast | Residential | Manufactured Home Low Income | Existing | Appliances | Natural Gas | Stove/Oven | E3 |  | Baseline Forecast | 0 | 0 | 0 | 0 | 0 | 0 | 0 | 0 | 0 | 0 | 0 | 0 | 0 | 0 | 0 | 0 | 0 | 0 | 0 | 0 | 0 | 0 | 0 | 0 | 0 | 0 | 0 | 0 | 0 | 0 | 0 | 0 | 0
Residential_Manufactured Home Low Income_Existing_Appliances_Natural Gas_Stove/Oven_E4_Baseline Forecast | Residential | Manufactured Home Low Income | Existing | Appliances | Natural Gas | Stove/Oven | E4 |  | Baseline Forecast | 0 | 0 | 0 | 0 | 0 | 0 | 0 | 0 | 0 | 0 | 0 | 0 | 0 | 0 | 0 | 0 | 0 | 0 | 0 | 0 | 0 | 0 | 0 | 0 | 0 | 0 | 0 | 0 | 0 | 0 | 0 | 0 | 0
Residential_Manufactured Home Low Income_Existing_Appliances_Natural Gas_Stove/Oven_E5_Baseline Forecast | Residential | Manufactured Home Low Income | Existing | Appliances | Natural Gas | Stove/Oven | E5 |  | Baseline Forecast | 0 | 0 | 0 | 0 | 0 | 0 | 0 | 0 | 0 | 0 | 0 | 0 | 0 | 0 | 0 | 0 | 0 | 0 | 0 | 0 | 0 | 0 | 0 | 0 | 0 | 0 | 0 | 0 | 0 | 0 | 0 | 0 | 0
Residential_Manufactured Home Low Income_Existing_Appliances_Natural Gas_Stove/Oven_E6_Baseline Forecast | Residential | Manufactured Home Low Income | Existing | Appliances | Natural Gas | Stove/Oven | E6 |  | Baseline Forecast | 0 | 0 | 0 | 0 | 0 | 0 | 0 | 0 | 0 | 0 | 0 | 0 | 0 | 0 | 0 | 0 | 0 | 0 | 0 | 0 | 0 | 0 | 0 | 0 | 0 | 0 | 0 | 0 | 0 | 0 | 0 | 0 | 0
Residential_Manufactured Home Low Income_Existing_Appliances_Natural Gas_Stove/Oven_E7_Baseline Forecast | Residential | Manufactured Home Low Income | Existing | Appliances | Natural Gas | Stove/Oven | E7 |  | Baseline Forecast | 0 | 0 | 0 | 0 | 0 | 0 | 0 | 0 | 0 | 0 | 0 | 0 | 0 | 0 | 0 | 0 | 0 | 0 | 0 | 0 | 0 | 0 | 0 | 0 | 0 | 0 | 0 | 0 | 0 | 0 | 0 | 0 | 0
Residential_Manufactured Home Low Income_Existing_Appliances_Natural Gas_Stove/Oven_E8_Baseline Forecast | Residential | Manufactured Home Low Income | Existing | Appliances | Natural Gas | Stove/Oven | E8 |  | Baseline Forecast | 0 | 0 | 0 | 0 | 0 | 0 | 0 | 0 | 0 | 0 | 0 | 0 | 0 | 0 | 0 | 0 | 0 | 0 | 0 | 0 | 0 | 0 | 0 | 0 | 0 | 0 | 0 | 0 | 0 | 0 | 0 | 0 | 0
Residential_Manufactured Home Low Income_Existing_Appliances_Natural Gas_Stove/Oven_E9_Baseline Forecast | Residential | Manufactured Home Low Income | Existing | Appliances | Natural Gas | Stove/Oven | E9 |  | Baseline Forecast | 0 | 0 | 0 | 0 | 0 | 0 | 0 | 0 | 0 | 0 | 0 | 0 | 0 | 0 | 0 | 0 | 0 | 0 | 0 | 0 | 0 | 0 | 0 | 0 | 0 | 0 | 0 | 0 | 0 | 0 | 0 | 0 | 0
Residential_Manufactured Home Low Income_Existing_Appliances_Natural Gas_Stove/Oven_E10_Baseline Forecast | Residential | Manufactured Home Low Income | Existing | Appliances | Natural Gas | Stove/Oven | E10 |  | Baseline Forecast | 0 | 0 | 0 | 0 | 0 | 0 | 0 | 0 | 0 | 0 | 0 | 0 | 0 | 0 | 0 | 0 | 0 | 0 | 0 | 0 | 0 | 0 | 0 | 0 | 0 | 0 | 0 | 0 | 0 | 0 | 0 | 0 | 0
Residential_Manufactured Home Low Income_Existing_Miscellaneous_Natural Gas_Pool Heater_E1_Baseline Forecast | Residential | Manufactured Home Low Income | Existing | Miscellaneous | Natural Gas | Pool Heater | E1 |  | Baseline Forecast | 0 | 0 | 0 | 0 | 0 | 0 | 0 | 0 | 0 | 0 | 0 | 0 | 0 | 0 | 0 | 0 | 0 | 0 | 0 | 0 | 0 | 0 | 0 | 0 | 0 | 0 | 0 | 0 | 0 | 0 | 0 | 0 | 0
Residential_Manufactured Home Low Income_Existing_Miscellaneous_Natural Gas_Pool Heater_E2_Baseline Forecast | Residential | Manufactured Home Low Income | Existing | Miscellaneous | Natural Gas | Pool Heater | E2 |  | Baseline Forecast | 0 | 0 | 0 | 0 | 0 | 0 | 0 | 0 | 0 | 0 | 0 | 0 | 0 | 0 | 0 | 0 | 0 | 0 | 0 | 0 | 0 | 0 | 0 | 0 | 0 | 0 | 0 | 0 | 0 | 0 | 0 | 0 | 0
Residential_Manufactured Home Low Income_Existing_Miscellaneous_Natural Gas_Pool Heater_E3_Baseline Forecast | Residential | Manufactured Home Low Income | Existing | Miscellaneous | Natural Gas | Pool Heater | E3 |  | Baseline Forecast | 0 | 0 | 0 | 0 | 0 | 0 | 0 | 0 | 0 | 0 | 0 | 0 | 0 | 0 | 0 | 0 | 0 | 0 | 0 | 0 | 0 | 0 | 0 | 0 | 0 | 0 | 0 | 0 | 0 | 0 | 0 | 0 | 0
Residential_Manufactured Home Low Income_Existing_Miscellaneous_Natural Gas_Pool Heater_E4_Baseline Forecast | Residential | Manufactured Home Low Income | Existing | Miscellaneous | Natural Gas | Pool Heater | E4 |  | Baseline Forecast | 0 | 0 | 0 | 0 | 0 | 0 | 0 | 0 | 0 | 0 | 0 | 0 | 0 | 0 | 0 | 0 | 0 | 0 | 0 | 0 | 0 | 0 | 0 | 0 | 0 | 0 | 0 | 0 | 0 | 0 | 0 | 0 | 0
Residential_Manufactured Home Low Income_Existing_Miscellaneous_Natural Gas_Pool Heater_E5_Baseline Forecast | Residential | Manufactured Home Low Income | Existing | Miscellaneous | Natural Gas | Pool Heater | E5 |  | Baseline Forecast | 0 | 0 | 0 | 0 | 0 | 0 | 0 | 0 | 0 | 0 | 0 | 0 | 0 | 0 | 0 | 0 | 0 | 0 | 0 | 0 | 0 | 0 | 0 | 0 | 0 | 0 | 0 | 0 | 0 | 0 | 0 | 0 | 0
Residential_Manufactured Home Low Income_Existing_Miscellaneous_Natural Gas_Pool Heater_E6_Baseline Forecast | Residential | Manufactured Home Low Income | Existing | Miscellaneous | Natural Gas | Pool Heater | E6 |  | Baseline Forecast | 0 | 0 | 0 | 0 | 0 | 0 | 0 | 0 | 0 | 0 | 0 | 0 | 0 | 0 | 0 | 0 | 0 | 0 | 0 | 0 | 0 | 0 | 0 | 0 | 0 | 0 | 0 | 0 | 0 | 0 | 0 | 0 | 0
Residential_Manufactured Home Low Income_Existing_Miscellaneous_Natural Gas_Pool Heater_E7_Baseline Forecast | Residential | Manufactured Home Low Income | Existing | Miscellaneous | Natural Gas | Pool Heater | E7 |  | Baseline Forecast | 0 | 0 | 0 | 0 | 0 | 0 | 0 | 0 | 0 | 0 | 0 | 0 | 0 | 0 | 0 | 0 | 0 | 0 | 0 | 0 | 0 | 0 | 0 | 0 | 0 | 0 | 0 | 0 | 0 | 0 | 0 | 0 | 0
Residential_Manufactured Home Low Income_Existing_Miscellaneous_Natural Gas_Pool Heater_E8_Baseline Forecast | Residential | Manufactured Home Low Income | Existing | Miscellaneous | Natural Gas | Pool Heater | E8 |  | Baseline Forecast | 0 | 0 | 0 | 0 | 0 | 0 | 0 | 0 | 0 | 0 | 0 | 0 | 0 | 0 | 0 | 0 | 0 | 0 | 0 | 0 | 0 | 0 | 0 | 0 | 0 | 0 | 0 | 0 | 0 | 0 | 0 | 0 | 0
Residential_Manufactured Home Low Income_Existing_Miscellaneous_Natural Gas_Pool Heater_E9_Baseline Forecast | Residential | Manufactured Home Low Income | Existing | Miscellaneous | Natural Gas | Pool Heater | E9 |  | Baseline Forecast | 0 | 0 | 0 | 0 | 0 | 0 | 0 | 0 | 0 | 0 | 0 | 0 | 0 | 0 | 0 | 0 | 0 | 0 | 0 | 0 | 0 | 0 | 0 | 0 | 0 | 0 | 0 | 0 | 0 | 0 | 0 | 0 | 0
Residential_Manufactured Home Low Income_Existing_Miscellaneous_Natural Gas_Pool Heater_E10_Baseline Forecast | Residential | Manufactured Home Low Income | Existing | Miscellaneous | Natural Gas | Pool Heater | E10 |  | Baseline Forecast | 0 | 0 | 0 | 0 | 0 | 0 | 0 | 0 | 0 | 0 | 0 | 0 | 0 | 0 | 0 | 0 | 0 | 0 | 0 | 0 | 0 | 0 | 0 | 0 | 0 | 0 | 0 | 0 | 0 | 0 | 0 | 0 | 0
Residential_Manufactured Home Low Income_Existing_Miscellaneous_Natural Gas_Miscellaneous_E1_Baseline Forecast | Residential | Manufactured Home Low Income | Existing | Miscellaneous | Natural Gas | Miscellaneous | E1 |  | Baseline Forecast | 0 | 0.34771 | 0.41884 | 0.4288 | 0.46654 | 0.49963 | 0.52574 | 0.4867 | 0.46505 | 0.4491 | 0.44265 | 0.44267 | 0.44687 | 0.52859 | 0.52537 | 0.50705 | 0.49864 | 0.48961 | 0.48108 | 0.47087 | 0.46599 | 0.46038 | 0.45666 | 0.4537 | 0.45093 | 0.46598 | 0.45708 | 0.44517 | 0.43714 | 0.4299 | 0.42361 | 0.42034 | 0.41753
Residential_Manufactured Home Low Income_Existing_Miscellaneous_Natural Gas_Miscellaneous_E2_Baseline Forecast | Residential | Manufactured Home Low Income | Existing | Miscellaneous | Natural Gas | Miscellaneous | E2 |  | Baseline Forecast | 0 | 0 | 0 | 0 | 0 | 0 | 0 | 0 | 0 | 0 | 0 | 0 | 0 | 0 | 0 | 0 | 0 | 0 | 0 | 0 | 0 | 0 | 0 | 0 | 0 | 0 | 0 | 0 | 0 | 0 | 0 | 0 | 0
Residential_Manufactured Home Low Income_Existing_Miscellaneous_Natural Gas_Miscellaneous_E3_Baseline Forecast | Residential | Manufactured Home Low Income | Existing | Miscellaneous | Natural Gas | Miscellaneous | E3 |  | Baseline Forecast | 0 | 0 | 0 | 0 | 0 | 0 | 0 | 0 | 0 | 0 | 0 | 0 | 0 | 0 | 0 | 0 | 0 | 0 | 0 | 0 | 0 | 0 | 0 | 0 | 0 | 0 | 0 | 0 | 0 | 0 | 0 | 0 | 0
Residential_Manufactured Home Low Income_Existing_Miscellaneous_Natural Gas_Miscellaneous_E4_Baseline Forecast | Residential | Manufactured Home Low Income | Existing | Miscellaneous | Natural Gas | Miscellaneous | E4 |  | Baseline Forecast | 0 | 0 | 0 | 0 | 0 | 0 | 0 | 0 | 0 | 0 | 0 | 0 | 0 | 0 | 0 | 0 | 0 | 0 | 0 | 0 | 0 | 0 | 0 | 0 | 0 | 0 | 0 | 0 | 0 | 0 | 0 | 0 | 0
Residential_Manufactured Home Low Income_Existing_Miscellaneous_Natural Gas_Miscellaneous_E5_Baseline Forecast | Residential | Manufactured Home Low Income | Existing | Miscellaneous | Natural Gas | Miscellaneous | E5 |  | Baseline Forecast | 0 | 0 | 0 | 0 | 0 | 0 | 0 | 0 | 0 | 0 | 0 | 0 | 0 | 0 | 0 | 0 | 0 | 0 | 0 | 0 | 0 | 0 | 0 | 0 | 0 | 0 | 0 | 0 | 0 | 0 | 0 | 0 | 0
Residential_Manufactured Home Low Income_Existing_Miscellaneous_Natural Gas_Miscellaneous_E6_Baseline Forecast | Residential | Manufactured Home Low Income | Existing | Miscellaneous | Natural Gas | Miscellaneous | E6 |  | Baseline Forecast | 0 | 0 | 0 | 0 | 0 | 0 | 0 | 0 | 0 | 0 | 0 | 0 | 0 | 0 | 0 | 0 | 0 | 0 | 0 | 0 | 0 | 0 | 0 | 0 | 0 | 0 | 0 | 0 | 0 | 0 | 0 | 0 | 0
Residential_Manufactured Home Low Income_Existing_Miscellaneous_Natural Gas_Miscellaneous_E7_Baseline Forecast | Residential | Manufactured Home Low Income | Existing | Miscellaneous | Natural Gas | Miscellaneous | E7 |  | Baseline Forecast | 0 | 0 | 0 | 0 | 0 | 0 | 0 | 0 | 0 | 0 | 0 | 0 | 0 | 0 | 0 | 0 | 0 | 0 | 0 | 0 | 0 | 0 | 0 | 0 | 0 | 0 | 0 | 0 | 0 | 0 | 0 | 0 | 0
Residential_Manufactured Home Low Income_Existing_Miscellaneous_Natural Gas_Miscellaneous_E8_Baseline Forecast | Residential | Manufactured Home Low Income | Existing | Miscellaneous | Natural Gas | Miscellaneous | E8 |  | Baseline Forecast | 0 | 0 | 0 | 0 | 0 | 0 | 0 | 0 | 0 | 0 | 0 | 0 | 0 | 0 | 0 | 0 | 0 | 0 | 0 | 0 | 0 | 0 | 0 | 0 | 0 | 0 | 0 | 0 | 0 | 0 | 0 | 0 | 0
Residential_Manufactured Home Low Income_Existing_Miscellaneous_Natural Gas_Miscellaneous_E9_Baseline Forecast | Residential | Manufactured Home Low Income | Existing | Miscellaneous | Natural Gas | Miscellaneous | E9 |  | Baseline Forecast | 0 | 0 | 0 | 0 | 0 | 0 | 0 | 0 | 0 | 0 | 0 | 0 | 0 | 0 | 0 | 0 | 0 | 0 | 0 | 0 | 0 | 0 | 0 | 0 | 0 | 0 | 0 | 0 | 0 | 0 | 0 | 0 | 0
Residential_Manufactured Home Low Income_Existing_Miscellaneous_Natural Gas_Miscellaneous_E10_Baseline Forecast | Residential | Manufactured Home Low Income | Existing | Miscellaneous | Natural Gas | Miscellaneous | E10 |  | Baseline Forecast | 0 | 0 | 0 | 0 | 0 | 0 | 0 | 0 | 0 | 0 | 0 | 0 | 0 | 0 | 0 | 0 | 0 | 0 | 0 | 0 | 0 | 0 | 0 | 0 | 0 | 0 | 0 | 0 | 0 | 0 | 0 | 0 | 0
Residential_Manufactured Home Low Income_New_Space Heating_Natural Gas_Furnace_E1_Baseline Forecast | Residential | Manufactured Home Low Income | New | Space Heating | Natural Gas | Furnace | E1 |  | Baseline Forecast | 0 | 0.03126 | 0.047275 | 0.044576 | 0.041857 | 0.038998 | 0.038426 | 0.037869 | 0.03712 | 0.036651 | 0.036454 | 0.036252 | 0.036113 | 0.036037 | 0.035915 | 0.035813 | 0.03572 | 0.035693 | 0.038264 | 0.041887 | 0.044972 | 0.047562 | 0.049723 | 0.051645 | 0.053313 | 0.054768 | 0.056051 | 0.057215 | 0.058254 | 0.05917 | 0.070078 | 0.075138 | 0.074914
Residential_Manufactured Home Low Income_New_Space Heating_Natural Gas_Furnace_E2_Baseline Forecast | Residential | Manufactured Home Low Income | New | Space Heating | Natural Gas | Furnace | E2 |  | Baseline Forecast | 0 | 7.6034e-07 | 1.1501e-06 | 1.0846e-06 | 1.0182e-06 | 9.4861e-07 | 9.3479e-07 | 9.2126e-07 | 9.0311e-07 | 8.9171e-07 | 8.8691e-07 | 8.8195e-07 | 8.7851e-07 | 8.7658e-07 | 8.7348e-07 | 8.7083e-07 | 8.6837e-07 | 8.675e-07 | 9.2974e-07 | 1.0175e-06 | 1.0921e-06 | 1.1547e-06 | 1.2067e-06 | 1.253e-06 | 1.293e-06 | 1.3277e-06 | 1.3582e-06 | 1.3858e-06 | 1.4103e-06 | 1.4317e-06 | 1.6947e-06 | 1.816e-06 | 1.8091e-06
Residential_Manufactured Home Low Income_New_Space Heating_Natural Gas_Furnace_E3_Baseline Forecast | Residential | Manufactured Home Low Income | New | Space Heating | Natural Gas | Furnace | E3 |  | Baseline Forecast | 0 | 9.6489e-10 | 1.4596e-09 | 1.3765e-09 | 1.2922e-09 | 1.2038e-09 | 1.1863e-09 | 1.1692e-09 | 1.1461e-09 | 1.1317e-09 | 1.1256e-09 | 1.1193e-09 | 1.1149e-09 | 1.1124e-09 | 1.1084e-09 | 1.105e-09 | 1.1018e-09 | 1.1007e-09 | 1.1796e-09 | 1.2908e-09 | 1.3854e-09 | 1.4646e-09 | 1.5305e-09 | 1.5891e-09 | 1.6396e-09 | 1.6835e-09 | 1.722e-09 | 1.7568e-09 | 1.7876e-09 | 1.8145e-09 | 2.1475e-09 | 2.3009e-09 | 2.2917e-09
Residential_Manufactured Home Low Income_New_Space Heating_Natural Gas_Furnace_E4_Baseline Forecast | Residential | Manufactured Home Low Income | New | Space Heating | Natural Gas | Furnace | E4 |  | Baseline Forecast | 0 | 0 | 0 | 0 | 0 | 0 | 0 | 0 | 0 | 0 | 0 | 0 | 0 | 0 | 0 | 0 | 0 | 0 | 0 | 0 | 0 | 0 | 0 | 0 | 0 | 0 | 0 | 0 | 0 | 0 | 0 | 0 | 0
Residential_Manufactured Home Low Income_New_Space Heating_Natural Gas_Furnace_E5_Baseline Forecast | Residential | Manufactured Home Low Income | New | Space Heating | Natural Gas | Furnace | E5 |  | Baseline Forecast | 0 | 9.6511e-10 | 1.4609e-09 | 1.3784e-09 | 1.2932e-09 | 1.2048e-09 | 1.1875e-09 | 1.1703e-09 | 1.1471e-09 | 1.1322e-09 | 1.1254e-09 | 1.1182e-09 | 1.113e-09 | 1.1096e-09 | 1.1046e-09 | 1.1001e-09 | 1.0958e-09 | 1.0934e-09 | 1.1707e-09 | 1.2804e-09 | 1.3732e-09 | 1.4506e-09 | 1.5147e-09 | 1.5713e-09 | 1.6198e-09 | 1.6615e-09 | 1.6977e-09 | 1.7301e-09 | 1.7583e-09 | 1.7826e-09 | 2.1069e-09 | 2.2543e-09 | 2.2385e-09
Residential_Manufactured Home Low Income_New_Space Heating_Natural Gas_Furnace_E6_Baseline Forecast | Residential | Manufactured Home Low Income | New | Space Heating | Natural Gas | Furnace | E6 |  | Baseline Forecast | 0 | 0 | 0 | 0 | 0 | 0 | 0 | 0 | 0 | 0 | 0 | 0 | 0 | 0 | 0 | 0 | 0 | 0 | 0 | 0 | 0 | 0 | 0 | 0 | 0 | 0 | 0 | 0 | 0 | 0 | 0 | 0 | 0
Residential_Manufactured Home Low Income_New_Space Heating_Natural Gas_Furnace_E7_Baseline Forecast | Residential | Manufactured Home Low Income | New | Space Heating | Natural Gas | Furnace | E7 |  | Baseline Forecast | 0 | 0 | 0 | 0 | 0 | 0 | 0 | 0 | 0 | 0 | 0 | 0 | 0 | 0 | 0 | 0 | 0 | 0 | 0 | 0 | 0 | 0 | 0 | 0 | 0 | 0 | 0 | 0 | 0 | 0 | 0 | 0 | 0
Residential_Manufactured Home Low Income_New_Space Heating_Natural Gas_Furnace_E8_Baseline Forecast | Residential | Manufactured Home Low Income | New | Space Heating | Natural Gas | Furnace | E8 |  | Baseline Forecast | 0 | 0 | 0 | 0 | 0 | 0 | 0 | 0 | 0 | 0 | 0 | 0 | 0 | 0 | 0 | 0 | 0 | 0 | 0 | 0 | 0 | 0 | 0 | 0 | 0 | 0 | 0 | 0 | 0 | 0 | 0 | 0 | 0
Residential_Manufactured Home Low Income_New_Space Heating_Natural Gas_Furnace_E9_Baseline Forecast | Residential | Manufactured Home Low Income | New | Space Heating | Natural Gas | Furnace | E9 |  | Baseline Forecast | 0 | 0 | 0 | 0 | 0 | 0 | 0 | 0 | 0 | 0 | 0 | 0 | 0 | 0 | 0 | 0 | 0 | 0 | 0 | 0 | 0 | 0 | 0 | 0 | 0 | 0 | 0 | 0 | 0 | 0 | 0 | 0 | 0
Residential_Manufactured Home Low Income_New_Space Heating_Natural Gas_Furnace_E10_Baseline Forecast | Residential | Manufactured Home Low Income | New | Space Heating | Natural Gas | Furnace | E10 |  | Baseline Forecast | 0 | 0 | 0 | 0 | 0 | 0 | 0 | 0 | 0 | 0 | 0 | 0 | 0 | 0 | 0 | 0 | 0 | 0 | 0 | 0 | 0 | 0 | 0 | 0 | 0 | 0 | 0 | 0 | 0 | 0 | 0 | 0 | 0
Residential_Manufactured Home Low Income_New_Space Heating_Natural Gas_Boiler_E1_Baseline Forecast | Residential | Manufactured Home Low Income | New | Space Heating | Natural Gas | Boiler | E1 |  | Baseline Forecast | 0 | 0 | 0 | 0 | 0 | 0 | 0 | 0 | 0 | 0 | 0 | 0 | 0 | 0 | 0 | 0 | 0 | 0 | 0 | 0 | 0 | 0 | 0 | 0 | 0 | 0 | 0 | 0 | 0 | 0 | 0 | 0 | 0
Residential_Manufactured Home Low Income_New_Space Heating_Natural Gas_Boiler_E2_Baseline Forecast | Residential | Manufactured Home Low Income | New | Space Heating | Natural Gas | Boiler | E2 |  | Baseline Forecast | 0 | 0 | 0 | 0 | 0 | 0 | 0 | 0 | 0 | 0 | 0 | 0 | 0 | 0 | 0 | 0 | 0 | 0 | 0 | 0 | 0 | 0 | 0 | 0 | 0 | 0 | 0 | 0 | 0 | 0 | 0 | 0 | 0
Residential_Manufactured Home Low Income_New_Space Heating_Natural Gas_Boiler_E3_Baseline Forecast | Residential | Manufactured Home Low Income | New | Space Heating | Natural Gas | Boiler | E3 |  | Baseline Forecast | 0 | 0 | 0 | 0 | 0 | 0 | 0 | 0 | 0 | 0 | 0 | 0 | 0 | 0 | 0 | 0 | 0 | 0 | 0 | 0 | 0 | 0 | 0 | 0 | 0 | 0 | 0 | 0 | 0 | 0 | 0 | 0 | 0
Residential_Manufactured Home Low Income_New_Space Heating_Natural Gas_Boiler_E4_Baseline Forecast | Residential | Manufactured Home Low Income | New | Space Heating | Natural Gas | Boiler | E4 |  | Baseline Forecast | 0 | 0 | 0 | 0 | 0 | 0 | 0 | 0 | 0 | 0 | 0 | 0 | 0 | 0 | 0 | 0 | 0 | 0 | 0 | 0 | 0 | 0 | 0 | 0 | 0 | 0 | 0 | 0 | 0 | 0 | 0 | 0 | 0
Residential_Manufactured Home Low Income_New_Space Heating_Natural Gas_Boiler_E5_Baseline Forecast | Residential | Manufactured Home Low Income | New | Space Heating | Natural Gas | Boiler | E5 |  | Baseline Forecast | 0 | 0 | 0 | 0 | 0 | 0 | 0 | 0 | 0 | 0 | 0 | 0 | 0 | 0 | 0 | 0 | 0 | 0 | 0 | 0 | 0 | 0 | 0 | 0 | 0 | 0 | 0 | 0 | 0 | 0 | 0 | 0 | 0
Residential_Manufactured Home Low Income_New_Space Heating_Natural Gas_Boiler_E6_Baseline Forecast | Residential | Manufactured Home Low Income | New | Space Heating | Natural Gas | Boiler | E6 |  | Baseline Forecast | 0 | 0 | 0 | 0 | 0 | 0 | 0 | 0 | 0 | 0 | 0 | 0 | 0 | 0 | 0 | 0 | 0 | 0 | 0 | 0 | 0 | 0 | 0 | 0 | 0 | 0 | 0 | 0 | 0 | 0 | 0 | 0 | 0
Residential_Manufactured Home Low Income_New_Space Heating_Natural Gas_Boiler_E7_Baseline Forecast | Residential | Manufactured Home Low Income | New | Space Heating | Natural Gas | Boiler | E7 |  | Baseline Forecast | 0 | 0 | 0 | 0 | 0 | 0 | 0 | 0 | 0 | 0 | 0 | 0 | 0 | 0 | 0 | 0 | 0 | 0 | 0 | 0 | 0 | 0 | 0 | 0 | 0 | 0 | 0 | 0 | 0 | 0 | 0 | 0 | 0
Residential_Manufactured Home Low Income_New_Space Heating_Natural Gas_Boiler_E8_Baseline Forecast | Residential | Manufactured Home Low Income | New | Space Heating | Natural Gas | Boiler | E8 |  | Baseline Forecast | 0 | 0 | 0 | 0 | 0 | 0 | 0 | 0 | 0 | 0 | 0 | 0 | 0 | 0 | 0 | 0 | 0 | 0 | 0 | 0 | 0 | 0 | 0 | 0 | 0 | 0 | 0 | 0 | 0 | 0 | 0 | 0 | 0
Residential_Manufactured Home Low Income_New_Space Heating_Natural Gas_Boiler_E9_Baseline Forecast | Residential | Manufactured Home Low Income | New | Space Heating | Natural Gas | Boiler | E9 |  | Baseline Forecast | 0 | 0 | 0 | 0 | 0 | 0 | 0 | 0 | 0 | 0 | 0 | 0 | 0 | 0 | 0 | 0 | 0 | 0 | 0 | 0 | 0 | 0 | 0 | 0 | 0 | 0 | 0 | 0 | 0 | 0 | 0 | 0 | 0
Residential_Manufactured Home Low Income_New_Space Heating_Natural Gas_Boiler_E10_Baseline Forecast | Residential | Manufactured Home Low Income | New | Space Heating | Natural Gas | Boiler | E10 |  | Baseline Forecast | 0 | 0 | 0 | 0 | 0 | 0 | 0 | 0 | 0 | 0 | 0 | 0 | 0 | 0 | 0 | 0 | 0 | 0 | 0 | 0 | 0 | 0 | 0 | 0 | 0 | 0 | 0 | 0 | 0 | 0 | 0 | 0 | 0
Residential_Manufactured Home Low Income_New_Secondary Heating_Natural Gas_Fireplace_E1_Baseline Forecast | Residential | Manufactured Home Low Income | New | Secondary Heating | Natural Gas | Fireplace | E1 |  | Baseline Forecast | 0 | 0.070337 | 0.10637 | 0.1003 | 0.094182 | 0.087748 | 0.086461 | 0.085207 | 0.083522 | 0.082466 | 0.082023 | 0.081569 | 0.081257 | 0.081086 | 0.088626 | 0.099347 | 0.1082 | 0.11551 | 0.12127 | 0.1261 | 0.13021 | 0.13365 | 0.13664 | 0.16088 | 0.1717 | 0.16829 | 0.16518 | 0.16317 | 0.16412 | 0.1659 | 0.16812 | 0.1709 | 0.17676
Residential_Manufactured Home Low Income_New_Secondary Heating_Natural Gas_Fireplace_E2_Baseline Forecast | Residential | Manufactured Home Low Income | New | Secondary Heating | Natural Gas | Fireplace | E2 |  | Baseline Forecast | 0 | 0 | 0 | 0 | 0 | 0 | 0 | 0 | 0 | 0 | 0 | 0 | 0 | 0 | 0 | 0 | 0 | 0 | 0 | 0 | 0 | 0 | 0 | 0 | 0 | 0 | 0 | 0 | 0 | 0 | 0 | 0 | 0
Residential_Manufactured Home Low Income_New_Secondary Heating_Natural Gas_Fireplace_E3_Baseline Forecast | Residential | Manufactured Home Low Income | New | Secondary Heating | Natural Gas | Fireplace | E3 |  | Baseline Forecast | 0 | 0 | 0 | 0 | 0 | 0 | 0 | 0 | 0 | 0 | 0 | 0 | 0 | 0 | 0 | 0 | 0 | 0 | 0 | 0 | 0 | 0 | 0 | 0 | 0 | 0 | 0 | 0 | 0 | 0 | 0 | 0 | 0
Residential_Manufactured Home Low Income_New_Secondary Heating_Natural Gas_Fireplace_E4_Baseline Forecast | Residential | Manufactured Home Low Income | New | Secondary Heating | Natural Gas | Fireplace | E4 |  | Baseline Forecast | 0 | 0 | 0 | 0 | 0 | 0 | 0 | 0 | 0 | 0 | 0 | 0 | 0 | 0 | 0 | 0 | 0 | 0 | 0 | 0 | 0 | 0 | 0 | 0 | 0 | 0 | 0 | 0 | 0 | 0 | 0 | 0 | 0
Residential_Manufactured Home Low Income_New_Secondary Heating_Natural Gas_Fireplace_E5_Baseline Forecast | Residential | Manufactured Home Low Income | New | Secondary Heating | Natural Gas | Fireplace | E5 |  | Baseline Forecast | 0 | 0 | 0 | 0 | 0 | 0 | 0 | 0 | 0 | 0 | 0 | 0 | 0 | 0 | 0 | 0 | 0 | 0 | 0 | 0 | 0 | 0 | 0 | 0 | 0 | 0 | 0 | 0 | 0 | 0 | 0 | 0 | 0
Residential_Manufactured Home Low Income_New_Secondary Heating_Natural Gas_Fireplace_E6_Baseline Forecast | Residential | Manufactured Home Low Income | New | Secondary Heating | Natural Gas | Fireplace | E6 |  | Baseline Forecast | 0 | 0 | 0 | 0 | 0 | 0 | 0 | 0 | 0 | 0 | 0 | 0 | 0 | 0 | 0 | 0 | 0 | 0 | 0 | 0 | 0 | 0 | 0 | 0 | 0 | 0 | 0 | 0 | 0 | 0 | 0 | 0 | 0
Residential_Manufactured Home Low Income_New_Secondary Heating_Natural Gas_Fireplace_E7_Baseline Forecast | Residential | Manufactured Home Low Income | New | Secondary Heating | Natural Gas | Fireplace | E7 |  | Baseline Forecast | 0 | 0 | 0 | 0 | 0 | 0 | 0 | 0 | 0 | 0 | 0 | 0 | 0 | 0 | 0 | 0 | 0 | 0 | 0 | 0 | 0 | 0 | 0 | 0 | 0 | 0 | 0 | 0 | 0 | 0 | 0 | 0 | 0
Residential_Manufactured Home Low Income_New_Secondary Heating_Natural Gas_Fireplace_E8_Baseline Forecast | Residential | Manufactured Home Low Income | New | Secondary Heating | Natural Gas | Fireplace | E8 |  | Baseline Forecast | 0 | 0 | 0 | 0 | 0 | 0 | 0 | 0 | 0 | 0 | 0 | 0 | 0 | 0 | 0 | 0 | 0 | 0 | 0 | 0 | 0 | 0 | 0 | 0 | 0 | 0 | 0 | 0 | 0 | 0 | 0 | 0 | 0
Residential_Manufactured Home Low Income_New_Secondary Heating_Natural Gas_Fireplace_E9_Baseline Forecast | Residential | Manufactured Home Low Income | New | Secondary Heating | Natural Gas | Fireplace | E9 |  | Baseline Forecast | 0 | 0 | 0 | 0 | 0 | 0 | 0 | 0 | 0 | 0 | 0 | 0 | 0 | 0 | 0 | 0 | 0 | 0 | 0 | 0 | 0 | 0 | 0 | 0 | 0 | 0 | 0 | 0 | 0 | 0 | 0 | 0 | 0
Residential_Manufactured Home Low Income_New_Secondary Heating_Natural Gas_Fireplace_E10_Baseline Forecast | Residential | Manufactured Home Low Income | New | Secondary Heating | Natural Gas | Fireplace | E10 |  | Baseline Forecast | 0 | 0 | 0 | 0 | 0 | 0 | 0 | 0 | 0 | 0 | 0 | 0 | 0 | 0 | 0 | 0 | 0 | 0 | 0 | 0 | 0 | 0 | 0 | 0 | 0 | 0 | 0 | 0 | 0 | 0 | 0 | 0 | 0
Residential_Manufactured Home Low Income_New_Water Heating_Natural Gas_Water Heater (<= 55 gal)_E1_Baseline Forecast | Residential | Manufactured Home Low Income | New | Water Heating | Natural Gas | Water Heater (<= 55 gal) | E1 |  | Baseline Forecast | 0 | 0 | 0 | 0 | 0 | 0 | 0 | 0 | 0 | 0 | 0 | 0 | 0 | 0 | 0 | 0 | 0 | 0 | 0 | 0 | 0 | 0 | 0 | 0 | 0 | 0 | 0 | 0 | 0 | 0 | 0 | 0 | 0
Residential_Manufactured Home Low Income_New_Water Heating_Natural Gas_Water Heater (<= 55 gal)_E2_Baseline Forecast | Residential | Manufactured Home Low Income | New | Water Heating | Natural Gas | Water Heater (<= 55 gal) | E2 |  | Baseline Forecast | 0 | 0 | 0 | 0 | 0 | 0 | 0 | 0 | 0 | 0 | 0 | 0 | 0 | 0 | 0 | 0 | 0 | 0 | 0 | 0 | 0 | 0 | 0 | 0 | 0 | 0 | 0 | 0 | 0 | 0 | 0 | 0 | 0
Residential_Manufactured Home Low Income_New_Water Heating_Natural Gas_Water Heater (<= 55 gal)_E3_Baseline Forecast | Residential | Manufactured Home Low Income | New | Water Heating | Natural Gas | Water Heater (<= 55 gal) | E3 |  | Baseline Forecast | 0 | 0 | 0 | 0 | 0 | 0 | 0 | 0 | 0 | 0 | 0 | 0 | 0 | 0 | 0 | 0 | 0 | 0 | 0 | 0 | 0 | 0 | 0 | 0 | 0 | 0 | 0 | 0 | 0 | 0 | 0 | 0 | 0
Residential_Manufactured Home Low Income_New_Water Heating_Natural Gas_Water Heater (<= 55 gal)_E4_Baseline Forecast | Residential | Manufactured Home Low Income | New | Water Heating | Natural Gas | Water Heater (<= 55 gal) | E4 |  | Baseline Forecast | 0 | 0 | 0 | 0 | 0 | 0 | 0 | 0 | 0 | 0 | 0 | 0 | 0 | 0 | 0 | 0 | 0 | 0 | 0 | 0 | 0 | 0 | 0 | 0 | 0 | 0 | 0 | 0 | 0 | 0 | 0 | 0 | 0
Residential_Manufactured Home Low Income_New_Water Heating_Natural Gas_Water Heater (<= 55 gal)_E5_Baseline Forecast | Residential | Manufactured Home Low Income | New | Water Heating | Natural Gas | Water Heater (<= 55 gal) | E5 |  | Baseline Forecast | 0 | 0 | 0 | 0 | 0 | 0 | 0 | 0 | 0 | 0 | 0 | 0 | 0 | 0 | 0 | 0 | 0 | 0 | 0 | 0 | 0 | 0 | 0 | 0 | 0 | 0 | 0 | 0 | 0 | 0 | 0 | 0 | 0
Residential_Manufactured Home Low Income_New_Water Heating_Natural Gas_Water Heater (<= 55 gal)_E6_Baseline Forecast | Residential | Manufactured Home Low Income | New | Water Heating | Natural Gas | Water Heater (<= 55 gal) | E6 |  | Baseline Forecast | 0 | 0 | 0 | 0 | 0 | 0 | 0 | 0 | 0 | 0 | 0 | 0 | 0 | 0 | 0 | 0 | 0 | 0 | 0 | 0 | 0 | 0 | 0 | 0 | 0 | 0 | 0 | 0 | 0 | 0 | 0 | 0 | 0
Residential_Manufactured Home Low Income_New_Water Heating_Natural Gas_Water Heater (<= 55 gal)_E7_Baseline Forecast | Residential | Manufactured Home Low Income | New | Water Heating | Natural Gas | Water Heater (<= 55 gal) | E7 |  | Baseline Forecast | 0 | 0 | 0 | 0 | 0 | 0 | 0 | 0 | 0 | 0 | 0 | 0 | 0 | 0 | 0 | 0 | 0 | 0 | 0 | 0 | 0 | 0 | 0 | 0 | 0 | 0 | 0 | 0 | 0 | 0 | 0 | 0 | 0
Residential_Manufactured Home Low Income_New_Water Heating_Natural Gas_Water Heater (<= 55 gal)_E8_Baseline Forecast | Residential | Manufactured Home Low Income | New | Water Heating | Natural Gas | Water Heater (<= 55 gal) | E8 |  | Baseline Forecast | 0 | 0 | 0 | 0 | 0 | 0 | 0 | 0 | 0 | 0 | 0 | 0 | 0 | 0 | 0 | 0 | 0 | 0 | 0 | 0 | 0 | 0 | 0 | 0 | 0 | 0 | 0 | 0 | 0 | 0 | 0 | 0 | 0
Residential_Manufactured Home Low Income_New_Water Heating_Natural Gas_Water Heater (<= 55 gal)_E9_Baseline Forecast | Residential | Manufactured Home Low Income | New | Water Heating | Natural Gas | Water Heater (<= 55 gal) | E9 |  | Baseline Forecast | 0 | 0 | 0 | 0 | 0 | 0 | 0 | 0 | 0 | 0 | 0 | 0 | 0 | 0 | 0 | 0 | 0 | 0 | 0 | 0 | 0 | 0 | 0 | 0 | 0 | 0 | 0 | 0 | 0 | 0 | 0 | 0 | 0
Residential_Manufactured Home Low Income_New_Water Heating_Natural Gas_Water Heater (<= 55 gal)_E10_Baseline Forecast | Residential | Manufactured Home Low Income | New | Water Heating | Natural Gas | Water Heater (<= 55 gal) | E10 |  | Baseline Forecast | 0 | 0 | 0 | 0 | 0 | 0 | 0 | 0 | 0 | 0 | 0 | 0 | 0 | 0 | 0 | 0 | 0 | 0 | 0 | 0 | 0 | 0 | 0 | 0 | 0 | 0 | 0 | 0 | 0 | 0 | 0 | 0 | 0
Residential_Manufactured Home Low Income_New_Water Heating_Natural Gas_Water Heater (> 55 gal)_E1_Baseline Forecast | Residential | Manufactured Home Low Income | New | Water Heating | Natural Gas | Water Heater (> 55 gal) | E1 |  | Baseline Forecast | 0 | 0 | 0 | 0 | 0 | 0 | 0 | 0 | 0 | 0 | 0 | 0 | 0 | 0 | 0 | 0 | 0 | 0 | 0 | 0 | 0 | 0 | 0 | 0 | 0 | 0 | 0 | 0 | 0 | 0 | 0 | 0 | 0
Residential_Manufactured Home Low Income_New_Water Heating_Natural Gas_Water Heater (> 55 gal)_E2_Baseline Forecast | Residential | Manufactured Home Low Income | New | Water Heating | Natural Gas | Water Heater (> 55 gal) | E2 |  | Baseline Forecast | 0 | 0 | 0 | 0 | 0 | 0 | 0 | 0 | 0 | 0 | 0 | 0 | 0 | 0 | 0 | 0 | 0 | 0 | 0 | 0 | 0 | 0 | 0 | 0 | 0 | 0 | 0 | 0 | 0 | 0 | 0 | 0 | 0
Residential_Manufactured Home Low Income_New_Water Heating_Natural Gas_Water Heater (> 55 gal)_E3_Baseline Forecast | Residential | Manufactured Home Low Income | New | Water Heating | Natural Gas | Water Heater (> 55 gal) | E3 |  | Baseline Forecast | 0 | 0 | 0 | 0 | 0 | 0 | 0 | 0 | 0 | 0 | 0 | 0 | 0 | 0 | 0 | 0 | 0 | 0 | 0 | 0 | 0 | 0 | 0 | 0 | 0 | 0 | 0 | 0 | 0 | 0 | 0 | 0 | 0
Residential_Manufactured Home Low Income_New_Water Heating_Natural Gas_Water Heater (> 55 gal)_E4_Baseline Forecast | Residential | Manufactured Home Low Income | New | Water Heating | Natural Gas | Water Heater (> 55 gal) | E4 |  | Baseline Forecast | 0 | 0 | 0 | 0 | 0 | 0 | 0 | 0 | 0 | 0 | 0 | 0 | 0 | 0 | 0 | 0 | 0 | 0 | 0 | 0 | 0 | 0 | 0 | 0 | 0 | 0 | 0 | 0 | 0 | 0 | 0 | 0 | 0
Residential_Manufactured Home Low Income_New_Water Heating_Natural Gas_Water Heater (> 55 gal)_E5_Baseline Forecast | Residential | Manufactured Home Low Income | New | Water Heating | Natural Gas | Water Heater (> 55 gal) | E5 |  | Baseline Forecast | 0 | 0 | 0 | 0 | 0 | 0 | 0 | 0 | 0 | 0 | 0 | 0 | 0 | 0 | 0 | 0 | 0 | 0 | 0 | 0 | 0 | 0 | 0 | 0 | 0 | 0 | 0 | 0 | 0 | 0 | 0 | 0 | 0
Residential_Manufactured Home Low Income_New_Water Heating_Natural Gas_Water Heater (> 55 gal)_E6_Baseline Forecast | Residential | Manufactured Home Low Income | New | Water Heating | Natural Gas | Water Heater (> 55 gal) | E6 |  | Baseline Forecast | 0 | 0 | 0 | 0 | 0 | 0 | 0 | 0 | 0 | 0 | 0 | 0 | 0 | 0 | 0 | 0 | 0 | 0 | 0 | 0 | 0 | 0 | 0 | 0 | 0 | 0 | 0 | 0 | 0 | 0 | 0 | 0 | 0
Residential_Manufactured Home Low Income_New_Water Heating_Natural Gas_Water Heater (> 55 gal)_E7_Baseline Forecast | Residential | Manufactured Home Low Income | New | Water Heating | Natural Gas | Water Heater (> 55 gal) | E7 |  | Baseline Forecast | 0 | 0 | 0 | 0 | 0 | 0 | 0 | 0 | 0 | 0 | 0 | 0 | 0 | 0 | 0 | 0 | 0 | 0 | 0 | 0 | 0 | 0 | 0 | 0 | 0 | 0 | 0 | 0 | 0 | 0 | 0 | 0 | 0
Residential_Manufactured Home Low Income_New_Water Heating_Natural Gas_Water Heater (> 55 gal)_E8_Baseline Forecast | Residential | Manufactured Home Low Income | New | Water Heating | Natural Gas | Water Heater (> 55 gal) | E8 |  | Baseline Forecast | 0 | 0 | 0 | 0 | 0 | 0 | 0 | 0 | 0 | 0 | 0 | 0 | 0 | 0 | 0 | 0 | 0 | 0 | 0 | 0 | 0 | 0 | 0 | 0 | 0 | 0 | 0 | 0 | 0 | 0 | 0 | 0 | 0
Residential_Manufactured Home Low Income_New_Water Heating_Natural Gas_Water Heater (> 55 gal)_E9_Baseline Forecast | Residential | Manufactured Home Low Income | New | Water Heating | Natural Gas | Water Heater (> 55 gal) | E9 |  | Baseline Forecast | 0 | 0 | 0 | 0 | 0 | 0 | 0 | 0 | 0 | 0 | 0 | 0 | 0 | 0 | 0 | 0 | 0 | 0 | 0 | 0 | 0 | 0 | 0 | 0 | 0 | 0 | 0 | 0 | 0 | 0 | 0 | 0 | 0
Residential_Manufactured Home Low Income_New_Water Heating_Natural Gas_Water Heater (> 55 gal)_E10_Baseline Forecast | Residential | Manufactured Home Low Income | New | Water Heating | Natural Gas | Water Heater (> 55 gal) | E10 |  | Baseline Forecast | 0 | 0 | 0 | 0 | 0 | 0 | 0 | 0 | 0 | 0 | 0 | 0 | 0 | 0 | 0 | 0 | 0 | 0 | 0 | 0 | 0 | 0 | 0 | 0 | 0 | 0 | 0 | 0 | 0 | 0 | 0 | 0 | 0
Residential_Manufactured Home Low Income_New_Appliances_Natural Gas_Clothes Dryer_E1_Baseline Forecast | Residential | Manufactured Home Low Income | New | Appliances | Natural Gas | Clothes Dryer | E1 |  | Baseline Forecast | 0 | 0.039051 | 0.059038 | 0.055645 | 0.052234 | 0.048645 | 0.047909 | 0.047192 | 0.046237 | 0.045631 | 0.045365 | 0.050669 | 0.058106 | 0.064046 | 0.068575 | 0.071945 | 0.074718 | 0.077054 | 0.090266 | 0.095866 | 0.093803 | 0.092761 | 0.092902 | 0.094681 | 0.096793 | 0.098992 | 0.10135 | 0.1038 | 0.10938 | 0.11555 | 0.12009 | 0.1234 | 0.12738
Residential_Manufactured Home Low Income_New_Appliances_Natural Gas_Clothes Dryer_E2_Baseline Forecast | Residential | Manufactured Home Low Income | New | Appliances | Natural Gas | Clothes Dryer | E2 |  | Baseline Forecast | 0 | 0.031274 | 0.047285 | 0.044571 | 0.041836 | 0.038965 | 0.038385 | 0.037819 | 0.037063 | 0.036586 | 0.036381 | 0.040644 | 0.046621 | 0.051399 | 0.055047 | 0.057765 | 0.060006 | 0.061899 | 0.07253 | 0.077048 | 0.075407 | 0.074585 | 0.07471 | 0.076152 | 0.077859 | 0.079632 | 0.081532 | 0.083505 | 0.087997 | 0.092958 | 0.096601 | 0.099254 | 0.10244
Residential_Manufactured Home Low Income_New_Appliances_Natural Gas_Clothes Dryer_E3_Baseline Forecast | Residential | Manufactured Home Low Income | New | Appliances | Natural Gas | Clothes Dryer | E3 |  | Baseline Forecast | 0 | 0 | 0 | 0 | 0 | 0 | 0 | 0 | 0 | 0 | 0 | 0 | 0 | 0 | 0 | 0 | 0 | 0 | 0 | 0 | 0 | 0 | 0 | 0 | 0 | 0 | 0 | 0 | 0 | 0 | 0 | 0 | 0
Residential_Manufactured Home Low Income_New_Appliances_Natural Gas_Clothes Dryer_E4_Baseline Forecast | Residential | Manufactured Home Low Income | New | Appliances | Natural Gas | Clothes Dryer | E4 |  | Baseline Forecast | 0 | 0 | 0 | 0 | 0 | 0 | 0 | 0 | 0 | 0 | 0 | 0 | 0 | 0 | 0 | 0 | 0 | 0 | 0 | 0 | 0 | 0 | 0 | 0 | 0 | 0 | 0 | 0 | 0 | 0 | 0 | 0 | 0
Residential_Manufactured Home Low Income_New_Appliances_Natural Gas_Clothes Dryer_E5_Baseline Forecast | Residential | Manufactured Home Low Income | New | Appliances | Natural Gas | Clothes Dryer | E5 |  | Baseline Forecast | 0 | 0 | 0 | 0 | 0 | 0 | 0 | 0 | 0 | 0 | 0 | 0 | 0 | 0 | 0 | 0 | 0 | 0 | 0 | 0 | 0 | 0 | 0 | 0 | 0 | 0 | 0 | 0 | 0 | 0 | 0 | 0 | 0
Residential_Manufactured Home Low Income_New_Appliances_Natural Gas_Clothes Dryer_E6_Baseline Forecast | Residential | Manufactured Home Low Income | New | Appliances | Natural Gas | Clothes Dryer | E6 |  | Baseline Forecast | 0 | 0 | 0 | 0 | 0 | 0 | 0 | 0 | 0 | 0 | 0 | 0 | 0 | 0 | 0 | 0 | 0 | 0 | 0 | 0 | 0 | 0 | 0 | 0 | 0 | 0 | 0 | 0 | 0 | 0 | 0 | 0 | 0
Residential_Manufactured Home Low Income_New_Appliances_Natural Gas_Clothes Dryer_E7_Baseline Forecast | Residential | Manufactured Home Low Income | New | Appliances | Natural Gas | Clothes Dryer | E7 |  | Baseline Forecast | 0 | 0 | 0 | 0 | 0 | 0 | 0 | 0 | 0 | 0 | 0 | 0 | 0 | 0 | 0 | 0 | 0 | 0 | 0 | 0 | 0 | 0 | 0 | 0 | 0 | 0 | 0 | 0 | 0 | 0 | 0 | 0 | 0
Residential_Manufactured Home Low Income_New_Appliances_Natural Gas_Clothes Dryer_E8_Baseline Forecast | Residential | Manufactured Home Low Income | New | Appliances | Natural Gas | Clothes Dryer | E8 |  | Baseline Forecast | 0 | 0 | 0 | 0 | 0 | 0 | 0 | 0 | 0 | 0 | 0 | 0 | 0 | 0 | 0 | 0 | 0 | 0 | 0 | 0 | 0 | 0 | 0 | 0 | 0 | 0 | 0 | 0 | 0 | 0 | 0 | 0 | 0
Residential_Manufactured Home Low Income_New_Appliances_Natural Gas_Clothes Dryer_E9_Baseline Forecast | Residential | Manufactured Home Low Income | New | Appliances | Natural Gas | Clothes Dryer | E9 |  | Baseline Forecast | 0 | 0 | 0 | 0 | 0 | 0 | 0 | 0 | 0 | 0 | 0 | 0 | 0 | 0 | 0 | 0 | 0 | 0 | 0 | 0 | 0 | 0 | 0 | 0 | 0 | 0 | 0 | 0 | 0 | 0 | 0 | 0 | 0
Residential_Manufactured Home Low Income_New_Appliances_Natural Gas_Clothes Dryer_E10_Baseline Forecast | Residential | Manufactured Home Low Income | New | Appliances | Natural Gas | Clothes Dryer | E10 |  | Baseline Forecast | 0 | 0 | 0 | 0 | 0 | 0 | 0 | 0 | 0 | 0 | 0 | 0 | 0 | 0 | 0 | 0 | 0 | 0 | 0 | 0 | 0 | 0 | 0 | 0 | 0 | 0 | 0 | 0 | 0 | 0 | 0 | 0 | 0
Residential_Manufactured Home Low Income_New_Appliances_Natural Gas_Stove/Oven_E1_Baseline Forecast | Residential | Manufactured Home Low Income | New | Appliances | Natural Gas | Stove/Oven | E1 |  | Baseline Forecast | 0 | 0.04369 | 0.066001 | 0.062149 | 0.058283 | 0.054222 | 0.05335 | 0.052502 | 0.051388 | 0.050665 | 0.050321 | 0.056208 | 0.064474 | 0.071057 | 0.076058 | 0.079758 | 0.082787 | 0.085324 | 0.10002 | 0.10619 | 0.10379 | 0.10253 | 0.1026 | 0.1045 | 0.10677 | 0.10913 | 0.11167 | 0.11431 | 0.12046 | 0.12725 | 0.13222 | 0.13581 | 0.14012
Residential_Manufactured Home Low Income_New_Appliances_Natural Gas_Stove/Oven_E2_Baseline Forecast | Residential | Manufactured Home Low Income | New | Appliances | Natural Gas | Stove/Oven | E2 |  | Baseline Forecast | 0 | 0.018793 | 0.028396 | 0.026743 | 0.025076 | 0.023333 | 0.02297 | 0.022613 | 0.022144 | 0.021843 | 0.021705 | 0.024255 | 0.027835 | 0.030692 | 0.032868 | 0.034483 | 0.03581 | 0.036926 | 0.043308 | 0.046001 | 0.044981 | 0.044455 | 0.044499 | 0.045335 | 0.046329 | 0.047362 | 0.048469 | 0.049618 | 0.052284 | 0.05523 | 0.057375 | 0.058921 | 0.060777
Residential_Manufactured Home Low Income_New_Appliances_Natural Gas_Stove/Oven_E3_Baseline Forecast | Residential | Manufactured Home Low Income | New | Appliances | Natural Gas | Stove/Oven | E3 |  | Baseline Forecast | 0 | 0 | 0 | 0 | 0 | 0 | 0 | 0 | 0 | 0 | 0 | 0 | 0 | 0 | 0 | 0 | 0 | 0 | 0 | 0 | 0 | 0 | 0 | 0 | 0 | 0 | 0 | 0 | 0 | 0 | 0 | 0 | 0
Residential_Manufactured Home Low Income_New_Appliances_Natural Gas_Stove/Oven_E4_Baseline Forecast | Residential | Manufactured Home Low Income | New | Appliances | Natural Gas | Stove/Oven | E4 |  | Baseline Forecast | 0 | 0 | 0 | 0 | 0 | 0 | 0 | 0 | 0 | 0 | 0 | 0 | 0 | 0 | 0 | 0 | 0 | 0 | 0 | 0 | 0 | 0 | 0 | 0 | 0 | 0 | 0 | 0 | 0 | 0 | 0 | 0 | 0
Residential_Manufactured Home Low Income_New_Appliances_Natural Gas_Stove/Oven_E5_Baseline Forecast | Residential | Manufactured Home Low Income | New | Appliances | Natural Gas | Stove/Oven | E5 |  | Baseline Forecast | 0 | 0 | 0 | 0 | 0 | 0 | 0 | 0 | 0 | 0 | 0 | 0 | 0 | 0 | 0 | 0 | 0 | 0 | 0 | 0 | 0 | 0 | 0 | 0 | 0 | 0 | 0 | 0 | 0 | 0 | 0 | 0 | 0
Residential_Manufactured Home Low Income_New_Appliances_Natural Gas_Stove/Oven_E6_Baseline Forecast | Residential | Manufactured Home Low Income | New | Appliances | Natural Gas | Stove/Oven | E6 |  | Baseline Forecast | 0 | 0 | 0 | 0 | 0 | 0 | 0 | 0 | 0 | 0 | 0 | 0 | 0 | 0 | 0 | 0 | 0 | 0 | 0 | 0 | 0 | 0 | 0 | 0 | 0 | 0 | 0 | 0 | 0 | 0 | 0 | 0 | 0
Residential_Manufactured Home Low Income_New_Appliances_Natural Gas_Stove/Oven_E7_Baseline Forecast | Residential | Manufactured Home Low Income | New | Appliances | Natural Gas | Stove/Oven | E7 |  | Baseline Forecast | 0 | 0 | 0 | 0 | 0 | 0 | 0 | 0 | 0 | 0 | 0 | 0 | 0 | 0 | 0 | 0 | 0 | 0 | 0 | 0 | 0 | 0 | 0 | 0 | 0 | 0 | 0 | 0 | 0 | 0 | 0 | 0 | 0
Residential_Manufactured Home Low Income_New_Appliances_Natural Gas_Stove/Oven_E8_Baseline Forecast | Residential | Manufactured Home Low Income | New | Appliances | Natural Gas | Stove/Oven | E8 |  | Baseline Forecast | 0 | 0 | 0 | 0 | 0 | 0 | 0 | 0 | 0 | 0 | 0 | 0 | 0 | 0 | 0 | 0 | 0 | 0 | 0 | 0 | 0 | 0 | 0 | 0 | 0 | 0 | 0 | 0 | 0 | 0 | 0 | 0 | 0
Residential_Manufactured Home Low Income_New_Appliances_Natural Gas_Stove/Oven_E9_Baseline Forecast | Residential | Manufactured Home Low Income | New | Appliances | Natural Gas | Stove/Oven | E9 |  | Baseline Forecast | 0 | 0 | 0 | 0 | 0 | 0 | 0 | 0 | 0 | 0 | 0 | 0 | 0 | 0 | 0 | 0 | 0 | 0 | 0 | 0 | 0 | 0 | 0 | 0 | 0 | 0 | 0 | 0 | 0 | 0 | 0 | 0 | 0
Residential_Manufactured Home Low Income_New_Appliances_Natural Gas_Stove/Oven_E10_Baseline Forecast | Residential | Manufactured Home Low Income | New | Appliances | Natural Gas | Stove/Oven | E10 |  | Baseline Forecast | 0 | 0 | 0 | 0 | 0 | 0 | 0 | 0 | 0 | 0 | 0 | 0 | 0 | 0 | 0 | 0 | 0 | 0 | 0 | 0 | 0 | 0 | 0 | 0 | 0 | 0 | 0 | 0 | 0 | 0 | 0 | 0 | 0
Residential_Manufactured Home Low Income_New_Miscellaneous_Natural Gas_Pool Heater_E1_Baseline Forecast | Residential | Manufactured Home Low Income | New | Miscellaneous | Natural Gas | Pool Heater | E1 |  | Baseline Forecast | 0 | 0 | 0 | 0 | 0 | 0 | 0 | 0 | 0 | 0 | 0 | 0 | 0 | 0 | 0 | 0 | 0 | 0 | 0 | 0 | 0 | 0 | 0 | 0 | 0 | 0 | 0 | 0 | 0 | 0 | 0 | 0 | 0
Residential_Manufactured Home Low Income_New_Miscellaneous_Natural Gas_Pool Heater_E2_Baseline Forecast | Residential | Manufactured Home Low Income | New | Miscellaneous | Natural Gas | Pool Heater | E2 |  | Baseline Forecast | 0 | 0 | 0 | 0 | 0 | 0 | 0 | 0 | 0 | 0 | 0 | 0 | 0 | 0 | 0 | 0 | 0 | 0 | 0 | 0 | 0 | 0 | 0 | 0 | 0 | 0 | 0 | 0 | 0 | 0 | 0 | 0 | 0
Residential_Manufactured Home Low Income_New_Miscellaneous_Natural Gas_Pool Heater_E3_Baseline Forecast | Residential | Manufactured Home Low Income | New | Miscellaneous | Natural Gas | Pool Heater | E3 |  | Baseline Forecast | 0 | 0 | 0 | 0 | 0 | 0 | 0 | 0 | 0 | 0 | 0 | 0 | 0 | 0 | 0 | 0 | 0 | 0 | 0 | 0 | 0 | 0 | 0 | 0 | 0 | 0 | 0 | 0 | 0 | 0 | 0 | 0 | 0
Residential_Manufactured Home Low Income_New_Miscellaneous_Natural Gas_Pool Heater_E4_Baseline Forecast | Residential | Manufactured Home Low Income | New | Miscellaneous | Natural Gas | Pool Heater | E4 |  | Baseline Forecast | 0 | 0 | 0 | 0 | 0 | 0 | 0 | 0 | 0 | 0 | 0 | 0 | 0 | 0 | 0 | 0 | 0 | 0 | 0 | 0 | 0 | 0 | 0 | 0 | 0 | 0 | 0 | 0 | 0 | 0 | 0 | 0 | 0
Residential_Manufactured Home Low Income_New_Miscellaneous_Natural Gas_Pool Heater_E5_Baseline Forecast | Residential | Manufactured Home Low Income | New | Miscellaneous | Natural Gas | Pool Heater | E5 |  | Baseline Forecast | 0 | 0 | 0 | 0 | 0 | 0 | 0 | 0 | 0 | 0 | 0 | 0 | 0 | 0 | 0 | 0 | 0 | 0 | 0 | 0 | 0 | 0 | 0 | 0 | 0 | 0 | 0 | 0 | 0 | 0 | 0 | 0 | 0
Residential_Manufactured Home Low Income_New_Miscellaneous_Natural Gas_Pool Heater_E6_Baseline Forecast | Residential | Manufactured Home Low Income | New | Miscellaneous | Natural Gas | Pool Heater | E6 |  | Baseline Forecast | 0 | 0 | 0 | 0 | 0 | 0 | 0 | 0 | 0 | 0 | 0 | 0 | 0 | 0 | 0 | 0 | 0 | 0 | 0 | 0 | 0 | 0 | 0 | 0 | 0 | 0 | 0 | 0 | 0 | 0 | 0 | 0 | 0
Residential_Manufactured Home Low Income_New_Miscellaneous_Natural Gas_Pool Heater_E7_Baseline Forecast | Residential | Manufactured Home Low Income | New | Miscellaneous | Natural Gas | Pool Heater | E7 |  | Baseline Forecast | 0 | 0 | 0 | 0 | 0 | 0 | 0 | 0 | 0 | 0 | 0 | 0 | 0 | 0 | 0 | 0 | 0 | 0 | 0 | 0 | 0 | 0 | 0 | 0 | 0 | 0 | 0 | 0 | 0 | 0 | 0 | 0 | 0
Residential_Manufactured Home Low Income_New_Miscellaneous_Natural Gas_Pool Heater_E8_Baseline Forecast | Residential | Manufactured Home Low Income | New | Miscellaneous | Natural Gas | Pool Heater | E8 |  | Baseline Forecast | 0 | 0 | 0 | 0 | 0 | 0 | 0 | 0 | 0 | 0 | 0 | 0 | 0 | 0 | 0 | 0 | 0 | 0 | 0 | 0 | 0 | 0 | 0 | 0 | 0 | 0 | 0 | 0 | 0 | 0 | 0 | 0 | 0
Residential_Manufactured Home Low Income_New_Miscellaneous_Natural Gas_Pool Heater_E9_Baseline Forecast | Residential | Manufactured Home Low Income | New | Miscellaneous | Natural Gas | Pool Heater | E9 |  | Baseline Forecast | 0 | 0 | 0 | 0 | 0 | 0 | 0 | 0 | 0 | 0 | 0 | 0 | 0 | 0 | 0 | 0 | 0 | 0 | 0 | 0 | 0 | 0 | 0 | 0 | 0 | 0 | 0 | 0 | 0 | 0 | 0 | 0 | 0
Residential_Manufactured Home Low Income_New_Miscellaneous_Natural Gas_Pool Heater_E10_Baseline Forecast | Residential | Manufactured Home Low Income | New | Miscellaneous | Natural Gas | Pool Heater | E10 |  | Baseline Forecast | 0 | 0 | 0 | 0 | 0 | 0 | 0 | 0 | 0 | 0 | 0 | 0 | 0 | 0 | 0 | 0 | 0 | 0 | 0 | 0 | 0 | 0 | 0 | 0 | 0 | 0 | 0 | 0 | 0 | 0 | 0 | 0 | 0
Residential_Manufactured Home Low Income_New_Miscellaneous_Natural Gas_Miscellaneous_E1_Baseline Forecast | Residential | Manufactured Home Low Income | New | Miscellaneous | Natural Gas | Miscellaneous | E1 |  | Baseline Forecast | 0 | 0.15631 | 0.23638 | 0.22288 | 0.20929 | 0.195 | 0.19214 | 0.2154 | 0.24671 | 0.27133 | 0.29055 | 0.30399 | 0.31487 | 0.37162 | 0.40257 | 0.40635 | 0.41264 | 0.42017 | 0.4314 | 0.45715 | 0.48591 | 0.50854 | 0.52703 | 0.54199 | 0.55534 | 0.58346 | 0.60437 | 0.61796 | 0.63296 | 0.64814 | 0.66393 | 0.68573 | 0.71409
Residential_Manufactured Home Low Income_New_Miscellaneous_Natural Gas_Miscellaneous_E2_Baseline Forecast | Residential | Manufactured Home Low Income | New | Miscellaneous | Natural Gas | Miscellaneous | E2 |  | Baseline Forecast | 0 | 0 | 0 | 0 | 0 | 0 | 0 | 0 | 0 | 0 | 0 | 0 | 0 | 0 | 0 | 0 | 0 | 0 | 0 | 0 | 0 | 0 | 0 | 0 | 0 | 0 | 0 | 0 | 0 | 0 | 0 | 0 | 0
Residential_Manufactured Home Low Income_New_Miscellaneous_Natural Gas_Miscellaneous_E3_Baseline Forecast | Residential | Manufactured Home Low Income | New | Miscellaneous | Natural Gas | Miscellaneous | E3 |  | Baseline Forecast | 0 | 0 | 0 | 0 | 0 | 0 | 0 | 0 | 0 | 0 | 0 | 0 | 0 | 0 | 0 | 0 | 0 | 0 | 0 | 0 | 0 | 0 | 0 | 0 | 0 | 0 | 0 | 0 | 0 | 0 | 0 | 0 | 0
Residential_Manufactured Home Low Income_New_Miscellaneous_Natural Gas_Miscellaneous_E4_Baseline Forecast | Residential | Manufactured Home Low Income | New | Miscellaneous | Natural Gas | Miscellaneous | E4 |  | Baseline Forecast | 0 | 0 | 0 | 0 | 0 | 0 | 0 | 0 | 0 | 0 | 0 | 0 | 0 | 0 | 0 | 0 | 0 | 0 | 0 | 0 | 0 | 0 | 0 | 0 | 0 | 0 | 0 | 0 | 0 | 0 | 0 | 0 | 0
Residential_Manufactured Home Low Income_New_Miscellaneous_Natural Gas_Miscellaneous_E5_Baseline Forecast | Residential | Manufactured Home Low Income | New | Miscellaneous | Natural Gas | Miscellaneous | E5 |  | Baseline Forecast | 0 | 0 | 0 | 0 | 0 | 0 | 0 | 0 | 0 | 0 | 0 | 0 | 0 | 0 | 0 | 0 | 0 | 0 | 0 | 0 | 0 | 0 | 0 | 0 | 0 | 0 | 0 | 0 | 0 | 0 | 0 | 0 | 0
Residential_Manufactured Home Low Income_New_Miscellaneous_Natural Gas_Miscellaneous_E6_Baseline Forecast | Residential | Manufactured Home Low Income | New | Miscellaneous | Natural Gas | Miscellaneous | E6 |  | Baseline Forecast | 0 | 0 | 0 | 0 | 0 | 0 | 0 | 0 | 0 | 0 | 0 | 0 | 0 | 0 | 0 | 0 | 0 | 0 | 0 | 0 | 0 | 0 | 0 | 0 | 0 | 0 | 0 | 0 | 0 | 0 | 0 | 0 | 0
Residential_Manufactured Home Low Income_New_Miscellaneous_Natural Gas_Miscellaneous_E7_Baseline Forecast | Residential | Manufactured Home Low Income | New | Miscellaneous | Natural Gas | Miscellaneous | E7 |  | Baseline Forecast | 0 | 0 | 0 | 0 | 0 | 0 | 0 | 0 | 0 | 0 | 0 | 0 | 0 | 0 | 0 | 0 | 0 | 0 | 0 | 0 | 0 | 0 | 0 | 0 | 0 | 0 | 0 | 0 | 0 | 0 | 0 | 0 | 0
Residential_Manufactured Home Low Income_New_Miscellaneous_Natural Gas_Miscellaneous_E8_Baseline Forecast | Residential | Manufactured Home Low Income | New | Miscellaneous | Natural Gas | Miscellaneous | E8 |  | Baseline Forecast | 0 | 0 | 0 | 0 | 0 | 0 | 0 | 0 | 0 | 0 | 0 | 0 | 0 | 0 | 0 | 0 | 0 | 0 | 0 | 0 | 0 | 0 | 0 | 0 | 0 | 0 | 0 | 0 | 0 | 0 | 0 | 0 | 0
Residential_Manufactured Home Low Income_New_Miscellaneous_Natural Gas_Miscellaneous_E9_Baseline Forecast | Residential | Manufactured Home Low Income | New | Miscellaneous | Natural Gas | Miscellaneous | E9 |  | Baseline Forecast | 0 | 0 | 0 | 0 | 0 | 0 | 0 | 0 | 0 | 0 | 0 | 0 | 0 | 0 | 0 | 0 | 0 | 0 | 0 | 0 | 0 | 0 | 0 | 0 | 0 | 0 | 0 | 0 | 0 | 0 | 0 | 0 | 0
Residential_Manufactured Home Low Income_New_Miscellaneous_Natural Gas_Miscellaneous_E10_Baseline Forecast | Residential | Manufactured Home Low Income | New | Miscellaneous | Natural Gas | Miscellaneous | E10 |  | Baseline Forecast | 0 | 0 | 0 | 0 | 0 | 0 | 0 | 0 | 0 | 0 | 0 | 0 | 0 | 0 | 0 | 0 | 0 | 0 | 0 | 0 | 0 | 0 | 0 | 0 | 0 | 0 | 0 | 0 | 0 | 0 | 0 | 0 | 0

## Equipment Stock
Key | Sector | Segment | Vintage | End Use | Fuel | Technology | Equipment | Label | Case | 2019 | 2020 | 2021 | 2022 | 2023 | 2024 | 2025 | 2026 | 2027 | 2028 | 2029 | 2030 | 2031 | 2032 | 2033 | 2034 | 2035 | 2036 | 2037 | 2038 | 2039 | 2040 | 2041 | 2042 | 2043 | 2044 | 2045 | 2046 | 2047 | 2048 | 2049 | 2050 | 2051
Residential_Single Family Regular Income_Existing_Space Heating_Natural Gas_Furnace_E1_Baseline Forecast | Residential | Single Family Regular Income | Existing | Space Heating | Natural Gas | Furnace | E1 |  | Baseline Forecast | 0 | 1144.7631 | 2360.2612 | 3124.5512 | 3899.0758 | 3878.2962 | 3860.4678 | 3844.14 | 3830.0557 | 3817.248 | 3804.7225 | 3792.5091 | 3780.3912 | 3756.8978 | 3716.1977 | 3675.8496 | 3635.811 | 3595.8361 | 3470.8943 | 3265.8834 | 3021.4703 | 2738.7177 | 2482.2662 | 2249.7021 | 2038.903 | 1847.8396 | 1674.6685 | 1517.6949 | 1375.4113 | 1246.47 | 842.2226 | 461.5815 | 225.2648
Residential_Single Family Regular Income_Existing_Space Heating_Natural Gas_Furnace_E2_Baseline Forecast | Residential | Single Family Regular Income | Existing | Space Heating | Natural Gas | Furnace | E2 |  | Baseline Forecast | 0 | 71.8733 | 148.2019 | 196.203 | 244.8361 | 243.5313 | 242.4118 | 241.3865 | 240.5021 | 239.6978 | 238.9113 | 238.1444 | 237.3835 | 235.9082 | 233.3525 | 230.819 | 228.3048 | 225.7946 | 217.9499 | 205.077 | 189.7292 | 171.9741 | 155.8706 | 141.2671 | 128.0302 | 116.0326 | 105.1586 | 95.3016 | 86.3671 | 78.2704 | 52.8889 | 28.9861 | 14.1446
Residential_Single Family Regular Income_Existing_Space Heating_Natural Gas_Furnace_E3_Baseline Forecast | Residential | Single Family Regular Income | Existing | Space Heating | Natural Gas | Furnace | E3 |  | Baseline Forecast | 0 | 47.9162 | 98.8052 | 130.8092 | 163.2326 | 162.3627 | 161.6163 | 160.9327 | 160.3431 | 159.8069 | 159.2825 | 158.7712 | 158.2639 | 157.2804 | 155.5765 | 153.8873 | 152.2112 | 150.5376 | 145.3076 | 136.7253 | 126.4929 | 114.6556 | 103.9193 | 94.1831 | 85.358 | 77.3592 | 70.1095 | 63.5378 | 57.5812 | 52.1831 | 35.2616 | 19.3254 | 9.4301
Residential_Single Family Regular Income_Existing_Space Heating_Natural Gas_Furnace_E4_Baseline Forecast | Residential | Single Family Regular Income | Existing | Space Heating | Natural Gas | Furnace | E4 |  | Baseline Forecast | 0 | 0 | 0 | 0 | 0 | 962.2749 | 1965.1366 | 3004.9727 | 4079.4814 | 5185.3784 | 6318.6284 | 7476.3493 | 8655.4214 | 9823.28 | 10948.9969 | 12070.389 | 13185.7731 | 14292.1914 | 15362.3478 | 16404.2691 | 17383.741 | 18309.7978 | 19119.3922 | 19823.6527 | 20433.4674 | 20959.5196 | 21408.5257 | 21787.0674 | 22102.7131 | 22360.9476 | 22886.041 | 23351.6766 | 23627.7968
Residential_Single Family Regular Income_Existing_Space Heating_Natural Gas_Furnace_E5_Baseline Forecast | Residential | Single Family Regular Income | Existing | Space Heating | Natural Gas | Furnace | E5 |  | Baseline Forecast | 0 | 5.8881 | 12.1457 | 16.0832 | 20.0704 | 19.9649 | 19.8746 | 19.7922 | 19.7213 | 19.6571 | 19.5944 | 19.5333 | 19.4727 | 19.3535 | 19.1458 | 18.9398 | 18.139 | 16.7904 | 15.1929 | 13.3594 | 11.7476 | 10.3307 | 9.0848 | 7.9893 | 7.0265 | 4.687 | 2.5552 | 1.2462 | 0.038819 | 0.039342 | 0.040267 | 0.041109 | 0.041679
Residential_Single Family Regular Income_Existing_Space Heating_Natural Gas_Furnace_E6_Baseline Forecast | Residential | Single Family Regular Income | Existing | Space Heating | Natural Gas | Furnace | E6 |  | Baseline Forecast | 0 | 0 | 0 | 0 | 0 | 0 | 0 | 0 | 0 | 0 | 0 | 0 | 0 | 0 | 0 | 0 | 0 | 0 | 0 | 0 | 0 | 0 | 0 | 0 | 0 | 0 | 0 | 0 | 0 | 0 | 0 | 0 | 0
Residential_Single Family Regular Income_Existing_Space Heating_Natural Gas_Furnace_E7_Baseline Forecast | Residential | Single Family Regular Income | Existing | Space Heating | Natural Gas | Furnace | E7 |  | Baseline Forecast | 0 | 0 | 0 | 0 | 0 | 0 | 0 | 0 | 0 | 0 | 0 | 0 | 0 | 0 | 0 | 0 | 0 | 0 | 0 | 0 | 0 | 0 | 0 | 0 | 0 | 0 | 0 | 0 | 0 | 0 | 0 | 0 | 0
Residential_Single Family Regular Income_Existing_Space Heating_Natural Gas_Furnace_E8_Baseline Forecast | Residential | Single Family Regular Income | Existing | Space Heating | Natural Gas | Furnace | E8 |  | Baseline Forecast | 0 | 0 | 0 | 0 | 0 | 0 | 0 | 0 | 0 | 0 | 0 | 0 | 0 | 0 | 0 | 0 | 0 | 0 | 0 | 0 | 0 | 0 | 0 | 0 | 0 | 0 | 0 | 0 | 0 | 0 | 0 | 0 | 0
Residential_Single Family Regular Income_Existing_Space Heating_Natural Gas_Furnace_E9_Baseline Forecast | Residential | Single Family Regular Income | Existing | Space Heating | Natural Gas | Furnace | E9 |  | Baseline Forecast | 0 | 0 | 0 | 0 | 0 | 0 | 0 | 0 | 0 | 0 | 0 | 0 | 0 | 0 | 0 | 0 | 0 | 0 | 0 | 0 | 0 | 0 | 0 | 0 | 0 | 0 | 0 | 0 | 0 | 0 | 0 | 0 | 0
Residential_Single Family Regular Income_Existing_Space Heating_Natural Gas_Furnace_E10_Baseline Forecast | Residential | Single Family Regular Income | Existing | Space Heating | Natural Gas | Furnace | E10 |  | Baseline Forecast | 0 | 0 | 0 | 0 | 0 | 0 | 0 | 0 | 0 | 0 | 0 | 0 | 0 | 0 | 0 | 0 | 0 | 0 | 0 | 0 | 0 | 0 | 0 | 0 | 0 | 0 | 0 | 0 | 0 | 0 | 0 | 0 | 0
Residential_Single Family Regular Income_Existing_Space Heating_Natural Gas_Furnace_Vintage_Baseline Forecast | Residential | Single Family Regular Income | Existing | Space Heating | Natural Gas | Furnace | Vintage |  | Baseline Forecast | 34453.5232 | 33719.0489 | 32912.2399 | 31810.8571 | 30408.0512 | 29283.7189 | 28141.8163 | 26974.6413 | 25790.2909 | 24584.5078 | 23353.572 | 22100.5995 | 20827.0212 | 19475.9406 | 18032.8107 | 16596.751 | 15169.7086 | 13752.6779 | 12466.7709 | 11300.745 | 10243.4739 | 9284.878 | 8415.4488 | 7627.0035 | 6912.3465 | 6264.5979 | 5677.5084 | 5145.3321 | 4662.9581 | 4225.8179 | 3829.6705 | 3470.6803 | 3145.3416
Residential_Single Family Regular Income_Existing_Space Heating_Natural Gas_Boiler_E1_Baseline Forecast | Residential | Single Family Regular Income | Existing | Space Heating | Natural Gas | Boiler | E1 |  | Baseline Forecast | 0 | 22.2496 | 22.2496 | 22.091 | 21.7509 | 21.635 | 21.5355 | 21.4444 | 21.3658 | 21.2944 | 21.2245 | 21.1564 | 21.0888 | 21.0205 | 20.9524 | 20.884 | 20.8151 | 20.7442 | 20.6715 | 20.5985 | 20.5251 | 20.4514 | 18.5243 | 16.7778 | 15.1958 | 13.7628 | 12.4649 | 11.2891 | 10.2241 | 9.2596 | 8.3861 | 7.595 | 6.8786
Residential_Single Family Regular Income_Existing_Space Heating_Natural Gas_Boiler_E2_Baseline Forecast | Residential | Single Family Regular Income | Existing | Space Heating | Natural Gas | Boiler | E2 |  | Baseline Forecast | 0 | 0 | 17.2888 | 27.669 | 38.3571 | 38.1526 | 37.9773 | 37.8166 | 37.6781 | 37.5521 | 37.4289 | 37.3087 | 37.1895 | 37.0691 | 36.9489 | 36.8283 | 36.7068 | 36.5818 | 36.4537 | 36.3249 | 36.1954 | 36.0655 | 35.9337 | 34.3664 | 32.0654 | 29.0417 | 26.3028 | 23.8218 | 21.5745 | 19.5392 | 17.6959 | 16.0267 | 14.5149
Residential_Single Family Regular Income_Existing_Space Heating_Natural Gas_Boiler_E3_Baseline Forecast | Residential | Single Family Regular Income | Existing | Space Heating | Natural Gas | Boiler | E3 |  | Baseline Forecast | 0 | 9.1806 | 21.5247 | 28.871 | 36.3617 | 36.1679 | 36.0017 | 35.8494 | 35.718 | 35.5986 | 35.4818 | 35.3679 | 35.2549 | 35.1407 | 35.0268 | 34.9125 | 34.7973 | 34.6788 | 34.5574 | 34.4352 | 34.3125 | 34.1893 | 33.3001 | 31.4604 | 29.1647 | 26.4145 | 23.9234 | 21.6668 | 19.6228 | 17.7716 | 16.0951 | 14.5769 | 13.2018
Residential_Single Family Regular Income_Existing_Space Heating_Natural Gas_Boiler_E4_Baseline Forecast | Residential | Single Family Regular Income | Existing | Space Heating | Natural Gas | Boiler | E4 |  | Baseline Forecast | 0 | 9.1807 | 21.533 | 28.8844 | 36.3798 | 36.186 | 36.0196 | 35.8673 | 35.7359 | 35.6164 | 35.4995 | 35.3855 | 35.2725 | 35.1582 | 35.0443 | 34.9299 | 34.8146 | 34.6961 | 34.5746 | 34.4524 | 34.3296 | 34.2064 | 33.3171 | 31.4766 | 29.1798 | 26.4282 | 23.9358 | 21.6781 | 19.633 | 17.7808 | 16.1035 | 14.5844 | 13.2087
Residential_Single Family Regular Income_Existing_Space Heating_Natural Gas_Boiler_E5_Baseline Forecast | Residential | Single Family Regular Income | Existing | Space Heating | Natural Gas | Boiler | E5 |  | Baseline Forecast | 0 | 4.3605 | 10.2303 | 13.7239 | 17.2856 | 17.1935 | 17.1145 | 17.0421 | 16.9796 | 16.9229 | 16.8673 | 16.8132 | 16.7595 | 16.7052 | 16.6511 | 16.5967 | 16.5419 | 16.4856 | 16.4279 | 16.3698 | 16.3115 | 16.2529 | 15.8305 | 14.9561 | 13.8648 | 12.5574 | 11.3731 | 10.3003 | 9.3286 | 8.4486 | 7.6516 | 6.9298 | 6.2761
Residential_Single Family Regular Income_Existing_Space Heating_Natural Gas_Boiler_E6_Baseline Forecast | Residential | Single Family Regular Income | Existing | Space Heating | Natural Gas | Boiler | E6 |  | Baseline Forecast | 0 | 0 | 0 | 0 | 0 | 32.5303 | 66.5093 | 101.7945 | 138.2908 | 175.8728 | 214.392 | 253.7406 | 293.805 | 334.4717 | 375.6644 | 417.2954 | 459.2856 | 501.5323 | 543.9665 | 586.5632 | 629.272 | 672.0489 | 714.1297 | 755.7874 | 795.5238 | 833.6838 | 867.817 | 898.2913 | 925.4529 | 949.6322 | 971.113 | 990.1546 | 1006.9837
Residential_Single Family Regular Income_Existing_Space Heating_Natural Gas_Boiler_E7_Baseline Forecast | Residential | Single Family Regular Income | Existing | Space Heating | Natural Gas | Boiler | E7 |  | Baseline Forecast | 0 | 0 | 0 | 0 | 0 | 0 | 0 | 0 | 0 | 0 | 0 | 0 | 0 | 0 | 0 | 0 | 0 | 0 | 0 | 0 | 0 | 0 | 0 | 0 | 0 | 0 | 0 | 0 | 0 | 0 | 0 | 0 | 0
Residential_Single Family Regular Income_Existing_Space Heating_Natural Gas_Boiler_E8_Baseline Forecast | Residential | Single Family Regular Income | Existing | Space Heating | Natural Gas | Boiler | E8 |  | Baseline Forecast | 0 | 0 | 0 | 0 | 0 | 0 | 0 | 0 | 0 | 0 | 0 | 0 | 0 | 0 | 0 | 0 | 0 | 0 | 0 | 0 | 0 | 0 | 0 | 0 | 0 | 0 | 0 | 0 | 0 | 0 | 0 | 0 | 0
Residential_Single Family Regular Income_Existing_Space Heating_Natural Gas_Boiler_E9_Baseline Forecast | Residential | Single Family Regular Income | Existing | Space Heating | Natural Gas | Boiler | E9 |  | Baseline Forecast | 0 | 0 | 0 | 0 | 0 | 0 | 0 | 0 | 0 | 0 | 0 | 0 | 0 | 0 | 0 | 0 | 0 | 0 | 0 | 0 | 0 | 0 | 0 | 0 | 0 | 0 | 0 | 0 | 0 | 0 | 0 | 0 | 0
Residential_Single Family Regular Income_Existing_Space Heating_Natural Gas_Boiler_E10_Baseline Forecast | Residential | Single Family Regular Income | Existing | Space Heating | Natural Gas | Boiler | E10 |  | Baseline Forecast | 0 | 0 | 0 | 0 | 0 | 0 | 0 | 0 | 0 | 0 | 0 | 0 | 0 | 0 | 0 | 0 | 0 | 0 | 0 | 0 | 0 | 0 | 0 | 0 | 0 | 0 | 0 | 0 | 0 | 0 | 0 | 0 | 0
Residential_Single Family Regular Income_Existing_Space Heating_Natural Gas_Boiler_Vintage_Baseline Forecast | Residential | Single Family Regular Income | Existing | Space Heating | Natural Gas | Boiler | Vintage |  | Baseline Forecast | 1332.9565 | 1308.7209 | 1281.8414 | 1243.6344 | 1193.7216 | 1154.8295 | 1115.3922 | 1075.1082 | 1034.2999 | 992.7968 | 950.4429 | 907.355 | 863.5807 | 819.1659 | 774.2345 | 728.8492 | 683.0765 | 636.9419 | 590.5199 | 543.9139 | 497.1766 | 450.3563 | 407.9191 | 369.46 | 334.6229 | 303.068 | 274.4867 | 248.5957 | 225.143 | 203.9034 | 184.6681 | 167.2483 | 151.4717
Residential_Single Family Regular Income_Existing_Secondary Heating_Natural Gas_Fireplace_E1_Baseline Forecast | Residential | Single Family Regular Income | Existing | Secondary Heating | Natural Gas | Fireplace | E1 |  | Baseline Forecast | 0 | 386.0359 | 776.6311 | 1097.1615 | 1399.8427 | 1708.3933 | 2012.8975 | 2312.9308 | 2609.1366 | 2901.1268 | 3188.2137 | 3470.3642 | 3747.3352 | 4018.836 | 4249.7049 | 4444.8331 | 4608.5435 | 4744.3562 | 4855.6484 | 4945.721 | 5017.2077 | 5072.4378 | 5113.2473 | 5141.4604 | 5158.8765 | 5166.8938 | 5166.7364 | 5159.402 | 5145.8456 | 5126.9937 | 5103.571 | 5076.2255 | 5045.4829
Residential_Single Family Regular Income_Existing_Secondary Heating_Natural Gas_Fireplace_E2_Baseline Forecast | Residential | Single Family Regular Income | Existing | Secondary Heating | Natural Gas | Fireplace | E2 |  | Baseline Forecast | 0 | 0 | 0 | 0 | 0 | 0 | 0 | 0 | 0 | 0 | 0 | 0 | 0 | 0 | 0 | 0 | 0 | 0 | 0 | 0 | 0 | 0 | 0 | 0 | 0 | 0 | 0 | 0 | 0 | 0 | 0 | 0 | 0
Residential_Single Family Regular Income_Existing_Secondary Heating_Natural Gas_Fireplace_E3_Baseline Forecast | Residential | Single Family Regular Income | Existing | Secondary Heating | Natural Gas | Fireplace | E3 |  | Baseline Forecast | 0 | 0 | 0 | 0 | 0 | 0 | 0 | 0 | 0 | 0 | 0 | 0 | 0 | 0 | 0 | 0 | 0 | 0 | 0 | 0 | 0 | 0 | 0 | 0 | 0 | 0 | 0 | 0 | 0 | 0 | 0 | 0 | 0
Residential_Single Family Regular Income_Existing_Secondary Heating_Natural Gas_Fireplace_E4_Baseline Forecast | Residential | Single Family Regular Income | Existing | Secondary Heating | Natural Gas | Fireplace | E4 |  | Baseline Forecast | 0 | 0 | 0 | 0 | 0 | 0 | 0 | 0 | 0 | 0 | 0 | 0 | 0 | 0 | 0 | 0 | 0 | 0 | 0 | 0 | 0 | 0 | 0 | 0 | 0 | 0 | 0 | 0 | 0 | 0 | 0 | 0 | 0
Residential_Single Family Regular Income_Existing_Secondary Heating_Natural Gas_Fireplace_E5_Baseline Forecast | Residential | Single Family Regular Income | Existing | Secondary Heating | Natural Gas | Fireplace | E5 |  | Baseline Forecast | 0 | 0 | 0 | 0 | 0 | 0 | 0 | 0 | 0 | 0 | 0 | 0 | 0 | 0 | 0 | 0 | 0 | 0 | 0 | 0 | 0 | 0 | 0 | 0 | 0 | 0 | 0 | 0 | 0 | 0 | 0 | 0 | 0
Residential_Single Family Regular Income_Existing_Secondary Heating_Natural Gas_Fireplace_E6_Baseline Forecast | Residential | Single Family Regular Income | Existing | Secondary Heating | Natural Gas | Fireplace | E6 |  | Baseline Forecast | 0 | 0 | 0 | 0 | 0 | 0 | 0 | 0 | 0 | 0 | 0 | 0 | 0 | 0 | 0 | 0 | 0 | 0 | 0 | 0 | 0 | 0 | 0 | 0 | 0 | 0 | 0 | 0 | 0 | 0 | 0 | 0 | 0
Residential_Single Family Regular Income_Existing_Secondary Heating_Natural Gas_Fireplace_E7_Baseline Forecast | Residential | Single Family Regular Income | Existing | Secondary Heating | Natural Gas | Fireplace | E7 |  | Baseline Forecast | 0 | 0 | 0 | 0 | 0 | 0 | 0 | 0 | 0 | 0 | 0 | 0 | 0 | 0 | 0 | 0 | 0 | 0 | 0 | 0 | 0 | 0 | 0 | 0 | 0 | 0 | 0 | 0 | 0 | 0 | 0 | 0 | 0
Residential_Single Family Regular Income_Existing_Secondary Heating_Natural Gas_Fireplace_E8_Baseline Forecast | Residential | Single Family Regular Income | Existing | Secondary Heating | Natural Gas | Fireplace | E8 |  | Baseline Forecast | 0 | 0 | 0 | 0 | 0 | 0 | 0 | 0 | 0 | 0 | 0 | 0 | 0 | 0 | 0 | 0 | 0 | 0 | 0 | 0 | 0 | 0 | 0 | 0 | 0 | 0 | 0 | 0 | 0 | 0 | 0 | 0 | 0
Residential_Single Family Regular Income_Existing_Secondary Heating_Natural Gas_Fireplace_E9_Baseline Forecast | Residential | Single Family Regular Income | Existing | Secondary Heating | Natural Gas | Fireplace | E9 |  | Baseline Forecast | 0 | 0 | 0 | 0 | 0 | 0 | 0 | 0 | 0 | 0 | 0 | 0 | 0 | 0 | 0 | 0 | 0 | 0 | 0 | 0 | 0 | 0 | 0 | 0 | 0 | 0 | 0 | 0 | 0 | 0 | 0 | 0 | 0
Residential_Single Family Regular Income_Existing_Secondary Heating_Natural Gas_Fireplace_E10_Baseline Forecast | Residential | Single Family Regular Income | Existing | Secondary Heating | Natural Gas | Fireplace | E10 |  | Baseline Forecast | 0 | 0 | 0 | 0 | 0 | 0 | 0 | 0 | 0 | 0 | 0 | 0 | 0 | 0 | 0 | 0 | 0 | 0 | 0 | 0 | 0 | 0 | 0 | 0 | 0 | 0 | 0 | 0 | 0 | 0 | 0 | 0 | 0
Residential_Single Family Regular Income_Existing_Secondary Heating_Natural Gas_Fireplace_Vintage_Baseline Forecast | Residential | Single Family Regular Income | Existing | Secondary Heating | Natural Gas | Fireplace | Vintage |  | Baseline Forecast | 7386.1482 | 7057.8749 | 6725.0423 | 6294.3297 | 5822.3939 | 5420.6324 | 5029.302 | 4646.068 | 4271.551 | 3904.3146 | 3543.2279 | 3188.3581 | 2839.5516 | 2496.7078 | 2195.2532 | 1930.1499 | 1697.0009 | 1491.8602 | 1311.387 | 1152.7099 | 1013.2025 | 890.556 | 782.7054 | 687.8774 | 604.5311 | 531.2787 | 466.8991 | 410.3124 | 360.5776 | 316.8722 | 278.4651 | 244.7147 | 215.0549
Residential_Single Family Regular Income_Existing_Water Heating_Natural Gas_Water Heater (<= 55 gal)_E1_Baseline Forecast | Residential | Single Family Regular Income | Existing | Water Heating | Natural Gas | Water Heater (<= 55 gal) | E1 |  | Baseline Forecast | 0 | 204.6406 | 442.0331 | 638.5593 | 847.214 | 1079.31 | 1321.0371 | 1571.1072 | 1829.3459 | 2093.4086 | 2336.8134 | 2583.4587 | 2785.6834 | 2950.9802 | 3085.1366 | 3192.2812 | 3275.7107 | 3338.7606 | 3384.4339 | 3410.2937 | 3422.4909 | 3428.4584 | 3427.656 | 3421.3134 | 3411.7968 | 3399.3612 | 3384.0816 | 3367.5483 | 3356.6556 | 3344.16 | 3331.2664 | 3317.3952 | 3284.5702
Residential_Single Family Regular Income_Existing_Water Heating_Natural Gas_Water Heater (<= 55 gal)_E2_Baseline Forecast | Residential | Single Family Regular Income | Existing | Water Heating | Natural Gas | Water Heater (<= 55 gal) | E2 |  | Baseline Forecast | 0 | 1212.9417 | 2587.3994 | 3705.1276 | 4876.5328 | 6164.1192 | 7525.5465 | 8946.0586 | 10416.8305 | 11928.478 | 13495.6111 | 15086.7593 | 16431.6914 | 17564.6696 | 18517.2272 | 19315.9559 | 19983.8715 | 20538.6659 | 20996.6555 | 21378.4139 | 21691.947 | 21941.9668 | 22138.3127 | 22288.7114 | 22399.4236 | 22476.6596 | 22525.8381 | 22549.6675 | 22545.3015 | 22523.8805 | 22487.09 | 22438.0355 | 22254.991
Residential_Single Family Regular Income_Existing_Water Heating_Natural Gas_Water Heater (<= 55 gal)_E3_Baseline Forecast | Residential | Single Family Regular Income | Existing | Water Heating | Natural Gas | Water Heater (<= 55 gal) | E3 |  | Baseline Forecast | 0 | 59.0646 | 126.2231 | 180.9833 | 238.4841 | 301.8031 | 368.5988 | 438.2063 | 510.248 | 584.2348 | 659.6729 | 736.247 | 800.7096 | 854.804 | 900.0829 | 937.8282 | 969.1352 | 994.8777 | 1015.8629 | 1032.8465 | 1046.4191 | 1057.0838 | 1065.2314 | 1071.235 | 1075.4513 | 1078.1506 | 1079.5637 | 1079.8684 | 1079.2334 | 1077.821 | 1075.7522 | 1073.1311 | 1064.1377
Residential_Single Family Regular Income_Existing_Water Heating_Natural Gas_Water Heater (<= 55 gal)_E4_Baseline Forecast | Residential | Single Family Regular Income | Existing | Water Heating | Natural Gas | Water Heater (<= 55 gal) | E4 |  | Baseline Forecast | 0 | 0 | 0 | 0 | 0 | 0 | 0 | 0 | 0 | 0 | 0 | 0 | 0 | 0 | 0 | 0 | 0 | 0 | 0 | 0 | 0 | 0 | 0 | 0 | 0 | 0 | 0 | 0 | 0 | 0 | 0 | 0 | 0
Residential_Single Family Regular Income_Existing_Water Heating_Natural Gas_Water Heater (<= 55 gal)_E5_Baseline Forecast | Residential | Single Family Regular Income | Existing | Water Heating | Natural Gas | Water Heater (<= 55 gal) | E5 |  | Baseline Forecast | 0 | 0 | 0 | 0 | 0 | 0 | 0 | 0 | 0 | 0 | 0 | 0 | 0 | 0 | 0 | 0 | 0 | 0 | 0 | 0 | 0 | 0 | 0 | 0 | 0 | 0 | 0 | 0 | 0 | 0 | 0 | 0 | 0
Residential_Single Family Regular Income_Existing_Water Heating_Natural Gas_Water Heater (<= 55 gal)_E6_Baseline Forecast | Residential | Single Family Regular Income | Existing | Water Heating | Natural Gas | Water Heater (<= 55 gal) | E6 |  | Baseline Forecast | 0 | 0 | 0 | 0 | 0 | 0 | 0 | 0 | 0 | 0 | 0 | 0 | 0 | 0 | 0 | 0 | 0 | 0 | 0 | 0 | 0 | 0 | 0 | 0 | 0 | 0 | 0 | 0 | 0 | 0 | 0 | 0 | 0
Residential_Single Family Regular Income_Existing_Water Heating_Natural Gas_Water Heater (<= 55 gal)_E7_Baseline Forecast | Residential | Single Family Regular Income | Existing | Water Heating | Natural Gas | Water Heater (<= 55 gal) | E7 |  | Baseline Forecast | 0 | 0 | 0 | 0 | 0 | 0 | 0 | 0 | 0 | 0 | 0 | 0 | 0 | 0 | 0 | 0 | 0 | 0 | 0 | 0 | 0 | 0 | 0 | 0 | 0 | 0 | 0 | 0 | 0 | 0 | 0 | 0 | 0
Residential_Single Family Regular Income_Existing_Water Heating_Natural Gas_Water Heater (<= 55 gal)_E8_Baseline Forecast | Residential | Single Family Regular Income | Existing | Water Heating | Natural Gas | Water Heater (<= 55 gal) | E8 |  | Baseline Forecast | 0 | 0 | 0 | 0 | 0 | 0 | 0 | 0 | 0 | 0 | 0 | 0 | 0 | 0 | 0 | 0 | 0 | 0 | 0 | 0 | 0 | 0 | 0 | 0 | 0 | 0 | 0 | 0 | 0 | 0 | 0 | 0 | 0
Residential_Single Family Regular Income_Existing_Water Heating_Natural Gas_Water Heater (<= 55 gal)_E9_Baseline Forecast | Residential | Single Family Regular Income | Existing | Water Heating | Natural Gas | Water Heater (<= 55 gal) | E9 |  | Baseline Forecast | 0 | 0 | 0 | 0 | 0 | 0 | 0 | 0 | 0 | 0 | 0 | 0 | 0 | 0 | 0 | 0 | 0 | 0 | 0 | 0 | 0 | 0 | 0 | 0 | 0 | 0 | 0 | 0 | 0 | 0 | 0 | 0 | 0
Residential_Single Family Regular Income_Existing_Water Heating_Natural Gas_Water Heater (<= 55 gal)_E10_Baseline Forecast | Residential | Single Family Regular Income | Existing | Water Heating | Natural Gas | Water Heater (<= 55 gal) | E10 |  | Baseline Forecast | 0 | 0 | 0 | 0 | 0 | 0 | 0 | 0 | 0 | 0 | 0 | 0 | 0 | 0 | 0 | 0 | 0 | 0 | 0 | 0 | 0 | 0 | 0 | 0 | 0 | 0 | 0 | 0 | 0 | 0 | 0 | 0 | 0
Residential_Single Family Regular Income_Existing_Water Heating_Natural Gas_Water Heater (<= 55 gal)_Vintage_Baseline Forecast | Residential | Single Family Regular Income | Existing | Water Heating | Natural Gas | Water Heater (<= 55 gal) | Vintage |  | Baseline Forecast | 31580.9133 | 30539.7843 | 29300.345 | 27644.0663 | 25656.0856 | 23849.8988 | 21981.2933 | 20055.1485 | 18086.7608 | 16080.479 | 14040.6333 | 11975.339 | 10213.9896 | 8711.3243 | 7429.7109 | 6336.4956 | 5403.946 | 4608.1636 | 3929.1758 | 3350.1281 | 2856.3306 | 2435.254 | 2076.1188 | 1769.847 | 1508.7391 | 1286.1414 | 1096.3776 | 934.5933 | 796.6684 | 679.1 | 578.8836 | 493.4592 | 418.3208
Residential_Single Family Regular Income_Existing_Water Heating_Natural Gas_Water Heater (> 55 gal)_E1_Baseline Forecast | Residential | Single Family Regular Income | Existing | Water Heating | Natural Gas | Water Heater (> 55 gal) | E1 |  | Baseline Forecast | 0 | 6.4006 | 13.8255 | 19.9723 | 26.4985 | 33.7578 | 41.3183 | 49.1398 | 57.2168 | 65.4759 | 73.0889 | 80.8033 | 87.1283 | 92.2983 | 96.4943 | 99.8455 | 102.455 | 104.427 | 105.8555 | 106.6643 | 107.0458 | 107.2325 | 107.2074 | 107.009 | 106.7114 | 106.3224 | 105.8445 | 105.3274 | 104.9867 | 104.5959 | 104.1926 | 103.7587 | 103.3018
Residential_Single Family Regular Income_Existing_Water Heating_Natural Gas_Water Heater (> 55 gal)_E2_Baseline Forecast | Residential | Single Family Regular Income | Existing | Water Heating | Natural Gas | Water Heater (> 55 gal) | E2 |  | Baseline Forecast | 0 | 37.9374 | 80.9265 | 115.8859 | 152.5242 | 192.7962 | 235.3778 | 279.8074 | 325.809 | 373.0891 | 422.1046 | 471.8712 | 513.9368 | 549.3732 | 579.1665 | 604.1485 | 625.039 | 642.3914 | 656.716 | 668.6563 | 678.4628 | 686.2827 | 692.4238 | 697.1279 | 700.5906 | 703.0063 | 704.5445 | 705.2898 | 705.1533 | 704.4833 | 703.3326 | 701.7983 | 699.9335
Residential_Single Family Regular Income_Existing_Water Heating_Natural Gas_Water Heater (> 55 gal)_E3_Baseline Forecast | Residential | Single Family Regular Income | Existing | Water Heating | Natural Gas | Water Heater (> 55 gal) | E3 |  | Baseline Forecast | 0 | 1.8474 | 3.9479 | 5.6606 | 7.4591 | 9.4395 | 11.5287 | 13.7059 | 15.9591 | 18.2732 | 20.6327 | 23.0277 | 25.0439 | 26.7359 | 28.152 | 29.3326 | 30.3118 | 31.117 | 31.7733 | 32.3045 | 32.729 | 33.0626 | 33.3174 | 33.5052 | 33.6371 | 33.7215 | 33.7657 | 33.7752 | 33.7554 | 33.7112 | 33.6465 | 33.5645 | 33.4678
Residential_Single Family Regular Income_Existing_Water Heating_Natural Gas_Water Heater (> 55 gal)_E4_Baseline Forecast | Residential | Single Family Regular Income | Existing | Water Heating | Natural Gas | Water Heater (> 55 gal) | E4 |  | Baseline Forecast | 0 | 0 | 0 | 0 | 0 | 0 | 0 | 0 | 0 | 0 | 0 | 0 | 0 | 0 | 0 | 0 | 0 | 0 | 0 | 0 | 0 | 0 | 0 | 0 | 0 | 0 | 0 | 0 | 0 | 0 | 0 | 0 | 0
Residential_Single Family Regular Income_Existing_Water Heating_Natural Gas_Water Heater (> 55 gal)_E5_Baseline Forecast | Residential | Single Family Regular Income | Existing | Water Heating | Natural Gas | Water Heater (> 55 gal) | E5 |  | Baseline Forecast | 0 | 0 | 0 | 0 | 0 | 0 | 0 | 0 | 0 | 0 | 0 | 0 | 0 | 0 | 0 | 0 | 0 | 0 | 0 | 0 | 0 | 0 | 0 | 0 | 0 | 0 | 0 | 0 | 0 | 0 | 0 | 0 | 0
Residential_Single Family Regular Income_Existing_Water Heating_Natural Gas_Water Heater (> 55 gal)_E6_Baseline Forecast | Residential | Single Family Regular Income | Existing | Water Heating | Natural Gas | Water Heater (> 55 gal) | E6 |  | Baseline Forecast | 0 | 0 | 0 | 0 | 0 | 0 | 0 | 0 | 0 | 0 | 0 | 0 | 0 | 0 | 0 | 0 | 0 | 0 | 0 | 0 | 0 | 0 | 0 | 0 | 0 | 0 | 0 | 0 | 0 | 0 | 0 | 0 | 0
Residential_Single Family Regular Income_Existing_Water Heating_Natural Gas_Water Heater (> 55 gal)_E7_Baseline Forecast | Residential | Single Family Regular Income | Existing | Water Heating | Natural Gas | Water Heater (> 55 gal) | E7 |  | Baseline Forecast | 0 | 0 | 0 | 0 | 0 | 0 | 0 | 0 | 0 | 0 | 0 | 0 | 0 | 0 | 0 | 0 | 0 | 0 | 0 | 0 | 0 | 0 | 0 | 0 | 0 | 0 | 0 | 0 | 0 | 0 | 0 | 0 | 0
Residential_Single Family Regular Income_Existing_Water Heating_Natural Gas_Water Heater (> 55 gal)_E8_Baseline Forecast | Residential | Single Family Regular Income | Existing | Water Heating | Natural Gas | Water Heater (> 55 gal) | E8 |  | Baseline Forecast | 0 | 0 | 0 | 0 | 0 | 0 | 0 | 0 | 0 | 0 | 0 | 0 | 0 | 0 | 0 | 0 | 0 | 0 | 0 | 0 | 0 | 0 | 0 | 0 | 0 | 0 | 0 | 0 | 0 | 0 | 0 | 0 | 0
Residential_Single Family Regular Income_Existing_Water Heating_Natural Gas_Water Heater (> 55 gal)_E9_Baseline Forecast | Residential | Single Family Regular Income | Existing | Water Heating | Natural Gas | Water Heater (> 55 gal) | E9 |  | Baseline Forecast | 0 | 0 | 0 | 0 | 0 | 0 | 0 | 0 | 0 | 0 | 0 | 0 | 0 | 0 | 0 | 0 | 0 | 0 | 0 | 0 | 0 | 0 | 0 | 0 | 0 | 0 | 0 | 0 | 0 | 0 | 0 | 0 | 0
Residential_Single Family Regular Income_Existing_Water Heating_Natural Gas_Water Heater (> 55 gal)_E10_Baseline Forecast | Residential | Single Family Regular Income | Existing | Water Heating | Natural Gas | Water Heater (> 55 gal) | E10 |  | Baseline Forecast | 0 | 0 | 0 | 0 | 0 | 0 | 0 | 0 | 0 | 0 | 0 | 0 | 0 | 0 | 0 | 0 | 0 | 0 | 0 | 0 | 0 | 0 | 0 | 0 | 0 | 0 | 0 | 0 | 0 | 0 | 0 | 0 | 0
Residential_Single Family Regular Income_Existing_Water Heating_Natural Gas_Water Heater (> 55 gal)_Vintage_Baseline Forecast | Residential | Single Family Regular Income | Existing | Water Heating | Natural Gas | Water Heater (> 55 gal) | Vintage |  | Baseline Forecast | 987.7617 | 955.1981 | 916.4319 | 864.6282 | 802.4498 | 745.9574 | 687.5127 | 627.2683 | 565.7027 | 502.9519 | 439.1513 | 374.5547 | 319.4647 | 272.4656 | 232.3803 | 198.1877 | 169.0201 | 144.1303 | 122.8935 | 104.7825 | 89.3379 | 76.1679 | 64.9351 | 55.3558 | 47.1891 | 40.2269 | 34.2916 | 29.2314 | 24.9175 | 21.2403 | 18.1058 | 15.434 | 13.1565
Residential_Single Family Regular Income_Existing_Appliances_Natural Gas_Clothes Dryer_E1_Baseline Forecast | Residential | Single Family Regular Income | Existing | Appliances | Natural Gas | Clothes Dryer | E1 |  | Baseline Forecast | 0 | 172.3133 | 367.7091 | 523.594 | 688.048 | 870.0899 | 1063.0651 | 1265.1474 | 1475.3299 | 1692.2669 | 1914.5797 | 2103.7958 | 2264.6323 | 2401.0707 | 2516.7123 | 2614.507 | 2696.9929 | 2766.175 | 2823.859 | 2871.9143 | 2911.7556 | 2944.548 | 2971.2004 | 2992.6066 | 3009.6445 | 3022.9622 | 3033.1088 | 3040.5094 | 3045.5745 | 3048.7039 | 3050.1947 | 3050.3022 | 3049.2217
Residential_Single Family Regular Income_Existing_Appliances_Natural Gas_Clothes Dryer_E2_Baseline Forecast | Residential | Single Family Regular Income | Existing | Appliances | Natural Gas | Clothes Dryer | E2 |  | Baseline Forecast | 0 | 138.0078 | 294.5197 | 419.3946 | 551.124 | 696.9576 | 851.5907 | 1013.5563 | 1182.0577 | 1356.0172 | 1534.3323 | 1686.1692 | 1815.309 | 1924.9318 | 2017.9247 | 2096.6525 | 2163.1461 | 2219.0129 | 2265.8274 | 2304.9561 | 2337.4767 | 2364.3699 | 2386.3416 | 2404.0924 | 2418.3149 | 2429.5186 | 2438.1398 | 2444.5141 | 2448.9627 | 2451.8061 | 2453.2717 | 2453.5659 | 2452.8422
Residential_Single Family Regular Income_Existing_Appliances_Natural Gas_Clothes Dryer_E3_Baseline Forecast | Residential | Single Family Regular Income | Existing | Appliances | Natural Gas | Clothes Dryer | E3 |  | Baseline Forecast | 0 | 0 | 0 | 0 | 0 | 0 | 0 | 0 | 0 | 0 | 0 | 0 | 0 | 0 | 0 | 0 | 0 | 0 | 0 | 0 | 0 | 0 | 0 | 0 | 0 | 0 | 0 | 0 | 0 | 0 | 0 | 0 | 0
Residential_Single Family Regular Income_Existing_Appliances_Natural Gas_Clothes Dryer_E4_Baseline Forecast | Residential | Single Family Regular Income | Existing | Appliances | Natural Gas | Clothes Dryer | E4 |  | Baseline Forecast | 0 | 0 | 0 | 0 | 0 | 0 | 0 | 0 | 0 | 0 | 0 | 0 | 0 | 0 | 0 | 0 | 0 | 0 | 0 | 0 | 0 | 0 | 0 | 0 | 0 | 0 | 0 | 0 | 0 | 0 | 0 | 0 | 0
Residential_Single Family Regular Income_Existing_Appliances_Natural Gas_Clothes Dryer_E5_Baseline Forecast | Residential | Single Family Regular Income | Existing | Appliances | Natural Gas | Clothes Dryer | E5 |  | Baseline Forecast | 0 | 0 | 0 | 0 | 0 | 0 | 0 | 0 | 0 | 0 | 0 | 0 | 0 | 0 | 0 | 0 | 0 | 0 | 0 | 0 | 0 | 0 | 0 | 0 | 0 | 0 | 0 | 0 | 0 | 0 | 0 | 0 | 0
Residential_Single Family Regular Income_Existing_Appliances_Natural Gas_Clothes Dryer_E6_Baseline Forecast | Residential | Single Family Regular Income | Existing | Appliances | Natural Gas | Clothes Dryer | E6 |  | Baseline Forecast | 0 | 0 | 0 | 0 | 0 | 0 | 0 | 0 | 0 | 0 | 0 | 0 | 0 | 0 | 0 | 0 | 0 | 0 | 0 | 0 | 0 | 0 | 0 | 0 | 0 | 0 | 0 | 0 | 0 | 0 | 0 | 0 | 0
Residential_Single Family Regular Income_Existing_Appliances_Natural Gas_Clothes Dryer_E7_Baseline Forecast | Residential | Single Family Regular Income | Existing | Appliances | Natural Gas | Clothes Dryer | E7 |  | Baseline Forecast | 0 | 0 | 0 | 0 | 0 | 0 | 0 | 0 | 0 | 0 | 0 | 0 | 0 | 0 | 0 | 0 | 0 | 0 | 0 | 0 | 0 | 0 | 0 | 0 | 0 | 0 | 0 | 0 | 0 | 0 | 0 | 0 | 0
Residential_Single Family Regular Income_Existing_Appliances_Natural Gas_Clothes Dryer_E8_Baseline Forecast | Residential | Single Family Regular Income | Existing | Appliances | Natural Gas | Clothes Dryer | E8 |  | Baseline Forecast | 0 | 0 | 0 | 0 | 0 | 0 | 0 | 0 | 0 | 0 | 0 | 0 | 0 | 0 | 0 | 0 | 0 | 0 | 0 | 0 | 0 | 0 | 0 | 0 | 0 | 0 | 0 | 0 | 0 | 0 | 0 | 0 | 0
Residential_Single Family Regular Income_Existing_Appliances_Natural Gas_Clothes Dryer_E9_Baseline Forecast | Residential | Single Family Regular Income | Existing | Appliances | Natural Gas | Clothes Dryer | E9 |  | Baseline Forecast | 0 | 0 | 0 | 0 | 0 | 0 | 0 | 0 | 0 | 0 | 0 | 0 | 0 | 0 | 0 | 0 | 0 | 0 | 0 | 0 | 0 | 0 | 0 | 0 | 0 | 0 | 0 | 0 | 0 | 0 | 0 | 0 | 0
Residential_Single Family Regular Income_Existing_Appliances_Natural Gas_Clothes Dryer_E10_Baseline Forecast | Residential | Single Family Regular Income | Existing | Appliances | Natural Gas | Clothes Dryer | E10 |  | Baseline Forecast | 0 | 0 | 0 | 0 | 0 | 0 | 0 | 0 | 0 | 0 | 0 | 0 | 0 | 0 | 0 | 0 | 0 | 0 | 0 | 0 | 0 | 0 | 0 | 0 | 0 | 0 | 0 | 0 | 0 | 0 | 0 | 0 | 0
Residential_Single Family Regular Income_Existing_Appliances_Natural Gas_Clothes Dryer_Vintage_Baseline Forecast | Residential | Single Family Regular Income | Existing | Appliances | Natural Gas | Clothes Dryer | Vintage |  | Baseline Forecast | 5925.8327 | 5714.1959 | 5462.2472 | 5144.4214 | 4760.9751 | 4407.5695 | 4038.9204 | 3656.0958 | 3262.0554 | 2857.7371 | 2444.0887 | 2090.464 | 1788.0304 | 1529.2845 | 1307.9786 | 1118.6712 | 956.729 | 818.1453 | 699.5659 | 598.1543 | 511.4284 | 437.2656 | 373.8332 | 319.5847 | 273.2052 | 233.5545 | 199.6569 | 170.6756 | 145.8985 | 124.7187 | 106.6139 | 91.1378 | 77.9082
Residential_Single Family Regular Income_Existing_Appliances_Natural Gas_Stove/Oven_E1_Baseline Forecast | Residential | Single Family Regular Income | Existing | Appliances | Natural Gas | Stove/Oven | E1 |  | Baseline Forecast | 0 | 484.5355 | 1041.8496 | 1536.8455 | 2053.6699 | 2617.7355 | 3208.3758 | 3819.315 | 4446.8951 | 5086.5736 | 5733.824 | 6271.2777 | 6715.3441 | 7079.8063 | 7376.9538 | 7616.8425 | 7808.0654 | 7957.4435 | 8070.9718 | 8154.8031 | 8213.5741 | 8251.1082 | 8270.4186 | 8274.3874 | 8265.7712 | 8246.6236 | 8218.6699 | 8183.2557 | 8141.6594 | 8095.0812 | 8044.4214 | 7990.445 | 7933.7432
Residential_Single Family Regular Income_Existing_Appliances_Natural Gas_Stove/Oven_E2_Baseline Forecast | Residential | Single Family Regular Income | Existing | Appliances | Natural Gas | Stove/Oven | E2 |  | Baseline Forecast | 0 | 208.4242 | 448.2129 | 661.2324 | 883.6073 | 1126.3702 | 1380.7256 | 1643.9549 | 1914.5174 | 2190.4572 | 2469.8297 | 2702.0535 | 2894.1955 | 3052.1687 | 3181.2683 | 3285.8267 | 3369.5317 | 3435.3213 | 3486.1661 | 3524.31 | 3551.6204 | 3569.8299 | 3580.1554 | 3583.7861 | 3581.8749 | 3575.2755 | 3564.7215 | 3550.7789 | 3533.9667 | 3514.8099 | 3493.6763 | 3470.9033 | 3446.7388
Residential_Single Family Regular Income_Existing_Appliances_Natural Gas_Stove/Oven_E3_Baseline Forecast | Residential | Single Family Regular Income | Existing | Appliances | Natural Gas | Stove/Oven | E3 |  | Baseline Forecast | 0 | 0 | 0 | 0 | 0 | 0 | 0 | 0 | 0 | 0 | 0 | 0 | 0 | 0 | 0 | 0 | 0 | 0 | 0 | 0 | 0 | 0 | 0 | 0 | 0 | 0 | 0 | 0 | 0 | 0 | 0 | 0 | 0
Residential_Single Family Regular Income_Existing_Appliances_Natural Gas_Stove/Oven_E4_Baseline Forecast | Residential | Single Family Regular Income | Existing | Appliances | Natural Gas | Stove/Oven | E4 |  | Baseline Forecast | 0 | 0 | 0 | 0 | 0 | 0 | 0 | 0 | 0 | 0 | 0 | 0 | 0 | 0 | 0 | 0 | 0 | 0 | 0 | 0 | 0 | 0 | 0 | 0 | 0 | 0 | 0 | 0 | 0 | 0 | 0 | 0 | 0
Residential_Single Family Regular Income_Existing_Appliances_Natural Gas_Stove/Oven_E5_Baseline Forecast | Residential | Single Family Regular Income | Existing | Appliances | Natural Gas | Stove/Oven | E5 |  | Baseline Forecast | 0 | 0 | 0 | 0 | 0 | 0 | 0 | 0 | 0 | 0 | 0 | 0 | 0 | 0 | 0 | 0 | 0 | 0 | 0 | 0 | 0 | 0 | 0 | 0 | 0 | 0 | 0 | 0 | 0 | 0 | 0 | 0 | 0
Residential_Single Family Regular Income_Existing_Appliances_Natural Gas_Stove/Oven_E6_Baseline Forecast | Residential | Single Family Regular Income | Existing | Appliances | Natural Gas | Stove/Oven | E6 |  | Baseline Forecast | 0 | 0 | 0 | 0 | 0 | 0 | 0 | 0 | 0 | 0 | 0 | 0 | 0 | 0 | 0 | 0 | 0 | 0 | 0 | 0 | 0 | 0 | 0 | 0 | 0 | 0 | 0 | 0 | 0 | 0 | 0 | 0 | 0
Residential_Single Family Regular Income_Existing_Appliances_Natural Gas_Stove/Oven_E7_Baseline Forecast | Residential | Single Family Regular Income | Existing | Appliances | Natural Gas | Stove/Oven | E7 |  | Baseline Forecast | 0 | 0 | 0 | 0 | 0 | 0 | 0 | 0 | 0 | 0 | 0 | 0 | 0 | 0 | 0 | 0 | 0 | 0 | 0 | 0 | 0 | 0 | 0 | 0 | 0 | 0 | 0 | 0 | 0 | 0 | 0 | 0 | 0
Residential_Single Family Regular Income_Existing_Appliances_Natural Gas_Stove/Oven_E8_Baseline Forecast | Residential | Single Family Regular Income | Existing | Appliances | Natural Gas | Stove/Oven | E8 |  | Baseline Forecast | 0 | 0 | 0 | 0 | 0 | 0 | 0 | 0 | 0 | 0 | 0 | 0 | 0 | 0 | 0 | 0 | 0 | 0 | 0 | 0 | 0 | 0 | 0 | 0 | 0 | 0 | 0 | 0 | 0 | 0 | 0 | 0 | 0
Residential_Single Family Regular Income_Existing_Appliances_Natural Gas_Stove/Oven_E9_Baseline Forecast | Residential | Single Family Regular Income | Existing | Appliances | Natural Gas | Stove/Oven | E9 |  | Baseline Forecast | 0 | 0 | 0 | 0 | 0 | 0 | 0 | 0 | 0 | 0 | 0 | 0 | 0 | 0 | 0 | 0 | 0 | 0 | 0 | 0 | 0 | 0 | 0 | 0 | 0 | 0 | 0 | 0 | 0 | 0 | 0 | 0 | 0
Residential_Single Family Regular Income_Existing_Appliances_Natural Gas_Stove/Oven_E10_Baseline Forecast | Residential | Single Family Regular Income | Existing | Appliances | Natural Gas | Stove/Oven | E10 |  | Baseline Forecast | 0 | 0 | 0 | 0 | 0 | 0 | 0 | 0 | 0 | 0 | 0 | 0 | 0 | 0 | 0 | 0 | 0 | 0 | 0 | 0 | 0 | 0 | 0 | 0 | 0 | 0 | 0 | 0 | 0 | 0 | 0 | 0 | 0
Residential_Single Family Regular Income_Existing_Appliances_Natural Gas_Stove/Oven_Vintage_Baseline Forecast | Residential | Single Family Regular Income | Existing | Appliances | Natural Gas | Stove/Oven | Vintage |  | Baseline Forecast | 15232.4312 | 14688.4158 | 14040.7784 | 13134.3767 | 12073.1876 | 11101.4142 | 10104.0977 | 9084.5393 | 8050.6282 | 7005.0914 | 5950.6116 | 5055.2244 | 4294.63 | 3648.3142 | 3099.2576 | 2632.7682 | 2236.414 | 1899.5328 | 1613.2367 | 1370.0479 | 1163.4843 | 988.0389 | 838.9956 | 712.3951 | 604.8909 | 513.6051 | 436.0924 | 370.2701 | 314.3774 | 266.9225 | 226.6316 | 192.4235 | 163.3789
Residential_Single Family Regular Income_Existing_Miscellaneous_Natural Gas_Pool Heater_E1_Baseline Forecast | Residential | Single Family Regular Income | Existing | Miscellaneous | Natural Gas | Pool Heater | E1 |  | Baseline Forecast | 0 | 6.7335 | 15.1566 | 23.4804 | 32.3344 | 42.0098 | 52.1177 | 62.5096 | 73.0962 | 83.7848 | 91.9643 | 98.1646 | 102.7986 | 106.1903 | 108.6048 | 110.2467 | 111.2781 | 111.8208 | 111.9776 | 111.8373 | 111.4643 | 110.9099 | 110.2101 | 109.3977 | 108.5027 | 107.5454 | 106.5415 | 105.502 | 104.4371 | 103.3565 | 102.2664 | 101.1718 | 100.0757
Residential_Single Family Regular Income_Existing_Miscellaneous_Natural Gas_Pool Heater_E2_Baseline Forecast | Residential | Single Family Regular Income | Existing | Miscellaneous | Natural Gas | Pool Heater | E2 |  | Baseline Forecast | 0 | 0.35439 | 0.79772 | 1.2358 | 1.7018 | 2.211 | 2.743 | 3.29 | 3.8472 | 4.4097 | 4.8402 | 5.1666 | 5.4105 | 5.589 | 5.716 | 5.8025 | 5.8567 | 5.8853 | 5.8936 | 5.8862 | 5.8665 | 5.8374 | 5.8005 | 5.7578 | 5.7107 | 5.6603 | 5.6074 | 5.5527 | 5.4967 | 5.4398 | 5.3824 | 5.3248 | 5.2671
Residential_Single Family Regular Income_Existing_Miscellaneous_Natural Gas_Pool Heater_E3_Baseline Forecast | Residential | Single Family Regular Income | Existing | Miscellaneous | Natural Gas | Pool Heater | E3 |  | Baseline Forecast | 0 | 0 | 0 | 0 | 0 | 0 | 0 | 0 | 0 | 0 | 0 | 0 | 0 | 0 | 0 | 0 | 0 | 0 | 0 | 0 | 0 | 0 | 0 | 0 | 0 | 0 | 0 | 0 | 0 | 0 | 0 | 0 | 0
Residential_Single Family Regular Income_Existing_Miscellaneous_Natural Gas_Pool Heater_E4_Baseline Forecast | Residential | Single Family Regular Income | Existing | Miscellaneous | Natural Gas | Pool Heater | E4 |  | Baseline Forecast | 0 | 0 | 0 | 0 | 0 | 0 | 0 | 0 | 0 | 0 | 0 | 0 | 0 | 0 | 0 | 0 | 0 | 0 | 0 | 0 | 0 | 0 | 0 | 0 | 0 | 0 | 0 | 0 | 0 | 0 | 0 | 0 | 0
Residential_Single Family Regular Income_Existing_Miscellaneous_Natural Gas_Pool Heater_E5_Baseline Forecast | Residential | Single Family Regular Income | Existing | Miscellaneous | Natural Gas | Pool Heater | E5 |  | Baseline Forecast | 0 | 0 | 0 | 0 | 0 | 0 | 0 | 0 | 0 | 0 | 0 | 0 | 0 | 0 | 0 | 0 | 0 | 0 | 0 | 0 | 0 | 0 | 0 | 0 | 0 | 0 | 0 | 0 | 0 | 0 | 0 | 0 | 0
Residential_Single Family Regular Income_Existing_Miscellaneous_Natural Gas_Pool Heater_E6_Baseline Forecast | Residential | Single Family Regular Income | Existing | Miscellaneous | Natural Gas | Pool Heater | E6 |  | Baseline Forecast | 0 | 0 | 0 | 0 | 0 | 0 | 0 | 0 | 0 | 0 | 0 | 0 | 0 | 0 | 0 | 0 | 0 | 0 | 0 | 0 | 0 | 0 | 0 | 0 | 0 | 0 | 0 | 0 | 0 | 0 | 0 | 0 | 0
Residential_Single Family Regular Income_Existing_Miscellaneous_Natural Gas_Pool Heater_E7_Baseline Forecast | Residential | Single Family Regular Income | Existing | Miscellaneous | Natural Gas | Pool Heater | E7 |  | Baseline Forecast | 0 | 0 | 0 | 0 | 0 | 0 | 0 | 0 | 0 | 0 | 0 | 0 | 0 | 0 | 0 | 0 | 0 | 0 | 0 | 0 | 0 | 0 | 0 | 0 | 0 | 0 | 0 | 0 | 0 | 0 | 0 | 0 | 0
Residential_Single Family Regular Income_Existing_Miscellaneous_Natural Gas_Pool Heater_E8_Baseline Forecast | Residential | Single Family Regular Income | Existing | Miscellaneous | Natural Gas | Pool Heater | E8 |  | Baseline Forecast | 0 | 0 | 0 | 0 | 0 | 0 | 0 | 0 | 0 | 0 | 0 | 0 | 0 | 0 | 0 | 0 | 0 | 0 | 0 | 0 | 0 | 0 | 0 | 0 | 0 | 0 | 0 | 0 | 0 | 0 | 0 | 0 | 0
Residential_Single Family Regular Income_Existing_Miscellaneous_Natural Gas_Pool Heater_E9_Baseline Forecast | Residential | Single Family Regular Income | Existing | Miscellaneous | Natural Gas | Pool Heater | E9 |  | Baseline Forecast | 0 | 0 | 0 | 0 | 0 | 0 | 0 | 0 | 0 | 0 | 0 | 0 | 0 | 0 | 0 | 0 | 0 | 0 | 0 | 0 | 0 | 0 | 0 | 0 | 0 | 0 | 0 | 0 | 0 | 0 | 0 | 0 | 0
Residential_Single Family Regular Income_Existing_Miscellaneous_Natural Gas_Pool Heater_E10_Baseline Forecast | Residential | Single Family Regular Income | Existing | Miscellaneous | Natural Gas | Pool Heater | E10 |  | Baseline Forecast | 0 | 0 | 0 | 0 | 0 | 0 | 0 | 0 | 0 | 0 | 0 | 0 | 0 | 0 | 0 | 0 | 0 | 0 | 0 | 0 | 0 | 0 | 0 | 0 | 0 | 0 | 0 | 0 | 0 | 0 | 0 | 0 | 0
Residential_Single Family Regular Income_Existing_Miscellaneous_Natural Gas_Pool Heater_Vintage_Baseline Forecast | Residential | Single Family Regular Income | Existing | Miscellaneous | Natural Gas | Pool Heater | Vintage |  | Baseline Forecast | 148.2184 | 142.2896 | 134.5823 | 123.6094 | 110.8929 | 98.8378 | 86.4556 | 73.8472 | 61.1319 | 48.3707 | 38.2758 | 30.2898 | 23.9705 | 18.9687 | 15.0105 | 11.878 | 9.3989 | 7.4365 | 5.8832 | 4.6542 | 3.6818 | 2.9125 | 2.3038 | 1.8222 | 1.4413 | 1.14 | 0.90166 | 0.71315 | 0.56403 | 0.4461 | 0.35283 | 0.27906 | 0.22071
Residential_Single Family Regular Income_Existing_Miscellaneous_Natural Gas_Miscellaneous_E1_Baseline Forecast | Residential | Single Family Regular Income | Existing | Miscellaneous | Natural Gas | Miscellaneous | E1 |  | Baseline Forecast | 0 | 2404.53 | 5300.8842 | 8188.3201 | 11227.034 | 14537.1957 | 17995.7787 | 20777.0671 | 23010.0998 | 24791.6857 | 26198.0372 | 27296.5398 | 28140.9049 | 28774.8677 | 29236.9609 | 29557.3767 | 29761.1806 | 29867.2745 | 29893.0307 | 29854.7503 | 29764.2397 | 29631.3029 | 29462.7995 | 29265.5631 | 29046.3285 | 28809.6374 | 28559.2058 | 28297.6667 | 28027.601 | 27751.6088 | 27471.3663 | 27188.312 | 26903.3992
Residential_Single Family Regular Income_Existing_Miscellaneous_Natural Gas_Miscellaneous_E2_Baseline Forecast | Residential | Single Family Regular Income | Existing | Miscellaneous | Natural Gas | Miscellaneous | E2 |  | Baseline Forecast | 0 | 0 | 0 | 0 | 0 | 0 | 0 | 0 | 0 | 0 | 0 | 0 | 0 | 0 | 0 | 0 | 0 | 0 | 0 | 0 | 0 | 0 | 0 | 0 | 0 | 0 | 0 | 0 | 0 | 0 | 0 | 0 | 0
Residential_Single Family Regular Income_Existing_Miscellaneous_Natural Gas_Miscellaneous_E3_Baseline Forecast | Residential | Single Family Regular Income | Existing | Miscellaneous | Natural Gas | Miscellaneous | E3 |  | Baseline Forecast | 0 | 0 | 0 | 0 | 0 | 0 | 0 | 0 | 0 | 0 | 0 | 0 | 0 | 0 | 0 | 0 | 0 | 0 | 0 | 0 | 0 | 0 | 0 | 0 | 0 | 0 | 0 | 0 | 0 | 0 | 0 | 0 | 0
Residential_Single Family Regular Income_Existing_Miscellaneous_Natural Gas_Miscellaneous_E4_Baseline Forecast | Residential | Single Family Regular Income | Existing | Miscellaneous | Natural Gas | Miscellaneous | E4 |  | Baseline Forecast | 0 | 0 | 0 | 0 | 0 | 0 | 0 | 0 | 0 | 0 | 0 | 0 | 0 | 0 | 0 | 0 | 0 | 0 | 0 | 0 | 0 | 0 | 0 | 0 | 0 | 0 | 0 | 0 | 0 | 0 | 0 | 0 | 0
Residential_Single Family Regular Income_Existing_Miscellaneous_Natural Gas_Miscellaneous_E5_Baseline Forecast | Residential | Single Family Regular Income | Existing | Miscellaneous | Natural Gas | Miscellaneous | E5 |  | Baseline Forecast | 0 | 0 | 0 | 0 | 0 | 0 | 0 | 0 | 0 | 0 | 0 | 0 | 0 | 0 | 0 | 0 | 0 | 0 | 0 | 0 | 0 | 0 | 0 | 0 | 0 | 0 | 0 | 0 | 0 | 0 | 0 | 0 | 0
Residential_Single Family Regular Income_Existing_Miscellaneous_Natural Gas_Miscellaneous_E6_Baseline Forecast | Residential | Single Family Regular Income | Existing | Miscellaneous | Natural Gas | Miscellaneous | E6 |  | Baseline Forecast | 0 | 0 | 0 | 0 | 0 | 0 | 0 | 0 | 0 | 0 | 0 | 0 | 0 | 0 | 0 | 0 | 0 | 0 | 0 | 0 | 0 | 0 | 0 | 0 | 0 | 0 | 0 | 0 | 0 | 0 | 0 | 0 | 0
Residential_Single Family Regular Income_Existing_Miscellaneous_Natural Gas_Miscellaneous_E7_Baseline Forecast | Residential | Single Family Regular Income | Existing | Miscellaneous | Natural Gas | Miscellaneous | E7 |  | Baseline Forecast | 0 | 0 | 0 | 0 | 0 | 0 | 0 | 0 | 0 | 0 | 0 | 0 | 0 | 0 | 0 | 0 | 0 | 0 | 0 | 0 | 0 | 0 | 0 | 0 | 0 | 0 | 0 | 0 | 0 | 0 | 0 | 0 | 0
Residential_Single Family Regular Income_Existing_Miscellaneous_Natural Gas_Miscellaneous_E8_Baseline Forecast | Residential | Single Family Regular Income | Existing | Miscellaneous | Natural Gas | Miscellaneous | E8 |  | Baseline Forecast | 0 | 0 | 0 | 0 | 0 | 0 | 0 | 0 | 0 | 0 | 0 | 0 | 0 | 0 | 0 | 0 | 0 | 0 | 0 | 0 | 0 | 0 | 0 | 0 | 0 | 0 | 0 | 0 | 0 | 0 | 0 | 0 | 0
Residential_Single Family Regular Income_Existing_Miscellaneous_Natural Gas_Miscellaneous_E9_Baseline Forecast | Residential | Single Family Regular Income | Existing | Miscellaneous | Natural Gas | Miscellaneous | E9 |  | Baseline Forecast | 0 | 0 | 0 | 0 | 0 | 0 | 0 | 0 | 0 | 0 | 0 | 0 | 0 | 0 | 0 | 0 | 0 | 0 | 0 | 0 | 0 | 0 | 0 | 0 | 0 | 0 | 0 | 0 | 0 | 0 | 0 | 0 | 0
Residential_Single Family Regular Income_Existing_Miscellaneous_Natural Gas_Miscellaneous_E10_Baseline Forecast | Residential | Single Family Regular Income | Existing | Miscellaneous | Natural Gas | Miscellaneous | E10 |  | Baseline Forecast | 0 | 0 | 0 | 0 | 0 | 0 | 0 | 0 | 0 | 0 | 0 | 0 | 0 | 0 | 0 | 0 | 0 | 0 | 0 | 0 | 0 | 0 | 0 | 0 | 0 | 0 | 0 | 0 | 0 | 0 | 0 | 0 | 0
Residential_Single Family Regular Income_Existing_Miscellaneous_Natural Gas_Miscellaneous_Vintage_Baseline Forecast | Residential | Single Family Regular Income | Existing | Miscellaneous | Natural Gas | Miscellaneous | Vintage |  | Baseline Forecast | 37940.7296 | 35832.9113 | 33233.2687 | 29779.8553 | 25871.7245 | 22082.7627 | 18178.1759 | 14969.5067 | 12334.2095 | 10166.1037 | 8379.6345 | 6907.5915 | 5694.226 | 4693.7929 | 3869.1192 | 3189.259 | 2628.767 | 2166.5536 | 1785.4326 | 1471.309 | 1212.4152 | 999.0509 | 823.1823 | 678.2347 | 558.8032 | 460.3985 | 379.32 | 312.5135 | 257.4685 | 212.1196 | 174.7586 | 143.979 | 118.6205
Residential_Single Family Regular Income_New_Space Heating_Natural Gas_Furnace_E1_Baseline Forecast | Residential | Single Family Regular Income | New | Space Heating | Natural Gas | Furnace | E1 |  | Baseline Forecast | 0 | 212.247 | 533.226 | 835.8783 | 1120.0765 | 1120.0765 | 1120.0765 | 1120.0765 | 1120.0765 | 1120.0765 | 1120.0765 | 1120.0765 | 1120.0765 | 1120.0765 | 1120.0765 | 1120.0765 | 1120.0765 | 1120.0765 | 1102.3892 | 1059.4277 | 994.8252 | 911.9231 | 835.9295 | 766.2687 | 702.413 | 643.8786 | 590.222 | 541.0369 | 495.9505 | 454.6213 | 348.252 | 215.663 | 100.0365
Residential_Single Family Regular Income_New_Space Heating_Natural Gas_Furnace_E2_Baseline Forecast | Residential | Single Family Regular Income | New | Space Heating | Natural Gas | Furnace | E2 |  | Baseline Forecast | 0 | 3.9209 | 9.8517 | 15.4446 | 20.6953 | 20.6953 | 20.6953 | 20.6953 | 20.6953 | 20.6953 | 20.6953 | 20.6953 | 20.6953 | 20.6953 | 20.6953 | 20.6953 | 20.6953 | 20.6953 | 20.3685 | 19.5748 | 18.3811 | 16.8493 | 15.4452 | 14.1581 | 12.9783 | 11.8968 | 10.9054 | 9.9966 | 9.1635 | 8.3999 | 6.4348 | 3.9849 | 1.8482
Residential_Single Family Regular Income_New_Space Heating_Natural Gas_Furnace_E3_Baseline Forecast | Residential | Single Family Regular Income | New | Space Heating | Natural Gas | Furnace | E3 |  | Baseline Forecast | 0 | 0.0049757 | 0.012502 | 0.0196 | 0.026264 | 0.026264 | 0.026264 | 0.026264 | 0.026264 | 0.026264 | 0.026264 | 0.026264 | 0.026264 | 0.026264 | 0.026264 | 0.026264 | 0.026264 | 0.026264 | 0.025849 | 0.024842 | 0.023327 | 0.021383 | 0.019601 | 0.017968 | 0.01647 | 0.015098 | 0.01384 | 0.012686 | 0.011629 | 0.01066 | 0.0081663 | 0.0050572 | 0.0023455
Residential_Single Family Regular Income_New_Space Heating_Natural Gas_Furnace_E4_Baseline Forecast | Residential | Single Family Regular Income | New | Space Heating | Natural Gas | Furnace | E4 |  | Baseline Forecast | 0 | 0 | 0 | 0 | 0 | 269.6895 | 535.4234 | 797.3023 | 1054.0032 | 1307.4571 | 1559.5498 | 1810.2475 | 2059.9876 | 2309.2008 | 2557.5696 | 2805.2321 | 3052.2513 | 3299.083 | 3563.696 | 3853.3645 | 4164.3637 | 4493.2726 | 4814.6509 | 5129.0516 | 5436.728 | 5738.1612 | 6033.785 | 6324.1163 | 6609.5189 | 6890.231 | 7236.3135 | 7608.2368 | 7970.2761
Residential_Single Family Regular Income_New_Space Heating_Natural Gas_Furnace_E5_Baseline Forecast | Residential | Single Family Regular Income | New | Space Heating | Natural Gas | Furnace | E5 |  | Baseline Forecast | 0 | 0.004977 | 0.012511 | 0.019619 | 0.026288 | 0.026288 | 0.026288 | 0.026288 | 0.026288 | 0.026288 | 0.026288 | 0.026288 | 0.026288 | 0.026288 | 0.026288 | 0.026288 | 0.025735 | 0.024407 | 0.022436 | 0.019943 | 0.017727 | 0.015758 | 0.014007 | 0.01245 | 0.011067 | 0.0083047 | 0.005062 | 0.0023106 | 3.129e-14 | 3.2462e-14 | 3.3919e-14 | 3.5528e-14 | 3.7169e-14
Residential_Single Family Regular Income_New_Space Heating_Natural Gas_Furnace_E6_Baseline Forecast | Residential | Single Family Regular Income | New | Space Heating | Natural Gas | Furnace | E6 |  | Baseline Forecast | 0 | 0 | 0 | 0 | 0 | 0 | 0 | 0 | 0 | 0 | 0 | 0 | 0 | 0 | 0 | 0 | 0 | 0 | 0 | 0 | 0 | 0 | 0 | 0 | 0 | 0 | 0 | 0 | 0 | 0 | 0 | 0 | 0
Residential_Single Family Regular Income_New_Space Heating_Natural Gas_Furnace_E7_Baseline Forecast | Residential | Single Family Regular Income | New | Space Heating | Natural Gas | Furnace | E7 |  | Baseline Forecast | 0 | 0 | 0 | 0 | 0 | 0 | 0 | 0 | 0 | 0 | 0 | 0 | 0 | 0 | 0 | 0 | 0 | 0 | 0 | 0 | 0 | 0 | 0 | 0 | 0 | 0 | 0 | 0 | 0 | 0 | 0 | 0 | 0
Residential_Single Family Regular Income_New_Space Heating_Natural Gas_Furnace_E8_Baseline Forecast | Residential | Single Family Regular Income | New | Space Heating | Natural Gas | Furnace | E8 |  | Baseline Forecast | 0 | 0 | 0 | 0 | 0 | 0 | 0 | 0 | 0 | 0 | 0 | 0 | 0 | 0 | 0 | 0 | 0 | 0 | 0 | 0 | 0 | 0 | 0 | 0 | 0 | 0 | 0 | 0 | 0 | 0 | 0 | 0 | 0
Residential_Single Family Regular Income_New_Space Heating_Natural Gas_Furnace_E9_Baseline Forecast | Residential | Single Family Regular Income | New | Space Heating | Natural Gas | Furnace | E9 |  | Baseline Forecast | 0 | 0 | 0 | 0 | 0 | 0 | 0 | 0 | 0 | 0 | 0 | 0 | 0 | 0 | 0 | 0 | 0 | 0 | 0 | 0 | 0 | 0 | 0 | 0 | 0 | 0 | 0 | 0 | 0 | 0 | 0 | 0 | 0
Residential_Single Family Regular Income_New_Space Heating_Natural Gas_Furnace_E10_Baseline Forecast | Residential | Single Family Regular Income | New | Space Heating | Natural Gas | Furnace | E10 |  | Baseline Forecast | 0 | 0 | 0 | 0 | 0 | 0 | 0 | 0 | 0 | 0 | 0 | 0 | 0 | 0 | 0 | 0 | 0 | 0 | 0 | 0 | 0 | 0 | 0 | 0 | 0 | 0 | 0 | 0 | 0 | 0 | 0 | 0 | 0
Residential_Single Family Regular Income_New_Space Heating_Natural Gas_Furnace_Vintage_Baseline Forecast | Residential | Single Family Regular Income | New | Space Heating | Natural Gas | Furnace | Vintage |  | Baseline Forecast | 0 | 0 | 0 | 0 | 0 | 0 | 0 | 0 | 0 | 0 | 0 | 0 | 0 | 0 | 0 | 0 | 0 | 0 | 0 | 0 | 0 | 0 | 0 | 0 | 0 | 0 | 0 | 0 | 0 | 0 | 0 | 0 | 0
Residential_Single Family Regular Income_New_Space Heating_Natural Gas_Boiler_E1_Baseline Forecast | Residential | Single Family Regular Income | New | Space Heating | Natural Gas | Boiler | E1 |  | Baseline Forecast | 0 | 0 | 0 | 0 | 0 | 0 | 0 | 0 | 0 | 0 | 0 | 0 | 0 | 0 | 0 | 0 | 0 | 0 | 0 | 0 | 0 | 0 | 0 | 0 | 0 | 0 | 0 | 0 | 0 | 0 | 0 | 0 | 0
Residential_Single Family Regular Income_New_Space Heating_Natural Gas_Boiler_E2_Baseline Forecast | Residential | Single Family Regular Income | New | Space Heating | Natural Gas | Boiler | E2 |  | Baseline Forecast | 0 | 0 | 0 | 0 | 0 | 0 | 0 | 0 | 0 | 0 | 0 | 0 | 0 | 0 | 0 | 0 | 0 | 0 | 0 | 0 | 0 | 0 | 0 | 0 | 0 | 0 | 0 | 0 | 0 | 0 | 0 | 0 | 0
Residential_Single Family Regular Income_New_Space Heating_Natural Gas_Boiler_E3_Baseline Forecast | Residential | Single Family Regular Income | New | Space Heating | Natural Gas | Boiler | E3 |  | Baseline Forecast | 0 | 0 | 0 | 0 | 0 | 0 | 0 | 0 | 0 | 0 | 0 | 0 | 0 | 0 | 0 | 0 | 0 | 0 | 0 | 0 | 0 | 0 | 0 | 0 | 0 | 0 | 0 | 0 | 0 | 0 | 0 | 0 | 0
Residential_Single Family Regular Income_New_Space Heating_Natural Gas_Boiler_E4_Baseline Forecast | Residential | Single Family Regular Income | New | Space Heating | Natural Gas | Boiler | E4 |  | Baseline Forecast | 0 | 0 | 0 | 0 | 0 | 0 | 0 | 0 | 0 | 0 | 0 | 0 | 0 | 0 | 0 | 0 | 0 | 0 | 0 | 0 | 0 | 0 | 0 | 0 | 0 | 0 | 0 | 0 | 0 | 0 | 0 | 0 | 0
Residential_Single Family Regular Income_New_Space Heating_Natural Gas_Boiler_E5_Baseline Forecast | Residential | Single Family Regular Income | New | Space Heating | Natural Gas | Boiler | E5 |  | Baseline Forecast | 0 | 0 | 0 | 0 | 0 | 0 | 0 | 0 | 0 | 0 | 0 | 0 | 0 | 0 | 0 | 0 | 0 | 0 | 0 | 0 | 0 | 0 | 0 | 0 | 0 | 0 | 0 | 0 | 0 | 0 | 0 | 0 | 0
Residential_Single Family Regular Income_New_Space Heating_Natural Gas_Boiler_E6_Baseline Forecast | Residential | Single Family Regular Income | New | Space Heating | Natural Gas | Boiler | E6 |  | Baseline Forecast | 0 | 0 | 0 | 0 | 0 | 0 | 0 | 0 | 0 | 0 | 0 | 0 | 0 | 0 | 0 | 0 | 0 | 0 | 0 | 0 | 0 | 0 | 0 | 0 | 0 | 0 | 0 | 0 | 0 | 0 | 0 | 0 | 0
Residential_Single Family Regular Income_New_Space Heating_Natural Gas_Boiler_E7_Baseline Forecast | Residential | Single Family Regular Income | New | Space Heating | Natural Gas | Boiler | E7 |  | Baseline Forecast | 0 | 0 | 0 | 0 | 0 | 0 | 0 | 0 | 0 | 0 | 0 | 0 | 0 | 0 | 0 | 0 | 0 | 0 | 0 | 0 | 0 | 0 | 0 | 0 | 0 | 0 | 0 | 0 | 0 | 0 | 0 | 0 | 0
Residential_Single Family Regular Income_New_Space Heating_Natural Gas_Boiler_E8_Baseline Forecast | Residential | Single Family Regular Income | New | Space Heating | Natural Gas | Boiler | E8 |  | Baseline Forecast | 0 | 0 | 0 | 0 | 0 | 0 | 0 | 0 | 0 | 0 | 0 | 0 | 0 | 0 | 0 | 0 | 0 | 0 | 0 | 0 | 0 | 0 | 0 | 0 | 0 | 0 | 0 | 0 | 0 | 0 | 0 | 0 | 0
Residential_Single Family Regular Income_New_Space Heating_Natural Gas_Boiler_E9_Baseline Forecast | Residential | Single Family Regular Income | New | Space Heating | Natural Gas | Boiler | E9 |  | Baseline Forecast | 0 | 0 | 0 | 0 | 0 | 0 | 0 | 0 | 0 | 0 | 0 | 0 | 0 | 0 | 0 | 0 | 0 | 0 | 0 | 0 | 0 | 0 | 0 | 0 | 0 | 0 | 0 | 0 | 0 | 0 | 0 | 0 | 0
Residential_Single Family Regular Income_New_Space Heating_Natural Gas_Boiler_E10_Baseline Forecast | Residential | Single Family Regular Income | New | Space Heating | Natural Gas | Boiler | E10 |  | Baseline Forecast | 0 | 0 | 0 | 0 | 0 | 0 | 0 | 0 | 0 | 0 | 0 | 0 | 0 | 0 | 0 | 0 | 0 | 0 | 0 | 0 | 0 | 0 | 0 | 0 | 0 | 0 | 0 | 0 | 0 | 0 | 0 | 0 | 0
Residential_Single Family Regular Income_New_Space Heating_Natural Gas_Boiler_Vintage_Baseline Forecast | Residential | Single Family Regular Income | New | Space Heating | Natural Gas | Boiler | Vintage |  | Baseline Forecast | 0 | 0 | 0 | 0 | 0 | 0 | 0 | 0 | 0 | 0 | 0 | 0 | 0 | 0 | 0 | 0 | 0 | 0 | 0 | 0 | 0 | 0 | 0 | 0 | 0 | 0 | 0 | 0 | 0 | 0 | 0 | 0 | 0
Residential_Single Family Regular Income_New_Secondary Heating_Natural Gas_Fireplace_E1_Baseline Forecast | Residential | Single Family Regular Income | New | Secondary Heating | Natural Gas | Fireplace | E1 |  | Baseline Forecast | 0 | 486.4001 | 1221.9811 | 1915.5647 | 2566.8547 | 3173.656 | 3771.5572 | 4360.785 | 4938.3619 | 5508.6332 | 6075.8418 | 6639.9115 | 7201.8268 | 7762.5564 | 8321.3863 | 8878.627 | 9434.4188 | 9989.7871 | 10544.6296 | 11097.9265 | 11649.625 | 12199.6848 | 12748.6333 | 13296.395 | 13842.3303 | 14386.4098 | 14928.5954 | 15469.1207 | 16007.9501 | 16544.8414 | 17079.7689 | 17612.752 | 18162.3671
Residential_Single Family Regular Income_New_Secondary Heating_Natural Gas_Fireplace_E2_Baseline Forecast | Residential | Single Family Regular Income | New | Secondary Heating | Natural Gas | Fireplace | E2 |  | Baseline Forecast | 0 | 0 | 0 | 0 | 0 | 0 | 0 | 0 | 0 | 0 | 0 | 0 | 0 | 0 | 0 | 0 | 0 | 0 | 0 | 0 | 0 | 0 | 0 | 0 | 0 | 0 | 0 | 0 | 0 | 0 | 0 | 0 | 0
Residential_Single Family Regular Income_New_Secondary Heating_Natural Gas_Fireplace_E3_Baseline Forecast | Residential | Single Family Regular Income | New | Secondary Heating | Natural Gas | Fireplace | E3 |  | Baseline Forecast | 0 | 0 | 0 | 0 | 0 | 0 | 0 | 0 | 0 | 0 | 0 | 0 | 0 | 0 | 0 | 0 | 0 | 0 | 0 | 0 | 0 | 0 | 0 | 0 | 0 | 0 | 0 | 0 | 0 | 0 | 0 | 0 | 0
Residential_Single Family Regular Income_New_Secondary Heating_Natural Gas_Fireplace_E4_Baseline Forecast | Residential | Single Family Regular Income | New | Secondary Heating | Natural Gas | Fireplace | E4 |  | Baseline Forecast | 0 | 0 | 0 | 0 | 0 | 0 | 0 | 0 | 0 | 0 | 0 | 0 | 0 | 0 | 0 | 0 | 0 | 0 | 0 | 0 | 0 | 0 | 0 | 0 | 0 | 0 | 0 | 0 | 0 | 0 | 0 | 0 | 0
Residential_Single Family Regular Income_New_Secondary Heating_Natural Gas_Fireplace_E5_Baseline Forecast | Residential | Single Family Regular Income | New | Secondary Heating | Natural Gas | Fireplace | E5 |  | Baseline Forecast | 0 | 0 | 0 | 0 | 0 | 0 | 0 | 0 | 0 | 0 | 0 | 0 | 0 | 0 | 0 | 0 | 0 | 0 | 0 | 0 | 0 | 0 | 0 | 0 | 0 | 0 | 0 | 0 | 0 | 0 | 0 | 0 | 0
Residential_Single Family Regular Income_New_Secondary Heating_Natural Gas_Fireplace_E6_Baseline Forecast | Residential | Single Family Regular Income | New | Secondary Heating | Natural Gas | Fireplace | E6 |  | Baseline Forecast | 0 | 0 | 0 | 0 | 0 | 0 | 0 | 0 | 0 | 0 | 0 | 0 | 0 | 0 | 0 | 0 | 0 | 0 | 0 | 0 | 0 | 0 | 0 | 0 | 0 | 0 | 0 | 0 | 0 | 0 | 0 | 0 | 0
Residential_Single Family Regular Income_New_Secondary Heating_Natural Gas_Fireplace_E7_Baseline Forecast | Residential | Single Family Regular Income | New | Secondary Heating | Natural Gas | Fireplace | E7 |  | Baseline Forecast | 0 | 0 | 0 | 0 | 0 | 0 | 0 | 0 | 0 | 0 | 0 | 0 | 0 | 0 | 0 | 0 | 0 | 0 | 0 | 0 | 0 | 0 | 0 | 0 | 0 | 0 | 0 | 0 | 0 | 0 | 0 | 0 | 0
Residential_Single Family Regular Income_New_Secondary Heating_Natural Gas_Fireplace_E8_Baseline Forecast | Residential | Single Family Regular Income | New | Secondary Heating | Natural Gas | Fireplace | E8 |  | Baseline Forecast | 0 | 0 | 0 | 0 | 0 | 0 | 0 | 0 | 0 | 0 | 0 | 0 | 0 | 0 | 0 | 0 | 0 | 0 | 0 | 0 | 0 | 0 | 0 | 0 | 0 | 0 | 0 | 0 | 0 | 0 | 0 | 0 | 0
Residential_Single Family Regular Income_New_Secondary Heating_Natural Gas_Fireplace_E9_Baseline Forecast | Residential | Single Family Regular Income | New | Secondary Heating | Natural Gas | Fireplace | E9 |  | Baseline Forecast | 0 | 0 | 0 | 0 | 0 | 0 | 0 | 0 | 0 | 0 | 0 | 0 | 0 | 0 | 0 | 0 | 0 | 0 | 0 | 0 | 0 | 0 | 0 | 0 | 0 | 0 | 0 | 0 | 0 | 0 | 0 | 0 | 0
Residential_Single Family Regular Income_New_Secondary Heating_Natural Gas_Fireplace_E10_Baseline Forecast | Residential | Single Family Regular Income | New | Secondary Heating | Natural Gas | Fireplace | E10 |  | Baseline Forecast | 0 | 0 | 0 | 0 | 0 | 0 | 0 | 0 | 0 | 0 | 0 | 0 | 0 | 0 | 0 | 0 | 0 | 0 | 0 | 0 | 0 | 0 | 0 | 0 | 0 | 0 | 0 | 0 | 0 | 0 | 0 | 0 | 0
Residential_Single Family Regular Income_New_Secondary Heating_Natural Gas_Fireplace_Vintage_Baseline Forecast | Residential | Single Family Regular Income | New | Secondary Heating | Natural Gas | Fireplace | Vintage |  | Baseline Forecast | 0 | 0 | 0 | 0 | 0 | 0 | 0 | 0 | 0 | 0 | 0 | 0 | 0 | 0 | 0 | 0 | 0 | 0 | 0 | 0 | 0 | 0 | 0 | 0 | 0 | 0 | 0 | 0 | 0 | 0 | 0 | 0 | 0
Residential_Single Family Regular Income_New_Water Heating_Natural Gas_Water Heater (<= 55 gal)_E1_Baseline Forecast | Residential | Single Family Regular Income | New | Water Heating | Natural Gas | Water Heater (<= 55 gal) | E1 |  | Baseline Forecast | 0 | 0 | 0 | 0 | 0 | 0 | 0 | 0 | 0 | 0 | 0 | 0 | 0 | 0 | 0 | 0 | 0 | 0 | 0 | 0 | 0 | 0 | 0 | 0 | 0 | 0 | 0 | 0 | 0 | 0 | 0 | 0 | 0
Residential_Single Family Regular Income_New_Water Heating_Natural Gas_Water Heater (<= 55 gal)_E2_Baseline Forecast | Residential | Single Family Regular Income | New | Water Heating | Natural Gas | Water Heater (<= 55 gal) | E2 |  | Baseline Forecast | 0 | 0 | 0 | 0 | 0 | 0 | 0 | 0 | 0 | 0 | 0 | 0 | 0 | 0 | 0 | 0 | 0 | 0 | 0 | 0 | 0 | 0 | 0 | 0 | 0 | 0 | 0 | 0 | 0 | 0 | 0 | 0 | 0
Residential_Single Family Regular Income_New_Water Heating_Natural Gas_Water Heater (<= 55 gal)_E3_Baseline Forecast | Residential | Single Family Regular Income | New | Water Heating | Natural Gas | Water Heater (<= 55 gal) | E3 |  | Baseline Forecast | 0 | 0 | 0 | 0 | 0 | 0 | 0 | 0 | 0 | 0 | 0 | 0 | 0 | 0 | 0 | 0 | 0 | 0 | 0 | 0 | 0 | 0 | 0 | 0 | 0 | 0 | 0 | 0 | 0 | 0 | 0 | 0 | 0
Residential_Single Family Regular Income_New_Water Heating_Natural Gas_Water Heater (<= 55 gal)_E4_Baseline Forecast | Residential | Single Family Regular Income | New | Water Heating | Natural Gas | Water Heater (<= 55 gal) | E4 |  | Baseline Forecast | 0 | 0 | 0 | 0 | 0 | 0 | 0 | 0 | 0 | 0 | 0 | 0 | 0 | 0 | 0 | 0 | 0 | 0 | 0 | 0 | 0 | 0 | 0 | 0 | 0 | 0 | 0 | 0 | 0 | 0 | 0 | 0 | 0
Residential_Single Family Regular Income_New_Water Heating_Natural Gas_Water Heater (<= 55 gal)_E5_Baseline Forecast | Residential | Single Family Regular Income | New | Water Heating | Natural Gas | Water Heater (<= 55 gal) | E5 |  | Baseline Forecast | 0 | 0 | 0 | 0 | 0 | 0 | 0 | 0 | 0 | 0 | 0 | 0 | 0 | 0 | 0 | 0 | 0 | 0 | 0 | 0 | 0 | 0 | 0 | 0 | 0 | 0 | 0 | 0 | 0 | 0 | 0 | 0 | 0
Residential_Single Family Regular Income_New_Water Heating_Natural Gas_Water Heater (<= 55 gal)_E6_Baseline Forecast | Residential | Single Family Regular Income | New | Water Heating | Natural Gas | Water Heater (<= 55 gal) | E6 |  | Baseline Forecast | 0 | 0 | 0 | 0 | 0 | 0 | 0 | 0 | 0 | 0 | 0 | 0 | 0 | 0 | 0 | 0 | 0 | 0 | 0 | 0 | 0 | 0 | 0 | 0 | 0 | 0 | 0 | 0 | 0 | 0 | 0 | 0 | 0
Residential_Single Family Regular Income_New_Water Heating_Natural Gas_Water Heater (<= 55 gal)_E7_Baseline Forecast | Residential | Single Family Regular Income | New | Water Heating | Natural Gas | Water Heater (<= 55 gal) | E7 |  | Baseline Forecast | 0 | 0 | 0 | 0 | 0 | 0 | 0 | 0 | 0 | 0 | 0 | 0 | 0 | 0 | 0 | 0 | 0 | 0 | 0 | 0 | 0 | 0 | 0 | 0 | 0 | 0 | 0 | 0 | 0 | 0 | 0 | 0 | 0
Residential_Single Family Regular Income_New_Water Heating_Natural Gas_Water Heater (<= 55 gal)_E8_Baseline Forecast | Residential | Single Family Regular Income | New | Water Heating | Natural Gas | Water Heater (<= 55 gal) | E8 |  | Baseline Forecast | 0 | 0 | 0 | 0 | 0 | 0 | 0 | 0 | 0 | 0 | 0 | 0 | 0 | 0 | 0 | 0 | 0 | 0 | 0 | 0 | 0 | 0 | 0 | 0 | 0 | 0 | 0 | 0 | 0 | 0 | 0 | 0 | 0
Residential_Single Family Regular Income_New_Water Heating_Natural Gas_Water Heater (<= 55 gal)_E9_Baseline Forecast | Residential | Single Family Regular Income | New | Water Heating | Natural Gas | Water Heater (<= 55 gal) | E9 |  | Baseline Forecast | 0 | 0 | 0 | 0 | 0 | 0 | 0 | 0 | 0 | 0 | 0 | 0 | 0 | 0 | 0 | 0 | 0 | 0 | 0 | 0 | 0 | 0 | 0 | 0 | 0 | 0 | 0 | 0 | 0 | 0 | 0 | 0 | 0
Residential_Single Family Regular Income_New_Water Heating_Natural Gas_Water Heater (<= 55 gal)_E10_Baseline Forecast | Residential | Single Family Regular Income | New | Water Heating | Natural Gas | Water Heater (<= 55 gal) | E10 |  | Baseline Forecast | 0 | 0 | 0 | 0 | 0 | 0 | 0 | 0 | 0 | 0 | 0 | 0 | 0 | 0 | 0 | 0 | 0 | 0 | 0 | 0 | 0 | 0 | 0 | 0 | 0 | 0 | 0 | 0 | 0 | 0 | 0 | 0 | 0
Residential_Single Family Regular Income_New_Water Heating_Natural Gas_Water Heater (<= 55 gal)_Vintage_Baseline Forecast | Residential | Single Family Regular Income | New | Water Heating | Natural Gas | Water Heater (<= 55 gal) | Vintage |  | Baseline Forecast | 0 | 0 | 0 | 0 | 0 | 0 | 0 | 0 | 0 | 0 | 0 | 0 | 0 | 0 | 0 | 0 | 0 | 0 | 0 | 0 | 0 | 0 | 0 | 0 | 0 | 0 | 0 | 0 | 0 | 0 | 0 | 0 | 0
Residential_Single Family Regular Income_New_Water Heating_Natural Gas_Water Heater (> 55 gal)_E1_Baseline Forecast | Residential | Single Family Regular Income | New | Water Heating | Natural Gas | Water Heater (> 55 gal) | E1 |  | Baseline Forecast | 0 | 0 | 0 | 0 | 0 | 0 | 0 | 0 | 0 | 0 | 0 | 0 | 0 | 0 | 0 | 0 | 0 | 0 | 0 | 0 | 0 | 0 | 0 | 0 | 0 | 0 | 0 | 0 | 0 | 0 | 0 | 0 | 0
Residential_Single Family Regular Income_New_Water Heating_Natural Gas_Water Heater (> 55 gal)_E2_Baseline Forecast | Residential | Single Family Regular Income | New | Water Heating | Natural Gas | Water Heater (> 55 gal) | E2 |  | Baseline Forecast | 0 | 0 | 0 | 0 | 0 | 0 | 0 | 0 | 0 | 0 | 0 | 0 | 0 | 0 | 0 | 0 | 0 | 0 | 0 | 0 | 0 | 0 | 0 | 0 | 0 | 0 | 0 | 0 | 0 | 0 | 0 | 0 | 0
Residential_Single Family Regular Income_New_Water Heating_Natural Gas_Water Heater (> 55 gal)_E3_Baseline Forecast | Residential | Single Family Regular Income | New | Water Heating | Natural Gas | Water Heater (> 55 gal) | E3 |  | Baseline Forecast | 0 | 0 | 0 | 0 | 0 | 0 | 0 | 0 | 0 | 0 | 0 | 0 | 0 | 0 | 0 | 0 | 0 | 0 | 0 | 0 | 0 | 0 | 0 | 0 | 0 | 0 | 0 | 0 | 0 | 0 | 0 | 0 | 0
Residential_Single Family Regular Income_New_Water Heating_Natural Gas_Water Heater (> 55 gal)_E4_Baseline Forecast | Residential | Single Family Regular Income | New | Water Heating | Natural Gas | Water Heater (> 55 gal) | E4 |  | Baseline Forecast | 0 | 0 | 0 | 0 | 0 | 0 | 0 | 0 | 0 | 0 | 0 | 0 | 0 | 0 | 0 | 0 | 0 | 0 | 0 | 0 | 0 | 0 | 0 | 0 | 0 | 0 | 0 | 0 | 0 | 0 | 0 | 0 | 0
Residential_Single Family Regular Income_New_Water Heating_Natural Gas_Water Heater (> 55 gal)_E5_Baseline Forecast | Residential | Single Family Regular Income | New | Water Heating | Natural Gas | Water Heater (> 55 gal) | E5 |  | Baseline Forecast | 0 | 0 | 0 | 0 | 0 | 0 | 0 | 0 | 0 | 0 | 0 | 0 | 0 | 0 | 0 | 0 | 0 | 0 | 0 | 0 | 0 | 0 | 0 | 0 | 0 | 0 | 0 | 0 | 0 | 0 | 0 | 0 | 0
Residential_Single Family Regular Income_New_Water Heating_Natural Gas_Water Heater (> 55 gal)_E6_Baseline Forecast | Residential | Single Family Regular Income | New | Water Heating | Natural Gas | Water Heater (> 55 gal) | E6 |  | Baseline Forecast | 0 | 0 | 0 | 0 | 0 | 0 | 0 | 0 | 0 | 0 | 0 | 0 | 0 | 0 | 0 | 0 | 0 | 0 | 0 | 0 | 0 | 0 | 0 | 0 | 0 | 0 | 0 | 0 | 0 | 0 | 0 | 0 | 0
Residential_Single Family Regular Income_New_Water Heating_Natural Gas_Water Heater (> 55 gal)_E7_Baseline Forecast | Residential | Single Family Regular Income | New | Water Heating | Natural Gas | Water Heater (> 55 gal) | E7 |  | Baseline Forecast | 0 | 0 | 0 | 0 | 0 | 0 | 0 | 0 | 0 | 0 | 0 | 0 | 0 | 0 | 0 | 0 | 0 | 0 | 0 | 0 | 0 | 0 | 0 | 0 | 0 | 0 | 0 | 0 | 0 | 0 | 0 | 0 | 0
Residential_Single Family Regular Income_New_Water Heating_Natural Gas_Water Heater (> 55 gal)_E8_Baseline Forecast | Residential | Single Family Regular Income | New | Water Heating | Natural Gas | Water Heater (> 55 gal) | E8 |  | Baseline Forecast | 0 | 0 | 0 | 0 | 0 | 0 | 0 | 0 | 0 | 0 | 0 | 0 | 0 | 0 | 0 | 0 | 0 | 0 | 0 | 0 | 0 | 0 | 0 | 0 | 0 | 0 | 0 | 0 | 0 | 0 | 0 | 0 | 0
Residential_Single Family Regular Income_New_Water Heating_Natural Gas_Water Heater (> 55 gal)_E9_Baseline Forecast | Residential | Single Family Regular Income | New | Water Heating | Natural Gas | Water Heater (> 55 gal) | E9 |  | Baseline Forecast | 0 | 0 | 0 | 0 | 0 | 0 | 0 | 0 | 0 | 0 | 0 | 0 | 0 | 0 | 0 | 0 | 0 | 0 | 0 | 0 | 0 | 0 | 0 | 0 | 0 | 0 | 0 | 0 | 0 | 0 | 0 | 0 | 0
Residential_Single Family Regular Income_New_Water Heating_Natural Gas_Water Heater (> 55 gal)_E10_Baseline Forecast | Residential | Single Family Regular Income | New | Water Heating | Natural Gas | Water Heater (> 55 gal) | E10 |  | Baseline Forecast | 0 | 0 | 0 | 0 | 0 | 0 | 0 | 0 | 0 | 0 | 0 | 0 | 0 | 0 | 0 | 0 | 0 | 0 | 0 | 0 | 0 | 0 | 0 | 0 | 0 | 0 | 0 | 0 | 0 | 0 | 0 | 0 | 0
Residential_Single Family Regular Income_New_Water Heating_Natural Gas_Water Heater (> 55 gal)_Vintage_Baseline Forecast | Residential | Single Family Regular Income | New | Water Heating | Natural Gas | Water Heater (> 55 gal) | Vintage |  | Baseline Forecast | 0 | 0 | 0 | 0 | 0 | 0 | 0 | 0 | 0 | 0 | 0 | 0 | 0 | 0 | 0 | 0 | 0 | 0 | 0 | 0 | 0 | 0 | 0 | 0 | 0 | 0 | 0 | 0 | 0 | 0 | 0 | 0 | 0
Residential_Single Family Regular Income_New_Appliances_Natural Gas_Clothes Dryer_E1_Baseline Forecast | Residential | Single Family Regular Income | New | Appliances | Natural Gas | Clothes Dryer | E1 |  | Baseline Forecast | 0 | 272.4634 | 690.4877 | 1091.8645 | 1475.9189 | 1840.7989 | 2206.7118 | 2573.7437 | 2940.0627 | 3308.1786 | 3680.6254 | 4057.361 | 4439.0013 | 4826.1915 | 5218.5458 | 5616.3133 | 6019.644 | 6429.2547 | 6845.0395 | 7266.4802 | 7693.6959 | 8126.7096 | 8565.9545 | 9011.445 | 9462.8269 | 9920.1545 | 10383.4675 | 10853.0018 | 11328.7932 | 11810.7489 | 12298.9507 | 12793.4964 | 13308.0882
Residential_Single Family Regular Income_New_Appliances_Natural Gas_Clothes Dryer_E2_Baseline Forecast | Residential | Single Family Regular Income | New | Appliances | Natural Gas | Clothes Dryer | E2 |  | Baseline Forecast | 0 | 218.1997 | 553.0068 | 874.5086 | 1182.1125 | 1474.3907 | 1767.5725 | 2061.7137 | 2355.3588 | 2650.5169 | 2949.2214 | 3251.4886 | 3557.8517 | 3868.8351 | 4184.1314 | 4503.9394 | 4828.3741 | 5158.0171 | 5492.9953 | 5832.763 | 6177.2479 | 6526.4872 | 6880.7949 | 7240.191 | 7604.3655 | 7973.3337 | 8347.1129 | 8725.8679 | 9109.6313 | 9498.297 | 9891.856 | 10290.3419 | 10704.7202
Residential_Single Family Regular Income_New_Appliances_Natural Gas_Clothes Dryer_E3_Baseline Forecast | Residential | Single Family Regular Income | New | Appliances | Natural Gas | Clothes Dryer | E3 |  | Baseline Forecast | 0 | 0 | 0 | 0 | 0 | 0 | 0 | 0 | 0 | 0 | 0 | 0 | 0 | 0 | 0 | 0 | 0 | 0 | 0 | 0 | 0 | 0 | 0 | 0 | 0 | 0 | 0 | 0 | 0 | 0 | 0 | 0 | 0
Residential_Single Family Regular Income_New_Appliances_Natural Gas_Clothes Dryer_E4_Baseline Forecast | Residential | Single Family Regular Income | New | Appliances | Natural Gas | Clothes Dryer | E4 |  | Baseline Forecast | 0 | 0 | 0 | 0 | 0 | 0 | 0 | 0 | 0 | 0 | 0 | 0 | 0 | 0 | 0 | 0 | 0 | 0 | 0 | 0 | 0 | 0 | 0 | 0 | 0 | 0 | 0 | 0 | 0 | 0 | 0 | 0 | 0
Residential_Single Family Regular Income_New_Appliances_Natural Gas_Clothes Dryer_E5_Baseline Forecast | Residential | Single Family Regular Income | New | Appliances | Natural Gas | Clothes Dryer | E5 |  | Baseline Forecast | 0 | 0 | 0 | 0 | 0 | 0 | 0 | 0 | 0 | 0 | 0 | 0 | 0 | 0 | 0 | 0 | 0 | 0 | 0 | 0 | 0 | 0 | 0 | 0 | 0 | 0 | 0 | 0 | 0 | 0 | 0 | 0 | 0
Residential_Single Family Regular Income_New_Appliances_Natural Gas_Clothes Dryer_E6_Baseline Forecast | Residential | Single Family Regular Income | New | Appliances | Natural Gas | Clothes Dryer | E6 |  | Baseline Forecast | 0 | 0 | 0 | 0 | 0 | 0 | 0 | 0 | 0 | 0 | 0 | 0 | 0 | 0 | 0 | 0 | 0 | 0 | 0 | 0 | 0 | 0 | 0 | 0 | 0 | 0 | 0 | 0 | 0 | 0 | 0 | 0 | 0
Residential_Single Family Regular Income_New_Appliances_Natural Gas_Clothes Dryer_E7_Baseline Forecast | Residential | Single Family Regular Income | New | Appliances | Natural Gas | Clothes Dryer | E7 |  | Baseline Forecast | 0 | 0 | 0 | 0 | 0 | 0 | 0 | 0 | 0 | 0 | 0 | 0 | 0 | 0 | 0 | 0 | 0 | 0 | 0 | 0 | 0 | 0 | 0 | 0 | 0 | 0 | 0 | 0 | 0 | 0 | 0 | 0 | 0
Residential_Single Family Regular Income_New_Appliances_Natural Gas_Clothes Dryer_E8_Baseline Forecast | Residential | Single Family Regular Income | New | Appliances | Natural Gas | Clothes Dryer | E8 |  | Baseline Forecast | 0 | 0 | 0 | 0 | 0 | 0 | 0 | 0 | 0 | 0 | 0 | 0 | 0 | 0 | 0 | 0 | 0 | 0 | 0 | 0 | 0 | 0 | 0 | 0 | 0 | 0 | 0 | 0 | 0 | 0 | 0 | 0 | 0
Residential_Single Family Regular Income_New_Appliances_Natural Gas_Clothes Dryer_E9_Baseline Forecast | Residential | Single Family Regular Income | New | Appliances | Natural Gas | Clothes Dryer | E9 |  | Baseline Forecast | 0 | 0 | 0 | 0 | 0 | 0 | 0 | 0 | 0 | 0 | 0 | 0 | 0 | 0 | 0 | 0 | 0 | 0 | 0 | 0 | 0 | 0 | 0 | 0 | 0 | 0 | 0 | 0 | 0 | 0 | 0 | 0 | 0
Residential_Single Family Regular Income_New_Appliances_Natural Gas_Clothes Dryer_E10_Baseline Forecast | Residential | Single Family Regular Income | New | Appliances | Natural Gas | Clothes Dryer | E10 |  | Baseline Forecast | 0 | 0 | 0 | 0 | 0 | 0 | 0 | 0 | 0 | 0 | 0 | 0 | 0 | 0 | 0 | 0 | 0 | 0 | 0 | 0 | 0 | 0 | 0 | 0 | 0 | 0 | 0 | 0 | 0 | 0 | 0 | 0 | 0
Residential_Single Family Regular Income_New_Appliances_Natural Gas_Clothes Dryer_Vintage_Baseline Forecast | Residential | Single Family Regular Income | New | Appliances | Natural Gas | Clothes Dryer | Vintage |  | Baseline Forecast | 0 | 0 | 0 | 0 | 0 | 0 | 0 | 0 | 0 | 0 | 0 | 0 | 0 | 0 | 0 | 0 | 0 | 0 | 0 | 0 | 0 | 0 | 0 | 0 | 0 | 0 | 0 | 0 | 0 | 0 | 0 | 0 | 0
Residential_Single Family Regular Income_New_Appliances_Natural Gas_Stove/Oven_E1_Baseline Forecast | Residential | Single Family Regular Income | New | Appliances | Natural Gas | Stove/Oven | E1 |  | Baseline Forecast | 0 | 302.9025 | 762.4252 | 1197.4529 | 1607.7001 | 1991.5897 | 2371.3021 | 2746.965 | 3116.6631 | 3483.108 | 3848.9638 | 4214.1292 | 4579.1884 | 4944.7509 | 5310.3615 | 5676.22 | 6042.4223 | 6409.6223 | 6777.5586 | 7145.705 | 7514.1852 | 7882.9549 | 8252.3819 | 8622.4082 | 8992.6375 | 9363.0709 | 9733.6914 | 10104.6677 | 10475.9642 | 10847.4437 | 11219.1472 | 11591.1197 | 11975.6483
Residential_Single Family Regular Income_New_Appliances_Natural Gas_Stove/Oven_E2_Baseline Forecast | Residential | Single Family Regular Income | New | Appliances | Natural Gas | Stove/Oven | E2 |  | Baseline Forecast | 0 | 130.293 | 328.0042 | 515.2132 | 691.7288 | 856.9439 | 1020.457 | 1182.3041 | 1341.6732 | 1499.7277 | 1657.6165 | 1815.3612 | 1973.2629 | 2131.5893 | 2290.143 | 2449.0041 | 2608.2029 | 2768.0254 | 2928.6424 | 3089.6427 | 3250.8512 | 3412.2724 | 3574.0245 | 3736.0952 | 3898.2846 | 4060.5602 | 4222.899 | 4385.3466 | 4547.9022 | 4710.4717 | 4872.985 | 5035.4105 | 5203.0266
Residential_Single Family Regular Income_New_Appliances_Natural Gas_Stove/Oven_E3_Baseline Forecast | Residential | Single Family Regular Income | New | Appliances | Natural Gas | Stove/Oven | E3 |  | Baseline Forecast | 0 | 0 | 0 | 0 | 0 | 0 | 0 | 0 | 0 | 0 | 0 | 0 | 0 | 0 | 0 | 0 | 0 | 0 | 0 | 0 | 0 | 0 | 0 | 0 | 0 | 0 | 0 | 0 | 0 | 0 | 0 | 0 | 0
Residential_Single Family Regular Income_New_Appliances_Natural Gas_Stove/Oven_E4_Baseline Forecast | Residential | Single Family Regular Income | New | Appliances | Natural Gas | Stove/Oven | E4 |  | Baseline Forecast | 0 | 0 | 0 | 0 | 0 | 0 | 0 | 0 | 0 | 0 | 0 | 0 | 0 | 0 | 0 | 0 | 0 | 0 | 0 | 0 | 0 | 0 | 0 | 0 | 0 | 0 | 0 | 0 | 0 | 0 | 0 | 0 | 0
Residential_Single Family Regular Income_New_Appliances_Natural Gas_Stove/Oven_E5_Baseline Forecast | Residential | Single Family Regular Income | New | Appliances | Natural Gas | Stove/Oven | E5 |  | Baseline Forecast | 0 | 0 | 0 | 0 | 0 | 0 | 0 | 0 | 0 | 0 | 0 | 0 | 0 | 0 | 0 | 0 | 0 | 0 | 0 | 0 | 0 | 0 | 0 | 0 | 0 | 0 | 0 | 0 | 0 | 0 | 0 | 0 | 0
Residential_Single Family Regular Income_New_Appliances_Natural Gas_Stove/Oven_E6_Baseline Forecast | Residential | Single Family Regular Income | New | Appliances | Natural Gas | Stove/Oven | E6 |  | Baseline Forecast | 0 | 0 | 0 | 0 | 0 | 0 | 0 | 0 | 0 | 0 | 0 | 0 | 0 | 0 | 0 | 0 | 0 | 0 | 0 | 0 | 0 | 0 | 0 | 0 | 0 | 0 | 0 | 0 | 0 | 0 | 0 | 0 | 0
Residential_Single Family Regular Income_New_Appliances_Natural Gas_Stove/Oven_E7_Baseline Forecast | Residential | Single Family Regular Income | New | Appliances | Natural Gas | Stove/Oven | E7 |  | Baseline Forecast | 0 | 0 | 0 | 0 | 0 | 0 | 0 | 0 | 0 | 0 | 0 | 0 | 0 | 0 | 0 | 0 | 0 | 0 | 0 | 0 | 0 | 0 | 0 | 0 | 0 | 0 | 0 | 0 | 0 | 0 | 0 | 0 | 0
Residential_Single Family Regular Income_New_Appliances_Natural Gas_Stove/Oven_E8_Baseline Forecast | Residential | Single Family Regular Income | New | Appliances | Natural Gas | Stove/Oven | E8 |  | Baseline Forecast | 0 | 0 | 0 | 0 | 0 | 0 | 0 | 0 | 0 | 0 | 0 | 0 | 0 | 0 | 0 | 0 | 0 | 0 | 0 | 0 | 0 | 0 | 0 | 0 | 0 | 0 | 0 | 0 | 0 | 0 | 0 | 0 | 0
Residential_Single Family Regular Income_New_Appliances_Natural Gas_Stove/Oven_E9_Baseline Forecast | Residential | Single Family Regular Income | New | Appliances | Natural Gas | Stove/Oven | E9 |  | Baseline Forecast | 0 | 0 | 0 | 0 | 0 | 0 | 0 | 0 | 0 | 0 | 0 | 0 | 0 | 0 | 0 | 0 | 0 | 0 | 0 | 0 | 0 | 0 | 0 | 0 | 0 | 0 | 0 | 0 | 0 | 0 | 0 | 0 | 0
Residential_Single Family Regular Income_New_Appliances_Natural Gas_Stove/Oven_E10_Baseline Forecast | Residential | Single Family Regular Income | New | Appliances | Natural Gas | Stove/Oven | E10 |  | Baseline Forecast | 0 | 0 | 0 | 0 | 0 | 0 | 0 | 0 | 0 | 0 | 0 | 0 | 0 | 0 | 0 | 0 | 0 | 0 | 0 | 0 | 0 | 0 | 0 | 0 | 0 | 0 | 0 | 0 | 0 | 0 | 0 | 0 | 0
Residential_Single Family Regular Income_New_Appliances_Natural Gas_Stove/Oven_Vintage_Baseline Forecast | Residential | Single Family Regular Income | New | Appliances | Natural Gas | Stove/Oven | Vintage |  | Baseline Forecast | 0 | 0 | 0 | 0 | 0 | 0 | 0 | 0 | 0 | 0 | 0 | 0 | 0 | 0 | 0 | 0 | 0 | 0 | 0 | 0 | 0 | 0 | 0 | 0 | 0 | 0 | 0 | 0 | 0 | 0 | 0 | 0 | 0
Residential_Single Family Regular Income_New_Miscellaneous_Natural Gas_Pool Heater_E1_Baseline Forecast | Residential | Single Family Regular Income | New | Miscellaneous | Natural Gas | Pool Heater | E1 |  | Baseline Forecast | 0 | 0 | 0 | 0 | 0 | 0 | 0 | 0 | 0 | 0 | 0 | 0 | 0 | 0 | 0 | 0 | 0 | 0 | 0 | 0 | 0 | 0 | 0 | 0 | 0 | 0 | 0 | 0 | 0 | 0 | 0 | 0 | 0
Residential_Single Family Regular Income_New_Miscellaneous_Natural Gas_Pool Heater_E2_Baseline Forecast | Residential | Single Family Regular Income | New | Miscellaneous | Natural Gas | Pool Heater | E2 |  | Baseline Forecast | 0 | 0 | 0 | 0 | 0 | 0 | 0 | 0 | 0 | 0 | 0 | 0 | 0 | 0 | 0 | 0 | 0 | 0 | 0 | 0 | 0 | 0 | 0 | 0 | 0 | 0 | 0 | 0 | 0 | 0 | 0 | 0 | 0
Residential_Single Family Regular Income_New_Miscellaneous_Natural Gas_Pool Heater_E3_Baseline Forecast | Residential | Single Family Regular Income | New | Miscellaneous | Natural Gas | Pool Heater | E3 |  | Baseline Forecast | 0 | 0 | 0 | 0 | 0 | 0 | 0 | 0 | 0 | 0 | 0 | 0 | 0 | 0 | 0 | 0 | 0 | 0 | 0 | 0 | 0 | 0 | 0 | 0 | 0 | 0 | 0 | 0 | 0 | 0 | 0 | 0 | 0
Residential_Single Family Regular Income_New_Miscellaneous_Natural Gas_Pool Heater_E4_Baseline Forecast | Residential | Single Family Regular Income | New | Miscellaneous | Natural Gas | Pool Heater | E4 |  | Baseline Forecast | 0 | 0 | 0 | 0 | 0 | 0 | 0 | 0 | 0 | 0 | 0 | 0 | 0 | 0 | 0 | 0 | 0 | 0 | 0 | 0 | 0 | 0 | 0 | 0 | 0 | 0 | 0 | 0 | 0 | 0 | 0 | 0 | 0
Residential_Single Family Regular Income_New_Miscellaneous_Natural Gas_Pool Heater_E5_Baseline Forecast | Residential | Single Family Regular Income | New | Miscellaneous | Natural Gas | Pool Heater | E5 |  | Baseline Forecast | 0 | 0 | 0 | 0 | 0 | 0 | 0 | 0 | 0 | 0 | 0 | 0 | 0 | 0 | 0 | 0 | 0 | 0 | 0 | 0 | 0 | 0 | 0 | 0 | 0 | 0 | 0 | 0 | 0 | 0 | 0 | 0 | 0
Residential_Single Family Regular Income_New_Miscellaneous_Natural Gas_Pool Heater_E6_Baseline Forecast | Residential | Single Family Regular Income | New | Miscellaneous | Natural Gas | Pool Heater | E6 |  | Baseline Forecast | 0 | 0 | 0 | 0 | 0 | 0 | 0 | 0 | 0 | 0 | 0 | 0 | 0 | 0 | 0 | 0 | 0 | 0 | 0 | 0 | 0 | 0 | 0 | 0 | 0 | 0 | 0 | 0 | 0 | 0 | 0 | 0 | 0
Residential_Single Family Regular Income_New_Miscellaneous_Natural Gas_Pool Heater_E7_Baseline Forecast | Residential | Single Family Regular Income | New | Miscellaneous | Natural Gas | Pool Heater | E7 |  | Baseline Forecast | 0 | 0 | 0 | 0 | 0 | 0 | 0 | 0 | 0 | 0 | 0 | 0 | 0 | 0 | 0 | 0 | 0 | 0 | 0 | 0 | 0 | 0 | 0 | 0 | 0 | 0 | 0 | 0 | 0 | 0 | 0 | 0 | 0
Residential_Single Family Regular Income_New_Miscellaneous_Natural Gas_Pool Heater_E8_Baseline Forecast | Residential | Single Family Regular Income | New | Miscellaneous | Natural Gas | Pool Heater | E8 |  | Baseline Forecast | 0 | 0 | 0 | 0 | 0 | 0 | 0 | 0 | 0 | 0 | 0 | 0 | 0 | 0 | 0 | 0 | 0 | 0 | 0 | 0 | 0 | 0 | 0 | 0 | 0 | 0 | 0 | 0 | 0 | 0 | 0 | 0 | 0
Residential_Single Family Regular Income_New_Miscellaneous_Natural Gas_Pool Heater_E9_Baseline Forecast | Residential | Single Family Regular Income | New | Miscellaneous | Natural Gas | Pool Heater | E9 |  | Baseline Forecast | 0 | 0 | 0 | 0 | 0 | 0 | 0 | 0 | 0 | 0 | 0 | 0 | 0 | 0 | 0 | 0 | 0 | 0 | 0 | 0 | 0 | 0 | 0 | 0 | 0 | 0 | 0 | 0 | 0 | 0 | 0 | 0 | 0
Residential_Single Family Regular Income_New_Miscellaneous_Natural Gas_Pool Heater_E10_Baseline Forecast | Residential | Single Family Regular Income | New | Miscellaneous | Natural Gas | Pool Heater | E10 |  | Baseline Forecast | 0 | 0 | 0 | 0 | 0 | 0 | 0 | 0 | 0 | 0 | 0 | 0 | 0 | 0 | 0 | 0 | 0 | 0 | 0 | 0 | 0 | 0 | 0 | 0 | 0 | 0 | 0 | 0 | 0 | 0 | 0 | 0 | 0
Residential_Single Family Regular Income_New_Miscellaneous_Natural Gas_Pool Heater_Vintage_Baseline Forecast | Residential | Single Family Regular Income | New | Miscellaneous | Natural Gas | Pool Heater | Vintage |  | Baseline Forecast | 0 | 0 | 0 | 0 | 0 | 0 | 0 | 0 | 0 | 0 | 0 | 0 | 0 | 0 | 0 | 0 | 0 | 0 | 0 | 0 | 0 | 0 | 0 | 0 | 0 | 0 | 0 | 0 | 0 | 0 | 0 | 0 | 0
Residential_Single Family Regular Income_New_Miscellaneous_Natural Gas_Miscellaneous_E1_Baseline Forecast | Residential | Single Family Regular Income | New | Miscellaneous | Natural Gas | Miscellaneous | E1 |  | Baseline Forecast | 0 | 1080.8892 | 2715.5136 | 4256.8104 | 5704.1215 | 7052.5689 | 8381.2383 | 9690.6332 | 10974.1376 | 12241.4071 | 13501.8707 | 14755.3588 | 16004.0597 | 17250.1254 | 18491.9695 | 19730.2821 | 20965.3751 | 22199.527 | 23432.5103 | 24662.0589 | 25888.0555 | 27110.4108 | 28330.2962 | 29547.5445 | 30760.7339 | 31969.7996 | 33174.6564 | 34375.8237 | 35573.2224 | 36766.3142 | 37955.0421 | 39139.4489 | 40360.8157
Residential_Single Family Regular Income_New_Miscellaneous_Natural Gas_Miscellaneous_E2_Baseline Forecast | Residential | Single Family Regular Income | New | Miscellaneous | Natural Gas | Miscellaneous | E2 |  | Baseline Forecast | 0 | 0 | 0 | 0 | 0 | 0 | 0 | 0 | 0 | 0 | 0 | 0 | 0 | 0 | 0 | 0 | 0 | 0 | 0 | 0 | 0 | 0 | 0 | 0 | 0 | 0 | 0 | 0 | 0 | 0 | 0 | 0 | 0
Residential_Single Family Regular Income_New_Miscellaneous_Natural Gas_Miscellaneous_E3_Baseline Forecast | Residential | Single Family Regular Income | New | Miscellaneous | Natural Gas | Miscellaneous | E3 |  | Baseline Forecast | 0 | 0 | 0 | 0 | 0 | 0 | 0 | 0 | 0 | 0 | 0 | 0 | 0 | 0 | 0 | 0 | 0 | 0 | 0 | 0 | 0 | 0 | 0 | 0 | 0 | 0 | 0 | 0 | 0 | 0 | 0 | 0 | 0
Residential_Single Family Regular Income_New_Miscellaneous_Natural Gas_Miscellaneous_E4_Baseline Forecast | Residential | Single Family Regular Income | New | Miscellaneous | Natural Gas | Miscellaneous | E4 |  | Baseline Forecast | 0 | 0 | 0 | 0 | 0 | 0 | 0 | 0 | 0 | 0 | 0 | 0 | 0 | 0 | 0 | 0 | 0 | 0 | 0 | 0 | 0 | 0 | 0 | 0 | 0 | 0 | 0 | 0 | 0 | 0 | 0 | 0 | 0
Residential_Single Family Regular Income_New_Miscellaneous_Natural Gas_Miscellaneous_E5_Baseline Forecast | Residential | Single Family Regular Income | New | Miscellaneous | Natural Gas | Miscellaneous | E5 |  | Baseline Forecast | 0 | 0 | 0 | 0 | 0 | 0 | 0 | 0 | 0 | 0 | 0 | 0 | 0 | 0 | 0 | 0 | 0 | 0 | 0 | 0 | 0 | 0 | 0 | 0 | 0 | 0 | 0 | 0 | 0 | 0 | 0 | 0 | 0
Residential_Single Family Regular Income_New_Miscellaneous_Natural Gas_Miscellaneous_E6_Baseline Forecast | Residential | Single Family Regular Income | New | Miscellaneous | Natural Gas | Miscellaneous | E6 |  | Baseline Forecast | 0 | 0 | 0 | 0 | 0 | 0 | 0 | 0 | 0 | 0 | 0 | 0 | 0 | 0 | 0 | 0 | 0 | 0 | 0 | 0 | 0 | 0 | 0 | 0 | 0 | 0 | 0 | 0 | 0 | 0 | 0 | 0 | 0
Residential_Single Family Regular Income_New_Miscellaneous_Natural Gas_Miscellaneous_E7_Baseline Forecast | Residential | Single Family Regular Income | New | Miscellaneous | Natural Gas | Miscellaneous | E7 |  | Baseline Forecast | 0 | 0 | 0 | 0 | 0 | 0 | 0 | 0 | 0 | 0 | 0 | 0 | 0 | 0 | 0 | 0 | 0 | 0 | 0 | 0 | 0 | 0 | 0 | 0 | 0 | 0 | 0 | 0 | 0 | 0 | 0 | 0 | 0
Residential_Single Family Regular Income_New_Miscellaneous_Natural Gas_Miscellaneous_E8_Baseline Forecast | Residential | Single Family Regular Income | New | Miscellaneous | Natural Gas | Miscellaneous | E8 |  | Baseline Forecast | 0 | 0 | 0 | 0 | 0 | 0 | 0 | 0 | 0 | 0 | 0 | 0 | 0 | 0 | 0 | 0 | 0 | 0 | 0 | 0 | 0 | 0 | 0 | 0 | 0 | 0 | 0 | 0 | 0 | 0 | 0 | 0 | 0
Residential_Single Family Regular Income_New_Miscellaneous_Natural Gas_Miscellaneous_E9_Baseline Forecast | Residential | Single Family Regular Income | New | Miscellaneous | Natural Gas | Miscellaneous | E9 |  | Baseline Forecast | 0 | 0 | 0 | 0 | 0 | 0 | 0 | 0 | 0 | 0 | 0 | 0 | 0 | 0 | 0 | 0 | 0 | 0 | 0 | 0 | 0 | 0 | 0 | 0 | 0 | 0 | 0 | 0 | 0 | 0 | 0 | 0 | 0
Residential_Single Family Regular Income_New_Miscellaneous_Natural Gas_Miscellaneous_E10_Baseline Forecast | Residential | Single Family Regular Income | New | Miscellaneous | Natural Gas | Miscellaneous | E10 |  | Baseline Forecast | 0 | 0 | 0 | 0 | 0 | 0 | 0 | 0 | 0 | 0 | 0 | 0 | 0 | 0 | 0 | 0 | 0 | 0 | 0 | 0 | 0 | 0 | 0 | 0 | 0 | 0 | 0 | 0 | 0 | 0 | 0 | 0 | 0
Residential_Single Family Regular Income_New_Miscellaneous_Natural Gas_Miscellaneous_Vintage_Baseline Forecast | Residential | Single Family Regular Income | New | Miscellaneous | Natural Gas | Miscellaneous | Vintage |  | Baseline Forecast | 0 | 0 | 0 | 0 | 0 | 0 | 0 | 0 | 0 | 0 | 0 | 0 | 0 | 0 | 0 | 0 | 0 | 0 | 0 | 0 | 0 | 0 | 0 | 0 | 0 | 0 | 0 | 0 | 0 | 0 | 0 | 0 | 0
Residential_Single Family Moderate Income_Existing_Space Heating_Natural Gas_Furnace_E1_Baseline Forecast | Residential | Single Family Moderate Income | Existing | Space Heating | Natural Gas | Furnace | E1 |  | Baseline Forecast | 0 | 885.5716 | 1825.867 | 2417.115 | 3016.2768 | 3670.9591 | 4356.2099 | 5068.3933 | 5806.4784 | 6567.4315 | 7347.6745 | 8145.2248 | 8957.7413 | 9782.8625 | 10619.2488 | 11465.123 | 12319.3247 | 13179.5737 | 13957.4863 | 14660.871 | 15296.2574 | 15869.5228 | 16301.7353 | 16635.0579 | 16916.0304 | 17150.9288 | 17343.2271 | 17496.4225 | 17614.9056 | 17702.4743 | 17761.2866 | 17795.2563 | 17807.2628
Residential_Single Family Moderate Income_Existing_Space Heating_Natural Gas_Furnace_E2_Baseline Forecast | Residential | Single Family Moderate Income | Existing | Space Heating | Natural Gas | Furnace | E2 |  | Baseline Forecast | 0 | 55.5995 | 114.6434 | 151.7736 | 189.3942 | 230.4992 | 273.5264 | 318.2458 | 364.5936 | 412.3783 | 461.3739 | 511.4543 | 562.472 | 614.2777 | 666.7854 | 719.8821 | 773.4934 | 827.475 | 876.2777 | 920.3915 | 960.2269 | 996.1535 | 1023.216 | 1044.0619 | 1061.6114 | 1076.2577 | 1088.2182 | 1097.7125 | 1105.0148 | 1110.3632 | 1113.8355 | 1115.7285 | 1116.2465
Residential_Single Family Moderate Income_Existing_Space Heating_Natural Gas_Furnace_E3_Baseline Forecast | Residential | Single Family Moderate Income | Existing | Space Heating | Natural Gas | Furnace | E3 |  | Baseline Forecast | 0 | 37.0668 | 76.4314 | 101.187 | 126.2682 | 153.6723 | 182.3583 | 212.1726 | 243.0731 | 274.9316 | 307.5974 | 340.9861 | 374.9992 | 409.5371 | 444.5419 | 479.9382 | 515.676 | 551.6589 | 584.1876 | 613.5883 | 640.1351 | 664.0743 | 682.1027 | 695.985 | 707.6679 | 717.4134 | 725.3663 | 731.673 | 736.516 | 740.0541 | 742.3283 | 743.546 | 743.8479
Residential_Single Family Moderate Income_Existing_Space Heating_Natural Gas_Furnace_E4_Baseline Forecast | Residential | Single Family Moderate Income | Existing | Space Heating | Natural Gas | Furnace | E4 |  | Baseline Forecast | 0 | 0 | 0 | 0 | 0 | 0 | 0 | 0 | 0 | 0 | 0 | 0 | 0 | 0 | 0 | 0 | 0 | 0 | 0 | 0 | 0 | 0 | 0 | 0 | 0 | 0 | 0 | 0 | 0 | 0 | 0 | 0 | 0
Residential_Single Family Moderate Income_Existing_Space Heating_Natural Gas_Furnace_E5_Baseline Forecast | Residential | Single Family Moderate Income | Existing | Space Heating | Natural Gas | Furnace | E5 |  | Baseline Forecast | 0 | 4.5549 | 9.3952 | 12.4408 | 15.5254 | 18.8959 | 22.4248 | 26.0917 | 29.8907 | 33.8043 | 37.812 | 41.9029 | 46.0648 | 50.2853 | 54.5567 | 58.8696 | 62.744 | 66.1959 | 69.3567 | 72.262 | 74.7896 | 76.9762 | 78.4495 | 79.4276 | 80.1426 | 79.396 | 78.5317 | 78.09 | 77.5083 | 76.8112 | 77.2031 | 77.4639 | 77.0973
Residential_Single Family Moderate Income_Existing_Space Heating_Natural Gas_Furnace_E6_Baseline Forecast | Residential | Single Family Moderate Income | Existing | Space Heating | Natural Gas | Furnace | E6 |  | Baseline Forecast | 0 | 0 | 0 | 0 | 0 | 0 | 0 | 0 | 0 | 0 | 0 | 0 | 0 | 0 | 0 | 0 | 0 | 0 | 0 | 0 | 0 | 0 | 0 | 0 | 0 | 0 | 0 | 0 | 0 | 0 | 0 | 0 | 0
Residential_Single Family Moderate Income_Existing_Space Heating_Natural Gas_Furnace_E7_Baseline Forecast | Residential | Single Family Moderate Income | Existing | Space Heating | Natural Gas | Furnace | E7 |  | Baseline Forecast | 0 | 0 | 0 | 0 | 0 | 0 | 0 | 0 | 0 | 0 | 0 | 0 | 0 | 0 | 0 | 0 | 0 | 0 | 0 | 0 | 0 | 0 | 0 | 0 | 0 | 0 | 0 | 0 | 0 | 0 | 0 | 0 | 0
Residential_Single Family Moderate Income_Existing_Space Heating_Natural Gas_Furnace_E8_Baseline Forecast | Residential | Single Family Moderate Income | Existing | Space Heating | Natural Gas | Furnace | E8 |  | Baseline Forecast | 0 | 0 | 0 | 0 | 0 | 0 | 0 | 0 | 0 | 0 | 0 | 0 | 0 | 0 | 0 | 0 | 0 | 0 | 0 | 0 | 0 | 0 | 0 | 0 | 0 | 0 | 0 | 0 | 0 | 0 | 0 | 0 | 0
Residential_Single Family Moderate Income_Existing_Space Heating_Natural Gas_Furnace_E9_Baseline Forecast | Residential | Single Family Moderate Income | Existing | Space Heating | Natural Gas | Furnace | E9 |  | Baseline Forecast | 0 | 0 | 0 | 0 | 0 | 0 | 0 | 0 | 0 | 0 | 0 | 0 | 0 | 0 | 0 | 0 | 0 | 0 | 0 | 0 | 0 | 0 | 0 | 0 | 0 | 0 | 0 | 0 | 0 | 0 | 0 | 0 | 0
Residential_Single Family Moderate Income_Existing_Space Heating_Natural Gas_Furnace_E10_Baseline Forecast | Residential | Single Family Moderate Income | Existing | Space Heating | Natural Gas | Furnace | E10 |  | Baseline Forecast | 0 | 0 | 0 | 0 | 0 | 0 | 0 | 0 | 0 | 0 | 0 | 0 | 0 | 0 | 0 | 0 | 0 | 0 | 0 | 0 | 0 | 0 | 0 | 0 | 0 | 0 | 0 | 0 | 0 | 0 | 0 | 0 | 0
Residential_Single Family Moderate Income_Existing_Space Heating_Natural Gas_Furnace_Vintage_Baseline Forecast | Residential | Single Family Moderate Income | Existing | Space Heating | Natural Gas | Furnace | Vintage |  | Baseline Forecast | 26652.6981 | 26084.5204 | 25460.3858 | 24608.3736 | 23523.1852 | 22653.4197 | 21770.0619 | 20867.1539 | 19950.9592 | 19018.1846 | 18065.9522 | 17096.6726 | 16111.4526 | 15111.398 | 14099.0694 | 13075.8799 | 12043.3112 | 11002.1298 | 10049.9591 | 9179.9056 | 8384.9259 | 7658.5929 | 6959.027 | 6307.0342 | 5716.0595 | 5180.4136 | 4694.9289 | 4254.8539 | 3855.962 | 3494.4756 | 3166.8875 | 2870.0261 | 2600.9923
Residential_Single Family Moderate Income_Existing_Space Heating_Natural Gas_Boiler_E1_Baseline Forecast | Residential | Single Family Moderate Income | Existing | Space Heating | Natural Gas | Boiler | E1 |  | Baseline Forecast | 0 | 17.212 | 17.212 | 17.0893 | 16.8262 | 16.7365 | 16.6596 | 16.5891 | 16.5283 | 16.4731 | 16.419 | 16.3663 | 16.314 | 16.2612 | 16.2085 | 16.1556 | 16.1022 | 16.0474 | 15.9912 | 15.9347 | 15.8779 | 15.8209 | 14.3301 | 12.9791 | 11.7552 | 10.6467 | 9.6427 | 8.7331 | 7.9092 | 7.1631 | 6.4874 | 5.8754 | 5.3212
Residential_Single Family Moderate Income_Existing_Space Heating_Natural Gas_Boiler_E2_Baseline Forecast | Residential | Single Family Moderate Income | Existing | Space Heating | Natural Gas | Boiler | E2 |  | Baseline Forecast | 0 | 0 | 13.9398 | 22.3092 | 30.9269 | 40.2384 | 49.9953 | 60.1446 | 70.6645 | 81.5109 | 92.6328 | 103.9993 | 115.5755 | 127.3268 | 139.2323 | 151.2658 | 163.4041 | 175.6152 | 187.8793 | 200.191 | 212.5359 | 224.9012 | 237.0632 | 247.9455 | 257.6774 | 266.368 | 274.1163 | 281.0075 | 287.1231 | 292.5427 | 297.3335 | 301.557 | 305.2668
Residential_Single Family Moderate Income_Existing_Space Heating_Natural Gas_Boiler_E3_Baseline Forecast | Residential | Single Family Moderate Income | Existing | Space Heating | Natural Gas | Boiler | E3 |  | Baseline Forecast | 0 | 7.1019 | 16.4242 | 21.9708 | 27.6252 | 33.815 | 40.3079 | 47.0659 | 54.0757 | 61.3061 | 68.721 | 76.2998 | 84.0188 | 91.8542 | 99.7925 | 107.8158 | 115.9085 | 124.0489 | 132.2235 | 140.4294 | 148.6568 | 156.8973 | 164.4096 | 171.1232 | 177.1195 | 182.4667 | 187.2262 | 191.4511 | 195.1921 | 198.4987 | 201.4125 | 203.9716 | 206.2088
Residential_Single Family Moderate Income_Existing_Space Heating_Natural Gas_Boiler_E4_Baseline Forecast | Residential | Single Family Moderate Income | Existing | Space Heating | Natural Gas | Boiler | E4 |  | Baseline Forecast | 0 | 7.102 | 16.4285 | 21.9779 | 27.6346 | 33.8269 | 40.3225 | 47.0833 | 54.096 | 61.3293 | 68.7471 | 76.3286 | 84.05 | 91.8877 | 99.8278 | 107.8526 | 115.9464 | 124.0875 | 132.2623 | 140.468 | 148.6947 | 156.9338 | 164.4443 | 171.1551 | 177.1479 | 182.4909 | 187.2455 | 191.4647 | 195.1993 | 198.4984 | 201.4033 | 203.9518 | 206.1761
Residential_Single Family Moderate Income_Existing_Space Heating_Natural Gas_Boiler_E5_Baseline Forecast | Residential | Single Family Moderate Income | Existing | Space Heating | Natural Gas | Boiler | E5 |  | Baseline Forecast | 0 | 3.3732 | 7.8046 | 10.4416 | 13.1292 | 16.0712 | 19.1574 | 22.3695 | 25.7013 | 29.1378 | 32.6619 | 36.2636 | 39.9315 | 43.6543 | 47.4255 | 51.2365 | 55.0799 | 58.9453 | 62.8263 | 66.7216 | 70.6264 | 74.5366 | 78.1002 | 81.2834 | 84.1251 | 86.6576 | 88.9101 | 90.9079 | 92.6748 | 94.2341 | 95.6049 | 96.8049 | 97.8491
Residential_Single Family Moderate Income_Existing_Space Heating_Natural Gas_Boiler_E6_Baseline Forecast | Residential | Single Family Moderate Income | Existing | Space Heating | Natural Gas | Boiler | E6 |  | Baseline Forecast | 0 | 0 | 0 | 0 | 0 | 0 | 0 | 0 | 0 | 0 | 0 | 0 | 0 | 0 | 0 | 0 | 0 | 0 | 0 | 0 | 0 | 0 | 0 | 0 | 0 | 0 | 0 | 0 | 0 | 0 | 0 | 0 | 0
Residential_Single Family Moderate Income_Existing_Space Heating_Natural Gas_Boiler_E7_Baseline Forecast | Residential | Single Family Moderate Income | Existing | Space Heating | Natural Gas | Boiler | E7 |  | Baseline Forecast | 0 | 0 | 0 | 0 | 0 | 0 | 0 | 0 | 0 | 0 | 0 | 0 | 0 | 0 | 0 | 0 | 0 | 0 | 0 | 0 | 0 | 0 | 0 | 0 | 0 | 0 | 0 | 0 | 0 | 0 | 0 | 0 | 0
Residential_Single Family Moderate Income_Existing_Space Heating_Natural Gas_Boiler_E8_Baseline Forecast | Residential | Single Family Moderate Income | Existing | Space Heating | Natural Gas | Boiler | E8 |  | Baseline Forecast | 0 | 0 | 0 | 0 | 0 | 0 | 0 | 0 | 0 | 0 | 0 | 0 | 0 | 0 | 0 | 0 | 0 | 0 | 0 | 0 | 0 | 0 | 0 | 0 | 0 | 0 | 0 | 0 | 0 | 0 | 0 | 0 | 0
Residential_Single Family Moderate Income_Existing_Space Heating_Natural Gas_Boiler_E9_Baseline Forecast | Residential | Single Family Moderate Income | Existing | Space Heating | Natural Gas | Boiler | E9 |  | Baseline Forecast | 0 | 0 | 0 | 0 | 0 | 0 | 0 | 0 | 0 | 0 | 0 | 0 | 0 | 0 | 0 | 0 | 0 | 0 | 0 | 0 | 0 | 0 | 0 | 0 | 0 | 0 | 0 | 0 | 0 | 0 | 0 | 0 | 0
Residential_Single Family Moderate Income_Existing_Space Heating_Natural Gas_Boiler_E10_Baseline Forecast | Residential | Single Family Moderate Income | Existing | Space Heating | Natural Gas | Boiler | E10 |  | Baseline Forecast | 0 | 0 | 0 | 0 | 0 | 0 | 0 | 0 | 0 | 0 | 0 | 0 | 0 | 0 | 0 | 0 | 0 | 0 | 0 | 0 | 0 | 0 | 0 | 0 | 0 | 0 | 0 | 0 | 0 | 0 | 0 | 0 | 0
Residential_Single Family Moderate Income_Existing_Space Heating_Natural Gas_Boiler_Vintage_Baseline Forecast | Residential | Single Family Moderate Income | Existing | Space Heating | Natural Gas | Boiler | Vintage |  | Baseline Forecast | 1031.1539 | 1012.4057 | 991.6122 | 962.0558 | 923.444 | 893.3578 | 862.8497 | 831.6866 | 800.118 | 768.0118 | 735.2475 | 701.9154 | 668.0523 | 633.6937 | 598.9355 | 563.8262 | 528.4172 | 492.7282 | 456.8168 | 420.7632 | 384.6079 | 348.3885 | 315.5597 | 285.8084 | 258.859 | 234.4486 | 212.3386 | 192.3097 | 174.1671 | 157.7364 | 142.8563 | 129.3806 | 117.1761
Residential_Single Family Moderate Income_Existing_Secondary Heating_Natural Gas_Fireplace_E1_Baseline Forecast | Residential | Single Family Moderate Income | Existing | Secondary Heating | Natural Gas | Fireplace | E1 |  | Baseline Forecast | 0 | 298.6312 | 600.7895 | 848.7467 | 1082.8961 | 1321.5859 | 1557.1456 | 1789.2465 | 2018.3866 | 2244.2656 | 2466.3515 | 2684.6186 | 2898.8789 | 3108.9077 | 3287.5042 | 3438.4522 | 3565.096 | 3670.1586 | 3756.2525 | 3825.9311 | 3881.2322 | 3923.9572 | 3955.5269 | 3977.352 | 3990.8249 | 3997.027 | 3996.9052 | 3991.2314 | 3980.7444 | 3966.1608 | 3948.0414 | 3926.8874 | 3903.1054
Residential_Single Family Moderate Income_Existing_Secondary Heating_Natural Gas_Fireplace_E2_Baseline Forecast | Residential | Single Family Moderate Income | Existing | Secondary Heating | Natural Gas | Fireplace | E2 |  | Baseline Forecast | 0 | 0 | 0 | 0 | 0 | 0 | 0 | 0 | 0 | 0 | 0 | 0 | 0 | 0 | 0 | 0 | 0 | 0 | 0 | 0 | 0 | 0 | 0 | 0 | 0 | 0 | 0 | 0 | 0 | 0 | 0 | 0 | 0
Residential_Single Family Moderate Income_Existing_Secondary Heating_Natural Gas_Fireplace_E3_Baseline Forecast | Residential | Single Family Moderate Income | Existing | Secondary Heating | Natural Gas | Fireplace | E3 |  | Baseline Forecast | 0 | 0 | 0 | 0 | 0 | 0 | 0 | 0 | 0 | 0 | 0 | 0 | 0 | 0 | 0 | 0 | 0 | 0 | 0 | 0 | 0 | 0 | 0 | 0 | 0 | 0 | 0 | 0 | 0 | 0 | 0 | 0 | 0
Residential_Single Family Moderate Income_Existing_Secondary Heating_Natural Gas_Fireplace_E4_Baseline Forecast | Residential | Single Family Moderate Income | Existing | Secondary Heating | Natural Gas | Fireplace | E4 |  | Baseline Forecast | 0 | 0 | 0 | 0 | 0 | 0 | 0 | 0 | 0 | 0 | 0 | 0 | 0 | 0 | 0 | 0 | 0 | 0 | 0 | 0 | 0 | 0 | 0 | 0 | 0 | 0 | 0 | 0 | 0 | 0 | 0 | 0 | 0
Residential_Single Family Moderate Income_Existing_Secondary Heating_Natural Gas_Fireplace_E5_Baseline Forecast | Residential | Single Family Moderate Income | Existing | Secondary Heating | Natural Gas | Fireplace | E5 |  | Baseline Forecast | 0 | 0 | 0 | 0 | 0 | 0 | 0 | 0 | 0 | 0 | 0 | 0 | 0 | 0 | 0 | 0 | 0 | 0 | 0 | 0 | 0 | 0 | 0 | 0 | 0 | 0 | 0 | 0 | 0 | 0 | 0 | 0 | 0
Residential_Single Family Moderate Income_Existing_Secondary Heating_Natural Gas_Fireplace_E6_Baseline Forecast | Residential | Single Family Moderate Income | Existing | Secondary Heating | Natural Gas | Fireplace | E6 |  | Baseline Forecast | 0 | 0 | 0 | 0 | 0 | 0 | 0 | 0 | 0 | 0 | 0 | 0 | 0 | 0 | 0 | 0 | 0 | 0 | 0 | 0 | 0 | 0 | 0 | 0 | 0 | 0 | 0 | 0 | 0 | 0 | 0 | 0 | 0
Residential_Single Family Moderate Income_Existing_Secondary Heating_Natural Gas_Fireplace_E7_Baseline Forecast | Residential | Single Family Moderate Income | Existing | Secondary Heating | Natural Gas | Fireplace | E7 |  | Baseline Forecast | 0 | 0 | 0 | 0 | 0 | 0 | 0 | 0 | 0 | 0 | 0 | 0 | 0 | 0 | 0 | 0 | 0 | 0 | 0 | 0 | 0 | 0 | 0 | 0 | 0 | 0 | 0 | 0 | 0 | 0 | 0 | 0 | 0
Residential_Single Family Moderate Income_Existing_Secondary Heating_Natural Gas_Fireplace_E8_Baseline Forecast | Residential | Single Family Moderate Income | Existing | Secondary Heating | Natural Gas | Fireplace | E8 |  | Baseline Forecast | 0 | 0 | 0 | 0 | 0 | 0 | 0 | 0 | 0 | 0 | 0 | 0 | 0 | 0 | 0 | 0 | 0 | 0 | 0 | 0 | 0 | 0 | 0 | 0 | 0 | 0 | 0 | 0 | 0 | 0 | 0 | 0 | 0
Residential_Single Family Moderate Income_Existing_Secondary Heating_Natural Gas_Fireplace_E9_Baseline Forecast | Residential | Single Family Moderate Income | Existing | Secondary Heating | Natural Gas | Fireplace | E9 |  | Baseline Forecast | 0 | 0 | 0 | 0 | 0 | 0 | 0 | 0 | 0 | 0 | 0 | 0 | 0 | 0 | 0 | 0 | 0 | 0 | 0 | 0 | 0 | 0 | 0 | 0 | 0 | 0 | 0 | 0 | 0 | 0 | 0 | 0 | 0
Residential_Single Family Moderate Income_Existing_Secondary Heating_Natural Gas_Fireplace_E10_Baseline Forecast | Residential | Single Family Moderate Income | Existing | Secondary Heating | Natural Gas | Fireplace | E10 |  | Baseline Forecast | 0 | 0 | 0 | 0 | 0 | 0 | 0 | 0 | 0 | 0 | 0 | 0 | 0 | 0 | 0 | 0 | 0 | 0 | 0 | 0 | 0 | 0 | 0 | 0 | 0 | 0 | 0 | 0 | 0 | 0 | 0 | 0 | 0
Residential_Single Family Moderate Income_Existing_Secondary Heating_Natural Gas_Fireplace_Vintage_Baseline Forecast | Residential | Single Family Moderate Income | Existing | Secondary Heating | Natural Gas | Fireplace | Vintage |  | Baseline Forecast | 5713.8069 | 5459.8599 | 5202.3859 | 4869.1935 | 4504.1114 | 4193.3151 | 3890.5881 | 3594.1244 | 3304.404 | 3020.3157 | 2740.9848 | 2466.4632 | 2196.632 | 1931.4135 | 1698.213 | 1493.1333 | 1312.7729 | 1154.0794 | 1014.4682 | 891.718 | 783.7973 | 688.9199 | 605.4885 | 532.131 | 467.6556 | 410.9887 | 361.1857 | 317.4112 | 278.9371 | 245.1273 | 215.4162 | 189.3074 | 166.363
Residential_Single Family Moderate Income_Existing_Water Heating_Natural Gas_Water Heater (<= 55 gal)_E1_Baseline Forecast | Residential | Single Family Moderate Income | Existing | Water Heating | Natural Gas | Water Heater (<= 55 gal) | E1 |  | Baseline Forecast | 0 | 163.1079 | 352.3205 | 508.9609 | 675.2681 | 860.2592 | 1052.9267 | 1252.244 | 1458.072 | 1668.5419 | 1862.5467 | 2059.1342 | 2220.3165 | 2352.0656 | 2458.9944 | 2544.3935 | 2610.8905 | 2661.1442 | 2697.5479 | 2718.1594 | 2727.8811 | 2732.6375 | 2731.9979 | 2726.9426 | 2719.3574 | 2709.4457 | 2697.2671 | 2684.0893 | 2675.4073 | 2665.4478 | 2655.171 | 2644.115 | 2632.4707
Residential_Single Family Moderate Income_Existing_Water Heating_Natural Gas_Water Heater (<= 55 gal)_E2_Baseline Forecast | Residential | Single Family Moderate Income | Existing | Water Heating | Natural Gas | Water Heater (<= 55 gal) | E2 |  | Baseline Forecast | 0 | 966.7697 | 2062.2751 | 2953.1554 | 3886.8187 | 4913.0837 | 5998.2032 | 7130.416 | 8302.6882 | 9507.54 | 10756.6165 | 12024.8341 | 13096.8062 | 13999.8414 | 14759.0732 | 15395.6963 | 15928.0555 | 16370.2519 | 16735.2904 | 17039.5693 | 17289.4694 | 17488.7466 | 17645.2432 | 17765.1178 | 17853.3605 | 17914.9211 | 17954.1186 | 17973.1117 | 17969.6318 | 17952.5583 | 17923.2346 | 17884.1359 | 17836.6146
Residential_Single Family Moderate Income_Existing_Water Heating_Natural Gas_Water Heater (<= 55 gal)_E3_Baseline Forecast | Residential | Single Family Moderate Income | Existing | Water Heating | Natural Gas | Water Heater (<= 55 gal) | E3 |  | Baseline Forecast | 0 | 47.0772 | 100.6056 | 144.2519 | 190.0827 | 240.5508 | 293.79 | 349.2703 | 406.6909 | 465.6617 | 525.7894 | 586.8224 | 638.202 | 681.3177 | 717.4071 | 747.4918 | 772.4449 | 792.9628 | 809.689 | 823.2257 | 834.0436 | 842.5439 | 849.0379 | 853.8231 | 857.1836 | 859.3351 | 860.4614 | 860.7043 | 860.1982 | 859.0724 | 857.4235 | 855.3343 | 852.87
Residential_Single Family Moderate Income_Existing_Water Heating_Natural Gas_Water Heater (<= 55 gal)_E4_Baseline Forecast | Residential | Single Family Moderate Income | Existing | Water Heating | Natural Gas | Water Heater (<= 55 gal) | E4 |  | Baseline Forecast | 0 | 0 | 0 | 0 | 0 | 0 | 0 | 0 | 0 | 0 | 0 | 0 | 0 | 0 | 0 | 0 | 0 | 0 | 0 | 0 | 0 | 0 | 0 | 0 | 0 | 0 | 0 | 0 | 0 | 0 | 0 | 0 | 0
Residential_Single Family Moderate Income_Existing_Water Heating_Natural Gas_Water Heater (<= 55 gal)_E5_Baseline Forecast | Residential | Single Family Moderate Income | Existing | Water Heating | Natural Gas | Water Heater (<= 55 gal) | E5 |  | Baseline Forecast | 0 | 0 | 0 | 0 | 0 | 0 | 0 | 0 | 0 | 0 | 0 | 0 | 0 | 0 | 0 | 0 | 0 | 0 | 0 | 0 | 0 | 0 | 0 | 0 | 0 | 0 | 0 | 0 | 0 | 0 | 0 | 0 | 0
Residential_Single Family Moderate Income_Existing_Water Heating_Natural Gas_Water Heater (<= 55 gal)_E6_Baseline Forecast | Residential | Single Family Moderate Income | Existing | Water Heating | Natural Gas | Water Heater (<= 55 gal) | E6 |  | Baseline Forecast | 0 | 0 | 0 | 0 | 0 | 0 | 0 | 0 | 0 | 0 | 0 | 0 | 0 | 0 | 0 | 0 | 0 | 0 | 0 | 0 | 0 | 0 | 0 | 0 | 0 | 0 | 0 | 0 | 0 | 0 | 0 | 0 | 0
Residential_Single Family Moderate Income_Existing_Water Heating_Natural Gas_Water Heater (<= 55 gal)_E7_Baseline Forecast | Residential | Single Family Moderate Income | Existing | Water Heating | Natural Gas | Water Heater (<= 55 gal) | E7 |  | Baseline Forecast | 0 | 0 | 0 | 0 | 0 | 0 | 0 | 0 | 0 | 0 | 0 | 0 | 0 | 0 | 0 | 0 | 0 | 0 | 0 | 0 | 0 | 0 | 0 | 0 | 0 | 0 | 0 | 0 | 0 | 0 | 0 | 0 | 0
Residential_Single Family Moderate Income_Existing_Water Heating_Natural Gas_Water Heater (<= 55 gal)_E8_Baseline Forecast | Residential | Single Family Moderate Income | Existing | Water Heating | Natural Gas | Water Heater (<= 55 gal) | E8 |  | Baseline Forecast | 0 | 0 | 0 | 0 | 0 | 0 | 0 | 0 | 0 | 0 | 0 | 0 | 0 | 0 | 0 | 0 | 0 | 0 | 0 | 0 | 0 | 0 | 0 | 0 | 0 | 0 | 0 | 0 | 0 | 0 | 0 | 0 | 0
Residential_Single Family Moderate Income_Existing_Water Heating_Natural Gas_Water Heater (<= 55 gal)_E9_Baseline Forecast | Residential | Single Family Moderate Income | Existing | Water Heating | Natural Gas | Water Heater (<= 55 gal) | E9 |  | Baseline Forecast | 0 | 0 | 0 | 0 | 0 | 0 | 0 | 0 | 0 | 0 | 0 | 0 | 0 | 0 | 0 | 0 | 0 | 0 | 0 | 0 | 0 | 0 | 0 | 0 | 0 | 0 | 0 | 0 | 0 | 0 | 0 | 0 | 0
Residential_Single Family Moderate Income_Existing_Water Heating_Natural Gas_Water Heater (<= 55 gal)_E10_Baseline Forecast | Residential | Single Family Moderate Income | Existing | Water Heating | Natural Gas | Water Heater (<= 55 gal) | E10 |  | Baseline Forecast | 0 | 0 | 0 | 0 | 0 | 0 | 0 | 0 | 0 | 0 | 0 | 0 | 0 | 0 | 0 | 0 | 0 | 0 | 0 | 0 | 0 | 0 | 0 | 0 | 0 | 0 | 0 | 0 | 0 | 0 | 0 | 0 | 0
Residential_Single Family Moderate Income_Existing_Water Heating_Natural Gas_Water Heater (<= 55 gal)_Vintage_Baseline Forecast | Residential | Single Family Moderate Income | Existing | Water Heating | Natural Gas | Water Heater (<= 55 gal) | Vintage |  | Baseline Forecast | 25171.4258 | 24341.5986 | 23353.7091 | 22033.5795 | 20449.0684 | 19009.4553 | 17520.0916 | 15984.8665 | 14415.9719 | 12816.8739 | 11191.024 | 9544.8905 | 8141.0148 | 6943.3221 | 5921.8178 | 5050.4755 | 4307.191 | 3672.9162 | 3131.732 | 2670.2046 | 2276.6255 | 1941.0083 | 1654.7612 | 1410.6487 | 1202.5338 | 1025.1132 | 873.8629 | 744.9134 | 634.981 | 541.2736 | 461.3966 | 393.3095 | 335.2698
Residential_Single Family Moderate Income_Existing_Water Heating_Natural Gas_Water Heater (> 55 gal)_E1_Baseline Forecast | Residential | Single Family Moderate Income | Existing | Water Heating | Natural Gas | Water Heater (> 55 gal) | E1 |  | Baseline Forecast | 0 | 5.1016 | 11.0196 | 15.9189 | 21.1205 | 26.9065 | 32.9326 | 39.1667 | 45.6044 | 52.1873 | 58.2552 | 64.4039 | 69.4452 | 73.566 | 76.9104 | 79.5814 | 81.6613 | 83.2331 | 84.3717 | 85.0163 | 85.3204 | 85.4692 | 85.4492 | 85.2911 | 85.0538 | 84.7438 | 84.3629 | 83.9507 | 83.6792 | 83.3677 | 83.0462 | 82.7004 | 82.3362
Residential_Single Family Moderate Income_Existing_Water Heating_Natural Gas_Water Heater (> 55 gal)_E2_Baseline Forecast | Residential | Single Family Moderate Income | Existing | Water Heating | Natural Gas | Water Heater (> 55 gal) | E2 |  | Baseline Forecast | 0 | 30.2378 | 64.5021 | 92.3664 | 121.5687 | 153.6674 | 187.6068 | 223.0192 | 259.6846 | 297.369 | 336.4365 | 376.1028 | 409.6311 | 437.8754 | 461.6221 | 481.5338 | 498.1845 | 512.0152 | 523.4326 | 532.9495 | 540.7657 | 546.9985 | 551.8933 | 555.6426 | 558.4026 | 560.3281 | 561.5541 | 562.1481 | 562.0393 | 561.5053 | 560.5881 | 559.3652 | 557.8789
Residential_Single Family Moderate Income_Existing_Water Heating_Natural Gas_Water Heater (> 55 gal)_E3_Baseline Forecast | Residential | Single Family Moderate Income | Existing | Water Heating | Natural Gas | Water Heater (> 55 gal) | E3 |  | Baseline Forecast | 0 | 1.4724 | 3.1467 | 4.5118 | 5.9452 | 7.5237 | 9.1889 | 10.9242 | 12.7201 | 14.5646 | 16.4452 | 18.3541 | 19.9612 | 21.3097 | 22.4385 | 23.3794 | 24.1599 | 24.8016 | 25.3248 | 25.7482 | 26.0865 | 26.3524 | 26.5555 | 26.7052 | 26.8103 | 26.8776 | 26.9128 | 26.9204 | 26.9046 | 26.8694 | 26.8178 | 26.7524 | 26.6754
Residential_Single Family Moderate Income_Existing_Water Heating_Natural Gas_Water Heater (> 55 gal)_E4_Baseline Forecast | Residential | Single Family Moderate Income | Existing | Water Heating | Natural Gas | Water Heater (> 55 gal) | E4 |  | Baseline Forecast | 0 | 0 | 0 | 0 | 0 | 0 | 0 | 0 | 0 | 0 | 0 | 0 | 0 | 0 | 0 | 0 | 0 | 0 | 0 | 0 | 0 | 0 | 0 | 0 | 0 | 0 | 0 | 0 | 0 | 0 | 0 | 0 | 0
Residential_Single Family Moderate Income_Existing_Water Heating_Natural Gas_Water Heater (> 55 gal)_E5_Baseline Forecast | Residential | Single Family Moderate Income | Existing | Water Heating | Natural Gas | Water Heater (> 55 gal) | E5 |  | Baseline Forecast | 0 | 0 | 0 | 0 | 0 | 0 | 0 | 0 | 0 | 0 | 0 | 0 | 0 | 0 | 0 | 0 | 0 | 0 | 0 | 0 | 0 | 0 | 0 | 0 | 0 | 0 | 0 | 0 | 0 | 0 | 0 | 0 | 0
Residential_Single Family Moderate Income_Existing_Water Heating_Natural Gas_Water Heater (> 55 gal)_E6_Baseline Forecast | Residential | Single Family Moderate Income | Existing | Water Heating | Natural Gas | Water Heater (> 55 gal) | E6 |  | Baseline Forecast | 0 | 0 | 0 | 0 | 0 | 0 | 0 | 0 | 0 | 0 | 0 | 0 | 0 | 0 | 0 | 0 | 0 | 0 | 0 | 0 | 0 | 0 | 0 | 0 | 0 | 0 | 0 | 0 | 0 | 0 | 0 | 0 | 0
Residential_Single Family Moderate Income_Existing_Water Heating_Natural Gas_Water Heater (> 55 gal)_E7_Baseline Forecast | Residential | Single Family Moderate Income | Existing | Water Heating | Natural Gas | Water Heater (> 55 gal) | E7 |  | Baseline Forecast | 0 | 0 | 0 | 0 | 0 | 0 | 0 | 0 | 0 | 0 | 0 | 0 | 0 | 0 | 0 | 0 | 0 | 0 | 0 | 0 | 0 | 0 | 0 | 0 | 0 | 0 | 0 | 0 | 0 | 0 | 0 | 0 | 0
Residential_Single Family Moderate Income_Existing_Water Heating_Natural Gas_Water Heater (> 55 gal)_E8_Baseline Forecast | Residential | Single Family Moderate Income | Existing | Water Heating | Natural Gas | Water Heater (> 55 gal) | E8 |  | Baseline Forecast | 0 | 0 | 0 | 0 | 0 | 0 | 0 | 0 | 0 | 0 | 0 | 0 | 0 | 0 | 0 | 0 | 0 | 0 | 0 | 0 | 0 | 0 | 0 | 0 | 0 | 0 | 0 | 0 | 0 | 0 | 0 | 0 | 0
Residential_Single Family Moderate Income_Existing_Water Heating_Natural Gas_Water Heater (> 55 gal)_E9_Baseline Forecast | Residential | Single Family Moderate Income | Existing | Water Heating | Natural Gas | Water Heater (> 55 gal) | E9 |  | Baseline Forecast | 0 | 0 | 0 | 0 | 0 | 0 | 0 | 0 | 0 | 0 | 0 | 0 | 0 | 0 | 0 | 0 | 0 | 0 | 0 | 0 | 0 | 0 | 0 | 0 | 0 | 0 | 0 | 0 | 0 | 0 | 0 | 0 | 0
Residential_Single Family Moderate Income_Existing_Water Heating_Natural Gas_Water Heater (> 55 gal)_E10_Baseline Forecast | Residential | Single Family Moderate Income | Existing | Water Heating | Natural Gas | Water Heater (> 55 gal) | E10 |  | Baseline Forecast | 0 | 0 | 0 | 0 | 0 | 0 | 0 | 0 | 0 | 0 | 0 | 0 | 0 | 0 | 0 | 0 | 0 | 0 | 0 | 0 | 0 | 0 | 0 | 0 | 0 | 0 | 0 | 0 | 0 | 0 | 0 | 0 | 0
Residential_Single Family Moderate Income_Existing_Water Heating_Natural Gas_Water Heater (> 55 gal)_Vintage_Baseline Forecast | Residential | Single Family Moderate Income | Existing | Water Heating | Natural Gas | Water Heater (> 55 gal) | Vintage |  | Baseline Forecast | 787.291 | 761.3364 | 730.438 | 689.1481 | 639.589 | 594.562 | 547.9789 | 499.9614 | 450.8908 | 400.8756 | 350.0236 | 298.5372 | 254.6279 | 217.1675 | 185.2177 | 157.9646 | 134.7168 | 114.8784 | 97.9517 | 83.5165 | 71.2064 | 60.7093 | 51.7563 | 44.1211 | 37.6119 | 32.0626 | 27.332 | 23.2988 | 19.8604 | 16.9295 | 14.4312 | 12.3016 | 10.4863
Residential_Single Family Moderate Income_Existing_Appliances_Natural Gas_Clothes Dryer_E1_Baseline Forecast | Residential | Single Family Moderate Income | Existing | Appliances | Natural Gas | Clothes Dryer | E1 |  | Baseline Forecast | 0 | 142.4919 | 304.0714 | 432.9781 | 568.9708 | 719.5076 | 879.0855 | 1046.1943 | 1220.0015 | 1399.3943 | 1583.2324 | 1739.7018 | 1872.7031 | 1985.5287 | 2081.1569 | 2162.0267 | 2230.2371 | 2287.4462 | 2335.1471 | 2374.8857 | 2407.8318 | 2434.9491 | 2456.9888 | 2474.6903 | 2488.7796 | 2499.7924 | 2508.183 | 2514.3029 | 2518.4914 | 2521.0792 | 2522.312 | 2522.4009 | 2521.5073
Residential_Single Family Moderate Income_Existing_Appliances_Natural Gas_Clothes Dryer_E2_Baseline Forecast | Residential | Single Family Moderate Income | Existing | Appliances | Natural Gas | Clothes Dryer | E2 |  | Baseline Forecast | 0 | 114.1235 | 243.5486 | 346.812 | 455.7436 | 576.3385 | 704.2099 | 838.145 | 977.4845 | 1121.3378 | 1268.7927 | 1394.3519 | 1501.1421 | 1591.793 | 1668.6921 | 1733.7948 | 1788.7807 | 1834.9788 | 1873.6914 | 1906.0482 | 1932.9407 | 1955.1796 | 1973.3488 | 1988.0275 | 1999.7886 | 2009.0534 | 2016.1825 | 2021.4536 | 2025.1323 | 2027.4836 | 2028.6956 | 2028.9389 | 2028.3404
Residential_Single Family Moderate Income_Existing_Appliances_Natural Gas_Clothes Dryer_E3_Baseline Forecast | Residential | Single Family Moderate Income | Existing | Appliances | Natural Gas | Clothes Dryer | E3 |  | Baseline Forecast | 0 | 0 | 0 | 0 | 0 | 0 | 0 | 0 | 0 | 0 | 0 | 0 | 0 | 0 | 0 | 0 | 0 | 0 | 0 | 0 | 0 | 0 | 0 | 0 | 0 | 0 | 0 | 0 | 0 | 0 | 0 | 0 | 0
Residential_Single Family Moderate Income_Existing_Appliances_Natural Gas_Clothes Dryer_E4_Baseline Forecast | Residential | Single Family Moderate Income | Existing | Appliances | Natural Gas | Clothes Dryer | E4 |  | Baseline Forecast | 0 | 0 | 0 | 0 | 0 | 0 | 0 | 0 | 0 | 0 | 0 | 0 | 0 | 0 | 0 | 0 | 0 | 0 | 0 | 0 | 0 | 0 | 0 | 0 | 0 | 0 | 0 | 0 | 0 | 0 | 0 | 0 | 0
Residential_Single Family Moderate Income_Existing_Appliances_Natural Gas_Clothes Dryer_E5_Baseline Forecast | Residential | Single Family Moderate Income | Existing | Appliances | Natural Gas | Clothes Dryer | E5 |  | Baseline Forecast | 0 | 0 | 0 | 0 | 0 | 0 | 0 | 0 | 0 | 0 | 0 | 0 | 0 | 0 | 0 | 0 | 0 | 0 | 0 | 0 | 0 | 0 | 0 | 0 | 0 | 0 | 0 | 0 | 0 | 0 | 0 | 0 | 0
Residential_Single Family Moderate Income_Existing_Appliances_Natural Gas_Clothes Dryer_E6_Baseline Forecast | Residential | Single Family Moderate Income | Existing | Appliances | Natural Gas | Clothes Dryer | E6 |  | Baseline Forecast | 0 | 0 | 0 | 0 | 0 | 0 | 0 | 0 | 0 | 0 | 0 | 0 | 0 | 0 | 0 | 0 | 0 | 0 | 0 | 0 | 0 | 0 | 0 | 0 | 0 | 0 | 0 | 0 | 0 | 0 | 0 | 0 | 0
Residential_Single Family Moderate Income_Existing_Appliances_Natural Gas_Clothes Dryer_E7_Baseline Forecast | Residential | Single Family Moderate Income | Existing | Appliances | Natural Gas | Clothes Dryer | E7 |  | Baseline Forecast | 0 | 0 | 0 | 0 | 0 | 0 | 0 | 0 | 0 | 0 | 0 | 0 | 0 | 0 | 0 | 0 | 0 | 0 | 0 | 0 | 0 | 0 | 0 | 0 | 0 | 0 | 0 | 0 | 0 | 0 | 0 | 0 | 0
Residential_Single Family Moderate Income_Existing_Appliances_Natural Gas_Clothes Dryer_E8_Baseline Forecast | Residential | Single Family Moderate Income | Existing | Appliances | Natural Gas | Clothes Dryer | E8 |  | Baseline Forecast | 0 | 0 | 0 | 0 | 0 | 0 | 0 | 0 | 0 | 0 | 0 | 0 | 0 | 0 | 0 | 0 | 0 | 0 | 0 | 0 | 0 | 0 | 0 | 0 | 0 | 0 | 0 | 0 | 0 | 0 | 0 | 0 | 0
Residential_Single Family Moderate Income_Existing_Appliances_Natural Gas_Clothes Dryer_E9_Baseline Forecast | Residential | Single Family Moderate Income | Existing | Appliances | Natural Gas | Clothes Dryer | E9 |  | Baseline Forecast | 0 | 0 | 0 | 0 | 0 | 0 | 0 | 0 | 0 | 0 | 0 | 0 | 0 | 0 | 0 | 0 | 0 | 0 | 0 | 0 | 0 | 0 | 0 | 0 | 0 | 0 | 0 | 0 | 0 | 0 | 0 | 0 | 0
Residential_Single Family Moderate Income_Existing_Appliances_Natural Gas_Clothes Dryer_E10_Baseline Forecast | Residential | Single Family Moderate Income | Existing | Appliances | Natural Gas | Clothes Dryer | E10 |  | Baseline Forecast | 0 | 0 | 0 | 0 | 0 | 0 | 0 | 0 | 0 | 0 | 0 | 0 | 0 | 0 | 0 | 0 | 0 | 0 | 0 | 0 | 0 | 0 | 0 | 0 | 0 | 0 | 0 | 0 | 0 | 0 | 0 | 0 | 0
Residential_Single Family Moderate Income_Existing_Appliances_Natural Gas_Clothes Dryer_Vintage_Baseline Forecast | Residential | Single Family Moderate Income | Existing | Appliances | Natural Gas | Clothes Dryer | Vintage |  | Baseline Forecast | 4900.277 | 4725.2671 | 4516.922 | 4254.1007 | 3937.0157 | 3644.7723 | 3339.9236 | 3023.3526 | 2697.5069 | 2363.1621 | 2021.1019 | 1728.6773 | 1478.5845 | 1264.6185 | 1081.6129 | 925.0681 | 791.1525 | 676.5528 | 578.4953 | 494.6345 | 422.9179 | 361.5901 | 309.1356 | 264.2757 | 225.9229 | 193.1343 | 165.1032 | 141.1376 | 120.6486 | 103.1342 | 88.1627 | 75.365 | 64.425
Residential_Single Family Moderate Income_Existing_Appliances_Natural Gas_Stove/Oven_E1_Baseline Forecast | Residential | Single Family Moderate Income | Existing | Appliances | Natural Gas | Stove/Oven | E1 |  | Baseline Forecast | 0 | 400.6793 | 861.5416 | 1270.8709 | 1698.251 | 2164.6964 | 2653.1174 | 3158.3243 | 3677.292 | 4206.2644 | 4741.4983 | 5185.9374 | 5553.1513 | 5854.5378 | 6100.2594 | 6298.6317 | 6456.7605 | 6580.2865 | 6674.167 | 6743.49 | 6792.0897 | 6823.128 | 6839.0965 | 6842.3784 | 6835.2534 | 6819.4195 | 6796.3036 | 6767.0184 | 6732.621 | 6694.1038 | 6652.2115 | 6607.5766 | 6560.6879
Residential_Single Family Moderate Income_Existing_Appliances_Natural Gas_Stove/Oven_E2_Baseline Forecast | Residential | Single Family Moderate Income | Existing | Appliances | Natural Gas | Stove/Oven | E2 |  | Baseline Forecast | 0 | 172.3532 | 370.6428 | 546.796 | 730.6856 | 931.4347 | 1141.7699 | 1359.4434 | 1583.1809 | 1811.3652 | 2042.388 | 2234.4219 | 2393.3108 | 2523.9443 | 2630.7013 | 2717.1643 | 2786.3828 | 2840.7865 | 2882.8318 | 2914.3743 | 2936.9583 | 2952.0164 | 2960.5549 | 2963.5572 | 2961.9768 | 2956.5195 | 2947.792 | 2936.2624 | 2922.3598 | 2906.5184 | 2889.0423 | 2870.2105 | 2850.228
Residential_Single Family Moderate Income_Existing_Appliances_Natural Gas_Stove/Oven_E3_Baseline Forecast | Residential | Single Family Moderate Income | Existing | Appliances | Natural Gas | Stove/Oven | E3 |  | Baseline Forecast | 0 | 0 | 0 | 0 | 0 | 0 | 0 | 0 | 0 | 0 | 0 | 0 | 0 | 0 | 0 | 0 | 0 | 0 | 0 | 0 | 0 | 0 | 0 | 0 | 0 | 0 | 0 | 0 | 0 | 0 | 0 | 0 | 0
Residential_Single Family Moderate Income_Existing_Appliances_Natural Gas_Stove/Oven_E4_Baseline Forecast | Residential | Single Family Moderate Income | Existing | Appliances | Natural Gas | Stove/Oven | E4 |  | Baseline Forecast | 0 | 0 | 0 | 0 | 0 | 0 | 0 | 0 | 0 | 0 | 0 | 0 | 0 | 0 | 0 | 0 | 0 | 0 | 0 | 0 | 0 | 0 | 0 | 0 | 0 | 0 | 0 | 0 | 0 | 0 | 0 | 0 | 0
Residential_Single Family Moderate Income_Existing_Appliances_Natural Gas_Stove/Oven_E5_Baseline Forecast | Residential | Single Family Moderate Income | Existing | Appliances | Natural Gas | Stove/Oven | E5 |  | Baseline Forecast | 0 | 0 | 0 | 0 | 0 | 0 | 0 | 0 | 0 | 0 | 0 | 0 | 0 | 0 | 0 | 0 | 0 | 0 | 0 | 0 | 0 | 0 | 0 | 0 | 0 | 0 | 0 | 0 | 0 | 0 | 0 | 0 | 0
Residential_Single Family Moderate Income_Existing_Appliances_Natural Gas_Stove/Oven_E6_Baseline Forecast | Residential | Single Family Moderate Income | Existing | Appliances | Natural Gas | Stove/Oven | E6 |  | Baseline Forecast | 0 | 0 | 0 | 0 | 0 | 0 | 0 | 0 | 0 | 0 | 0 | 0 | 0 | 0 | 0 | 0 | 0 | 0 | 0 | 0 | 0 | 0 | 0 | 0 | 0 | 0 | 0 | 0 | 0 | 0 | 0 | 0 | 0
Residential_Single Family Moderate Income_Existing_Appliances_Natural Gas_Stove/Oven_E7_Baseline Forecast | Residential | Single Family Moderate Income | Existing | Appliances | Natural Gas | Stove/Oven | E7 |  | Baseline Forecast | 0 | 0 | 0 | 0 | 0 | 0 | 0 | 0 | 0 | 0 | 0 | 0 | 0 | 0 | 0 | 0 | 0 | 0 | 0 | 0 | 0 | 0 | 0 | 0 | 0 | 0 | 0 | 0 | 0 | 0 | 0 | 0 | 0
Residential_Single Family Moderate Income_Existing_Appliances_Natural Gas_Stove/Oven_E8_Baseline Forecast | Residential | Single Family Moderate Income | Existing | Appliances | Natural Gas | Stove/Oven | E8 |  | Baseline Forecast | 0 | 0 | 0 | 0 | 0 | 0 | 0 | 0 | 0 | 0 | 0 | 0 | 0 | 0 | 0 | 0 | 0 | 0 | 0 | 0 | 0 | 0 | 0 | 0 | 0 | 0 | 0 | 0 | 0 | 0 | 0 | 0 | 0
Residential_Single Family Moderate Income_Existing_Appliances_Natural Gas_Stove/Oven_E9_Baseline Forecast | Residential | Single Family Moderate Income | Existing | Appliances | Natural Gas | Stove/Oven | E9 |  | Baseline Forecast | 0 | 0 | 0 | 0 | 0 | 0 | 0 | 0 | 0 | 0 | 0 | 0 | 0 | 0 | 0 | 0 | 0 | 0 | 0 | 0 | 0 | 0 | 0 | 0 | 0 | 0 | 0 | 0 | 0 | 0 | 0 | 0 | 0
Residential_Single Family Moderate Income_Existing_Appliances_Natural Gas_Stove/Oven_E10_Baseline Forecast | Residential | Single Family Moderate Income | Existing | Appliances | Natural Gas | Stove/Oven | E10 |  | Baseline Forecast | 0 | 0 | 0 | 0 | 0 | 0 | 0 | 0 | 0 | 0 | 0 | 0 | 0 | 0 | 0 | 0 | 0 | 0 | 0 | 0 | 0 | 0 | 0 | 0 | 0 | 0 | 0 | 0 | 0 | 0 | 0 | 0 | 0
Residential_Single Family Moderate Income_Existing_Appliances_Natural Gas_Stove/Oven_Vintage_Baseline Forecast | Residential | Single Family Moderate Income | Existing | Appliances | Natural Gas | Stove/Oven | Vintage |  | Baseline Forecast | 12596.2265 | 12146.3613 | 11610.8074 | 10861.2724 | 9983.7382 | 9180.1451 | 8355.4294 | 7512.3211 | 6657.3441 | 5792.7535 | 4920.7675 | 4180.3407 | 3551.3787 | 3016.9178 | 2562.8838 | 2177.1275 | 1849.3684 | 1570.7897 | 1334.0414 | 1132.9402 | 962.1256 | 817.0437 | 693.7946 | 589.1043 | 500.2053 | 424.7179 | 360.6199 | 306.1892 | 259.9696 | 220.7275 | 187.4095 | 159.1217 | 135.1037
Residential_Single Family Moderate Income_Existing_Miscellaneous_Natural Gas_Pool Heater_E1_Baseline Forecast | Residential | Single Family Moderate Income | Existing | Miscellaneous | Natural Gas | Pool Heater | E1 |  | Baseline Forecast | 0 | 5.5681 | 12.5335 | 19.4167 | 26.7385 | 34.7394 | 43.0979 | 51.6913 | 60.4458 | 69.2846 | 76.0485 | 81.1758 | 85.0077 | 87.8124 | 89.8091 | 91.1668 | 92.0197 | 92.4685 | 92.5982 | 92.4821 | 92.1737 | 91.7153 | 91.1366 | 90.4648 | 89.7247 | 88.933 | 88.1028 | 87.2432 | 86.3626 | 85.4691 | 84.5677 | 83.6625 | 82.7561
Residential_Single Family Moderate Income_Existing_Miscellaneous_Natural Gas_Pool Heater_E2_Baseline Forecast | Residential | Single Family Moderate Income | Existing | Miscellaneous | Natural Gas | Pool Heater | E2 |  | Baseline Forecast | 0 | 0.29306 | 0.65966 | 1.0219 | 1.4073 | 1.8284 | 2.2683 | 2.7206 | 3.1814 | 3.6466 | 4.0026 | 4.2724 | 4.4741 | 4.6217 | 4.7268 | 4.7983 | 4.8431 | 4.8668 | 4.8736 | 4.8675 | 4.8512 | 4.8271 | 4.7967 | 4.7613 | 4.7224 | 4.6807 | 4.637 | 4.5917 | 4.5454 | 4.4984 | 4.4509 | 4.4033 | 4.3556
Residential_Single Family Moderate Income_Existing_Miscellaneous_Natural Gas_Pool Heater_E3_Baseline Forecast | Residential | Single Family Moderate Income | Existing | Miscellaneous | Natural Gas | Pool Heater | E3 |  | Baseline Forecast | 0 | 0 | 0 | 0 | 0 | 0 | 0 | 0 | 0 | 0 | 0 | 0 | 0 | 0 | 0 | 0 | 0 | 0 | 0 | 0 | 0 | 0 | 0 | 0 | 0 | 0 | 0 | 0 | 0 | 0 | 0 | 0 | 0
Residential_Single Family Moderate Income_Existing_Miscellaneous_Natural Gas_Pool Heater_E4_Baseline Forecast | Residential | Single Family Moderate Income | Existing | Miscellaneous | Natural Gas | Pool Heater | E4 |  | Baseline Forecast | 0 | 0 | 0 | 0 | 0 | 0 | 0 | 0 | 0 | 0 | 0 | 0 | 0 | 0 | 0 | 0 | 0 | 0 | 0 | 0 | 0 | 0 | 0 | 0 | 0 | 0 | 0 | 0 | 0 | 0 | 0 | 0 | 0
Residential_Single Family Moderate Income_Existing_Miscellaneous_Natural Gas_Pool Heater_E5_Baseline Forecast | Residential | Single Family Moderate Income | Existing | Miscellaneous | Natural Gas | Pool Heater | E5 |  | Baseline Forecast | 0 | 0 | 0 | 0 | 0 | 0 | 0 | 0 | 0 | 0 | 0 | 0 | 0 | 0 | 0 | 0 | 0 | 0 | 0 | 0 | 0 | 0 | 0 | 0 | 0 | 0 | 0 | 0 | 0 | 0 | 0 | 0 | 0
Residential_Single Family Moderate Income_Existing_Miscellaneous_Natural Gas_Pool Heater_E6_Baseline Forecast | Residential | Single Family Moderate Income | Existing | Miscellaneous | Natural Gas | Pool Heater | E6 |  | Baseline Forecast | 0 | 0 | 0 | 0 | 0 | 0 | 0 | 0 | 0 | 0 | 0 | 0 | 0 | 0 | 0 | 0 | 0 | 0 | 0 | 0 | 0 | 0 | 0 | 0 | 0 | 0 | 0 | 0 | 0 | 0 | 0 | 0 | 0
Residential_Single Family Moderate Income_Existing_Miscellaneous_Natural Gas_Pool Heater_E7_Baseline Forecast | Residential | Single Family Moderate Income | Existing | Miscellaneous | Natural Gas | Pool Heater | E7 |  | Baseline Forecast | 0 | 0 | 0 | 0 | 0 | 0 | 0 | 0 | 0 | 0 | 0 | 0 | 0 | 0 | 0 | 0 | 0 | 0 | 0 | 0 | 0 | 0 | 0 | 0 | 0 | 0 | 0 | 0 | 0 | 0 | 0 | 0 | 0
Residential_Single Family Moderate Income_Existing_Miscellaneous_Natural Gas_Pool Heater_E8_Baseline Forecast | Residential | Single Family Moderate Income | Existing | Miscellaneous | Natural Gas | Pool Heater | E8 |  | Baseline Forecast | 0 | 0 | 0 | 0 | 0 | 0 | 0 | 0 | 0 | 0 | 0 | 0 | 0 | 0 | 0 | 0 | 0 | 0 | 0 | 0 | 0 | 0 | 0 | 0 | 0 | 0 | 0 | 0 | 0 | 0 | 0 | 0 | 0
Residential_Single Family Moderate Income_Existing_Miscellaneous_Natural Gas_Pool Heater_E9_Baseline Forecast | Residential | Single Family Moderate Income | Existing | Miscellaneous | Natural Gas | Pool Heater | E9 |  | Baseline Forecast | 0 | 0 | 0 | 0 | 0 | 0 | 0 | 0 | 0 | 0 | 0 | 0 | 0 | 0 | 0 | 0 | 0 | 0 | 0 | 0 | 0 | 0 | 0 | 0 | 0 | 0 | 0 | 0 | 0 | 0 | 0 | 0 | 0
Residential_Single Family Moderate Income_Existing_Miscellaneous_Natural Gas_Pool Heater_E10_Baseline Forecast | Residential | Single Family Moderate Income | Existing | Miscellaneous | Natural Gas | Pool Heater | E10 |  | Baseline Forecast | 0 | 0 | 0 | 0 | 0 | 0 | 0 | 0 | 0 | 0 | 0 | 0 | 0 | 0 | 0 | 0 | 0 | 0 | 0 | 0 | 0 | 0 | 0 | 0 | 0 | 0 | 0 | 0 | 0 | 0 | 0 | 0 | 0
Residential_Single Family Moderate Income_Existing_Miscellaneous_Natural Gas_Pool Heater_Vintage_Baseline Forecast | Residential | Single Family Moderate Income | Existing | Miscellaneous | Natural Gas | Pool Heater | Vintage |  | Baseline Forecast | 122.5669 | 117.6642 | 111.2908 | 102.2169 | 91.7012 | 81.7324 | 71.4932 | 61.0668 | 50.5521 | 39.9994 | 31.6516 | 25.0477 | 19.822 | 15.6858 | 12.4127 | 9.8224 | 7.7723 | 6.1495 | 4.865 | 3.8487 | 3.0446 | 2.4085 | 1.9051 | 1.5069 | 1.1919 | 0.9427 | 0.74562 | 0.58973 | 0.46642 | 0.3689 | 0.29177 | 0.23076 | 0.18251
Residential_Single Family Moderate Income_Existing_Miscellaneous_Natural Gas_Miscellaneous_E1_Baseline Forecast | Residential | Single Family Moderate Income | Existing | Miscellaneous | Natural Gas | Miscellaneous | E1 |  | Baseline Forecast | 0 | 1988.3894 | 4383.4853 | 6771.2063 | 9284.0245 | 12021.3121 | 14881.3345 | 17181.2785 | 19027.8509 | 20501.1062 | 21664.067 | 22572.457 | 23270.6918 | 23794.9377 | 24177.0586 | 24442.0215 | 24610.5541 | 24698.2868 | 24719.5855 | 24687.9301 | 24613.0837 | 24503.1537 | 24363.8124 | 24200.7107 | 24019.418 | 23823.69 | 23616.5994 | 23400.3236 | 23176.9969 | 22948.7694 | 22717.0271 | 22482.9596 | 22247.3554
Residential_Single Family Moderate Income_Existing_Miscellaneous_Natural Gas_Miscellaneous_E2_Baseline Forecast | Residential | Single Family Moderate Income | Existing | Miscellaneous | Natural Gas | Miscellaneous | E2 |  | Baseline Forecast | 0 | 0 | 0 | 0 | 0 | 0 | 0 | 0 | 0 | 0 | 0 | 0 | 0 | 0 | 0 | 0 | 0 | 0 | 0 | 0 | 0 | 0 | 0 | 0 | 0 | 0 | 0 | 0 | 0 | 0 | 0 | 0 | 0
Residential_Single Family Moderate Income_Existing_Miscellaneous_Natural Gas_Miscellaneous_E3_Baseline Forecast | Residential | Single Family Moderate Income | Existing | Miscellaneous | Natural Gas | Miscellaneous | E3 |  | Baseline Forecast | 0 | 0 | 0 | 0 | 0 | 0 | 0 | 0 | 0 | 0 | 0 | 0 | 0 | 0 | 0 | 0 | 0 | 0 | 0 | 0 | 0 | 0 | 0 | 0 | 0 | 0 | 0 | 0 | 0 | 0 | 0 | 0 | 0
Residential_Single Family Moderate Income_Existing_Miscellaneous_Natural Gas_Miscellaneous_E4_Baseline Forecast | Residential | Single Family Moderate Income | Existing | Miscellaneous | Natural Gas | Miscellaneous | E4 |  | Baseline Forecast | 0 | 0 | 0 | 0 | 0 | 0 | 0 | 0 | 0 | 0 | 0 | 0 | 0 | 0 | 0 | 0 | 0 | 0 | 0 | 0 | 0 | 0 | 0 | 0 | 0 | 0 | 0 | 0 | 0 | 0 | 0 | 0 | 0
Residential_Single Family Moderate Income_Existing_Miscellaneous_Natural Gas_Miscellaneous_E5_Baseline Forecast | Residential | Single Family Moderate Income | Existing | Miscellaneous | Natural Gas | Miscellaneous | E5 |  | Baseline Forecast | 0 | 0 | 0 | 0 | 0 | 0 | 0 | 0 | 0 | 0 | 0 | 0 | 0 | 0 | 0 | 0 | 0 | 0 | 0 | 0 | 0 | 0 | 0 | 0 | 0 | 0 | 0 | 0 | 0 | 0 | 0 | 0 | 0
Residential_Single Family Moderate Income_Existing_Miscellaneous_Natural Gas_Miscellaneous_E6_Baseline Forecast | Residential | Single Family Moderate Income | Existing | Miscellaneous | Natural Gas | Miscellaneous | E6 |  | Baseline Forecast | 0 | 0 | 0 | 0 | 0 | 0 | 0 | 0 | 0 | 0 | 0 | 0 | 0 | 0 | 0 | 0 | 0 | 0 | 0 | 0 | 0 | 0 | 0 | 0 | 0 | 0 | 0 | 0 | 0 | 0 | 0 | 0 | 0
Residential_Single Family Moderate Income_Existing_Miscellaneous_Natural Gas_Miscellaneous_E7_Baseline Forecast | Residential | Single Family Moderate Income | Existing | Miscellaneous | Natural Gas | Miscellaneous | E7 |  | Baseline Forecast | 0 | 0 | 0 | 0 | 0 | 0 | 0 | 0 | 0 | 0 | 0 | 0 | 0 | 0 | 0 | 0 | 0 | 0 | 0 | 0 | 0 | 0 | 0 | 0 | 0 | 0 | 0 | 0 | 0 | 0 | 0 | 0 | 0
Residential_Single Family Moderate Income_Existing_Miscellaneous_Natural Gas_Miscellaneous_E8_Baseline Forecast | Residential | Single Family Moderate Income | Existing | Miscellaneous | Natural Gas | Miscellaneous | E8 |  | Baseline Forecast | 0 | 0 | 0 | 0 | 0 | 0 | 0 | 0 | 0 | 0 | 0 | 0 | 0 | 0 | 0 | 0 | 0 | 0 | 0 | 0 | 0 | 0 | 0 | 0 | 0 | 0 | 0 | 0 | 0 | 0 | 0 | 0 | 0
Residential_Single Family Moderate Income_Existing_Miscellaneous_Natural Gas_Miscellaneous_E9_Baseline Forecast | Residential | Single Family Moderate Income | Existing | Miscellaneous | Natural Gas | Miscellaneous | E9 |  | Baseline Forecast | 0 | 0 | 0 | 0 | 0 | 0 | 0 | 0 | 0 | 0 | 0 | 0 | 0 | 0 | 0 | 0 | 0 | 0 | 0 | 0 | 0 | 0 | 0 | 0 | 0 | 0 | 0 | 0 | 0 | 0 | 0 | 0 | 0
Residential_Single Family Moderate Income_Existing_Miscellaneous_Natural Gas_Miscellaneous_E10_Baseline Forecast | Residential | Single Family Moderate Income | Existing | Miscellaneous | Natural Gas | Miscellaneous | E10 |  | Baseline Forecast | 0 | 0 | 0 | 0 | 0 | 0 | 0 | 0 | 0 | 0 | 0 | 0 | 0 | 0 | 0 | 0 | 0 | 0 | 0 | 0 | 0 | 0 | 0 | 0 | 0 | 0 | 0 | 0 | 0 | 0 | 0 | 0 | 0
Residential_Single Family Moderate Income_Existing_Miscellaneous_Natural Gas_Miscellaneous_Vintage_Baseline Forecast | Residential | Single Family Moderate Income | Existing | Miscellaneous | Natural Gas | Miscellaneous | Vintage |  | Baseline Forecast | 31374.5073 | 29631.4792 | 27481.7444 | 24625.9969 | 21394.2277 | 18261.0036 | 15032.1652 | 12378.8051 | 10199.5863 | 8406.7043 | 6929.4108 | 5712.1274 | 4708.7533 | 3881.4604 | 3199.509 | 2637.309 | 2173.8188 | 1791.5985 | 1476.4363 | 1216.6765 | 1002.5883 | 826.1499 | 680.7181 | 560.8558 | 462.0938 | 380.7195 | 313.6729 | 258.4282 | 212.9097 | 175.409 | 144.514 | 119.0612 | 98.0914
Residential_Single Family Moderate Income_New_Space Heating_Natural Gas_Furnace_E1_Baseline Forecast | Residential | Single Family Moderate Income | New | Space Heating | Natural Gas | Furnace | E1 |  | Baseline Forecast | 0 | 73.643 | 185.0028 | 289.9979 | 388.6007 | 388.6007 | 388.6007 | 388.6007 | 388.6007 | 388.6007 | 388.6007 | 388.6007 | 388.6007 | 388.6007 | 388.6007 | 388.6007 | 388.6007 | 388.6007 | 382.4638 | 367.5583 | 345.1454 | 316.3833 | 290.018 | 265.8498 | 243.6957 | 223.3877 | 204.7721 | 187.7077 | 172.0654 | 157.7266 | 120.8209 | 74.8208 | 34.7078
Residential_Single Family Moderate Income_New_Space Heating_Natural Gas_Furnace_E2_Baseline Forecast | Residential | Single Family Moderate Income | New | Space Heating | Natural Gas | Furnace | E2 |  | Baseline Forecast | 0 | 104.8558 | 263.4388 | 412.9743 | 553.3813 | 553.3813 | 553.3813 | 553.3813 | 553.3813 | 553.3813 | 553.3813 | 553.3813 | 553.3813 | 553.3813 | 553.3813 | 553.3813 | 553.3813 | 553.3813 | 544.6433 | 523.4182 | 491.5006 | 450.5422 | 412.997 | 378.5806 | 347.0322 | 318.1129 | 291.6035 | 267.3032 | 245.0279 | 224.6089 | 172.0584 | 106.5514 | 49.4226
Residential_Single Family Moderate Income_New_Space Heating_Natural Gas_Furnace_E3_Baseline Forecast | Residential | Single Family Moderate Income | New | Space Heating | Natural Gas | Furnace | E3 |  | Baseline Forecast | 0 | 0.13306 | 0.33432 | 0.52409 | 0.70228 | 0.70228 | 0.70228 | 0.70228 | 0.70228 | 0.70228 | 0.70228 | 0.70228 | 0.70228 | 0.70228 | 0.70228 | 0.70228 | 0.70228 | 0.70228 | 0.69119 | 0.66425 | 0.62375 | 0.57177 | 0.52412 | 0.48044 | 0.44041 | 0.40371 | 0.37006 | 0.33922 | 0.31096 | 0.28504 | 0.21835 | 0.13522 | 0.06272
Residential_Single Family Moderate Income_New_Space Heating_Natural Gas_Furnace_E4_Baseline Forecast | Residential | Single Family Moderate Income | New | Space Heating | Natural Gas | Furnace | E4 |  | Baseline Forecast | 0 | 0 | 0 | 0 | 0 | 223.0071 | 442.7433 | 659.2918 | 871.5586 | 1081.1404 | 1289.5967 | 1496.8994 | 1703.4103 | 1909.4854 | 2114.8624 | 2319.6553 | 2523.9305 | 2728.0707 | 2946.9191 | 3186.483 | 3443.6651 | 3715.6392 | 3981.385 | 4241.3599 | 4495.7736 | 4745.0613 | 4989.5612 | 5229.675 | 5465.7048 | 5697.8014 | 5983.9133 | 6291.3768 | 6590.6768
Residential_Single Family Moderate Income_New_Space Heating_Natural Gas_Furnace_E5_Baseline Forecast | Residential | Single Family Moderate Income | New | Space Heating | Natural Gas | Furnace | E5 |  | Baseline Forecast | 0 | 0.1331 | 0.33453 | 0.52458 | 0.70295 | 0.71148 | 0.71987 | 0.72814 | 0.73625 | 0.74425 | 0.7522 | 0.76011 | 0.76799 | 0.77587 | 0.78373 | 0.79158 | 0.78464 | 0.75697 | 0.71393 | 0.65879 | 0.61167 | 0.57161 | 0.53704 | 0.50736 | 0.48198 | 0.42195 | 0.3484 | 0.28738 | 0.23759 | 0.24648 | 0.25753 | 0.26973 | 0.28216
Residential_Single Family Moderate Income_New_Space Heating_Natural Gas_Furnace_E6_Baseline Forecast | Residential | Single Family Moderate Income | New | Space Heating | Natural Gas | Furnace | E6 |  | Baseline Forecast | 0 | 0 | 0 | 0 | 0 | 0 | 0 | 0 | 0 | 0 | 0 | 0 | 0 | 0 | 0 | 0 | 0 | 0 | 0 | 0 | 0 | 0 | 0 | 0 | 0 | 0 | 0 | 0 | 0 | 0 | 0 | 0 | 0
Residential_Single Family Moderate Income_New_Space Heating_Natural Gas_Furnace_E7_Baseline Forecast | Residential | Single Family Moderate Income | New | Space Heating | Natural Gas | Furnace | E7 |  | Baseline Forecast | 0 | 0 | 0 | 0 | 0 | 0 | 0 | 0 | 0 | 0 | 0 | 0 | 0 | 0 | 0 | 0 | 0 | 0 | 0 | 0 | 0 | 0 | 0 | 0 | 0 | 0 | 0 | 0 | 0 | 0 | 0 | 0 | 0
Residential_Single Family Moderate Income_New_Space Heating_Natural Gas_Furnace_E8_Baseline Forecast | Residential | Single Family Moderate Income | New | Space Heating | Natural Gas | Furnace | E8 |  | Baseline Forecast | 0 | 0 | 0 | 0 | 0 | 0 | 0 | 0 | 0 | 0 | 0 | 0 | 0 | 0 | 0 | 0 | 0 | 0 | 0 | 0 | 0 | 0 | 0 | 0 | 0 | 0 | 0 | 0 | 0 | 0 | 0 | 0 | 0
Residential_Single Family Moderate Income_New_Space Heating_Natural Gas_Furnace_E9_Baseline Forecast | Residential | Single Family Moderate Income | New | Space Heating | Natural Gas | Furnace | E9 |  | Baseline Forecast | 0 | 0 | 0 | 0 | 0 | 0 | 0 | 0 | 0 | 0 | 0 | 0 | 0 | 0 | 0 | 0 | 0 | 0 | 0 | 0 | 0 | 0 | 0 | 0 | 0 | 0 | 0 | 0 | 0 | 0 | 0 | 0 | 0
Residential_Single Family Moderate Income_New_Space Heating_Natural Gas_Furnace_E10_Baseline Forecast | Residential | Single Family Moderate Income | New | Space Heating | Natural Gas | Furnace | E10 |  | Baseline Forecast | 0 | 0 | 0 | 0 | 0 | 0 | 0 | 0 | 0 | 0 | 0 | 0 | 0 | 0 | 0 | 0 | 0 | 0 | 0 | 0 | 0 | 0 | 0 | 0 | 0 | 0 | 0 | 0 | 0 | 0 | 0 | 0 | 0
Residential_Single Family Moderate Income_New_Space Heating_Natural Gas_Furnace_Vintage_Baseline Forecast | Residential | Single Family Moderate Income | New | Space Heating | Natural Gas | Furnace | Vintage |  | Baseline Forecast | 0 | 0 | 0 | 0 | 0 | 0 | 0 | 0 | 0 | 0 | 0 | 0 | 0 | 0 | 0 | 0 | 0 | 0 | 0 | 0 | 0 | 0 | 0 | 0 | 0 | 0 | 0 | 0 | 0 | 0 | 0 | 0 | 0
Residential_Single Family Moderate Income_New_Space Heating_Natural Gas_Boiler_E1_Baseline Forecast | Residential | Single Family Moderate Income | New | Space Heating | Natural Gas | Boiler | E1 |  | Baseline Forecast | 0 | 0 | 0 | 0 | 0 | 0 | 0 | 0 | 0 | 0 | 0 | 0 | 0 | 0 | 0 | 0 | 0 | 0 | 0 | 0 | 0 | 0 | 0 | 0 | 0 | 0 | 0 | 0 | 0 | 0 | 0 | 0 | 0
Residential_Single Family Moderate Income_New_Space Heating_Natural Gas_Boiler_E2_Baseline Forecast | Residential | Single Family Moderate Income | New | Space Heating | Natural Gas | Boiler | E2 |  | Baseline Forecast | 0 | 0 | 0 | 0 | 0 | 0 | 0 | 0 | 0 | 0 | 0 | 0 | 0 | 0 | 0 | 0 | 0 | 0 | 0 | 0 | 0 | 0 | 0 | 0 | 0 | 0 | 0 | 0 | 0 | 0 | 0 | 0 | 0
Residential_Single Family Moderate Income_New_Space Heating_Natural Gas_Boiler_E3_Baseline Forecast | Residential | Single Family Moderate Income | New | Space Heating | Natural Gas | Boiler | E3 |  | Baseline Forecast | 0 | 0 | 0 | 0 | 0 | 0 | 0 | 0 | 0 | 0 | 0 | 0 | 0 | 0 | 0 | 0 | 0 | 0 | 0 | 0 | 0 | 0 | 0 | 0 | 0 | 0 | 0 | 0 | 0 | 0 | 0 | 0 | 0
Residential_Single Family Moderate Income_New_Space Heating_Natural Gas_Boiler_E4_Baseline Forecast | Residential | Single Family Moderate Income | New | Space Heating | Natural Gas | Boiler | E4 |  | Baseline Forecast | 0 | 0 | 0 | 0 | 0 | 0 | 0 | 0 | 0 | 0 | 0 | 0 | 0 | 0 | 0 | 0 | 0 | 0 | 0 | 0 | 0 | 0 | 0 | 0 | 0 | 0 | 0 | 0 | 0 | 0 | 0 | 0 | 0
Residential_Single Family Moderate Income_New_Space Heating_Natural Gas_Boiler_E5_Baseline Forecast | Residential | Single Family Moderate Income | New | Space Heating | Natural Gas | Boiler | E5 |  | Baseline Forecast | 0 | 0 | 0 | 0 | 0 | 0 | 0 | 0 | 0 | 0 | 0 | 0 | 0 | 0 | 0 | 0 | 0 | 0 | 0 | 0 | 0 | 0 | 0 | 0 | 0 | 0 | 0 | 0 | 0 | 0 | 0 | 0 | 0
Residential_Single Family Moderate Income_New_Space Heating_Natural Gas_Boiler_E6_Baseline Forecast | Residential | Single Family Moderate Income | New | Space Heating | Natural Gas | Boiler | E6 |  | Baseline Forecast | 0 | 0 | 0 | 0 | 0 | 0 | 0 | 0 | 0 | 0 | 0 | 0 | 0 | 0 | 0 | 0 | 0 | 0 | 0 | 0 | 0 | 0 | 0 | 0 | 0 | 0 | 0 | 0 | 0 | 0 | 0 | 0 | 0
Residential_Single Family Moderate Income_New_Space Heating_Natural Gas_Boiler_E7_Baseline Forecast | Residential | Single Family Moderate Income | New | Space Heating | Natural Gas | Boiler | E7 |  | Baseline Forecast | 0 | 0 | 0 | 0 | 0 | 0 | 0 | 0 | 0 | 0 | 0 | 0 | 0 | 0 | 0 | 0 | 0 | 0 | 0 | 0 | 0 | 0 | 0 | 0 | 0 | 0 | 0 | 0 | 0 | 0 | 0 | 0 | 0
Residential_Single Family Moderate Income_New_Space Heating_Natural Gas_Boiler_E8_Baseline Forecast | Residential | Single Family Moderate Income | New | Space Heating | Natural Gas | Boiler | E8 |  | Baseline Forecast | 0 | 0 | 0 | 0 | 0 | 0 | 0 | 0 | 0 | 0 | 0 | 0 | 0 | 0 | 0 | 0 | 0 | 0 | 0 | 0 | 0 | 0 | 0 | 0 | 0 | 0 | 0 | 0 | 0 | 0 | 0 | 0 | 0
Residential_Single Family Moderate Income_New_Space Heating_Natural Gas_Boiler_E9_Baseline Forecast | Residential | Single Family Moderate Income | New | Space Heating | Natural Gas | Boiler | E9 |  | Baseline Forecast | 0 | 0 | 0 | 0 | 0 | 0 | 0 | 0 | 0 | 0 | 0 | 0 | 0 | 0 | 0 | 0 | 0 | 0 | 0 | 0 | 0 | 0 | 0 | 0 | 0 | 0 | 0 | 0 | 0 | 0 | 0 | 0 | 0
Residential_Single Family Moderate Income_New_Space Heating_Natural Gas_Boiler_E10_Baseline Forecast | Residential | Single Family Moderate Income | New | Space Heating | Natural Gas | Boiler | E10 |  | Baseline Forecast | 0 | 0 | 0 | 0 | 0 | 0 | 0 | 0 | 0 | 0 | 0 | 0 | 0 | 0 | 0 | 0 | 0 | 0 | 0 | 0 | 0 | 0 | 0 | 0 | 0 | 0 | 0 | 0 | 0 | 0 | 0 | 0 | 0
Residential_Single Family Moderate Income_New_Space Heating_Natural Gas_Boiler_Vintage_Baseline Forecast | Residential | Single Family Moderate Income | New | Space Heating | Natural Gas | Boiler | Vintage |  | Baseline Forecast | 0 | 0 | 0 | 0 | 0 | 0 | 0 | 0 | 0 | 0 | 0 | 0 | 0 | 0 | 0 | 0 | 0 | 0 | 0 | 0 | 0 | 0 | 0 | 0 | 0 | 0 | 0 | 0 | 0 | 0 | 0 | 0 | 0
Residential_Single Family Moderate Income_New_Secondary Heating_Natural Gas_Fireplace_E1_Baseline Forecast | Residential | Single Family Moderate Income | New | Secondary Heating | Natural Gas | Fireplace | E1 |  | Baseline Forecast | 0 | 402.2212 | 1010.4986 | 1584.047 | 2122.6213 | 2624.4064 | 3118.8317 | 3606.0846 | 4083.703 | 4555.2802 | 5024.3247 | 5490.7735 | 5955.4408 | 6419.1276 | 6881.2434 | 7342.0451 | 7801.6486 | 8260.902 | 8719.7205 | 9177.2609 | 9633.4796 | 10088.3432 | 10542.2877 | 10995.2509 | 11446.7037 | 11896.622 | 12344.9741 | 12791.9532 | 13237.53 | 13681.5041 | 14123.8543 | 14564.5965 | 15019.0923
Residential_Single Family Moderate Income_New_Secondary Heating_Natural Gas_Fireplace_E2_Baseline Forecast | Residential | Single Family Moderate Income | New | Secondary Heating | Natural Gas | Fireplace | E2 |  | Baseline Forecast | 0 | 0 | 0 | 0 | 0 | 0 | 0 | 0 | 0 | 0 | 0 | 0 | 0 | 0 | 0 | 0 | 0 | 0 | 0 | 0 | 0 | 0 | 0 | 0 | 0 | 0 | 0 | 0 | 0 | 0 | 0 | 0 | 0
Residential_Single Family Moderate Income_New_Secondary Heating_Natural Gas_Fireplace_E3_Baseline Forecast | Residential | Single Family Moderate Income | New | Secondary Heating | Natural Gas | Fireplace | E3 |  | Baseline Forecast | 0 | 0 | 0 | 0 | 0 | 0 | 0 | 0 | 0 | 0 | 0 | 0 | 0 | 0 | 0 | 0 | 0 | 0 | 0 | 0 | 0 | 0 | 0 | 0 | 0 | 0 | 0 | 0 | 0 | 0 | 0 | 0 | 0
Residential_Single Family Moderate Income_New_Secondary Heating_Natural Gas_Fireplace_E4_Baseline Forecast | Residential | Single Family Moderate Income | New | Secondary Heating | Natural Gas | Fireplace | E4 |  | Baseline Forecast | 0 | 0 | 0 | 0 | 0 | 0 | 0 | 0 | 0 | 0 | 0 | 0 | 0 | 0 | 0 | 0 | 0 | 0 | 0 | 0 | 0 | 0 | 0 | 0 | 0 | 0 | 0 | 0 | 0 | 0 | 0 | 0 | 0
Residential_Single Family Moderate Income_New_Secondary Heating_Natural Gas_Fireplace_E5_Baseline Forecast | Residential | Single Family Moderate Income | New | Secondary Heating | Natural Gas | Fireplace | E5 |  | Baseline Forecast | 0 | 0 | 0 | 0 | 0 | 0 | 0 | 0 | 0 | 0 | 0 | 0 | 0 | 0 | 0 | 0 | 0 | 0 | 0 | 0 | 0 | 0 | 0 | 0 | 0 | 0 | 0 | 0 | 0 | 0 | 0 | 0 | 0
Residential_Single Family Moderate Income_New_Secondary Heating_Natural Gas_Fireplace_E6_Baseline Forecast | Residential | Single Family Moderate Income | New | Secondary Heating | Natural Gas | Fireplace | E6 |  | Baseline Forecast | 0 | 0 | 0 | 0 | 0 | 0 | 0 | 0 | 0 | 0 | 0 | 0 | 0 | 0 | 0 | 0 | 0 | 0 | 0 | 0 | 0 | 0 | 0 | 0 | 0 | 0 | 0 | 0 | 0 | 0 | 0 | 0 | 0
Residential_Single Family Moderate Income_New_Secondary Heating_Natural Gas_Fireplace_E7_Baseline Forecast | Residential | Single Family Moderate Income | New | Secondary Heating | Natural Gas | Fireplace | E7 |  | Baseline Forecast | 0 | 0 | 0 | 0 | 0 | 0 | 0 | 0 | 0 | 0 | 0 | 0 | 0 | 0 | 0 | 0 | 0 | 0 | 0 | 0 | 0 | 0 | 0 | 0 | 0 | 0 | 0 | 0 | 0 | 0 | 0 | 0 | 0
Residential_Single Family Moderate Income_New_Secondary Heating_Natural Gas_Fireplace_E8_Baseline Forecast | Residential | Single Family Moderate Income | New | Secondary Heating | Natural Gas | Fireplace | E8 |  | Baseline Forecast | 0 | 0 | 0 | 0 | 0 | 0 | 0 | 0 | 0 | 0 | 0 | 0 | 0 | 0 | 0 | 0 | 0 | 0 | 0 | 0 | 0 | 0 | 0 | 0 | 0 | 0 | 0 | 0 | 0 | 0 | 0 | 0 | 0
Residential_Single Family Moderate Income_New_Secondary Heating_Natural Gas_Fireplace_E9_Baseline Forecast | Residential | Single Family Moderate Income | New | Secondary Heating | Natural Gas | Fireplace | E9 |  | Baseline Forecast | 0 | 0 | 0 | 0 | 0 | 0 | 0 | 0 | 0 | 0 | 0 | 0 | 0 | 0 | 0 | 0 | 0 | 0 | 0 | 0 | 0 | 0 | 0 | 0 | 0 | 0 | 0 | 0 | 0 | 0 | 0 | 0 | 0
Residential_Single Family Moderate Income_New_Secondary Heating_Natural Gas_Fireplace_E10_Baseline Forecast | Residential | Single Family Moderate Income | New | Secondary Heating | Natural Gas | Fireplace | E10 |  | Baseline Forecast | 0 | 0 | 0 | 0 | 0 | 0 | 0 | 0 | 0 | 0 | 0 | 0 | 0 | 0 | 0 | 0 | 0 | 0 | 0 | 0 | 0 | 0 | 0 | 0 | 0 | 0 | 0 | 0 | 0 | 0 | 0 | 0 | 0
Residential_Single Family Moderate Income_New_Secondary Heating_Natural Gas_Fireplace_Vintage_Baseline Forecast | Residential | Single Family Moderate Income | New | Secondary Heating | Natural Gas | Fireplace | Vintage |  | Baseline Forecast | 0 | 0 | 0 | 0 | 0 | 0 | 0 | 0 | 0 | 0 | 0 | 0 | 0 | 0 | 0 | 0 | 0 | 0 | 0 | 0 | 0 | 0 | 0 | 0 | 0 | 0 | 0 | 0 | 0 | 0 | 0 | 0 | 0
Residential_Single Family Moderate Income_New_Water Heating_Natural Gas_Water Heater (<= 55 gal)_E1_Baseline Forecast | Residential | Single Family Moderate Income | New | Water Heating | Natural Gas | Water Heater (<= 55 gal) | E1 |  | Baseline Forecast | 0 | 0 | 0 | 0 | 0 | 0 | 0 | 0 | 0 | 0 | 0 | 0 | 0 | 0 | 0 | 0 | 0 | 0 | 0 | 0 | 0 | 0 | 0 | 0 | 0 | 0 | 0 | 0 | 0 | 0 | 0 | 0 | 0
Residential_Single Family Moderate Income_New_Water Heating_Natural Gas_Water Heater (<= 55 gal)_E2_Baseline Forecast | Residential | Single Family Moderate Income | New | Water Heating | Natural Gas | Water Heater (<= 55 gal) | E2 |  | Baseline Forecast | 0 | 0 | 0 | 0 | 0 | 0 | 0 | 0 | 0 | 0 | 0 | 0 | 0 | 0 | 0 | 0 | 0 | 0 | 0 | 0 | 0 | 0 | 0 | 0 | 0 | 0 | 0 | 0 | 0 | 0 | 0 | 0 | 0
Residential_Single Family Moderate Income_New_Water Heating_Natural Gas_Water Heater (<= 55 gal)_E3_Baseline Forecast | Residential | Single Family Moderate Income | New | Water Heating | Natural Gas | Water Heater (<= 55 gal) | E3 |  | Baseline Forecast | 0 | 0 | 0 | 0 | 0 | 0 | 0 | 0 | 0 | 0 | 0 | 0 | 0 | 0 | 0 | 0 | 0 | 0 | 0 | 0 | 0 | 0 | 0 | 0 | 0 | 0 | 0 | 0 | 0 | 0 | 0 | 0 | 0
Residential_Single Family Moderate Income_New_Water Heating_Natural Gas_Water Heater (<= 55 gal)_E4_Baseline Forecast | Residential | Single Family Moderate Income | New | Water Heating | Natural Gas | Water Heater (<= 55 gal) | E4 |  | Baseline Forecast | 0 | 0 | 0 | 0 | 0 | 0 | 0 | 0 | 0 | 0 | 0 | 0 | 0 | 0 | 0 | 0 | 0 | 0 | 0 | 0 | 0 | 0 | 0 | 0 | 0 | 0 | 0 | 0 | 0 | 0 | 0 | 0 | 0
Residential_Single Family Moderate Income_New_Water Heating_Natural Gas_Water Heater (<= 55 gal)_E5_Baseline Forecast | Residential | Single Family Moderate Income | New | Water Heating | Natural Gas | Water Heater (<= 55 gal) | E5 |  | Baseline Forecast | 0 | 0 | 0 | 0 | 0 | 0 | 0 | 0 | 0 | 0 | 0 | 0 | 0 | 0 | 0 | 0 | 0 | 0 | 0 | 0 | 0 | 0 | 0 | 0 | 0 | 0 | 0 | 0 | 0 | 0 | 0 | 0 | 0
Residential_Single Family Moderate Income_New_Water Heating_Natural Gas_Water Heater (<= 55 gal)_E6_Baseline Forecast | Residential | Single Family Moderate Income | New | Water Heating | Natural Gas | Water Heater (<= 55 gal) | E6 |  | Baseline Forecast | 0 | 0 | 0 | 0 | 0 | 0 | 0 | 0 | 0 | 0 | 0 | 0 | 0 | 0 | 0 | 0 | 0 | 0 | 0 | 0 | 0 | 0 | 0 | 0 | 0 | 0 | 0 | 0 | 0 | 0 | 0 | 0 | 0
Residential_Single Family Moderate Income_New_Water Heating_Natural Gas_Water Heater (<= 55 gal)_E7_Baseline Forecast | Residential | Single Family Moderate Income | New | Water Heating | Natural Gas | Water Heater (<= 55 gal) | E7 |  | Baseline Forecast | 0 | 0 | 0 | 0 | 0 | 0 | 0 | 0 | 0 | 0 | 0 | 0 | 0 | 0 | 0 | 0 | 0 | 0 | 0 | 0 | 0 | 0 | 0 | 0 | 0 | 0 | 0 | 0 | 0 | 0 | 0 | 0 | 0
Residential_Single Family Moderate Income_New_Water Heating_Natural Gas_Water Heater (<= 55 gal)_E8_Baseline Forecast | Residential | Single Family Moderate Income | New | Water Heating | Natural Gas | Water Heater (<= 55 gal) | E8 |  | Baseline Forecast | 0 | 0 | 0 | 0 | 0 | 0 | 0 | 0 | 0 | 0 | 0 | 0 | 0 | 0 | 0 | 0 | 0 | 0 | 0 | 0 | 0 | 0 | 0 | 0 | 0 | 0 | 0 | 0 | 0 | 0 | 0 | 0 | 0
Residential_Single Family Moderate Income_New_Water Heating_Natural Gas_Water Heater (<= 55 gal)_E9_Baseline Forecast | Residential | Single Family Moderate Income | New | Water Heating | Natural Gas | Water Heater (<= 55 gal) | E9 |  | Baseline Forecast | 0 | 0 | 0 | 0 | 0 | 0 | 0 | 0 | 0 | 0 | 0 | 0 | 0 | 0 | 0 | 0 | 0 | 0 | 0 | 0 | 0 | 0 | 0 | 0 | 0 | 0 | 0 | 0 | 0 | 0 | 0 | 0 | 0
Residential_Single Family Moderate Income_New_Water Heating_Natural Gas_Water Heater (<= 55 gal)_E10_Baseline Forecast | Residential | Single Family Moderate Income | New | Water Heating | Natural Gas | Water Heater (<= 55 gal) | E10 |  | Baseline Forecast | 0 | 0 | 0 | 0 | 0 | 0 | 0 | 0 | 0 | 0 | 0 | 0 | 0 | 0 | 0 | 0 | 0 | 0 | 0 | 0 | 0 | 0 | 0 | 0 | 0 | 0 | 0 | 0 | 0 | 0 | 0 | 0 | 0
Residential_Single Family Moderate Income_New_Water Heating_Natural Gas_Water Heater (<= 55 gal)_Vintage_Baseline Forecast | Residential | Single Family Moderate Income | New | Water Heating | Natural Gas | Water Heater (<= 55 gal) | Vintage |  | Baseline Forecast | 0 | 0 | 0 | 0 | 0 | 0 | 0 | 0 | 0 | 0 | 0 | 0 | 0 | 0 | 0 | 0 | 0 | 0 | 0 | 0 | 0 | 0 | 0 | 0 | 0 | 0 | 0 | 0 | 0 | 0 | 0 | 0 | 0
Residential_Single Family Moderate Income_New_Water Heating_Natural Gas_Water Heater (> 55 gal)_E1_Baseline Forecast | Residential | Single Family Moderate Income | New | Water Heating | Natural Gas | Water Heater (> 55 gal) | E1 |  | Baseline Forecast | 0 | 0 | 0 | 0 | 0 | 0 | 0 | 0 | 0 | 0 | 0 | 0 | 0 | 0 | 0 | 0 | 0 | 0 | 0 | 0 | 0 | 0 | 0 | 0 | 0 | 0 | 0 | 0 | 0 | 0 | 0 | 0 | 0
Residential_Single Family Moderate Income_New_Water Heating_Natural Gas_Water Heater (> 55 gal)_E2_Baseline Forecast | Residential | Single Family Moderate Income | New | Water Heating | Natural Gas | Water Heater (> 55 gal) | E2 |  | Baseline Forecast | 0 | 0 | 0 | 0 | 0 | 0 | 0 | 0 | 0 | 0 | 0 | 0 | 0 | 0 | 0 | 0 | 0 | 0 | 0 | 0 | 0 | 0 | 0 | 0 | 0 | 0 | 0 | 0 | 0 | 0 | 0 | 0 | 0
Residential_Single Family Moderate Income_New_Water Heating_Natural Gas_Water Heater (> 55 gal)_E3_Baseline Forecast | Residential | Single Family Moderate Income | New | Water Heating | Natural Gas | Water Heater (> 55 gal) | E3 |  | Baseline Forecast | 0 | 0 | 0 | 0 | 0 | 0 | 0 | 0 | 0 | 0 | 0 | 0 | 0 | 0 | 0 | 0 | 0 | 0 | 0 | 0 | 0 | 0 | 0 | 0 | 0 | 0 | 0 | 0 | 0 | 0 | 0 | 0 | 0
Residential_Single Family Moderate Income_New_Water Heating_Natural Gas_Water Heater (> 55 gal)_E4_Baseline Forecast | Residential | Single Family Moderate Income | New | Water Heating | Natural Gas | Water Heater (> 55 gal) | E4 |  | Baseline Forecast | 0 | 0 | 0 | 0 | 0 | 0 | 0 | 0 | 0 | 0 | 0 | 0 | 0 | 0 | 0 | 0 | 0 | 0 | 0 | 0 | 0 | 0 | 0 | 0 | 0 | 0 | 0 | 0 | 0 | 0 | 0 | 0 | 0
Residential_Single Family Moderate Income_New_Water Heating_Natural Gas_Water Heater (> 55 gal)_E5_Baseline Forecast | Residential | Single Family Moderate Income | New | Water Heating | Natural Gas | Water Heater (> 55 gal) | E5 |  | Baseline Forecast | 0 | 0 | 0 | 0 | 0 | 0 | 0 | 0 | 0 | 0 | 0 | 0 | 0 | 0 | 0 | 0 | 0 | 0 | 0 | 0 | 0 | 0 | 0 | 0 | 0 | 0 | 0 | 0 | 0 | 0 | 0 | 0 | 0
Residential_Single Family Moderate Income_New_Water Heating_Natural Gas_Water Heater (> 55 gal)_E6_Baseline Forecast | Residential | Single Family Moderate Income | New | Water Heating | Natural Gas | Water Heater (> 55 gal) | E6 |  | Baseline Forecast | 0 | 0 | 0 | 0 | 0 | 0 | 0 | 0 | 0 | 0 | 0 | 0 | 0 | 0 | 0 | 0 | 0 | 0 | 0 | 0 | 0 | 0 | 0 | 0 | 0 | 0 | 0 | 0 | 0 | 0 | 0 | 0 | 0
Residential_Single Family Moderate Income_New_Water Heating_Natural Gas_Water Heater (> 55 gal)_E7_Baseline Forecast | Residential | Single Family Moderate Income | New | Water Heating | Natural Gas | Water Heater (> 55 gal) | E7 |  | Baseline Forecast | 0 | 0 | 0 | 0 | 0 | 0 | 0 | 0 | 0 | 0 | 0 | 0 | 0 | 0 | 0 | 0 | 0 | 0 | 0 | 0 | 0 | 0 | 0 | 0 | 0 | 0 | 0 | 0 | 0 | 0 | 0 | 0 | 0
Residential_Single Family Moderate Income_New_Water Heating_Natural Gas_Water Heater (> 55 gal)_E8_Baseline Forecast | Residential | Single Family Moderate Income | New | Water Heating | Natural Gas | Water Heater (> 55 gal) | E8 |  | Baseline Forecast | 0 | 0 | 0 | 0 | 0 | 0 | 0 | 0 | 0 | 0 | 0 | 0 | 0 | 0 | 0 | 0 | 0 | 0 | 0 | 0 | 0 | 0 | 0 | 0 | 0 | 0 | 0 | 0 | 0 | 0 | 0 | 0 | 0
Residential_Single Family Moderate Income_New_Water Heating_Natural Gas_Water Heater (> 55 gal)_E9_Baseline Forecast | Residential | Single Family Moderate Income | New | Water Heating | Natural Gas | Water Heater (> 55 gal) | E9 |  | Baseline Forecast | 0 | 0 | 0 | 0 | 0 | 0 | 0 | 0 | 0 | 0 | 0 | 0 | 0 | 0 | 0 | 0 | 0 | 0 | 0 | 0 | 0 | 0 | 0 | 0 | 0 | 0 | 0 | 0 | 0 | 0 | 0 | 0 | 0
Residential_Single Family Moderate Income_New_Water Heating_Natural Gas_Water Heater (> 55 gal)_E10_Baseline Forecast | Residential | Single Family Moderate Income | New | Water Heating | Natural Gas | Water Heater (> 55 gal) | E10 |  | Baseline Forecast | 0 | 0 | 0 | 0 | 0 | 0 | 0 | 0 | 0 | 0 | 0 | 0 | 0 | 0 | 0 | 0 | 0 | 0 | 0 | 0 | 0 | 0 | 0 | 0 | 0 | 0 | 0 | 0 | 0 | 0 | 0 | 0 | 0
Residential_Single Family Moderate Income_New_Water Heating_Natural Gas_Water Heater (> 55 gal)_Vintage_Baseline Forecast | Residential | Single Family Moderate Income | New | Water Heating | Natural Gas | Water Heater (> 55 gal) | Vintage |  | Baseline Forecast | 0 | 0 | 0 | 0 | 0 | 0 | 0 | 0 | 0 | 0 | 0 | 0 | 0 | 0 | 0 | 0 | 0 | 0 | 0 | 0 | 0 | 0 | 0 | 0 | 0 | 0 | 0 | 0 | 0 | 0 | 0 | 0 | 0
Residential_Single Family Moderate Income_New_Appliances_Natural Gas_Clothes Dryer_E1_Baseline Forecast | Residential | Single Family Moderate Income | New | Appliances | Natural Gas | Clothes Dryer | E1 |  | Baseline Forecast | 0 | 225.3095 | 570.9883 | 902.9007 | 1220.4886 | 1522.2206 | 1824.8066 | 2128.318 | 2431.24 | 2735.6478 | 3043.637 | 3355.1728 | 3670.7644 | 3990.9454 | 4315.3968 | 4644.3246 | 4977.8528 | 5316.574 | 5660.4009 | 6008.9049 | 6362.1844 | 6720.2585 | 7083.4854 | 7451.8769 | 7825.1403 | 8203.3204 | 8586.45 | 8974.7242 | 9368.1726 | 9766.7186 | 10170.4296 | 10579.3866 | 11004.9204
Residential_Single Family Moderate Income_New_Appliances_Natural Gas_Clothes Dryer_E2_Baseline Forecast | Residential | Single Family Moderate Income | New | Appliances | Natural Gas | Clothes Dryer | E2 |  | Baseline Forecast | 0 | 180.4369 | 457.3006 | 723.1616 | 977.5299 | 1219.2249 | 1461.6671 | 1704.9027 | 1947.728 | 2191.8045 | 2438.8136 | 2688.7689 | 2942.1112 | 3199.2741 | 3460.0036 | 3724.464 | 3992.7503 | 4265.3435 | 4542.3486 | 4823.3144 | 5108.1809 | 5396.979 | 5689.9683 | 5987.1654 | 6288.314 | 6593.4266 | 6902.5176 | 7215.7233 | 7533.0705 | 7854.4717 | 8179.9193 | 8509.4411 | 8852.105
Residential_Single Family Moderate Income_New_Appliances_Natural Gas_Clothes Dryer_E3_Baseline Forecast | Residential | Single Family Moderate Income | New | Appliances | Natural Gas | Clothes Dryer | E3 |  | Baseline Forecast | 0 | 0 | 0 | 0 | 0 | 0 | 0 | 0 | 0 | 0 | 0 | 0 | 0 | 0 | 0 | 0 | 0 | 0 | 0 | 0 | 0 | 0 | 0 | 0 | 0 | 0 | 0 | 0 | 0 | 0 | 0 | 0 | 0
Residential_Single Family Moderate Income_New_Appliances_Natural Gas_Clothes Dryer_E4_Baseline Forecast | Residential | Single Family Moderate Income | New | Appliances | Natural Gas | Clothes Dryer | E4 |  | Baseline Forecast | 0 | 0 | 0 | 0 | 0 | 0 | 0 | 0 | 0 | 0 | 0 | 0 | 0 | 0 | 0 | 0 | 0 | 0 | 0 | 0 | 0 | 0 | 0 | 0 | 0 | 0 | 0 | 0 | 0 | 0 | 0 | 0 | 0
Residential_Single Family Moderate Income_New_Appliances_Natural Gas_Clothes Dryer_E5_Baseline Forecast | Residential | Single Family Moderate Income | New | Appliances | Natural Gas | Clothes Dryer | E5 |  | Baseline Forecast | 0 | 0 | 0 | 0 | 0 | 0 | 0 | 0 | 0 | 0 | 0 | 0 | 0 | 0 | 0 | 0 | 0 | 0 | 0 | 0 | 0 | 0 | 0 | 0 | 0 | 0 | 0 | 0 | 0 | 0 | 0 | 0 | 0
Residential_Single Family Moderate Income_New_Appliances_Natural Gas_Clothes Dryer_E6_Baseline Forecast | Residential | Single Family Moderate Income | New | Appliances | Natural Gas | Clothes Dryer | E6 |  | Baseline Forecast | 0 | 0 | 0 | 0 | 0 | 0 | 0 | 0 | 0 | 0 | 0 | 0 | 0 | 0 | 0 | 0 | 0 | 0 | 0 | 0 | 0 | 0 | 0 | 0 | 0 | 0 | 0 | 0 | 0 | 0 | 0 | 0 | 0
Residential_Single Family Moderate Income_New_Appliances_Natural Gas_Clothes Dryer_E7_Baseline Forecast | Residential | Single Family Moderate Income | New | Appliances | Natural Gas | Clothes Dryer | E7 |  | Baseline Forecast | 0 | 0 | 0 | 0 | 0 | 0 | 0 | 0 | 0 | 0 | 0 | 0 | 0 | 0 | 0 | 0 | 0 | 0 | 0 | 0 | 0 | 0 | 0 | 0 | 0 | 0 | 0 | 0 | 0 | 0 | 0 | 0 | 0
Residential_Single Family Moderate Income_New_Appliances_Natural Gas_Clothes Dryer_E8_Baseline Forecast | Residential | Single Family Moderate Income | New | Appliances | Natural Gas | Clothes Dryer | E8 |  | Baseline Forecast | 0 | 0 | 0 | 0 | 0 | 0 | 0 | 0 | 0 | 0 | 0 | 0 | 0 | 0 | 0 | 0 | 0 | 0 | 0 | 0 | 0 | 0 | 0 | 0 | 0 | 0 | 0 | 0 | 0 | 0 | 0 | 0 | 0
Residential_Single Family Moderate Income_New_Appliances_Natural Gas_Clothes Dryer_E9_Baseline Forecast | Residential | Single Family Moderate Income | New | Appliances | Natural Gas | Clothes Dryer | E9 |  | Baseline Forecast | 0 | 0 | 0 | 0 | 0 | 0 | 0 | 0 | 0 | 0 | 0 | 0 | 0 | 0 | 0 | 0 | 0 | 0 | 0 | 0 | 0 | 0 | 0 | 0 | 0 | 0 | 0 | 0 | 0 | 0 | 0 | 0 | 0
Residential_Single Family Moderate Income_New_Appliances_Natural Gas_Clothes Dryer_E10_Baseline Forecast | Residential | Single Family Moderate Income | New | Appliances | Natural Gas | Clothes Dryer | E10 |  | Baseline Forecast | 0 | 0 | 0 | 0 | 0 | 0 | 0 | 0 | 0 | 0 | 0 | 0 | 0 | 0 | 0 | 0 | 0 | 0 | 0 | 0 | 0 | 0 | 0 | 0 | 0 | 0 | 0 | 0 | 0 | 0 | 0 | 0 | 0
Residential_Single Family Moderate Income_New_Appliances_Natural Gas_Clothes Dryer_Vintage_Baseline Forecast | Residential | Single Family Moderate Income | New | Appliances | Natural Gas | Clothes Dryer | Vintage |  | Baseline Forecast | 0 | 0 | 0 | 0 | 0 | 0 | 0 | 0 | 0 | 0 | 0 | 0 | 0 | 0 | 0 | 0 | 0 | 0 | 0 | 0 | 0 | 0 | 0 | 0 | 0 | 0 | 0 | 0 | 0 | 0 | 0 | 0 | 0
Residential_Single Family Moderate Income_New_Appliances_Natural Gas_Stove/Oven_E1_Baseline Forecast | Residential | Single Family Moderate Income | New | Appliances | Natural Gas | Stove/Oven | E1 |  | Baseline Forecast | 0 | 250.4806 | 630.4759 | 990.2154 | 1329.4631 | 1646.9147 | 1960.9121 | 2271.5608 | 2577.277 | 2880.303 | 3182.8419 | 3484.8099 | 3786.69 | 4088.9863 | 4391.3224 | 4693.8635 | 4996.6889 | 5300.3394 | 5604.5987 | 5909.0317 | 6213.7408 | 6518.6893 | 6824.1812 | 7130.1689 | 7436.3244 | 7742.6486 | 8049.1276 | 8355.9008 | 8662.9387 | 8970.128 | 9277.5026 | 9585.0995 | 9903.0796
Residential_Single Family Moderate Income_New_Appliances_Natural Gas_Stove/Oven_E2_Baseline Forecast | Residential | Single Family Moderate Income | New | Appliances | Natural Gas | Stove/Oven | E2 |  | Baseline Forecast | 0 | 107.7438 | 271.2381 | 426.0477 | 572.0145 | 708.6367 | 843.8514 | 977.6883 | 1109.4762 | 1240.177 | 1370.7406 | 1501.1853 | 1631.7596 | 1762.6852 | 1893.7988 | 2025.1666 | 2156.8136 | 2288.9763 | 2421.7961 | 2554.9329 | 2688.2418 | 2821.7266 | 2955.485 | 3089.5069 | 3223.6269 | 3357.8183 | 3492.0619 | 3626.3955 | 3760.8184 | 3895.2527 | 4029.6406 | 4163.9559 | 4302.5634
Residential_Single Family Moderate Income_New_Appliances_Natural Gas_Stove/Oven_E3_Baseline Forecast | Residential | Single Family Moderate Income | New | Appliances | Natural Gas | Stove/Oven | E3 |  | Baseline Forecast | 0 | 0 | 0 | 0 | 0 | 0 | 0 | 0 | 0 | 0 | 0 | 0 | 0 | 0 | 0 | 0 | 0 | 0 | 0 | 0 | 0 | 0 | 0 | 0 | 0 | 0 | 0 | 0 | 0 | 0 | 0 | 0 | 0
Residential_Single Family Moderate Income_New_Appliances_Natural Gas_Stove/Oven_E4_Baseline Forecast | Residential | Single Family Moderate Income | New | Appliances | Natural Gas | Stove/Oven | E4 |  | Baseline Forecast | 0 | 0 | 0 | 0 | 0 | 0 | 0 | 0 | 0 | 0 | 0 | 0 | 0 | 0 | 0 | 0 | 0 | 0 | 0 | 0 | 0 | 0 | 0 | 0 | 0 | 0 | 0 | 0 | 0 | 0 | 0 | 0 | 0
Residential_Single Family Moderate Income_New_Appliances_Natural Gas_Stove/Oven_E5_Baseline Forecast | Residential | Single Family Moderate Income | New | Appliances | Natural Gas | Stove/Oven | E5 |  | Baseline Forecast | 0 | 0 | 0 | 0 | 0 | 0 | 0 | 0 | 0 | 0 | 0 | 0 | 0 | 0 | 0 | 0 | 0 | 0 | 0 | 0 | 0 | 0 | 0 | 0 | 0 | 0 | 0 | 0 | 0 | 0 | 0 | 0 | 0
Residential_Single Family Moderate Income_New_Appliances_Natural Gas_Stove/Oven_E6_Baseline Forecast | Residential | Single Family Moderate Income | New | Appliances | Natural Gas | Stove/Oven | E6 |  | Baseline Forecast | 0 | 0 | 0 | 0 | 0 | 0 | 0 | 0 | 0 | 0 | 0 | 0 | 0 | 0 | 0 | 0 | 0 | 0 | 0 | 0 | 0 | 0 | 0 | 0 | 0 | 0 | 0 | 0 | 0 | 0 | 0 | 0 | 0
Residential_Single Family Moderate Income_New_Appliances_Natural Gas_Stove/Oven_E7_Baseline Forecast | Residential | Single Family Moderate Income | New | Appliances | Natural Gas | Stove/Oven | E7 |  | Baseline Forecast | 0 | 0 | 0 | 0 | 0 | 0 | 0 | 0 | 0 | 0 | 0 | 0 | 0 | 0 | 0 | 0 | 0 | 0 | 0 | 0 | 0 | 0 | 0 | 0 | 0 | 0 | 0 | 0 | 0 | 0 | 0 | 0 | 0
Residential_Single Family Moderate Income_New_Appliances_Natural Gas_Stove/Oven_E8_Baseline Forecast | Residential | Single Family Moderate Income | New | Appliances | Natural Gas | Stove/Oven | E8 |  | Baseline Forecast | 0 | 0 | 0 | 0 | 0 | 0 | 0 | 0 | 0 | 0 | 0 | 0 | 0 | 0 | 0 | 0 | 0 | 0 | 0 | 0 | 0 | 0 | 0 | 0 | 0 | 0 | 0 | 0 | 0 | 0 | 0 | 0 | 0
Residential_Single Family Moderate Income_New_Appliances_Natural Gas_Stove/Oven_E9_Baseline Forecast | Residential | Single Family Moderate Income | New | Appliances | Natural Gas | Stove/Oven | E9 |  | Baseline Forecast | 0 | 0 | 0 | 0 | 0 | 0 | 0 | 0 | 0 | 0 | 0 | 0 | 0 | 0 | 0 | 0 | 0 | 0 | 0 | 0 | 0 | 0 | 0 | 0 | 0 | 0 | 0 | 0 | 0 | 0 | 0 | 0 | 0
Residential_Single Family Moderate Income_New_Appliances_Natural Gas_Stove/Oven_E10_Baseline Forecast | Residential | Single Family Moderate Income | New | Appliances | Natural Gas | Stove/Oven | E10 |  | Baseline Forecast | 0 | 0 | 0 | 0 | 0 | 0 | 0 | 0 | 0 | 0 | 0 | 0 | 0 | 0 | 0 | 0 | 0 | 0 | 0 | 0 | 0 | 0 | 0 | 0 | 0 | 0 | 0 | 0 | 0 | 0 | 0 | 0 | 0
Residential_Single Family Moderate Income_New_Appliances_Natural Gas_Stove/Oven_Vintage_Baseline Forecast | Residential | Single Family Moderate Income | New | Appliances | Natural Gas | Stove/Oven | Vintage |  | Baseline Forecast | 0 | 0 | 0 | 0 | 0 | 0 | 0 | 0 | 0 | 0 | 0 | 0 | 0 | 0 | 0 | 0 | 0 | 0 | 0 | 0 | 0 | 0 | 0 | 0 | 0 | 0 | 0 | 0 | 0 | 0 | 0 | 0 | 0
Residential_Single Family Moderate Income_New_Miscellaneous_Natural Gas_Pool Heater_E1_Baseline Forecast | Residential | Single Family Moderate Income | New | Miscellaneous | Natural Gas | Pool Heater | E1 |  | Baseline Forecast | 0 | 0 | 0 | 0 | 0 | 0 | 0 | 0 | 0 | 0 | 0 | 0 | 0 | 0 | 0 | 0 | 0 | 0 | 0 | 0 | 0 | 0 | 0 | 0 | 0 | 0 | 0 | 0 | 0 | 0 | 0 | 0 | 0
Residential_Single Family Moderate Income_New_Miscellaneous_Natural Gas_Pool Heater_E2_Baseline Forecast | Residential | Single Family Moderate Income | New | Miscellaneous | Natural Gas | Pool Heater | E2 |  | Baseline Forecast | 0 | 0 | 0 | 0 | 0 | 0 | 0 | 0 | 0 | 0 | 0 | 0 | 0 | 0 | 0 | 0 | 0 | 0 | 0 | 0 | 0 | 0 | 0 | 0 | 0 | 0 | 0 | 0 | 0 | 0 | 0 | 0 | 0
Residential_Single Family Moderate Income_New_Miscellaneous_Natural Gas_Pool Heater_E3_Baseline Forecast | Residential | Single Family Moderate Income | New | Miscellaneous | Natural Gas | Pool Heater | E3 |  | Baseline Forecast | 0 | 0 | 0 | 0 | 0 | 0 | 0 | 0 | 0 | 0 | 0 | 0 | 0 | 0 | 0 | 0 | 0 | 0 | 0 | 0 | 0 | 0 | 0 | 0 | 0 | 0 | 0 | 0 | 0 | 0 | 0 | 0 | 0
Residential_Single Family Moderate Income_New_Miscellaneous_Natural Gas_Pool Heater_E4_Baseline Forecast | Residential | Single Family Moderate Income | New | Miscellaneous | Natural Gas | Pool Heater | E4 |  | Baseline Forecast | 0 | 0 | 0 | 0 | 0 | 0 | 0 | 0 | 0 | 0 | 0 | 0 | 0 | 0 | 0 | 0 | 0 | 0 | 0 | 0 | 0 | 0 | 0 | 0 | 0 | 0 | 0 | 0 | 0 | 0 | 0 | 0 | 0
Residential_Single Family Moderate Income_New_Miscellaneous_Natural Gas_Pool Heater_E5_Baseline Forecast | Residential | Single Family Moderate Income | New | Miscellaneous | Natural Gas | Pool Heater | E5 |  | Baseline Forecast | 0 | 0 | 0 | 0 | 0 | 0 | 0 | 0 | 0 | 0 | 0 | 0 | 0 | 0 | 0 | 0 | 0 | 0 | 0 | 0 | 0 | 0 | 0 | 0 | 0 | 0 | 0 | 0 | 0 | 0 | 0 | 0 | 0
Residential_Single Family Moderate Income_New_Miscellaneous_Natural Gas_Pool Heater_E6_Baseline Forecast | Residential | Single Family Moderate Income | New | Miscellaneous | Natural Gas | Pool Heater | E6 |  | Baseline Forecast | 0 | 0 | 0 | 0 | 0 | 0 | 0 | 0 | 0 | 0 | 0 | 0 | 0 | 0 | 0 | 0 | 0 | 0 | 0 | 0 | 0 | 0 | 0 | 0 | 0 | 0 | 0 | 0 | 0 | 0 | 0 | 0 | 0
Residential_Single Family Moderate Income_New_Miscellaneous_Natural Gas_Pool Heater_E7_Baseline Forecast | Residential | Single Family Moderate Income | New | Miscellaneous | Natural Gas | Pool Heater | E7 |  | Baseline Forecast | 0 | 0 | 0 | 0 | 0 | 0 | 0 | 0 | 0 | 0 | 0 | 0 | 0 | 0 | 0 | 0 | 0 | 0 | 0 | 0 | 0 | 0 | 0 | 0 | 0 | 0 | 0 | 0 | 0 | 0 | 0 | 0 | 0
Residential_Single Family Moderate Income_New_Miscellaneous_Natural Gas_Pool Heater_E8_Baseline Forecast | Residential | Single Family Moderate Income | New | Miscellaneous | Natural Gas | Pool Heater | E8 |  | Baseline Forecast | 0 | 0 | 0 | 0 | 0 | 0 | 0 | 0 | 0 | 0 | 0 | 0 | 0 | 0 | 0 | 0 | 0 | 0 | 0 | 0 | 0 | 0 | 0 | 0 | 0 | 0 | 0 | 0 | 0 | 0 | 0 | 0 | 0
Residential_Single Family Moderate Income_New_Miscellaneous_Natural Gas_Pool Heater_E9_Baseline Forecast | Residential | Single Family Moderate Income | New | Miscellaneous | Natural Gas | Pool Heater | E9 |  | Baseline Forecast | 0 | 0 | 0 | 0 | 0 | 0 | 0 | 0 | 0 | 0 | 0 | 0 | 0 | 0 | 0 | 0 | 0 | 0 | 0 | 0 | 0 | 0 | 0 | 0 | 0 | 0 | 0 | 0 | 0 | 0 | 0 | 0 | 0
Residential_Single Family Moderate Income_New_Miscellaneous_Natural Gas_Pool Heater_E10_Baseline Forecast | Residential | Single Family Moderate Income | New | Miscellaneous | Natural Gas | Pool Heater | E10 |  | Baseline Forecast | 0 | 0 | 0 | 0 | 0 | 0 | 0 | 0 | 0 | 0 | 0 | 0 | 0 | 0 | 0 | 0 | 0 | 0 | 0 | 0 | 0 | 0 | 0 | 0 | 0 | 0 | 0 | 0 | 0 | 0 | 0 | 0 | 0
Residential_Single Family Moderate Income_New_Miscellaneous_Natural Gas_Pool Heater_Vintage_Baseline Forecast | Residential | Single Family Moderate Income | New | Miscellaneous | Natural Gas | Pool Heater | Vintage |  | Baseline Forecast | 0 | 0 | 0 | 0 | 0 | 0 | 0 | 0 | 0 | 0 | 0 | 0 | 0 | 0 | 0 | 0 | 0 | 0 | 0 | 0 | 0 | 0 | 0 | 0 | 0 | 0 | 0 | 0 | 0 | 0 | 0 | 0 | 0
Residential_Single Family Moderate Income_New_Miscellaneous_Natural Gas_Miscellaneous_E1_Baseline Forecast | Residential | Single Family Moderate Income | New | Miscellaneous | Natural Gas | Miscellaneous | E1 |  | Baseline Forecast | 0 | 893.8248 | 2245.5525 | 3520.1044 | 4716.9362 | 5832.0142 | 6930.7371 | 8013.5212 | 9074.8956 | 10122.8448 | 11165.1659 | 12201.7188 | 13234.3129 | 14264.7279 | 15291.652 | 16315.6557 | 17336.997 | 18357.56 | 19377.1567 | 20393.9132 | 21407.7324 | 22418.5404 | 23427.3061 | 24433.891 | 25437.1194 | 26436.9379 | 27433.2758 | 28426.5628 | 29416.7334 | 30403.3424 | 31386.3428 | 32365.7699 | 33375.7606
Residential_Single Family Moderate Income_New_Miscellaneous_Natural Gas_Miscellaneous_E2_Baseline Forecast | Residential | Single Family Moderate Income | New | Miscellaneous | Natural Gas | Miscellaneous | E2 |  | Baseline Forecast | 0 | 0 | 0 | 0 | 0 | 0 | 0 | 0 | 0 | 0 | 0 | 0 | 0 | 0 | 0 | 0 | 0 | 0 | 0 | 0 | 0 | 0 | 0 | 0 | 0 | 0 | 0 | 0 | 0 | 0 | 0 | 0 | 0
Residential_Single Family Moderate Income_New_Miscellaneous_Natural Gas_Miscellaneous_E3_Baseline Forecast | Residential | Single Family Moderate Income | New | Miscellaneous | Natural Gas | Miscellaneous | E3 |  | Baseline Forecast | 0 | 0 | 0 | 0 | 0 | 0 | 0 | 0 | 0 | 0 | 0 | 0 | 0 | 0 | 0 | 0 | 0 | 0 | 0 | 0 | 0 | 0 | 0 | 0 | 0 | 0 | 0 | 0 | 0 | 0 | 0 | 0 | 0
Residential_Single Family Moderate Income_New_Miscellaneous_Natural Gas_Miscellaneous_E4_Baseline Forecast | Residential | Single Family Moderate Income | New | Miscellaneous | Natural Gas | Miscellaneous | E4 |  | Baseline Forecast | 0 | 0 | 0 | 0 | 0 | 0 | 0 | 0 | 0 | 0 | 0 | 0 | 0 | 0 | 0 | 0 | 0 | 0 | 0 | 0 | 0 | 0 | 0 | 0 | 0 | 0 | 0 | 0 | 0 | 0 | 0 | 0 | 0
Residential_Single Family Moderate Income_New_Miscellaneous_Natural Gas_Miscellaneous_E5_Baseline Forecast | Residential | Single Family Moderate Income | New | Miscellaneous | Natural Gas | Miscellaneous | E5 |  | Baseline Forecast | 0 | 0 | 0 | 0 | 0 | 0 | 0 | 0 | 0 | 0 | 0 | 0 | 0 | 0 | 0 | 0 | 0 | 0 | 0 | 0 | 0 | 0 | 0 | 0 | 0 | 0 | 0 | 0 | 0 | 0 | 0 | 0 | 0
Residential_Single Family Moderate Income_New_Miscellaneous_Natural Gas_Miscellaneous_E6_Baseline Forecast | Residential | Single Family Moderate Income | New | Miscellaneous | Natural Gas | Miscellaneous | E6 |  | Baseline Forecast | 0 | 0 | 0 | 0 | 0 | 0 | 0 | 0 | 0 | 0 | 0 | 0 | 0 | 0 | 0 | 0 | 0 | 0 | 0 | 0 | 0 | 0 | 0 | 0 | 0 | 0 | 0 | 0 | 0 | 0 | 0 | 0 | 0
Residential_Single Family Moderate Income_New_Miscellaneous_Natural Gas_Miscellaneous_E7_Baseline Forecast | Residential | Single Family Moderate Income | New | Miscellaneous | Natural Gas | Miscellaneous | E7 |  | Baseline Forecast | 0 | 0 | 0 | 0 | 0 | 0 | 0 | 0 | 0 | 0 | 0 | 0 | 0 | 0 | 0 | 0 | 0 | 0 | 0 | 0 | 0 | 0 | 0 | 0 | 0 | 0 | 0 | 0 | 0 | 0 | 0 | 0 | 0
Residential_Single Family Moderate Income_New_Miscellaneous_Natural Gas_Miscellaneous_E8_Baseline Forecast | Residential | Single Family Moderate Income | New | Miscellaneous | Natural Gas | Miscellaneous | E8 |  | Baseline Forecast | 0 | 0 | 0 | 0 | 0 | 0 | 0 | 0 | 0 | 0 | 0 | 0 | 0 | 0 | 0 | 0 | 0 | 0 | 0 | 0 | 0 | 0 | 0 | 0 | 0 | 0 | 0 | 0 | 0 | 0 | 0 | 0 | 0
Residential_Single Family Moderate Income_New_Miscellaneous_Natural Gas_Miscellaneous_E9_Baseline Forecast | Residential | Single Family Moderate Income | New | Miscellaneous | Natural Gas | Miscellaneous | E9 |  | Baseline Forecast | 0 | 0 | 0 | 0 | 0 | 0 | 0 | 0 | 0 | 0 | 0 | 0 | 0 | 0 | 0 | 0 | 0 | 0 | 0 | 0 | 0 | 0 | 0 | 0 | 0 | 0 | 0 | 0 | 0 | 0 | 0 | 0 | 0
Residential_Single Family Moderate Income_New_Miscellaneous_Natural Gas_Miscellaneous_E10_Baseline Forecast | Residential | Single Family Moderate Income | New | Miscellaneous | Natural Gas | Miscellaneous | E10 |  | Baseline Forecast | 0 | 0 | 0 | 0 | 0 | 0 | 0 | 0 | 0 | 0 | 0 | 0 | 0 | 0 | 0 | 0 | 0 | 0 | 0 | 0 | 0 | 0 | 0 | 0 | 0 | 0 | 0 | 0 | 0 | 0 | 0 | 0 | 0
Residential_Single Family Moderate Income_New_Miscellaneous_Natural Gas_Miscellaneous_Vintage_Baseline Forecast | Residential | Single Family Moderate Income | New | Miscellaneous | Natural Gas | Miscellaneous | Vintage |  | Baseline Forecast | 0 | 0 | 0 | 0 | 0 | 0 | 0 | 0 | 0 | 0 | 0 | 0 | 0 | 0 | 0 | 0 | 0 | 0 | 0 | 0 | 0 | 0 | 0 | 0 | 0 | 0 | 0 | 0 | 0 | 0 | 0 | 0 | 0
Residential_Single Family Low Income_Existing_Space Heating_Natural Gas_Furnace_E1_Baseline Forecast | Residential | Single Family Low Income | Existing | Space Heating | Natural Gas | Furnace | E1 |  | Baseline Forecast | 0 | 31.2455 | 64.4215 | 85.2821 | 106.4221 | 129.5211 | 153.6986 | 178.8263 | 204.8677 | 231.7159 | 257.3685 | 283.131 | 309.0024 | 334.8947 | 360.7574 | 386.5267 | 412.1612 | 437.5838 | 459.8826 | 479.3796 | 496.3467 | 511.0273 | 523.6209 | 534.3292 | 543.3563 | 550.9039 | 557.0834 | 562.0072 | 565.8165 | 568.6332 | 570.528 | 571.6254 | 572.0173
Residential_Single Family Low Income_Existing_Space Heating_Natural Gas_Furnace_E2_Baseline Forecast | Residential | Single Family Low Income | Existing | Space Heating | Natural Gas | Furnace | E2 |  | Baseline Forecast | 0 | 1.9617 | 4.0452 | 5.3554 | 6.6829 | 8.1332 | 9.6514 | 11.2294 | 12.8649 | 14.551 | 16.1621 | 17.7799 | 19.4045 | 21.0302 | 22.6538 | 24.2711 | 25.8796 | 27.4744 | 28.8725 | 30.0943 | 31.1569 | 32.0755 | 32.8626 | 33.531 | 34.0934 | 34.5624 | 34.9449 | 35.2481 | 35.4807 | 35.6503 | 35.7587 | 35.8161 | 35.8294
Residential_Single Family Low Income_Existing_Space Heating_Natural Gas_Furnace_E3_Baseline Forecast | Residential | Single Family Low Income | Existing | Space Heating | Natural Gas | Furnace | E3 |  | Baseline Forecast | 0 | 1.3079 | 2.6969 | 3.5705 | 4.4555 | 5.4224 | 6.4346 | 7.4867 | 8.5771 | 9.7013 | 10.7754 | 11.8541 | 12.9372 | 14.021 | 15.1034 | 16.1815 | 17.2537 | 18.3167 | 19.2485 | 20.0626 | 20.7705 | 21.3824 | 21.9066 | 22.3516 | 22.7258 | 23.0376 | 23.2918 | 23.4929 | 23.6469 | 23.7588 | 23.8293 | 23.8657 | 23.8727
Residential_Single Family Low Income_Existing_Space Heating_Natural Gas_Furnace_E4_Baseline Forecast | Residential | Single Family Low Income | Existing | Space Heating | Natural Gas | Furnace | E4 |  | Baseline Forecast | 0 | 0 | 0 | 0 | 0 | 0 | 0 | 0 | 0 | 0 | 0 | 0 | 0 | 0 | 0 | 0 | 0 | 0 | 0 | 0 | 0 | 0 | 0 | 0 | 0 | 0 | 0 | 0 | 0 | 0 | 0 | 0 | 0
Residential_Single Family Low Income_Existing_Space Heating_Natural Gas_Furnace_E5_Baseline Forecast | Residential | Single Family Low Income | Existing | Space Heating | Natural Gas | Furnace | E5 |  | Baseline Forecast | 0 | 0.16071 | 0.3315 | 0.43897 | 0.54779 | 0.66667 | 0.79115 | 0.92052 | 1.0546 | 1.1928 | 1.3247 | 1.457 | 1.5898 | 1.7226 | 1.855 | 1.9868 | 2.1018 | 2.201 | 2.2889 | 2.367 | 2.4315 | 2.4839 | 2.5253 | 2.557 | 2.5802 | 2.5565 | 2.5288 | 2.5147 | 2.4961 | 2.4736 | 2.4862 | 2.4944 | 2.4824
Residential_Single Family Low Income_Existing_Space Heating_Natural Gas_Furnace_E6_Baseline Forecast | Residential | Single Family Low Income | Existing | Space Heating | Natural Gas | Furnace | E6 |  | Baseline Forecast | 0 | 0 | 0 | 0 | 0 | 0 | 0 | 0 | 0 | 0 | 0 | 0 | 0 | 0 | 0 | 0 | 0 | 0 | 0 | 0 | 0 | 0 | 0 | 0 | 0 | 0 | 0 | 0 | 0 | 0 | 0 | 0 | 0
Residential_Single Family Low Income_Existing_Space Heating_Natural Gas_Furnace_E7_Baseline Forecast | Residential | Single Family Low Income | Existing | Space Heating | Natural Gas | Furnace | E7 |  | Baseline Forecast | 0 | 0 | 0 | 0 | 0 | 0 | 0 | 0 | 0 | 0 | 0 | 0 | 0 | 0 | 0 | 0 | 0 | 0 | 0 | 0 | 0 | 0 | 0 | 0 | 0 | 0 | 0 | 0 | 0 | 0 | 0 | 0 | 0
Residential_Single Family Low Income_Existing_Space Heating_Natural Gas_Furnace_E8_Baseline Forecast | Residential | Single Family Low Income | Existing | Space Heating | Natural Gas | Furnace | E8 |  | Baseline Forecast | 0 | 0 | 0 | 0 | 0 | 0 | 0 | 0 | 0 | 0 | 0 | 0 | 0 | 0 | 0 | 0 | 0 | 0 | 0 | 0 | 0 | 0 | 0 | 0 | 0 | 0 | 0 | 0 | 0 | 0 | 0 | 0 | 0
Residential_Single Family Low Income_Existing_Space Heating_Natural Gas_Furnace_E9_Baseline Forecast | Residential | Single Family Low Income | Existing | Space Heating | Natural Gas | Furnace | E9 |  | Baseline Forecast | 0 | 0 | 0 | 0 | 0 | 0 | 0 | 0 | 0 | 0 | 0 | 0 | 0 | 0 | 0 | 0 | 0 | 0 | 0 | 0 | 0 | 0 | 0 | 0 | 0 | 0 | 0 | 0 | 0 | 0 | 0 | 0 | 0
Residential_Single Family Low Income_Existing_Space Heating_Natural Gas_Furnace_E10_Baseline Forecast | Residential | Single Family Low Income | Existing | Space Heating | Natural Gas | Furnace | E10 |  | Baseline Forecast | 0 | 0 | 0 | 0 | 0 | 0 | 0 | 0 | 0 | 0 | 0 | 0 | 0 | 0 | 0 | 0 | 0 | 0 | 0 | 0 | 0 | 0 | 0 | 0 | 0 | 0 | 0 | 0 | 0 | 0 | 0 | 0 | 0
Residential_Single Family Low Income_Existing_Space Heating_Natural Gas_Furnace_Vintage_Baseline Forecast | Residential | Single Family Low Income | Existing | Space Heating | Natural Gas | Furnace | Vintage |  | Baseline Forecast | 940.3844 | 920.3374 | 898.3161 | 868.2547 | 829.9661 | 799.2782 | 768.1108 | 736.2536 | 703.9276 | 671.0166 | 632.8062 | 594.293 | 555.78 | 517.3114 | 478.9796 | 440.8356 | 402.9311 | 365.2926 | 331.1369 | 300.1654 | 272.0826 | 246.6208 | 223.5274 | 202.5851 | 183.6027 | 166.3975 | 150.8035 | 136.668 | 123.8554 | 112.2443 | 101.722 | 92.1867 | 83.5452
Residential_Single Family Low Income_Existing_Space Heating_Natural Gas_Boiler_E1_Baseline Forecast | Residential | Single Family Low Income | Existing | Space Heating | Natural Gas | Boiler | E1 |  | Baseline Forecast | 0 | 0.6577 | 0.6577 | 0.65302 | 0.64296 | 0.63953 | 0.63659 | 0.6339 | 0.63158 | 0.62947 | 0.6274 | 0.62539 | 0.62339 | 0.62137 | 0.61936 | 0.61734 | 0.6153 | 0.6132 | 0.61106 | 0.6089 | 0.60673 | 0.60455 | 0.54758 | 0.49596 | 0.44919 | 0.40683 | 0.36847 | 0.33371 | 0.30223 | 0.27372 | 0.24789 | 0.22451 | 0.20333
Residential_Single Family Low Income_Existing_Space Heating_Natural Gas_Boiler_E2_Baseline Forecast | Residential | Single Family Low Income | Existing | Space Heating | Natural Gas | Boiler | E2 |  | Baseline Forecast | 0 | 0 | 0.41238 | 0.65997 | 0.91491 | 1.1904 | 1.479 | 1.7793 | 2.0905 | 2.4114 | 2.7404 | 3.0767 | 3.4192 | 3.7668 | 4.1191 | 4.4751 | 4.8343 | 5.1956 | 5.5586 | 5.9229 | 6.2882 | 6.6542 | 7.0141 | 7.3362 | 7.6243 | 7.8816 | 8.1111 | 8.3152 | 8.4963 | 8.6569 | 8.799 | 8.9243 | 9.0344
Residential_Single Family Low Income_Existing_Space Heating_Natural Gas_Boiler_E3_Baseline Forecast | Residential | Single Family Low Income | Existing | Space Heating | Natural Gas | Boiler | E3 |  | Baseline Forecast | 0 | 0.27138 | 0.67605 | 0.91708 | 1.1631 | 1.432 | 1.714 | 2.0075 | 2.3119 | 2.6259 | 2.9479 | 3.277 | 3.6122 | 3.9525 | 4.2972 | 4.6456 | 4.997 | 5.3505 | 5.7055 | 6.0619 | 6.4192 | 6.7771 | 7.1065 | 7.4009 | 7.6638 | 7.8984 | 8.1072 | 8.2927 | 8.4569 | 8.6022 | 8.7302 | 8.8427 | 8.9412
Residential_Single Family Low Income_Existing_Space Heating_Natural Gas_Boiler_E4_Baseline Forecast | Residential | Single Family Low Income | Existing | Space Heating | Natural Gas | Boiler | E4 |  | Baseline Forecast | 0 | 0.27139 | 0.67647 | 0.91776 | 1.164 | 1.4332 | 1.7155 | 2.0092 | 2.314 | 2.6282 | 2.9505 | 3.2799 | 3.6154 | 3.9559 | 4.3009 | 4.6496 | 5.0012 | 5.3549 | 5.7101 | 6.0666 | 6.424 | 6.782 | 7.1114 | 7.4057 | 7.6686 | 7.9031 | 8.1117 | 8.2969 | 8.4608 | 8.6057 | 8.7333 | 8.8453 | 8.943
Residential_Single Family Low Income_Existing_Space Heating_Natural Gas_Boiler_E5_Baseline Forecast | Residential | Single Family Low Income | Existing | Space Heating | Natural Gas | Boiler | E5 |  | Baseline Forecast | 0 | 0.1289 | 0.32139 | 0.43607 | 0.55308 | 0.68097 | 0.8151 | 0.9547 | 1.0995 | 1.2488 | 1.4019 | 1.5584 | 1.7178 | 1.8796 | 2.0434 | 2.209 | 2.376 | 2.5439 | 2.7125 | 2.8817 | 3.0513 | 3.2212 | 3.3774 | 3.517 | 3.6416 | 3.7527 | 3.8515 | 3.9391 | 4.0166 | 4.085 | 4.1451 | 4.1977 | 4.2435
Residential_Single Family Low Income_Existing_Space Heating_Natural Gas_Boiler_E6_Baseline Forecast | Residential | Single Family Low Income | Existing | Space Heating | Natural Gas | Boiler | E6 |  | Baseline Forecast | 0 | 0 | 0 | 0 | 0 | 0 | 0 | 0 | 0 | 0 | 0 | 0 | 0 | 0 | 0 | 0 | 0 | 0 | 0 | 0 | 0 | 0 | 0 | 0 | 0 | 0 | 0 | 0 | 0 | 0 | 0 | 0 | 0
Residential_Single Family Low Income_Existing_Space Heating_Natural Gas_Boiler_E7_Baseline Forecast | Residential | Single Family Low Income | Existing | Space Heating | Natural Gas | Boiler | E7 |  | Baseline Forecast | 0 | 0 | 0 | 0 | 0 | 0 | 0 | 0 | 0 | 0 | 0 | 0 | 0 | 0 | 0 | 0 | 0 | 0 | 0 | 0 | 0 | 0 | 0 | 0 | 0 | 0 | 0 | 0 | 0 | 0 | 0 | 0 | 0
Residential_Single Family Low Income_Existing_Space Heating_Natural Gas_Boiler_E8_Baseline Forecast | Residential | Single Family Low Income | Existing | Space Heating | Natural Gas | Boiler | E8 |  | Baseline Forecast | 0 | 0 | 0 | 0 | 0 | 0 | 0 | 0 | 0 | 0 | 0 | 0 | 0 | 0 | 0 | 0 | 0 | 0 | 0 | 0 | 0 | 0 | 0 | 0 | 0 | 0 | 0 | 0 | 0 | 0 | 0 | 0 | 0
Residential_Single Family Low Income_Existing_Space Heating_Natural Gas_Boiler_E9_Baseline Forecast | Residential | Single Family Low Income | Existing | Space Heating | Natural Gas | Boiler | E9 |  | Baseline Forecast | 0 | 0 | 0 | 0 | 0 | 0 | 0 | 0 | 0 | 0 | 0 | 0 | 0 | 0 | 0 | 0 | 0 | 0 | 0 | 0 | 0 | 0 | 0 | 0 | 0 | 0 | 0 | 0 | 0 | 0 | 0 | 0 | 0
Residential_Single Family Low Income_Existing_Space Heating_Natural Gas_Boiler_E10_Baseline Forecast | Residential | Single Family Low Income | Existing | Space Heating | Natural Gas | Boiler | E10 |  | Baseline Forecast | 0 | 0 | 0 | 0 | 0 | 0 | 0 | 0 | 0 | 0 | 0 | 0 | 0 | 0 | 0 | 0 | 0 | 0 | 0 | 0 | 0 | 0 | 0 | 0 | 0 | 0 | 0 | 0 | 0 | 0 | 0 | 0 | 0
Residential_Single Family Low Income_Existing_Space Heating_Natural Gas_Boiler_Vintage_Baseline Forecast | Residential | Single Family Low Income | Existing | Space Heating | Natural Gas | Boiler | Vintage |  | Baseline Forecast | 39.4028 | 38.6864 | 37.8918 | 36.7624 | 35.2869 | 34.1373 | 32.9715 | 31.7807 | 30.5744 | 29.3475 | 28.0955 | 26.8218 | 25.5278 | 24.2149 | 22.8867 | 21.5451 | 20.192 | 18.8283 | 17.456 | 16.0783 | 14.6968 | 13.3127 | 12.0583 | 10.9214 | 9.8916 | 8.9588 | 8.114 | 7.3486 | 6.6553 | 6.0275 | 5.4589 | 4.9439 | 4.4776
Residential_Single Family Low Income_Existing_Secondary Heating_Natural Gas_Fireplace_E1_Baseline Forecast | Residential | Single Family Low Income | Existing | Secondary Heating | Natural Gas | Fireplace | E1 |  | Baseline Forecast | 0 | 11.4114 | 22.9576 | 32.4326 | 41.38 | 50.5009 | 59.5021 | 68.3713 | 77.1272 | 85.7586 | 94.245 | 102.5855 | 110.7729 | 118.7986 | 125.6232 | 131.3912 | 136.2306 | 140.2453 | 143.5351 | 146.1977 | 148.3109 | 149.9435 | 151.1499 | 151.9839 | 152.4987 | 152.7357 | 152.731 | 152.5142 | 152.1135 | 151.5562 | 150.8638 | 150.0555 | 149.1467
Residential_Single Family Low Income_Existing_Secondary Heating_Natural Gas_Fireplace_E2_Baseline Forecast | Residential | Single Family Low Income | Existing | Secondary Heating | Natural Gas | Fireplace | E2 |  | Baseline Forecast | 0 | 0 | 0 | 0 | 0 | 0 | 0 | 0 | 0 | 0 | 0 | 0 | 0 | 0 | 0 | 0 | 0 | 0 | 0 | 0 | 0 | 0 | 0 | 0 | 0 | 0 | 0 | 0 | 0 | 0 | 0 | 0 | 0
Residential_Single Family Low Income_Existing_Secondary Heating_Natural Gas_Fireplace_E3_Baseline Forecast | Residential | Single Family Low Income | Existing | Secondary Heating | Natural Gas | Fireplace | E3 |  | Baseline Forecast | 0 | 0 | 0 | 0 | 0 | 0 | 0 | 0 | 0 | 0 | 0 | 0 | 0 | 0 | 0 | 0 | 0 | 0 | 0 | 0 | 0 | 0 | 0 | 0 | 0 | 0 | 0 | 0 | 0 | 0 | 0 | 0 | 0
Residential_Single Family Low Income_Existing_Secondary Heating_Natural Gas_Fireplace_E4_Baseline Forecast | Residential | Single Family Low Income | Existing | Secondary Heating | Natural Gas | Fireplace | E4 |  | Baseline Forecast | 0 | 0 | 0 | 0 | 0 | 0 | 0 | 0 | 0 | 0 | 0 | 0 | 0 | 0 | 0 | 0 | 0 | 0 | 0 | 0 | 0 | 0 | 0 | 0 | 0 | 0 | 0 | 0 | 0 | 0 | 0 | 0 | 0
Residential_Single Family Low Income_Existing_Secondary Heating_Natural Gas_Fireplace_E5_Baseline Forecast | Residential | Single Family Low Income | Existing | Secondary Heating | Natural Gas | Fireplace | E5 |  | Baseline Forecast | 0 | 0 | 0 | 0 | 0 | 0 | 0 | 0 | 0 | 0 | 0 | 0 | 0 | 0 | 0 | 0 | 0 | 0 | 0 | 0 | 0 | 0 | 0 | 0 | 0 | 0 | 0 | 0 | 0 | 0 | 0 | 0 | 0
Residential_Single Family Low Income_Existing_Secondary Heating_Natural Gas_Fireplace_E6_Baseline Forecast | Residential | Single Family Low Income | Existing | Secondary Heating | Natural Gas | Fireplace | E6 |  | Baseline Forecast | 0 | 0 | 0 | 0 | 0 | 0 | 0 | 0 | 0 | 0 | 0 | 0 | 0 | 0 | 0 | 0 | 0 | 0 | 0 | 0 | 0 | 0 | 0 | 0 | 0 | 0 | 0 | 0 | 0 | 0 | 0 | 0 | 0
Residential_Single Family Low Income_Existing_Secondary Heating_Natural Gas_Fireplace_E7_Baseline Forecast | Residential | Single Family Low Income | Existing | Secondary Heating | Natural Gas | Fireplace | E7 |  | Baseline Forecast | 0 | 0 | 0 | 0 | 0 | 0 | 0 | 0 | 0 | 0 | 0 | 0 | 0 | 0 | 0 | 0 | 0 | 0 | 0 | 0 | 0 | 0 | 0 | 0 | 0 | 0 | 0 | 0 | 0 | 0 | 0 | 0 | 0
Residential_Single Family Low Income_Existing_Secondary Heating_Natural Gas_Fireplace_E8_Baseline Forecast | Residential | Single Family Low Income | Existing | Secondary Heating | Natural Gas | Fireplace | E8 |  | Baseline Forecast | 0 | 0 | 0 | 0 | 0 | 0 | 0 | 0 | 0 | 0 | 0 | 0 | 0 | 0 | 0 | 0 | 0 | 0 | 0 | 0 | 0 | 0 | 0 | 0 | 0 | 0 | 0 | 0 | 0 | 0 | 0 | 0 | 0
Residential_Single Family Low Income_Existing_Secondary Heating_Natural Gas_Fireplace_E9_Baseline Forecast | Residential | Single Family Low Income | Existing | Secondary Heating | Natural Gas | Fireplace | E9 |  | Baseline Forecast | 0 | 0 | 0 | 0 | 0 | 0 | 0 | 0 | 0 | 0 | 0 | 0 | 0 | 0 | 0 | 0 | 0 | 0 | 0 | 0 | 0 | 0 | 0 | 0 | 0 | 0 | 0 | 0 | 0 | 0 | 0 | 0 | 0
Residential_Single Family Low Income_Existing_Secondary Heating_Natural Gas_Fireplace_E10_Baseline Forecast | Residential | Single Family Low Income | Existing | Secondary Heating | Natural Gas | Fireplace | E10 |  | Baseline Forecast | 0 | 0 | 0 | 0 | 0 | 0 | 0 | 0 | 0 | 0 | 0 | 0 | 0 | 0 | 0 | 0 | 0 | 0 | 0 | 0 | 0 | 0 | 0 | 0 | 0 | 0 | 0 | 0 | 0 | 0 | 0 | 0 | 0
Residential_Single Family Low Income_Existing_Secondary Heating_Natural Gas_Fireplace_Vintage_Baseline Forecast | Residential | Single Family Low Income | Existing | Secondary Heating | Natural Gas | Fireplace | Vintage |  | Baseline Forecast | 218.3378 | 208.6339 | 198.7952 | 186.0632 | 172.1126 | 160.2363 | 148.6684 | 137.3398 | 126.2689 | 115.4133 | 104.7394 | 94.2493 | 83.9384 | 73.8038 | 64.8927 | 57.0561 | 50.1641 | 44.1001 | 38.7652 | 34.0746 | 29.9507 | 26.3252 | 23.1371 | 20.334 | 17.8702 | 15.7048 | 13.8017 | 12.129 | 10.6588 | 9.3669 | 8.2316 | 7.2339 | 6.3571
Residential_Single Family Low Income_Existing_Water Heating_Natural Gas_Water Heater (<= 55 gal)_E1_Baseline Forecast | Residential | Single Family Low Income | Existing | Water Heating | Natural Gas | Water Heater (<= 55 gal) | E1 |  | Baseline Forecast | 0 | 4.8462 | 10.468 | 15.122 | 20.0632 | 25.5596 | 31.284 | 37.206 | 43.3215 | 49.5748 | 55.339 | 61.1799 | 65.9689 | 69.8833 | 73.0603 | 75.5977 | 77.5734 | 79.0665 | 80.1481 | 80.7605 | 81.0493 | 81.1907 | 81.1717 | 81.0215 | 80.7961 | 80.5016 | 80.1398 | 79.7482 | 79.4903 | 79.1944 | 78.889 | 78.5605 | 78.2146
Residential_Single Family Low Income_Existing_Water Heating_Natural Gas_Water Heater (<= 55 gal)_E2_Baseline Forecast | Residential | Single Family Low Income | Existing | Water Heating | Natural Gas | Water Heater (<= 55 gal) | E2 |  | Baseline Forecast | 0 | 28.7241 | 61.2732 | 87.7426 | 115.4831 | 145.9749 | 178.2154 | 211.8551 | 246.685 | 282.4829 | 319.5948 | 357.2754 | 389.1253 | 415.9558 | 438.5137 | 457.4287 | 473.2459 | 486.3842 | 497.23 | 506.2706 | 513.6955 | 519.6163 | 524.266 | 527.8277 | 530.4495 | 532.2785 | 533.4432 | 534.0075 | 533.9041 | 533.3968 | 532.5256 | 531.3639 | 529.9519
Residential_Single Family Low Income_Existing_Water Heating_Natural Gas_Water Heater (<= 55 gal)_E3_Baseline Forecast | Residential | Single Family Low Income | Existing | Water Heating | Natural Gas | Water Heater (<= 55 gal) | E3 |  | Baseline Forecast | 0 | 1.3987 | 2.9891 | 4.2859 | 5.6476 | 7.1471 | 8.7289 | 10.3773 | 12.0834 | 13.8355 | 15.622 | 17.4354 | 18.9619 | 20.2429 | 21.3152 | 22.2091 | 22.9505 | 23.5601 | 24.057 | 24.4592 | 24.7807 | 25.0332 | 25.2262 | 25.3683 | 25.4682 | 25.5321 | 25.5656 | 25.5728 | 25.5577 | 25.5243 | 25.4753 | 25.4132 | 25.34
Residential_Single Family Low Income_Existing_Water Heating_Natural Gas_Water Heater (<= 55 gal)_E4_Baseline Forecast | Residential | Single Family Low Income | Existing | Water Heating | Natural Gas | Water Heater (<= 55 gal) | E4 |  | Baseline Forecast | 0 | 0 | 0 | 0 | 0 | 0 | 0 | 0 | 0 | 0 | 0 | 0 | 0 | 0 | 0 | 0 | 0 | 0 | 0 | 0 | 0 | 0 | 0 | 0 | 0 | 0 | 0 | 0 | 0 | 0 | 0 | 0 | 0
Residential_Single Family Low Income_Existing_Water Heating_Natural Gas_Water Heater (<= 55 gal)_E5_Baseline Forecast | Residential | Single Family Low Income | Existing | Water Heating | Natural Gas | Water Heater (<= 55 gal) | E5 |  | Baseline Forecast | 0 | 0 | 0 | 0 | 0 | 0 | 0 | 0 | 0 | 0 | 0 | 0 | 0 | 0 | 0 | 0 | 0 | 0 | 0 | 0 | 0 | 0 | 0 | 0 | 0 | 0 | 0 | 0 | 0 | 0 | 0 | 0 | 0
Residential_Single Family Low Income_Existing_Water Heating_Natural Gas_Water Heater (<= 55 gal)_E6_Baseline Forecast | Residential | Single Family Low Income | Existing | Water Heating | Natural Gas | Water Heater (<= 55 gal) | E6 |  | Baseline Forecast | 0 | 0 | 0 | 0 | 0 | 0 | 0 | 0 | 0 | 0 | 0 | 0 | 0 | 0 | 0 | 0 | 0 | 0 | 0 | 0 | 0 | 0 | 0 | 0 | 0 | 0 | 0 | 0 | 0 | 0 | 0 | 0 | 0
Residential_Single Family Low Income_Existing_Water Heating_Natural Gas_Water Heater (<= 55 gal)_E7_Baseline Forecast | Residential | Single Family Low Income | Existing | Water Heating | Natural Gas | Water Heater (<= 55 gal) | E7 |  | Baseline Forecast | 0 | 0 | 0 | 0 | 0 | 0 | 0 | 0 | 0 | 0 | 0 | 0 | 0 | 0 | 0 | 0 | 0 | 0 | 0 | 0 | 0 | 0 | 0 | 0 | 0 | 0 | 0 | 0 | 0 | 0 | 0 | 0 | 0
Residential_Single Family Low Income_Existing_Water Heating_Natural Gas_Water Heater (<= 55 gal)_E8_Baseline Forecast | Residential | Single Family Low Income | Existing | Water Heating | Natural Gas | Water Heater (<= 55 gal) | E8 |  | Baseline Forecast | 0 | 0 | 0 | 0 | 0 | 0 | 0 | 0 | 0 | 0 | 0 | 0 | 0 | 0 | 0 | 0 | 0 | 0 | 0 | 0 | 0 | 0 | 0 | 0 | 0 | 0 | 0 | 0 | 0 | 0 | 0 | 0 | 0
Residential_Single Family Low Income_Existing_Water Heating_Natural Gas_Water Heater (<= 55 gal)_E9_Baseline Forecast | Residential | Single Family Low Income | Existing | Water Heating | Natural Gas | Water Heater (<= 55 gal) | E9 |  | Baseline Forecast | 0 | 0 | 0 | 0 | 0 | 0 | 0 | 0 | 0 | 0 | 0 | 0 | 0 | 0 | 0 | 0 | 0 | 0 | 0 | 0 | 0 | 0 | 0 | 0 | 0 | 0 | 0 | 0 | 0 | 0 | 0 | 0 | 0
Residential_Single Family Low Income_Existing_Water Heating_Natural Gas_Water Heater (<= 55 gal)_E10_Baseline Forecast | Residential | Single Family Low Income | Existing | Water Heating | Natural Gas | Water Heater (<= 55 gal) | E10 |  | Baseline Forecast | 0 | 0 | 0 | 0 | 0 | 0 | 0 | 0 | 0 | 0 | 0 | 0 | 0 | 0 | 0 | 0 | 0 | 0 | 0 | 0 | 0 | 0 | 0 | 0 | 0 | 0 | 0 | 0 | 0 | 0 | 0 | 0 | 0
Residential_Single Family Low Income_Existing_Water Heating_Natural Gas_Water Heater (<= 55 gal)_Vintage_Baseline Forecast | Residential | Single Family Low Income | Existing | Water Heating | Natural Gas | Water Heater (<= 55 gal) | Vintage |  | Baseline Forecast | 747.8799 | 723.2245 | 693.8729 | 654.6499 | 607.5718 | 564.7988 | 520.5476 | 474.9338 | 428.3196 | 380.8081 | 332.5017 | 283.5927 | 241.8815 | 206.2963 | 175.9459 | 150.057 | 127.973 | 109.1277 | 93.0483 | 79.3357 | 67.6419 | 57.6702 | 49.1654 | 41.9124 | 35.729 | 30.4576 | 25.9637 | 22.1325 | 18.8662 | 16.082 | 13.7088 | 11.6858 | 9.9614
Residential_Single Family Low Income_Existing_Water Heating_Natural Gas_Water Heater (> 55 gal)_E1_Baseline Forecast | Residential | Single Family Low Income | Existing | Water Heating | Natural Gas | Water Heater (> 55 gal) | E1 |  | Baseline Forecast | 0 | 0.15157 | 0.32741 | 0.47297 | 0.62752 | 0.79943 | 0.97847 | 1.1637 | 1.355 | 1.5506 | 1.7308 | 1.9135 | 2.0633 | 2.1858 | 2.2851 | 2.3645 | 2.4263 | 2.473 | 2.5068 | 2.526 | 2.535 | 2.5394 | 2.5388 | 2.5341 | 2.5271 | 2.5179 | 2.5065 | 2.4943 | 2.4862 | 2.477 | 2.4674 | 2.4572 | 2.4463
Residential_Single Family Low Income_Existing_Water Heating_Natural Gas_Water Heater (> 55 gal)_E2_Baseline Forecast | Residential | Single Family Low Income | Existing | Water Heating | Natural Gas | Water Heater (> 55 gal) | E2 |  | Baseline Forecast | 0 | 0.89841 | 1.9165 | 2.7443 | 3.612 | 4.5657 | 5.5741 | 6.6262 | 7.7156 | 8.8353 | 9.996 | 11.1746 | 12.1707 | 13.0099 | 13.7155 | 14.3071 | 14.8018 | 15.2127 | 15.5519 | 15.8347 | 16.0669 | 16.2521 | 16.3976 | 16.509 | 16.591 | 16.6482 | 16.6846 | 16.7022 | 16.699 | 16.6831 | 16.6559 | 16.6196 | 16.5754
Residential_Single Family Low Income_Existing_Water Heating_Natural Gas_Water Heater (> 55 gal)_E3_Baseline Forecast | Residential | Single Family Low Income | Existing | Water Heating | Natural Gas | Water Heater (> 55 gal) | E3 |  | Baseline Forecast | 0 | 0.043748 | 0.093492 | 0.13405 | 0.17664 | 0.22354 | 0.27302 | 0.32457 | 0.37793 | 0.43274 | 0.48861 | 0.54533 | 0.59308 | 0.63314 | 0.66668 | 0.69464 | 0.71783 | 0.73689 | 0.75244 | 0.76502 | 0.77507 | 0.78297 | 0.789 | 0.79345 | 0.79657 | 0.79857 | 0.79962 | 0.79984 | 0.79937 | 0.79833 | 0.7968 | 0.79485 | 0.79256
Residential_Single Family Low Income_Existing_Water Heating_Natural Gas_Water Heater (> 55 gal)_E4_Baseline Forecast | Residential | Single Family Low Income | Existing | Water Heating | Natural Gas | Water Heater (> 55 gal) | E4 |  | Baseline Forecast | 0 | 0 | 0 | 0 | 0 | 0 | 0 | 0 | 0 | 0 | 0 | 0 | 0 | 0 | 0 | 0 | 0 | 0 | 0 | 0 | 0 | 0 | 0 | 0 | 0 | 0 | 0 | 0 | 0 | 0 | 0 | 0 | 0
Residential_Single Family Low Income_Existing_Water Heating_Natural Gas_Water Heater (> 55 gal)_E5_Baseline Forecast | Residential | Single Family Low Income | Existing | Water Heating | Natural Gas | Water Heater (> 55 gal) | E5 |  | Baseline Forecast | 0 | 0 | 0 | 0 | 0 | 0 | 0 | 0 | 0 | 0 | 0 | 0 | 0 | 0 | 0 | 0 | 0 | 0 | 0 | 0 | 0 | 0 | 0 | 0 | 0 | 0 | 0 | 0 | 0 | 0 | 0 | 0 | 0
Residential_Single Family Low Income_Existing_Water Heating_Natural Gas_Water Heater (> 55 gal)_E6_Baseline Forecast | Residential | Single Family Low Income | Existing | Water Heating | Natural Gas | Water Heater (> 55 gal) | E6 |  | Baseline Forecast | 0 | 0 | 0 | 0 | 0 | 0 | 0 | 0 | 0 | 0 | 0 | 0 | 0 | 0 | 0 | 0 | 0 | 0 | 0 | 0 | 0 | 0 | 0 | 0 | 0 | 0 | 0 | 0 | 0 | 0 | 0 | 0 | 0
Residential_Single Family Low Income_Existing_Water Heating_Natural Gas_Water Heater (> 55 gal)_E7_Baseline Forecast | Residential | Single Family Low Income | Existing | Water Heating | Natural Gas | Water Heater (> 55 gal) | E7 |  | Baseline Forecast | 0 | 0 | 0 | 0 | 0 | 0 | 0 | 0 | 0 | 0 | 0 | 0 | 0 | 0 | 0 | 0 | 0 | 0 | 0 | 0 | 0 | 0 | 0 | 0 | 0 | 0 | 0 | 0 | 0 | 0 | 0 | 0 | 0
Residential_Single Family Low Income_Existing_Water Heating_Natural Gas_Water Heater (> 55 gal)_E8_Baseline Forecast | Residential | Single Family Low Income | Existing | Water Heating | Natural Gas | Water Heater (> 55 gal) | E8 |  | Baseline Forecast | 0 | 0 | 0 | 0 | 0 | 0 | 0 | 0 | 0 | 0 | 0 | 0 | 0 | 0 | 0 | 0 | 0 | 0 | 0 | 0 | 0 | 0 | 0 | 0 | 0 | 0 | 0 | 0 | 0 | 0 | 0 | 0 | 0
Residential_Single Family Low Income_Existing_Water Heating_Natural Gas_Water Heater (> 55 gal)_E9_Baseline Forecast | Residential | Single Family Low Income | Existing | Water Heating | Natural Gas | Water Heater (> 55 gal) | E9 |  | Baseline Forecast | 0 | 0 | 0 | 0 | 0 | 0 | 0 | 0 | 0 | 0 | 0 | 0 | 0 | 0 | 0 | 0 | 0 | 0 | 0 | 0 | 0 | 0 | 0 | 0 | 0 | 0 | 0 | 0 | 0 | 0 | 0 | 0 | 0
Residential_Single Family Low Income_Existing_Water Heating_Natural Gas_Water Heater (> 55 gal)_E10_Baseline Forecast | Residential | Single Family Low Income | Existing | Water Heating | Natural Gas | Water Heater (> 55 gal) | E10 |  | Baseline Forecast | 0 | 0 | 0 | 0 | 0 | 0 | 0 | 0 | 0 | 0 | 0 | 0 | 0 | 0 | 0 | 0 | 0 | 0 | 0 | 0 | 0 | 0 | 0 | 0 | 0 | 0 | 0 | 0 | 0 | 0 | 0 | 0 | 0
Residential_Single Family Low Income_Existing_Water Heating_Natural Gas_Water Heater (> 55 gal)_Vintage_Baseline Forecast | Residential | Single Family Low Income | Existing | Water Heating | Natural Gas | Water Heater (> 55 gal) | Vintage |  | Baseline Forecast | 23.3916 | 22.6204 | 21.7024 | 20.4756 | 19.0031 | 17.6653 | 16.2813 | 14.8546 | 13.3966 | 11.9106 | 10.3997 | 8.87 | 7.5654 | 6.4524 | 5.5031 | 4.6934 | 4.0026 | 3.4132 | 2.9103 | 2.4814 | 2.1156 | 1.8038 | 1.5378 | 1.3109 | 1.1175 | 0.95263 | 0.81207 | 0.69224 | 0.59008 | 0.503 | 0.42877 | 0.3655 | 0.31156
Residential_Single Family Low Income_Existing_Appliances_Natural Gas_Clothes Dryer_E1_Baseline Forecast | Residential | Single Family Low Income | Existing | Appliances | Natural Gas | Clothes Dryer | E1 |  | Baseline Forecast | 0 | 4.5769 | 9.7669 | 13.9075 | 18.2756 | 23.1109 | 28.2367 | 33.6043 | 39.1871 | 44.9492 | 50.8542 | 55.8801 | 60.1522 | 63.7762 | 66.8478 | 69.4454 | 71.6363 | 73.4739 | 75.0061 | 76.2825 | 77.3408 | 78.2118 | 78.9197 | 79.4883 | 79.9408 | 80.2946 | 80.5641 | 80.7607 | 80.8952 | 80.9783 | 81.0179 | 81.0208 | 80.9921
Residential_Single Family Low Income_Existing_Appliances_Natural Gas_Clothes Dryer_E2_Baseline Forecast | Residential | Single Family Low Income | Existing | Appliances | Natural Gas | Clothes Dryer | E2 |  | Baseline Forecast | 0 | 3.6657 | 7.8229 | 11.1398 | 14.6387 | 18.5123 | 22.6196 | 26.9216 | 31.3973 | 36.0179 | 40.7543 | 44.7873 | 48.2174 | 51.1292 | 53.5992 | 55.6904 | 57.4565 | 58.9404 | 60.1839 | 61.2232 | 62.087 | 62.8014 | 63.385 | 63.8564 | 64.2342 | 64.5318 | 64.7608 | 64.9301 | 65.0483 | 65.1238 | 65.1627 | 65.1705 | 65.1513
Residential_Single Family Low Income_Existing_Appliances_Natural Gas_Clothes Dryer_E3_Baseline Forecast | Residential | Single Family Low Income | Existing | Appliances | Natural Gas | Clothes Dryer | E3 |  | Baseline Forecast | 0 | 0 | 0 | 0 | 0 | 0 | 0 | 0 | 0 | 0 | 0 | 0 | 0 | 0 | 0 | 0 | 0 | 0 | 0 | 0 | 0 | 0 | 0 | 0 | 0 | 0 | 0 | 0 | 0 | 0 | 0 | 0 | 0
Residential_Single Family Low Income_Existing_Appliances_Natural Gas_Clothes Dryer_E4_Baseline Forecast | Residential | Single Family Low Income | Existing | Appliances | Natural Gas | Clothes Dryer | E4 |  | Baseline Forecast | 0 | 0 | 0 | 0 | 0 | 0 | 0 | 0 | 0 | 0 | 0 | 0 | 0 | 0 | 0 | 0 | 0 | 0 | 0 | 0 | 0 | 0 | 0 | 0 | 0 | 0 | 0 | 0 | 0 | 0 | 0 | 0 | 0
Residential_Single Family Low Income_Existing_Appliances_Natural Gas_Clothes Dryer_E5_Baseline Forecast | Residential | Single Family Low Income | Existing | Appliances | Natural Gas | Clothes Dryer | E5 |  | Baseline Forecast | 0 | 0 | 0 | 0 | 0 | 0 | 0 | 0 | 0 | 0 | 0 | 0 | 0 | 0 | 0 | 0 | 0 | 0 | 0 | 0 | 0 | 0 | 0 | 0 | 0 | 0 | 0 | 0 | 0 | 0 | 0 | 0 | 0
Residential_Single Family Low Income_Existing_Appliances_Natural Gas_Clothes Dryer_E6_Baseline Forecast | Residential | Single Family Low Income | Existing | Appliances | Natural Gas | Clothes Dryer | E6 |  | Baseline Forecast | 0 | 0 | 0 | 0 | 0 | 0 | 0 | 0 | 0 | 0 | 0 | 0 | 0 | 0 | 0 | 0 | 0 | 0 | 0 | 0 | 0 | 0 | 0 | 0 | 0 | 0 | 0 | 0 | 0 | 0 | 0 | 0 | 0
Residential_Single Family Low Income_Existing_Appliances_Natural Gas_Clothes Dryer_E7_Baseline Forecast | Residential | Single Family Low Income | Existing | Appliances | Natural Gas | Clothes Dryer | E7 |  | Baseline Forecast | 0 | 0 | 0 | 0 | 0 | 0 | 0 | 0 | 0 | 0 | 0 | 0 | 0 | 0 | 0 | 0 | 0 | 0 | 0 | 0 | 0 | 0 | 0 | 0 | 0 | 0 | 0 | 0 | 0 | 0 | 0 | 0 | 0
Residential_Single Family Low Income_Existing_Appliances_Natural Gas_Clothes Dryer_E8_Baseline Forecast | Residential | Single Family Low Income | Existing | Appliances | Natural Gas | Clothes Dryer | E8 |  | Baseline Forecast | 0 | 0 | 0 | 0 | 0 | 0 | 0 | 0 | 0 | 0 | 0 | 0 | 0 | 0 | 0 | 0 | 0 | 0 | 0 | 0 | 0 | 0 | 0 | 0 | 0 | 0 | 0 | 0 | 0 | 0 | 0 | 0 | 0
Residential_Single Family Low Income_Existing_Appliances_Natural Gas_Clothes Dryer_E9_Baseline Forecast | Residential | Single Family Low Income | Existing | Appliances | Natural Gas | Clothes Dryer | E9 |  | Baseline Forecast | 0 | 0 | 0 | 0 | 0 | 0 | 0 | 0 | 0 | 0 | 0 | 0 | 0 | 0 | 0 | 0 | 0 | 0 | 0 | 0 | 0 | 0 | 0 | 0 | 0 | 0 | 0 | 0 | 0 | 0 | 0 | 0 | 0
Residential_Single Family Low Income_Existing_Appliances_Natural Gas_Clothes Dryer_E10_Baseline Forecast | Residential | Single Family Low Income | Existing | Appliances | Natural Gas | Clothes Dryer | E10 |  | Baseline Forecast | 0 | 0 | 0 | 0 | 0 | 0 | 0 | 0 | 0 | 0 | 0 | 0 | 0 | 0 | 0 | 0 | 0 | 0 | 0 | 0 | 0 | 0 | 0 | 0 | 0 | 0 | 0 | 0 | 0 | 0 | 0 | 0 | 0
Residential_Single Family Low Income_Existing_Appliances_Natural Gas_Clothes Dryer_Vintage_Baseline Forecast | Residential | Single Family Low Income | Existing | Appliances | Natural Gas | Clothes Dryer | Vintage |  | Baseline Forecast | 157.3994 | 151.778 | 145.0858 | 136.6439 | 126.4589 | 117.0719 | 107.28 | 97.1116 | 86.6453 | 75.906 | 64.9188 | 55.526 | 47.4929 | 40.6202 | 34.742 | 29.7137 | 25.4122 | 21.7312 | 18.5816 | 15.8879 | 13.5843 | 11.6145 | 9.9296 | 8.4887 | 7.2568 | 6.2036 | 5.3032 | 4.5334 | 3.8753 | 3.3127 | 2.8318 | 2.4208 | 2.0694
Residential_Single Family Low Income_Existing_Appliances_Natural Gas_Stove/Oven_E1_Baseline Forecast | Residential | Single Family Low Income | Existing | Appliances | Natural Gas | Stove/Oven | E1 |  | Baseline Forecast | 0 | 12.87 | 27.6731 | 40.821 | 54.5487 | 69.5311 | 85.2195 | 101.447 | 118.1165 | 135.1073 | 152.2993 | 166.5749 | 178.37 | 188.0506 | 195.9433 | 202.3151 | 207.3943 | 211.362 | 214.3775 | 216.6041 | 218.1652 | 219.1621 | 219.675 | 219.7804 | 219.5515 | 219.0429 | 218.3004 | 217.3598 | 216.2549 | 215.0177 | 213.6721 | 212.2384 | 210.7323
Residential_Single Family Low Income_Existing_Appliances_Natural Gas_Stove/Oven_E2_Baseline Forecast | Residential | Single Family Low Income | Existing | Appliances | Natural Gas | Stove/Oven | E2 |  | Baseline Forecast | 0 | 5.5361 | 11.9052 | 17.5634 | 23.47 | 29.9182 | 36.6742 | 43.666 | 50.8526 | 58.182 | 65.6026 | 71.7708 | 76.8744 | 81.0704 | 84.4995 | 87.2768 | 89.5001 | 91.2476 | 92.5981 | 93.6113 | 94.3367 | 94.8204 | 95.0947 | 95.1912 | 95.1404 | 94.9651 | 94.6848 | 94.3145 | 93.8679 | 93.3591 | 92.7978 | 92.1929 | 91.551
Residential_Single Family Low Income_Existing_Appliances_Natural Gas_Stove/Oven_E3_Baseline Forecast | Residential | Single Family Low Income | Existing | Appliances | Natural Gas | Stove/Oven | E3 |  | Baseline Forecast | 0 | 0 | 0 | 0 | 0 | 0 | 0 | 0 | 0 | 0 | 0 | 0 | 0 | 0 | 0 | 0 | 0 | 0 | 0 | 0 | 0 | 0 | 0 | 0 | 0 | 0 | 0 | 0 | 0 | 0 | 0 | 0 | 0
Residential_Single Family Low Income_Existing_Appliances_Natural Gas_Stove/Oven_E4_Baseline Forecast | Residential | Single Family Low Income | Existing | Appliances | Natural Gas | Stove/Oven | E4 |  | Baseline Forecast | 0 | 0 | 0 | 0 | 0 | 0 | 0 | 0 | 0 | 0 | 0 | 0 | 0 | 0 | 0 | 0 | 0 | 0 | 0 | 0 | 0 | 0 | 0 | 0 | 0 | 0 | 0 | 0 | 0 | 0 | 0 | 0 | 0
Residential_Single Family Low Income_Existing_Appliances_Natural Gas_Stove/Oven_E5_Baseline Forecast | Residential | Single Family Low Income | Existing | Appliances | Natural Gas | Stove/Oven | E5 |  | Baseline Forecast | 0 | 0 | 0 | 0 | 0 | 0 | 0 | 0 | 0 | 0 | 0 | 0 | 0 | 0 | 0 | 0 | 0 | 0 | 0 | 0 | 0 | 0 | 0 | 0 | 0 | 0 | 0 | 0 | 0 | 0 | 0 | 0 | 0
Residential_Single Family Low Income_Existing_Appliances_Natural Gas_Stove/Oven_E6_Baseline Forecast | Residential | Single Family Low Income | Existing | Appliances | Natural Gas | Stove/Oven | E6 |  | Baseline Forecast | 0 | 0 | 0 | 0 | 0 | 0 | 0 | 0 | 0 | 0 | 0 | 0 | 0 | 0 | 0 | 0 | 0 | 0 | 0 | 0 | 0 | 0 | 0 | 0 | 0 | 0 | 0 | 0 | 0 | 0 | 0 | 0 | 0
Residential_Single Family Low Income_Existing_Appliances_Natural Gas_Stove/Oven_E7_Baseline Forecast | Residential | Single Family Low Income | Existing | Appliances | Natural Gas | Stove/Oven | E7 |  | Baseline Forecast | 0 | 0 | 0 | 0 | 0 | 0 | 0 | 0 | 0 | 0 | 0 | 0 | 0 | 0 | 0 | 0 | 0 | 0 | 0 | 0 | 0 | 0 | 0 | 0 | 0 | 0 | 0 | 0 | 0 | 0 | 0 | 0 | 0
Residential_Single Family Low Income_Existing_Appliances_Natural Gas_Stove/Oven_E8_Baseline Forecast | Residential | Single Family Low Income | Existing | Appliances | Natural Gas | Stove/Oven | E8 |  | Baseline Forecast | 0 | 0 | 0 | 0 | 0 | 0 | 0 | 0 | 0 | 0 | 0 | 0 | 0 | 0 | 0 | 0 | 0 | 0 | 0 | 0 | 0 | 0 | 0 | 0 | 0 | 0 | 0 | 0 | 0 | 0 | 0 | 0 | 0
Residential_Single Family Low Income_Existing_Appliances_Natural Gas_Stove/Oven_E9_Baseline Forecast | Residential | Single Family Low Income | Existing | Appliances | Natural Gas | Stove/Oven | E9 |  | Baseline Forecast | 0 | 0 | 0 | 0 | 0 | 0 | 0 | 0 | 0 | 0 | 0 | 0 | 0 | 0 | 0 | 0 | 0 | 0 | 0 | 0 | 0 | 0 | 0 | 0 | 0 | 0 | 0 | 0 | 0 | 0 | 0 | 0 | 0
Residential_Single Family Low Income_Existing_Appliances_Natural Gas_Stove/Oven_E10_Baseline Forecast | Residential | Single Family Low Income | Existing | Appliances | Natural Gas | Stove/Oven | E10 |  | Baseline Forecast | 0 | 0 | 0 | 0 | 0 | 0 | 0 | 0 | 0 | 0 | 0 | 0 | 0 | 0 | 0 | 0 | 0 | 0 | 0 | 0 | 0 | 0 | 0 | 0 | 0 | 0 | 0 | 0 | 0 | 0 | 0 | 0 | 0
Residential_Single Family Low Income_Existing_Appliances_Natural Gas_Stove/Oven_Vintage_Baseline Forecast | Residential | Single Family Low Income | Existing | Appliances | Natural Gas | Stove/Oven | Vintage |  | Baseline Forecast | 404.5971 | 390.1472 | 372.945 | 348.8695 | 320.6827 | 294.8709 | 268.3806 | 241.2995 | 213.8372 | 186.0662 | 158.0575 | 134.2746 | 114.0721 | 96.9049 | 82.3211 | 69.9304 | 59.4026 | 50.4546 | 42.8501 | 36.3906 | 30.904 | 26.2439 | 22.285 | 18.9223 | 16.0668 | 13.6422 | 11.5833 | 9.835 | 8.3504 | 7.0899 | 6.0197 | 5.1111 | 4.3396
Residential_Single Family Low Income_Existing_Miscellaneous_Natural Gas_Pool Heater_E1_Baseline Forecast | Residential | Single Family Low Income | Existing | Miscellaneous | Natural Gas | Pool Heater | E1 |  | Baseline Forecast | 0 | 0.17885 | 0.40258 | 0.62367 | 0.85885 | 1.1158 | 1.3843 | 1.6604 | 1.9415 | 2.2255 | 2.4427 | 2.6074 | 2.7305 | 2.8206 | 2.8847 | 2.9283 | 2.9557 | 2.9701 | 2.9743 | 2.9706 | 2.9607 | 2.9459 | 2.9274 | 2.9058 | 2.882 | 2.8566 | 2.8299 | 2.8023 | 2.774 | 2.7453 | 2.7164 | 2.6873 | 2.6582
Residential_Single Family Low Income_Existing_Miscellaneous_Natural Gas_Pool Heater_E2_Baseline Forecast | Residential | Single Family Low Income | Existing | Miscellaneous | Natural Gas | Pool Heater | E2 |  | Baseline Forecast | 0 | 0.0094132 | 0.021189 | 0.032825 | 0.045203 | 0.058729 | 0.072859 | 0.087387 | 0.10219 | 0.11713 | 0.12856 | 0.13723 | 0.14371 | 0.14845 | 0.15183 | 0.15412 | 0.15556 | 0.15632 | 0.15654 | 0.15635 | 0.15582 | 0.15505 | 0.15407 | 0.15294 | 0.15168 | 0.15035 | 0.14894 | 0.14749 | 0.146 | 0.14449 | 0.14297 | 0.14144 | 0.1399
Residential_Single Family Low Income_Existing_Miscellaneous_Natural Gas_Pool Heater_E3_Baseline Forecast | Residential | Single Family Low Income | Existing | Miscellaneous | Natural Gas | Pool Heater | E3 |  | Baseline Forecast | 0 | 0 | 0 | 0 | 0 | 0 | 0 | 0 | 0 | 0 | 0 | 0 | 0 | 0 | 0 | 0 | 0 | 0 | 0 | 0 | 0 | 0 | 0 | 0 | 0 | 0 | 0 | 0 | 0 | 0 | 0 | 0 | 0
Residential_Single Family Low Income_Existing_Miscellaneous_Natural Gas_Pool Heater_E4_Baseline Forecast | Residential | Single Family Low Income | Existing | Miscellaneous | Natural Gas | Pool Heater | E4 |  | Baseline Forecast | 0 | 0 | 0 | 0 | 0 | 0 | 0 | 0 | 0 | 0 | 0 | 0 | 0 | 0 | 0 | 0 | 0 | 0 | 0 | 0 | 0 | 0 | 0 | 0 | 0 | 0 | 0 | 0 | 0 | 0 | 0 | 0 | 0
Residential_Single Family Low Income_Existing_Miscellaneous_Natural Gas_Pool Heater_E5_Baseline Forecast | Residential | Single Family Low Income | Existing | Miscellaneous | Natural Gas | Pool Heater | E5 |  | Baseline Forecast | 0 | 0 | 0 | 0 | 0 | 0 | 0 | 0 | 0 | 0 | 0 | 0 | 0 | 0 | 0 | 0 | 0 | 0 | 0 | 0 | 0 | 0 | 0 | 0 | 0 | 0 | 0 | 0 | 0 | 0 | 0 | 0 | 0
Residential_Single Family Low Income_Existing_Miscellaneous_Natural Gas_Pool Heater_E6_Baseline Forecast | Residential | Single Family Low Income | Existing | Miscellaneous | Natural Gas | Pool Heater | E6 |  | Baseline Forecast | 0 | 0 | 0 | 0 | 0 | 0 | 0 | 0 | 0 | 0 | 0 | 0 | 0 | 0 | 0 | 0 | 0 | 0 | 0 | 0 | 0 | 0 | 0 | 0 | 0 | 0 | 0 | 0 | 0 | 0 | 0 | 0 | 0
Residential_Single Family Low Income_Existing_Miscellaneous_Natural Gas_Pool Heater_E7_Baseline Forecast | Residential | Single Family Low Income | Existing | Miscellaneous | Natural Gas | Pool Heater | E7 |  | Baseline Forecast | 0 | 0 | 0 | 0 | 0 | 0 | 0 | 0 | 0 | 0 | 0 | 0 | 0 | 0 | 0 | 0 | 0 | 0 | 0 | 0 | 0 | 0 | 0 | 0 | 0 | 0 | 0 | 0 | 0 | 0 | 0 | 0 | 0
Residential_Single Family Low Income_Existing_Miscellaneous_Natural Gas_Pool Heater_E8_Baseline Forecast | Residential | Single Family Low Income | Existing | Miscellaneous | Natural Gas | Pool Heater | E8 |  | Baseline Forecast | 0 | 0 | 0 | 0 | 0 | 0 | 0 | 0 | 0 | 0 | 0 | 0 | 0 | 0 | 0 | 0 | 0 | 0 | 0 | 0 | 0 | 0 | 0 | 0 | 0 | 0 | 0 | 0 | 0 | 0 | 0 | 0 | 0
Residential_Single Family Low Income_Existing_Miscellaneous_Natural Gas_Pool Heater_E9_Baseline Forecast | Residential | Single Family Low Income | Existing | Miscellaneous | Natural Gas | Pool Heater | E9 |  | Baseline Forecast | 0 | 0 | 0 | 0 | 0 | 0 | 0 | 0 | 0 | 0 | 0 | 0 | 0 | 0 | 0 | 0 | 0 | 0 | 0 | 0 | 0 | 0 | 0 | 0 | 0 | 0 | 0 | 0 | 0 | 0 | 0 | 0 | 0
Residential_Single Family Low Income_Existing_Miscellaneous_Natural Gas_Pool Heater_E10_Baseline Forecast | Residential | Single Family Low Income | Existing | Miscellaneous | Natural Gas | Pool Heater | E10 |  | Baseline Forecast | 0 | 0 | 0 | 0 | 0 | 0 | 0 | 0 | 0 | 0 | 0 | 0 | 0 | 0 | 0 | 0 | 0 | 0 | 0 | 0 | 0 | 0 | 0 | 0 | 0 | 0 | 0 | 0 | 0 | 0 | 0 | 0 | 0
Residential_Single Family Low Income_Existing_Miscellaneous_Natural Gas_Pool Heater_Vintage_Baseline Forecast | Residential | Single Family Low Income | Existing | Miscellaneous | Natural Gas | Pool Heater | Vintage |  | Baseline Forecast | 3.9369 | 3.7794 | 3.5747 | 3.2833 | 2.9455 | 2.6253 | 2.2964 | 1.9615 | 1.6238 | 1.2848 | 1.0167 | 0.80455 | 0.63669 | 0.50384 | 0.3987 | 0.3155 | 0.24965 | 0.19752 | 0.15627 | 0.12362 | 0.097795 | 0.077361 | 0.061193 | 0.048401 | 0.038283 | 0.03028 | 0.02395 | 0.018942 | 0.014982 | 0.011849 | 0.0093716 | 0.0074122 | 0.0058625
Residential_Single Family Low Income_Existing_Miscellaneous_Natural Gas_Miscellaneous_E1_Baseline Forecast | Residential | Single Family Low Income | Existing | Miscellaneous | Natural Gas | Miscellaneous | E1 |  | Baseline Forecast | 0 | 63.8681 | 140.7997 | 217.4945 | 298.2075 | 386.1306 | 477.9959 | 551.8713 | 611.1841 | 658.5058 | 695.8607 | 725.0387 | 747.4663 | 764.3054 | 776.5793 | 785.09 | 790.5034 | 793.3214 | 794.0055 | 792.9887 | 790.5846 | 787.0536 | 782.5779 | 777.339 | 771.5158 | 765.2289 | 758.577 | 751.6301 | 744.4568 | 737.126 | 729.6823 | 722.164 | 714.5962
Residential_Single Family Low Income_Existing_Miscellaneous_Natural Gas_Miscellaneous_E2_Baseline Forecast | Residential | Single Family Low Income | Existing | Miscellaneous | Natural Gas | Miscellaneous | E2 |  | Baseline Forecast | 0 | 0 | 0 | 0 | 0 | 0 | 0 | 0 | 0 | 0 | 0 | 0 | 0 | 0 | 0 | 0 | 0 | 0 | 0 | 0 | 0 | 0 | 0 | 0 | 0 | 0 | 0 | 0 | 0 | 0 | 0 | 0 | 0
Residential_Single Family Low Income_Existing_Miscellaneous_Natural Gas_Miscellaneous_E3_Baseline Forecast | Residential | Single Family Low Income | Existing | Miscellaneous | Natural Gas | Miscellaneous | E3 |  | Baseline Forecast | 0 | 0 | 0 | 0 | 0 | 0 | 0 | 0 | 0 | 0 | 0 | 0 | 0 | 0 | 0 | 0 | 0 | 0 | 0 | 0 | 0 | 0 | 0 | 0 | 0 | 0 | 0 | 0 | 0 | 0 | 0 | 0 | 0
Residential_Single Family Low Income_Existing_Miscellaneous_Natural Gas_Miscellaneous_E4_Baseline Forecast | Residential | Single Family Low Income | Existing | Miscellaneous | Natural Gas | Miscellaneous | E4 |  | Baseline Forecast | 0 | 0 | 0 | 0 | 0 | 0 | 0 | 0 | 0 | 0 | 0 | 0 | 0 | 0 | 0 | 0 | 0 | 0 | 0 | 0 | 0 | 0 | 0 | 0 | 0 | 0 | 0 | 0 | 0 | 0 | 0 | 0 | 0
Residential_Single Family Low Income_Existing_Miscellaneous_Natural Gas_Miscellaneous_E5_Baseline Forecast | Residential | Single Family Low Income | Existing | Miscellaneous | Natural Gas | Miscellaneous | E5 |  | Baseline Forecast | 0 | 0 | 0 | 0 | 0 | 0 | 0 | 0 | 0 | 0 | 0 | 0 | 0 | 0 | 0 | 0 | 0 | 0 | 0 | 0 | 0 | 0 | 0 | 0 | 0 | 0 | 0 | 0 | 0 | 0 | 0 | 0 | 0
Residential_Single Family Low Income_Existing_Miscellaneous_Natural Gas_Miscellaneous_E6_Baseline Forecast | Residential | Single Family Low Income | Existing | Miscellaneous | Natural Gas | Miscellaneous | E6 |  | Baseline Forecast | 0 | 0 | 0 | 0 | 0 | 0 | 0 | 0 | 0 | 0 | 0 | 0 | 0 | 0 | 0 | 0 | 0 | 0 | 0 | 0 | 0 | 0 | 0 | 0 | 0 | 0 | 0 | 0 | 0 | 0 | 0 | 0 | 0
Residential_Single Family Low Income_Existing_Miscellaneous_Natural Gas_Miscellaneous_E7_Baseline Forecast | Residential | Single Family Low Income | Existing | Miscellaneous | Natural Gas | Miscellaneous | E7 |  | Baseline Forecast | 0 | 0 | 0 | 0 | 0 | 0 | 0 | 0 | 0 | 0 | 0 | 0 | 0 | 0 | 0 | 0 | 0 | 0 | 0 | 0 | 0 | 0 | 0 | 0 | 0 | 0 | 0 | 0 | 0 | 0 | 0 | 0 | 0
Residential_Single Family Low Income_Existing_Miscellaneous_Natural Gas_Miscellaneous_E8_Baseline Forecast | Residential | Single Family Low Income | Existing | Miscellaneous | Natural Gas | Miscellaneous | E8 |  | Baseline Forecast | 0 | 0 | 0 | 0 | 0 | 0 | 0 | 0 | 0 | 0 | 0 | 0 | 0 | 0 | 0 | 0 | 0 | 0 | 0 | 0 | 0 | 0 | 0 | 0 | 0 | 0 | 0 | 0 | 0 | 0 | 0 | 0 | 0
Residential_Single Family Low Income_Existing_Miscellaneous_Natural Gas_Miscellaneous_E9_Baseline Forecast | Residential | Single Family Low Income | Existing | Miscellaneous | Natural Gas | Miscellaneous | E9 |  | Baseline Forecast | 0 | 0 | 0 | 0 | 0 | 0 | 0 | 0 | 0 | 0 | 0 | 0 | 0 | 0 | 0 | 0 | 0 | 0 | 0 | 0 | 0 | 0 | 0 | 0 | 0 | 0 | 0 | 0 | 0 | 0 | 0 | 0 | 0
Residential_Single Family Low Income_Existing_Miscellaneous_Natural Gas_Miscellaneous_E10_Baseline Forecast | Residential | Single Family Low Income | Existing | Miscellaneous | Natural Gas | Miscellaneous | E10 |  | Baseline Forecast | 0 | 0 | 0 | 0 | 0 | 0 | 0 | 0 | 0 | 0 | 0 | 0 | 0 | 0 | 0 | 0 | 0 | 0 | 0 | 0 | 0 | 0 | 0 | 0 | 0 | 0 | 0 | 0 | 0 | 0 | 0 | 0 | 0
Residential_Single Family Low Income_Existing_Miscellaneous_Natural Gas_Miscellaneous_Vintage_Baseline Forecast | Residential | Single Family Low Income | Existing | Miscellaneous | Natural Gas | Miscellaneous | Vintage |  | Baseline Forecast | 1007.7649 | 951.778 | 882.7274 | 790.9994 | 687.1933 | 586.5526 | 482.8407 | 397.6134 | 327.6158 | 270.0276 | 222.5762 | 183.4764 | 151.2475 | 124.6745 | 102.7698 | 84.7117 | 69.8242 | 57.547 | 47.4239 | 39.0803 | 32.2036 | 26.5364 | 21.865 | 18.015 | 14.8427 | 12.2289 | 10.0753 | 8.3008 | 6.8388 | 5.6342 | 4.6419 | 3.8243 | 3.1507
Residential_Single Family Low Income_New_Space Heating_Natural Gas_Furnace_E1_Baseline Forecast | Residential | Single Family Low Income | New | Space Heating | Natural Gas | Furnace | E1 |  | Baseline Forecast | 0 | 0.0041949 | 0.010537 | 0.016517 | 0.022133 | 0.022133 | 0.022133 | 0.022133 | 0.022133 | 0.022133 | 0.022133 | 0.022133 | 0.022133 | 0.022133 | 0.022133 | 0.022133 | 0.022133 | 0.022133 | 0.021783 | 0.020934 | 0.019658 | 0.01802 | 0.016518 | 0.015142 | 0.01388 | 0.012723 | 0.011663 | 0.010691 | 0.0098 | 0.0089834 | 0.0068812 | 0.0042613 | 0.0019769
Residential_Single Family Low Income_New_Space Heating_Natural Gas_Furnace_E2_Baseline Forecast | Residential | Single Family Low Income | New | Space Heating | Natural Gas | Furnace | E2 |  | Baseline Forecast | 0 | 5.7233 | 14.3786 | 22.5398 | 30.2032 | 30.2032 | 30.2032 | 30.2032 | 30.2032 | 30.2032 | 30.2032 | 30.2032 | 30.2032 | 30.2032 | 30.2032 | 30.2032 | 30.2032 | 30.2032 | 29.7263 | 28.5678 | 26.8258 | 24.5903 | 22.5411 | 20.6627 | 18.9408 | 17.3624 | 15.9155 | 14.5892 | 13.3735 | 12.259 | 9.3907 | 5.8154 | 2.6975
Residential_Single Family Low Income_New_Space Heating_Natural Gas_Furnace_E3_Baseline Forecast | Residential | Single Family Low Income | New | Space Heating | Natural Gas | Furnace | E3 |  | Baseline Forecast | 0 | 0.007263 | 0.018247 | 0.028605 | 0.03833 | 0.03833 | 0.03833 | 0.03833 | 0.03833 | 0.03833 | 0.03833 | 0.03833 | 0.03833 | 0.03833 | 0.03833 | 0.03833 | 0.03833 | 0.03833 | 0.037725 | 0.036255 | 0.034044 | 0.031207 | 0.028607 | 0.026223 | 0.024037 | 0.022034 | 0.020198 | 0.018515 | 0.016972 | 0.015558 | 0.011918 | 0.0073804 | 0.0034233
Residential_Single Family Low Income_New_Space Heating_Natural Gas_Furnace_E4_Baseline Forecast | Residential | Single Family Low Income | New | Space Heating | Natural Gas | Furnace | E4 |  | Baseline Forecast | 0 | 0 | 0 | 0 | 0 | 1.8615e-08 | 3.6964e-08 | 5.505e-08 | 7.2786e-08 | 9.0303e-08 | 1.0773e-07 | 1.2506e-07 | 1.4232e-07 | 1.5953e-07 | 1.7666e-07 | 1.9372e-07 | 2.1072e-07 | 2.2768e-07 | 2.4319e-07 | 2.5814e-07 | 2.7469e-07 | 2.9268e-07 | 3.104e-07 | 3.2785e-07 | 3.4507e-07 | 3.5666e-07 | 3.6891e-07 | 3.8174e-07 | 3.9508e-07 | 4.1446e-07 | 4.3813e-07 | 4.6326e-07 | 4.8716e-07
Residential_Single Family Low Income_New_Space Heating_Natural Gas_Furnace_E5_Baseline Forecast | Residential | Single Family Low Income | New | Space Heating | Natural Gas | Furnace | E5 |  | Baseline Forecast | 0 | 0.0072647 | 0.018259 | 0.02863 | 0.038364 | 7.2017 | 14.26 | 21.216 | 28.0343 | 34.7665 | 41.4624 | 48.1214 | 54.7548 | 61.3743 | 67.9714 | 74.5497 | 81.1109 | 87.6671 | 94.695 | 102.3875 | 110.6459 | 119.3794 | 127.9131 | 136.2617 | 144.4319 | 152.4364 | 160.2867 | 167.9966 | 175.5758 | 183.0306 | 192.2195 | 202.0939 | 211.7063
Residential_Single Family Low Income_New_Space Heating_Natural Gas_Furnace_E6_Baseline Forecast | Residential | Single Family Low Income | New | Space Heating | Natural Gas | Furnace | E6 |  | Baseline Forecast | 0 | 0 | 0 | 0 | 0 | 0 | 0 | 0 | 0 | 0 | 0 | 0 | 0 | 0 | 0 | 0 | 0 | 0 | 0 | 0 | 0 | 0 | 0 | 0 | 0 | 0 | 0 | 0 | 0 | 0 | 0 | 0 | 0
Residential_Single Family Low Income_New_Space Heating_Natural Gas_Furnace_E7_Baseline Forecast | Residential | Single Family Low Income | New | Space Heating | Natural Gas | Furnace | E7 |  | Baseline Forecast | 0 | 0 | 0 | 0 | 0 | 0 | 0 | 0 | 0 | 0 | 0 | 0 | 0 | 0 | 0 | 0 | 0 | 0 | 0 | 0 | 0 | 0 | 0 | 0 | 0 | 0 | 0 | 0 | 0 | 0 | 0 | 0 | 0
Residential_Single Family Low Income_New_Space Heating_Natural Gas_Furnace_E8_Baseline Forecast | Residential | Single Family Low Income | New | Space Heating | Natural Gas | Furnace | E8 |  | Baseline Forecast | 0 | 0 | 0 | 0 | 0 | 0 | 0 | 0 | 0 | 0 | 0 | 0 | 0 | 0 | 0 | 0 | 0 | 0 | 0 | 0 | 0 | 0 | 0 | 0 | 0 | 0 | 0 | 0 | 0 | 0 | 0 | 0 | 0
Residential_Single Family Low Income_New_Space Heating_Natural Gas_Furnace_E9_Baseline Forecast | Residential | Single Family Low Income | New | Space Heating | Natural Gas | Furnace | E9 |  | Baseline Forecast | 0 | 0 | 0 | 0 | 0 | 0 | 0 | 0 | 0 | 0 | 0 | 0 | 0 | 0 | 0 | 0 | 0 | 0 | 0 | 0 | 0 | 0 | 0 | 0 | 0 | 0 | 0 | 0 | 0 | 0 | 0 | 0 | 0
Residential_Single Family Low Income_New_Space Heating_Natural Gas_Furnace_E10_Baseline Forecast | Residential | Single Family Low Income | New | Space Heating | Natural Gas | Furnace | E10 |  | Baseline Forecast | 0 | 0 | 0 | 0 | 0 | 0 | 0 | 0 | 0 | 0 | 0 | 0 | 0 | 0 | 0 | 0 | 0 | 0 | 0 | 0 | 0 | 0 | 0 | 0 | 0 | 0 | 0 | 0 | 0 | 0 | 0 | 0 | 0
Residential_Single Family Low Income_New_Space Heating_Natural Gas_Furnace_Vintage_Baseline Forecast | Residential | Single Family Low Income | New | Space Heating | Natural Gas | Furnace | Vintage |  | Baseline Forecast | 0 | 0 | 0 | 0 | 0 | 0 | 0 | 0 | 0 | 0 | 0 | 0 | 0 | 0 | 0 | 0 | 0 | 0 | 0 | 0 | 0 | 0 | 0 | 0 | 0 | 0 | 0 | 0 | 0 | 0 | 0 | 0 | 0
Residential_Single Family Low Income_New_Space Heating_Natural Gas_Boiler_E1_Baseline Forecast | Residential | Single Family Low Income | New | Space Heating | Natural Gas | Boiler | E1 |  | Baseline Forecast | 0 | 0 | 0 | 0 | 0 | 0 | 0 | 0 | 0 | 0 | 0 | 0 | 0 | 0 | 0 | 0 | 0 | 0 | 0 | 0 | 0 | 0 | 0 | 0 | 0 | 0 | 0 | 0 | 0 | 0 | 0 | 0 | 0
Residential_Single Family Low Income_New_Space Heating_Natural Gas_Boiler_E2_Baseline Forecast | Residential | Single Family Low Income | New | Space Heating | Natural Gas | Boiler | E2 |  | Baseline Forecast | 0 | 0 | 0 | 0 | 0 | 0 | 0 | 0 | 0 | 0 | 0 | 0 | 0 | 0 | 0 | 0 | 0 | 0 | 0 | 0 | 0 | 0 | 0 | 0 | 0 | 0 | 0 | 0 | 0 | 0 | 0 | 0 | 0
Residential_Single Family Low Income_New_Space Heating_Natural Gas_Boiler_E3_Baseline Forecast | Residential | Single Family Low Income | New | Space Heating | Natural Gas | Boiler | E3 |  | Baseline Forecast | 0 | 0 | 0 | 0 | 0 | 0 | 0 | 0 | 0 | 0 | 0 | 0 | 0 | 0 | 0 | 0 | 0 | 0 | 0 | 0 | 0 | 0 | 0 | 0 | 0 | 0 | 0 | 0 | 0 | 0 | 0 | 0 | 0
Residential_Single Family Low Income_New_Space Heating_Natural Gas_Boiler_E4_Baseline Forecast | Residential | Single Family Low Income | New | Space Heating | Natural Gas | Boiler | E4 |  | Baseline Forecast | 0 | 0 | 0 | 0 | 0 | 0 | 0 | 0 | 0 | 0 | 0 | 0 | 0 | 0 | 0 | 0 | 0 | 0 | 0 | 0 | 0 | 0 | 0 | 0 | 0 | 0 | 0 | 0 | 0 | 0 | 0 | 0 | 0
Residential_Single Family Low Income_New_Space Heating_Natural Gas_Boiler_E5_Baseline Forecast | Residential | Single Family Low Income | New | Space Heating | Natural Gas | Boiler | E5 |  | Baseline Forecast | 0 | 0 | 0 | 0 | 0 | 0 | 0 | 0 | 0 | 0 | 0 | 0 | 0 | 0 | 0 | 0 | 0 | 0 | 0 | 0 | 0 | 0 | 0 | 0 | 0 | 0 | 0 | 0 | 0 | 0 | 0 | 0 | 0
Residential_Single Family Low Income_New_Space Heating_Natural Gas_Boiler_E6_Baseline Forecast | Residential | Single Family Low Income | New | Space Heating | Natural Gas | Boiler | E6 |  | Baseline Forecast | 0 | 0 | 0 | 0 | 0 | 0 | 0 | 0 | 0 | 0 | 0 | 0 | 0 | 0 | 0 | 0 | 0 | 0 | 0 | 0 | 0 | 0 | 0 | 0 | 0 | 0 | 0 | 0 | 0 | 0 | 0 | 0 | 0
Residential_Single Family Low Income_New_Space Heating_Natural Gas_Boiler_E7_Baseline Forecast | Residential | Single Family Low Income | New | Space Heating | Natural Gas | Boiler | E7 |  | Baseline Forecast | 0 | 0 | 0 | 0 | 0 | 0 | 0 | 0 | 0 | 0 | 0 | 0 | 0 | 0 | 0 | 0 | 0 | 0 | 0 | 0 | 0 | 0 | 0 | 0 | 0 | 0 | 0 | 0 | 0 | 0 | 0 | 0 | 0
Residential_Single Family Low Income_New_Space Heating_Natural Gas_Boiler_E8_Baseline Forecast | Residential | Single Family Low Income | New | Space Heating | Natural Gas | Boiler | E8 |  | Baseline Forecast | 0 | 0 | 0 | 0 | 0 | 0 | 0 | 0 | 0 | 0 | 0 | 0 | 0 | 0 | 0 | 0 | 0 | 0 | 0 | 0 | 0 | 0 | 0 | 0 | 0 | 0 | 0 | 0 | 0 | 0 | 0 | 0 | 0
Residential_Single Family Low Income_New_Space Heating_Natural Gas_Boiler_E9_Baseline Forecast | Residential | Single Family Low Income | New | Space Heating | Natural Gas | Boiler | E9 |  | Baseline Forecast | 0 | 0 | 0 | 0 | 0 | 0 | 0 | 0 | 0 | 0 | 0 | 0 | 0 | 0 | 0 | 0 | 0 | 0 | 0 | 0 | 0 | 0 | 0 | 0 | 0 | 0 | 0 | 0 | 0 | 0 | 0 | 0 | 0
Residential_Single Family Low Income_New_Space Heating_Natural Gas_Boiler_E10_Baseline Forecast | Residential | Single Family Low Income | New | Space Heating | Natural Gas | Boiler | E10 |  | Baseline Forecast | 0 | 0 | 0 | 0 | 0 | 0 | 0 | 0 | 0 | 0 | 0 | 0 | 0 | 0 | 0 | 0 | 0 | 0 | 0 | 0 | 0 | 0 | 0 | 0 | 0 | 0 | 0 | 0 | 0 | 0 | 0 | 0 | 0
Residential_Single Family Low Income_New_Space Heating_Natural Gas_Boiler_Vintage_Baseline Forecast | Residential | Single Family Low Income | New | Space Heating | Natural Gas | Boiler | Vintage |  | Baseline Forecast | 0 | 0 | 0 | 0 | 0 | 0 | 0 | 0 | 0 | 0 | 0 | 0 | 0 | 0 | 0 | 0 | 0 | 0 | 0 | 0 | 0 | 0 | 0 | 0 | 0 | 0 | 0 | 0 | 0 | 0 | 0 | 0 | 0
Residential_Single Family Low Income_New_Secondary Heating_Natural Gas_Fireplace_E1_Baseline Forecast | Residential | Single Family Low Income | New | Secondary Heating | Natural Gas | Fireplace | E1 |  | Baseline Forecast | 0 | 12.9195 | 32.4577 | 50.8804 | 68.1797 | 84.2973 | 100.1784 | 115.8292 | 131.1706 | 146.3179 | 161.3838 | 176.3664 | 191.2918 | 206.1856 | 221.029 | 235.8302 | 250.5929 | 265.3443 | 280.0818 | 294.7782 | 309.4322 | 324.0427 | 338.6236 | 353.173 | 367.6739 | 382.1255 | 396.5268 | 410.884 | 425.1961 | 439.4568 | 453.6653 | 467.8222 | 482.4208
Residential_Single Family Low Income_New_Secondary Heating_Natural Gas_Fireplace_E2_Baseline Forecast | Residential | Single Family Low Income | New | Secondary Heating | Natural Gas | Fireplace | E2 |  | Baseline Forecast | 0 | 0 | 0 | 0 | 0 | 0 | 0 | 0 | 0 | 0 | 0 | 0 | 0 | 0 | 0 | 0 | 0 | 0 | 0 | 0 | 0 | 0 | 0 | 0 | 0 | 0 | 0 | 0 | 0 | 0 | 0 | 0 | 0
Residential_Single Family Low Income_New_Secondary Heating_Natural Gas_Fireplace_E3_Baseline Forecast | Residential | Single Family Low Income | New | Secondary Heating | Natural Gas | Fireplace | E3 |  | Baseline Forecast | 0 | 0 | 0 | 0 | 0 | 0 | 0 | 0 | 0 | 0 | 0 | 0 | 0 | 0 | 0 | 0 | 0 | 0 | 0 | 0 | 0 | 0 | 0 | 0 | 0 | 0 | 0 | 0 | 0 | 0 | 0 | 0 | 0
Residential_Single Family Low Income_New_Secondary Heating_Natural Gas_Fireplace_E4_Baseline Forecast | Residential | Single Family Low Income | New | Secondary Heating | Natural Gas | Fireplace | E4 |  | Baseline Forecast | 0 | 0 | 0 | 0 | 0 | 0 | 0 | 0 | 0 | 0 | 0 | 0 | 0 | 0 | 0 | 0 | 0 | 0 | 0 | 0 | 0 | 0 | 0 | 0 | 0 | 0 | 0 | 0 | 0 | 0 | 0 | 0 | 0
Residential_Single Family Low Income_New_Secondary Heating_Natural Gas_Fireplace_E5_Baseline Forecast | Residential | Single Family Low Income | New | Secondary Heating | Natural Gas | Fireplace | E5 |  | Baseline Forecast | 0 | 0 | 0 | 0 | 0 | 0 | 0 | 0 | 0 | 0 | 0 | 0 | 0 | 0 | 0 | 0 | 0 | 0 | 0 | 0 | 0 | 0 | 0 | 0 | 0 | 0 | 0 | 0 | 0 | 0 | 0 | 0 | 0
Residential_Single Family Low Income_New_Secondary Heating_Natural Gas_Fireplace_E6_Baseline Forecast | Residential | Single Family Low Income | New | Secondary Heating | Natural Gas | Fireplace | E6 |  | Baseline Forecast | 0 | 0 | 0 | 0 | 0 | 0 | 0 | 0 | 0 | 0 | 0 | 0 | 0 | 0 | 0 | 0 | 0 | 0 | 0 | 0 | 0 | 0 | 0 | 0 | 0 | 0 | 0 | 0 | 0 | 0 | 0 | 0 | 0
Residential_Single Family Low Income_New_Secondary Heating_Natural Gas_Fireplace_E7_Baseline Forecast | Residential | Single Family Low Income | New | Secondary Heating | Natural Gas | Fireplace | E7 |  | Baseline Forecast | 0 | 0 | 0 | 0 | 0 | 0 | 0 | 0 | 0 | 0 | 0 | 0 | 0 | 0 | 0 | 0 | 0 | 0 | 0 | 0 | 0 | 0 | 0 | 0 | 0 | 0 | 0 | 0 | 0 | 0 | 0 | 0 | 0
Residential_Single Family Low Income_New_Secondary Heating_Natural Gas_Fireplace_E8_Baseline Forecast | Residential | Single Family Low Income | New | Secondary Heating | Natural Gas | Fireplace | E8 |  | Baseline Forecast | 0 | 0 | 0 | 0 | 0 | 0 | 0 | 0 | 0 | 0 | 0 | 0 | 0 | 0 | 0 | 0 | 0 | 0 | 0 | 0 | 0 | 0 | 0 | 0 | 0 | 0 | 0 | 0 | 0 | 0 | 0 | 0 | 0
Residential_Single Family Low Income_New_Secondary Heating_Natural Gas_Fireplace_E9_Baseline Forecast | Residential | Single Family Low Income | New | Secondary Heating | Natural Gas | Fireplace | E9 |  | Baseline Forecast | 0 | 0 | 0 | 0 | 0 | 0 | 0 | 0 | 0 | 0 | 0 | 0 | 0 | 0 | 0 | 0 | 0 | 0 | 0 | 0 | 0 | 0 | 0 | 0 | 0 | 0 | 0 | 0 | 0 | 0 | 0 | 0 | 0
Residential_Single Family Low Income_New_Secondary Heating_Natural Gas_Fireplace_E10_Baseline Forecast | Residential | Single Family Low Income | New | Secondary Heating | Natural Gas | Fireplace | E10 |  | Baseline Forecast | 0 | 0 | 0 | 0 | 0 | 0 | 0 | 0 | 0 | 0 | 0 | 0 | 0 | 0 | 0 | 0 | 0 | 0 | 0 | 0 | 0 | 0 | 0 | 0 | 0 | 0 | 0 | 0 | 0 | 0 | 0 | 0 | 0
Residential_Single Family Low Income_New_Secondary Heating_Natural Gas_Fireplace_Vintage_Baseline Forecast | Residential | Single Family Low Income | New | Secondary Heating | Natural Gas | Fireplace | Vintage |  | Baseline Forecast | 0 | 0 | 0 | 0 | 0 | 0 | 0 | 0 | 0 | 0 | 0 | 0 | 0 | 0 | 0 | 0 | 0 | 0 | 0 | 0 | 0 | 0 | 0 | 0 | 0 | 0 | 0 | 0 | 0 | 0 | 0 | 0 | 0
Residential_Single Family Low Income_New_Water Heating_Natural Gas_Water Heater (<= 55 gal)_E1_Baseline Forecast | Residential | Single Family Low Income | New | Water Heating | Natural Gas | Water Heater (<= 55 gal) | E1 |  | Baseline Forecast | 0 | 0 | 0 | 0 | 0 | 0 | 0 | 0 | 0 | 0 | 0 | 0 | 0 | 0 | 0 | 0 | 0 | 0 | 0 | 0 | 0 | 0 | 0 | 0 | 0 | 0 | 0 | 0 | 0 | 0 | 0 | 0 | 0
Residential_Single Family Low Income_New_Water Heating_Natural Gas_Water Heater (<= 55 gal)_E2_Baseline Forecast | Residential | Single Family Low Income | New | Water Heating | Natural Gas | Water Heater (<= 55 gal) | E2 |  | Baseline Forecast | 0 | 0 | 0 | 0 | 0 | 0 | 0 | 0 | 0 | 0 | 0 | 0 | 0 | 0 | 0 | 0 | 0 | 0 | 0 | 0 | 0 | 0 | 0 | 0 | 0 | 0 | 0 | 0 | 0 | 0 | 0 | 0 | 0
Residential_Single Family Low Income_New_Water Heating_Natural Gas_Water Heater (<= 55 gal)_E3_Baseline Forecast | Residential | Single Family Low Income | New | Water Heating | Natural Gas | Water Heater (<= 55 gal) | E3 |  | Baseline Forecast | 0 | 0 | 0 | 0 | 0 | 0 | 0 | 0 | 0 | 0 | 0 | 0 | 0 | 0 | 0 | 0 | 0 | 0 | 0 | 0 | 0 | 0 | 0 | 0 | 0 | 0 | 0 | 0 | 0 | 0 | 0 | 0 | 0
Residential_Single Family Low Income_New_Water Heating_Natural Gas_Water Heater (<= 55 gal)_E4_Baseline Forecast | Residential | Single Family Low Income | New | Water Heating | Natural Gas | Water Heater (<= 55 gal) | E4 |  | Baseline Forecast | 0 | 0 | 0 | 0 | 0 | 0 | 0 | 0 | 0 | 0 | 0 | 0 | 0 | 0 | 0 | 0 | 0 | 0 | 0 | 0 | 0 | 0 | 0 | 0 | 0 | 0 | 0 | 0 | 0 | 0 | 0 | 0 | 0
Residential_Single Family Low Income_New_Water Heating_Natural Gas_Water Heater (<= 55 gal)_E5_Baseline Forecast | Residential | Single Family Low Income | New | Water Heating | Natural Gas | Water Heater (<= 55 gal) | E5 |  | Baseline Forecast | 0 | 0 | 0 | 0 | 0 | 0 | 0 | 0 | 0 | 0 | 0 | 0 | 0 | 0 | 0 | 0 | 0 | 0 | 0 | 0 | 0 | 0 | 0 | 0 | 0 | 0 | 0 | 0 | 0 | 0 | 0 | 0 | 0
Residential_Single Family Low Income_New_Water Heating_Natural Gas_Water Heater (<= 55 gal)_E6_Baseline Forecast | Residential | Single Family Low Income | New | Water Heating | Natural Gas | Water Heater (<= 55 gal) | E6 |  | Baseline Forecast | 0 | 0 | 0 | 0 | 0 | 0 | 0 | 0 | 0 | 0 | 0 | 0 | 0 | 0 | 0 | 0 | 0 | 0 | 0 | 0 | 0 | 0 | 0 | 0 | 0 | 0 | 0 | 0 | 0 | 0 | 0 | 0 | 0
Residential_Single Family Low Income_New_Water Heating_Natural Gas_Water Heater (<= 55 gal)_E7_Baseline Forecast | Residential | Single Family Low Income | New | Water Heating | Natural Gas | Water Heater (<= 55 gal) | E7 |  | Baseline Forecast | 0 | 0 | 0 | 0 | 0 | 0 | 0 | 0 | 0 | 0 | 0 | 0 | 0 | 0 | 0 | 0 | 0 | 0 | 0 | 0 | 0 | 0 | 0 | 0 | 0 | 0 | 0 | 0 | 0 | 0 | 0 | 0 | 0
Residential_Single Family Low Income_New_Water Heating_Natural Gas_Water Heater (<= 55 gal)_E8_Baseline Forecast | Residential | Single Family Low Income | New | Water Heating | Natural Gas | Water Heater (<= 55 gal) | E8 |  | Baseline Forecast | 0 | 0 | 0 | 0 | 0 | 0 | 0 | 0 | 0 | 0 | 0 | 0 | 0 | 0 | 0 | 0 | 0 | 0 | 0 | 0 | 0 | 0 | 0 | 0 | 0 | 0 | 0 | 0 | 0 | 0 | 0 | 0 | 0
Residential_Single Family Low Income_New_Water Heating_Natural Gas_Water Heater (<= 55 gal)_E9_Baseline Forecast | Residential | Single Family Low Income | New | Water Heating | Natural Gas | Water Heater (<= 55 gal) | E9 |  | Baseline Forecast | 0 | 0 | 0 | 0 | 0 | 0 | 0 | 0 | 0 | 0 | 0 | 0 | 0 | 0 | 0 | 0 | 0 | 0 | 0 | 0 | 0 | 0 | 0 | 0 | 0 | 0 | 0 | 0 | 0 | 0 | 0 | 0 | 0
Residential_Single Family Low Income_New_Water Heating_Natural Gas_Water Heater (<= 55 gal)_E10_Baseline Forecast | Residential | Single Family Low Income | New | Water Heating | Natural Gas | Water Heater (<= 55 gal) | E10 |  | Baseline Forecast | 0 | 0 | 0 | 0 | 0 | 0 | 0 | 0 | 0 | 0 | 0 | 0 | 0 | 0 | 0 | 0 | 0 | 0 | 0 | 0 | 0 | 0 | 0 | 0 | 0 | 0 | 0 | 0 | 0 | 0 | 0 | 0 | 0
Residential_Single Family Low Income_New_Water Heating_Natural Gas_Water Heater (<= 55 gal)_Vintage_Baseline Forecast | Residential | Single Family Low Income | New | Water Heating | Natural Gas | Water Heater (<= 55 gal) | Vintage |  | Baseline Forecast | 0 | 0 | 0 | 0 | 0 | 0 | 0 | 0 | 0 | 0 | 0 | 0 | 0 | 0 | 0 | 0 | 0 | 0 | 0 | 0 | 0 | 0 | 0 | 0 | 0 | 0 | 0 | 0 | 0 | 0 | 0 | 0 | 0
Residential_Single Family Low Income_New_Water Heating_Natural Gas_Water Heater (> 55 gal)_E1_Baseline Forecast | Residential | Single Family Low Income | New | Water Heating | Natural Gas | Water Heater (> 55 gal) | E1 |  | Baseline Forecast | 0 | 0 | 0 | 0 | 0 | 0 | 0 | 0 | 0 | 0 | 0 | 0 | 0 | 0 | 0 | 0 | 0 | 0 | 0 | 0 | 0 | 0 | 0 | 0 | 0 | 0 | 0 | 0 | 0 | 0 | 0 | 0 | 0
Residential_Single Family Low Income_New_Water Heating_Natural Gas_Water Heater (> 55 gal)_E2_Baseline Forecast | Residential | Single Family Low Income | New | Water Heating | Natural Gas | Water Heater (> 55 gal) | E2 |  | Baseline Forecast | 0 | 0 | 0 | 0 | 0 | 0 | 0 | 0 | 0 | 0 | 0 | 0 | 0 | 0 | 0 | 0 | 0 | 0 | 0 | 0 | 0 | 0 | 0 | 0 | 0 | 0 | 0 | 0 | 0 | 0 | 0 | 0 | 0
Residential_Single Family Low Income_New_Water Heating_Natural Gas_Water Heater (> 55 gal)_E3_Baseline Forecast | Residential | Single Family Low Income | New | Water Heating | Natural Gas | Water Heater (> 55 gal) | E3 |  | Baseline Forecast | 0 | 0 | 0 | 0 | 0 | 0 | 0 | 0 | 0 | 0 | 0 | 0 | 0 | 0 | 0 | 0 | 0 | 0 | 0 | 0 | 0 | 0 | 0 | 0 | 0 | 0 | 0 | 0 | 0 | 0 | 0 | 0 | 0
Residential_Single Family Low Income_New_Water Heating_Natural Gas_Water Heater (> 55 gal)_E4_Baseline Forecast | Residential | Single Family Low Income | New | Water Heating | Natural Gas | Water Heater (> 55 gal) | E4 |  | Baseline Forecast | 0 | 0 | 0 | 0 | 0 | 0 | 0 | 0 | 0 | 0 | 0 | 0 | 0 | 0 | 0 | 0 | 0 | 0 | 0 | 0 | 0 | 0 | 0 | 0 | 0 | 0 | 0 | 0 | 0 | 0 | 0 | 0 | 0
Residential_Single Family Low Income_New_Water Heating_Natural Gas_Water Heater (> 55 gal)_E5_Baseline Forecast | Residential | Single Family Low Income | New | Water Heating | Natural Gas | Water Heater (> 55 gal) | E5 |  | Baseline Forecast | 0 | 0 | 0 | 0 | 0 | 0 | 0 | 0 | 0 | 0 | 0 | 0 | 0 | 0 | 0 | 0 | 0 | 0 | 0 | 0 | 0 | 0 | 0 | 0 | 0 | 0 | 0 | 0 | 0 | 0 | 0 | 0 | 0
Residential_Single Family Low Income_New_Water Heating_Natural Gas_Water Heater (> 55 gal)_E6_Baseline Forecast | Residential | Single Family Low Income | New | Water Heating | Natural Gas | Water Heater (> 55 gal) | E6 |  | Baseline Forecast | 0 | 0 | 0 | 0 | 0 | 0 | 0 | 0 | 0 | 0 | 0 | 0 | 0 | 0 | 0 | 0 | 0 | 0 | 0 | 0 | 0 | 0 | 0 | 0 | 0 | 0 | 0 | 0 | 0 | 0 | 0 | 0 | 0
Residential_Single Family Low Income_New_Water Heating_Natural Gas_Water Heater (> 55 gal)_E7_Baseline Forecast | Residential | Single Family Low Income | New | Water Heating | Natural Gas | Water Heater (> 55 gal) | E7 |  | Baseline Forecast | 0 | 0 | 0 | 0 | 0 | 0 | 0 | 0 | 0 | 0 | 0 | 0 | 0 | 0 | 0 | 0 | 0 | 0 | 0 | 0 | 0 | 0 | 0 | 0 | 0 | 0 | 0 | 0 | 0 | 0 | 0 | 0 | 0
Residential_Single Family Low Income_New_Water Heating_Natural Gas_Water Heater (> 55 gal)_E8_Baseline Forecast | Residential | Single Family Low Income | New | Water Heating | Natural Gas | Water Heater (> 55 gal) | E8 |  | Baseline Forecast | 0 | 0 | 0 | 0 | 0 | 0 | 0 | 0 | 0 | 0 | 0 | 0 | 0 | 0 | 0 | 0 | 0 | 0 | 0 | 0 | 0 | 0 | 0 | 0 | 0 | 0 | 0 | 0 | 0 | 0 | 0 | 0 | 0
Residential_Single Family Low Income_New_Water Heating_Natural Gas_Water Heater (> 55 gal)_E9_Baseline Forecast | Residential | Single Family Low Income | New | Water Heating | Natural Gas | Water Heater (> 55 gal) | E9 |  | Baseline Forecast | 0 | 0 | 0 | 0 | 0 | 0 | 0 | 0 | 0 | 0 | 0 | 0 | 0 | 0 | 0 | 0 | 0 | 0 | 0 | 0 | 0 | 0 | 0 | 0 | 0 | 0 | 0 | 0 | 0 | 0 | 0 | 0 | 0
Residential_Single Family Low Income_New_Water Heating_Natural Gas_Water Heater (> 55 gal)_E10_Baseline Forecast | Residential | Single Family Low Income | New | Water Heating | Natural Gas | Water Heater (> 55 gal) | E10 |  | Baseline Forecast | 0 | 0 | 0 | 0 | 0 | 0 | 0 | 0 | 0 | 0 | 0 | 0 | 0 | 0 | 0 | 0 | 0 | 0 | 0 | 0 | 0 | 0 | 0 | 0 | 0 | 0 | 0 | 0 | 0 | 0 | 0 | 0 | 0
Residential_Single Family Low Income_New_Water Heating_Natural Gas_Water Heater (> 55 gal)_Vintage_Baseline Forecast | Residential | Single Family Low Income | New | Water Heating | Natural Gas | Water Heater (> 55 gal) | Vintage |  | Baseline Forecast | 0 | 0 | 0 | 0 | 0 | 0 | 0 | 0 | 0 | 0 | 0 | 0 | 0 | 0 | 0 | 0 | 0 | 0 | 0 | 0 | 0 | 0 | 0 | 0 | 0 | 0 | 0 | 0 | 0 | 0 | 0 | 0 | 0
Residential_Single Family Low Income_New_Appliances_Natural Gas_Clothes Dryer_E1_Baseline Forecast | Residential | Single Family Low Income | New | Appliances | Natural Gas | Clothes Dryer | E1 |  | Baseline Forecast | 0 | 7.2371 | 18.3404 | 29.0016 | 39.2027 | 48.8945 | 58.6137 | 68.3626 | 78.0926 | 87.8704 | 97.7631 | 107.7698 | 117.9068 | 128.1912 | 138.6127 | 149.178 | 159.8911 | 170.771 | 181.8149 | 193.009 | 204.3565 | 215.8581 | 227.5251 | 239.358 | 251.3474 | 263.4947 | 275.8011 | 288.2726 | 300.9104 | 313.7119 | 326.6793 | 339.8152 | 353.4835
Residential_Single Family Low Income_New_Appliances_Natural Gas_Clothes Dryer_E2_Baseline Forecast | Residential | Single Family Low Income | New | Appliances | Natural Gas | Clothes Dryer | E2 |  | Baseline Forecast | 0 | 5.7957 | 14.6887 | 23.2283 | 31.3988 | 39.1621 | 46.9495 | 54.7623 | 62.562 | 70.4019 | 78.3359 | 86.3646 | 94.5021 | 102.7623 | 111.1371 | 119.6317 | 128.2492 | 137.005 | 145.9025 | 154.9273 | 164.0773 | 173.3537 | 182.7647 | 192.3108 | 201.9838 | 211.7842 | 221.7124 | 231.7727 | 241.966 | 252.2896 | 262.7432 | 273.3276 | 284.3341
Residential_Single Family Low Income_New_Appliances_Natural Gas_Clothes Dryer_E3_Baseline Forecast | Residential | Single Family Low Income | New | Appliances | Natural Gas | Clothes Dryer | E3 |  | Baseline Forecast | 0 | 0 | 0 | 0 | 0 | 0 | 0 | 0 | 0 | 0 | 0 | 0 | 0 | 0 | 0 | 0 | 0 | 0 | 0 | 0 | 0 | 0 | 0 | 0 | 0 | 0 | 0 | 0 | 0 | 0 | 0 | 0 | 0
Residential_Single Family Low Income_New_Appliances_Natural Gas_Clothes Dryer_E4_Baseline Forecast | Residential | Single Family Low Income | New | Appliances | Natural Gas | Clothes Dryer | E4 |  | Baseline Forecast | 0 | 0 | 0 | 0 | 0 | 0 | 0 | 0 | 0 | 0 | 0 | 0 | 0 | 0 | 0 | 0 | 0 | 0 | 0 | 0 | 0 | 0 | 0 | 0 | 0 | 0 | 0 | 0 | 0 | 0 | 0 | 0 | 0
Residential_Single Family Low Income_New_Appliances_Natural Gas_Clothes Dryer_E5_Baseline Forecast | Residential | Single Family Low Income | New | Appliances | Natural Gas | Clothes Dryer | E5 |  | Baseline Forecast | 0 | 0 | 0 | 0 | 0 | 0 | 0 | 0 | 0 | 0 | 0 | 0 | 0 | 0 | 0 | 0 | 0 | 0 | 0 | 0 | 0 | 0 | 0 | 0 | 0 | 0 | 0 | 0 | 0 | 0 | 0 | 0 | 0
Residential_Single Family Low Income_New_Appliances_Natural Gas_Clothes Dryer_E6_Baseline Forecast | Residential | Single Family Low Income | New | Appliances | Natural Gas | Clothes Dryer | E6 |  | Baseline Forecast | 0 | 0 | 0 | 0 | 0 | 0 | 0 | 0 | 0 | 0 | 0 | 0 | 0 | 0 | 0 | 0 | 0 | 0 | 0 | 0 | 0 | 0 | 0 | 0 | 0 | 0 | 0 | 0 | 0 | 0 | 0 | 0 | 0
Residential_Single Family Low Income_New_Appliances_Natural Gas_Clothes Dryer_E7_Baseline Forecast | Residential | Single Family Low Income | New | Appliances | Natural Gas | Clothes Dryer | E7 |  | Baseline Forecast | 0 | 0 | 0 | 0 | 0 | 0 | 0 | 0 | 0 | 0 | 0 | 0 | 0 | 0 | 0 | 0 | 0 | 0 | 0 | 0 | 0 | 0 | 0 | 0 | 0 | 0 | 0 | 0 | 0 | 0 | 0 | 0 | 0
Residential_Single Family Low Income_New_Appliances_Natural Gas_Clothes Dryer_E8_Baseline Forecast | Residential | Single Family Low Income | New | Appliances | Natural Gas | Clothes Dryer | E8 |  | Baseline Forecast | 0 | 0 | 0 | 0 | 0 | 0 | 0 | 0 | 0 | 0 | 0 | 0 | 0 | 0 | 0 | 0 | 0 | 0 | 0 | 0 | 0 | 0 | 0 | 0 | 0 | 0 | 0 | 0 | 0 | 0 | 0 | 0 | 0
Residential_Single Family Low Income_New_Appliances_Natural Gas_Clothes Dryer_E9_Baseline Forecast | Residential | Single Family Low Income | New | Appliances | Natural Gas | Clothes Dryer | E9 |  | Baseline Forecast | 0 | 0 | 0 | 0 | 0 | 0 | 0 | 0 | 0 | 0 | 0 | 0 | 0 | 0 | 0 | 0 | 0 | 0 | 0 | 0 | 0 | 0 | 0 | 0 | 0 | 0 | 0 | 0 | 0 | 0 | 0 | 0 | 0
Residential_Single Family Low Income_New_Appliances_Natural Gas_Clothes Dryer_E10_Baseline Forecast | Residential | Single Family Low Income | New | Appliances | Natural Gas | Clothes Dryer | E10 |  | Baseline Forecast | 0 | 0 | 0 | 0 | 0 | 0 | 0 | 0 | 0 | 0 | 0 | 0 | 0 | 0 | 0 | 0 | 0 | 0 | 0 | 0 | 0 | 0 | 0 | 0 | 0 | 0 | 0 | 0 | 0 | 0 | 0 | 0 | 0
Residential_Single Family Low Income_New_Appliances_Natural Gas_Clothes Dryer_Vintage_Baseline Forecast | Residential | Single Family Low Income | New | Appliances | Natural Gas | Clothes Dryer | Vintage |  | Baseline Forecast | 0 | 0 | 0 | 0 | 0 | 0 | 0 | 0 | 0 | 0 | 0 | 0 | 0 | 0 | 0 | 0 | 0 | 0 | 0 | 0 | 0 | 0 | 0 | 0 | 0 | 0 | 0 | 0 | 0 | 0 | 0 | 0 | 0
Residential_Single Family Low Income_New_Appliances_Natural Gas_Stove/Oven_E1_Baseline Forecast | Residential | Single Family Low Income | New | Appliances | Natural Gas | Stove/Oven | E1 |  | Baseline Forecast | 0 | 8.0456 | 20.2512 | 31.8062 | 42.703 | 52.8997 | 62.9855 | 72.9637 | 82.7834 | 92.5168 | 102.2345 | 111.9338 | 121.6304 | 131.3403 | 141.0514 | 150.7692 | 160.4961 | 170.2495 | 180.0224 | 189.8009 | 199.5883 | 209.3834 | 219.1959 | 229.0244 | 238.8582 | 248.6975 | 258.5417 | 268.3954 | 278.2576 | 288.1246 | 297.9976 | 307.8778 | 318.0915
Residential_Single Family Low Income_New_Appliances_Natural Gas_Stove/Oven_E2_Baseline Forecast | Residential | Single Family Low Income | New | Appliances | Natural Gas | Stove/Oven | E2 |  | Baseline Forecast | 0 | 3.4608 | 8.7123 | 13.6849 | 18.3734 | 22.7618 | 27.1049 | 31.4038 | 35.6369 | 39.8351 | 44.0289 | 48.2188 | 52.413 | 56.6184 | 60.8298 | 65.0494 | 69.278 | 73.5232 | 77.7894 | 82.0659 | 86.3478 | 90.6355 | 94.9319 | 99.2367 | 103.5448 | 107.8551 | 112.1671 | 116.482 | 120.7997 | 125.1178 | 129.4345 | 133.7488 | 138.2009
Residential_Single Family Low Income_New_Appliances_Natural Gas_Stove/Oven_E3_Baseline Forecast | Residential | Single Family Low Income | New | Appliances | Natural Gas | Stove/Oven | E3 |  | Baseline Forecast | 0 | 0 | 0 | 0 | 0 | 0 | 0 | 0 | 0 | 0 | 0 | 0 | 0 | 0 | 0 | 0 | 0 | 0 | 0 | 0 | 0 | 0 | 0 | 0 | 0 | 0 | 0 | 0 | 0 | 0 | 0 | 0 | 0
Residential_Single Family Low Income_New_Appliances_Natural Gas_Stove/Oven_E4_Baseline Forecast | Residential | Single Family Low Income | New | Appliances | Natural Gas | Stove/Oven | E4 |  | Baseline Forecast | 0 | 0 | 0 | 0 | 0 | 0 | 0 | 0 | 0 | 0 | 0 | 0 | 0 | 0 | 0 | 0 | 0 | 0 | 0 | 0 | 0 | 0 | 0 | 0 | 0 | 0 | 0 | 0 | 0 | 0 | 0 | 0 | 0
Residential_Single Family Low Income_New_Appliances_Natural Gas_Stove/Oven_E5_Baseline Forecast | Residential | Single Family Low Income | New | Appliances | Natural Gas | Stove/Oven | E5 |  | Baseline Forecast | 0 | 0 | 0 | 0 | 0 | 0 | 0 | 0 | 0 | 0 | 0 | 0 | 0 | 0 | 0 | 0 | 0 | 0 | 0 | 0 | 0 | 0 | 0 | 0 | 0 | 0 | 0 | 0 | 0 | 0 | 0 | 0 | 0
Residential_Single Family Low Income_New_Appliances_Natural Gas_Stove/Oven_E6_Baseline Forecast | Residential | Single Family Low Income | New | Appliances | Natural Gas | Stove/Oven | E6 |  | Baseline Forecast | 0 | 0 | 0 | 0 | 0 | 0 | 0 | 0 | 0 | 0 | 0 | 0 | 0 | 0 | 0 | 0 | 0 | 0 | 0 | 0 | 0 | 0 | 0 | 0 | 0 | 0 | 0 | 0 | 0 | 0 | 0 | 0 | 0
Residential_Single Family Low Income_New_Appliances_Natural Gas_Stove/Oven_E7_Baseline Forecast | Residential | Single Family Low Income | New | Appliances | Natural Gas | Stove/Oven | E7 |  | Baseline Forecast | 0 | 0 | 0 | 0 | 0 | 0 | 0 | 0 | 0 | 0 | 0 | 0 | 0 | 0 | 0 | 0 | 0 | 0 | 0 | 0 | 0 | 0 | 0 | 0 | 0 | 0 | 0 | 0 | 0 | 0 | 0 | 0 | 0
Residential_Single Family Low Income_New_Appliances_Natural Gas_Stove/Oven_E8_Baseline Forecast | Residential | Single Family Low Income | New | Appliances | Natural Gas | Stove/Oven | E8 |  | Baseline Forecast | 0 | 0 | 0 | 0 | 0 | 0 | 0 | 0 | 0 | 0 | 0 | 0 | 0 | 0 | 0 | 0 | 0 | 0 | 0 | 0 | 0 | 0 | 0 | 0 | 0 | 0 | 0 | 0 | 0 | 0 | 0 | 0 | 0
Residential_Single Family Low Income_New_Appliances_Natural Gas_Stove/Oven_E9_Baseline Forecast | Residential | Single Family Low Income | New | Appliances | Natural Gas | Stove/Oven | E9 |  | Baseline Forecast | 0 | 0 | 0 | 0 | 0 | 0 | 0 | 0 | 0 | 0 | 0 | 0 | 0 | 0 | 0 | 0 | 0 | 0 | 0 | 0 | 0 | 0 | 0 | 0 | 0 | 0 | 0 | 0 | 0 | 0 | 0 | 0 | 0
Residential_Single Family Low Income_New_Appliances_Natural Gas_Stove/Oven_E10_Baseline Forecast | Residential | Single Family Low Income | New | Appliances | Natural Gas | Stove/Oven | E10 |  | Baseline Forecast | 0 | 0 | 0 | 0 | 0 | 0 | 0 | 0 | 0 | 0 | 0 | 0 | 0 | 0 | 0 | 0 | 0 | 0 | 0 | 0 | 0 | 0 | 0 | 0 | 0 | 0 | 0 | 0 | 0 | 0 | 0 | 0 | 0
Residential_Single Family Low Income_New_Appliances_Natural Gas_Stove/Oven_Vintage_Baseline Forecast | Residential | Single Family Low Income | New | Appliances | Natural Gas | Stove/Oven | Vintage |  | Baseline Forecast | 0 | 0 | 0 | 0 | 0 | 0 | 0 | 0 | 0 | 0 | 0 | 0 | 0 | 0 | 0 | 0 | 0 | 0 | 0 | 0 | 0 | 0 | 0 | 0 | 0 | 0 | 0 | 0 | 0 | 0 | 0 | 0 | 0
Residential_Single Family Low Income_New_Miscellaneous_Natural Gas_Pool Heater_E1_Baseline Forecast | Residential | Single Family Low Income | New | Miscellaneous | Natural Gas | Pool Heater | E1 |  | Baseline Forecast | 0 | 0 | 0 | 0 | 0 | 0 | 0 | 0 | 0 | 0 | 0 | 0 | 0 | 0 | 0 | 0 | 0 | 0 | 0 | 0 | 0 | 0 | 0 | 0 | 0 | 0 | 0 | 0 | 0 | 0 | 0 | 0 | 0
Residential_Single Family Low Income_New_Miscellaneous_Natural Gas_Pool Heater_E2_Baseline Forecast | Residential | Single Family Low Income | New | Miscellaneous | Natural Gas | Pool Heater | E2 |  | Baseline Forecast | 0 | 0 | 0 | 0 | 0 | 0 | 0 | 0 | 0 | 0 | 0 | 0 | 0 | 0 | 0 | 0 | 0 | 0 | 0 | 0 | 0 | 0 | 0 | 0 | 0 | 0 | 0 | 0 | 0 | 0 | 0 | 0 | 0
Residential_Single Family Low Income_New_Miscellaneous_Natural Gas_Pool Heater_E3_Baseline Forecast | Residential | Single Family Low Income | New | Miscellaneous | Natural Gas | Pool Heater | E3 |  | Baseline Forecast | 0 | 0 | 0 | 0 | 0 | 0 | 0 | 0 | 0 | 0 | 0 | 0 | 0 | 0 | 0 | 0 | 0 | 0 | 0 | 0 | 0 | 0 | 0 | 0 | 0 | 0 | 0 | 0 | 0 | 0 | 0 | 0 | 0
Residential_Single Family Low Income_New_Miscellaneous_Natural Gas_Pool Heater_E4_Baseline Forecast | Residential | Single Family Low Income | New | Miscellaneous | Natural Gas | Pool Heater | E4 |  | Baseline Forecast | 0 | 0 | 0 | 0 | 0 | 0 | 0 | 0 | 0 | 0 | 0 | 0 | 0 | 0 | 0 | 0 | 0 | 0 | 0 | 0 | 0 | 0 | 0 | 0 | 0 | 0 | 0 | 0 | 0 | 0 | 0 | 0 | 0
Residential_Single Family Low Income_New_Miscellaneous_Natural Gas_Pool Heater_E5_Baseline Forecast | Residential | Single Family Low Income | New | Miscellaneous | Natural Gas | Pool Heater | E5 |  | Baseline Forecast | 0 | 0 | 0 | 0 | 0 | 0 | 0 | 0 | 0 | 0 | 0 | 0 | 0 | 0 | 0 | 0 | 0 | 0 | 0 | 0 | 0 | 0 | 0 | 0 | 0 | 0 | 0 | 0 | 0 | 0 | 0 | 0 | 0
Residential_Single Family Low Income_New_Miscellaneous_Natural Gas_Pool Heater_E6_Baseline Forecast | Residential | Single Family Low Income | New | Miscellaneous | Natural Gas | Pool Heater | E6 |  | Baseline Forecast | 0 | 0 | 0 | 0 | 0 | 0 | 0 | 0 | 0 | 0 | 0 | 0 | 0 | 0 | 0 | 0 | 0 | 0 | 0 | 0 | 0 | 0 | 0 | 0 | 0 | 0 | 0 | 0 | 0 | 0 | 0 | 0 | 0
Residential_Single Family Low Income_New_Miscellaneous_Natural Gas_Pool Heater_E7_Baseline Forecast | Residential | Single Family Low Income | New | Miscellaneous | Natural Gas | Pool Heater | E7 |  | Baseline Forecast | 0 | 0 | 0 | 0 | 0 | 0 | 0 | 0 | 0 | 0 | 0 | 0 | 0 | 0 | 0 | 0 | 0 | 0 | 0 | 0 | 0 | 0 | 0 | 0 | 0 | 0 | 0 | 0 | 0 | 0 | 0 | 0 | 0
Residential_Single Family Low Income_New_Miscellaneous_Natural Gas_Pool Heater_E8_Baseline Forecast | Residential | Single Family Low Income | New | Miscellaneous | Natural Gas | Pool Heater | E8 |  | Baseline Forecast | 0 | 0 | 0 | 0 | 0 | 0 | 0 | 0 | 0 | 0 | 0 | 0 | 0 | 0 | 0 | 0 | 0 | 0 | 0 | 0 | 0 | 0 | 0 | 0 | 0 | 0 | 0 | 0 | 0 | 0 | 0 | 0 | 0
Residential_Single Family Low Income_New_Miscellaneous_Natural Gas_Pool Heater_E9_Baseline Forecast | Residential | Single Family Low Income | New | Miscellaneous | Natural Gas | Pool Heater | E9 |  | Baseline Forecast | 0 | 0 | 0 | 0 | 0 | 0 | 0 | 0 | 0 | 0 | 0 | 0 | 0 | 0 | 0 | 0 | 0 | 0 | 0 | 0 | 0 | 0 | 0 | 0 | 0 | 0 | 0 | 0 | 0 | 0 | 0 | 0 | 0
Residential_Single Family Low Income_New_Miscellaneous_Natural Gas_Pool Heater_E10_Baseline Forecast | Residential | Single Family Low Income | New | Miscellaneous | Natural Gas | Pool Heater | E10 |  | Baseline Forecast | 0 | 0 | 0 | 0 | 0 | 0 | 0 | 0 | 0 | 0 | 0 | 0 | 0 | 0 | 0 | 0 | 0 | 0 | 0 | 0 | 0 | 0 | 0 | 0 | 0 | 0 | 0 | 0 | 0 | 0 | 0 | 0 | 0
Residential_Single Family Low Income_New_Miscellaneous_Natural Gas_Pool Heater_Vintage_Baseline Forecast | Residential | Single Family Low Income | New | Miscellaneous | Natural Gas | Pool Heater | Vintage |  | Baseline Forecast | 0 | 0 | 0 | 0 | 0 | 0 | 0 | 0 | 0 | 0 | 0 | 0 | 0 | 0 | 0 | 0 | 0 | 0 | 0 | 0 | 0 | 0 | 0 | 0 | 0 | 0 | 0 | 0 | 0 | 0 | 0 | 0 | 0
Residential_Single Family Low Income_New_Miscellaneous_Natural Gas_Miscellaneous_E1_Baseline Forecast | Residential | Single Family Low Income | New | Miscellaneous | Natural Gas | Miscellaneous | E1 |  | Baseline Forecast | 0 | 28.7101 | 72.1283 | 113.0675 | 151.5104 | 187.3272 | 222.6188 | 257.3983 | 291.4902 | 325.1509 | 358.6307 | 391.9253 | 425.0928 | 458.1902 | 491.1755 | 524.0671 | 556.8731 | 589.6541 | 622.404 | 655.0627 | 687.6271 | 720.0948 | 752.4968 | 784.8289 | 817.0531 | 849.1677 | 881.1706 | 913.0755 | 944.8803 | 976.5706 | 1008.1451 | 1039.6048 | 1072.0462
Residential_Single Family Low Income_New_Miscellaneous_Natural Gas_Miscellaneous_E2_Baseline Forecast | Residential | Single Family Low Income | New | Miscellaneous | Natural Gas | Miscellaneous | E2 |  | Baseline Forecast | 0 | 0 | 0 | 0 | 0 | 0 | 0 | 0 | 0 | 0 | 0 | 0 | 0 | 0 | 0 | 0 | 0 | 0 | 0 | 0 | 0 | 0 | 0 | 0 | 0 | 0 | 0 | 0 | 0 | 0 | 0 | 0 | 0
Residential_Single Family Low Income_New_Miscellaneous_Natural Gas_Miscellaneous_E3_Baseline Forecast | Residential | Single Family Low Income | New | Miscellaneous | Natural Gas | Miscellaneous | E3 |  | Baseline Forecast | 0 | 0 | 0 | 0 | 0 | 0 | 0 | 0 | 0 | 0 | 0 | 0 | 0 | 0 | 0 | 0 | 0 | 0 | 0 | 0 | 0 | 0 | 0 | 0 | 0 | 0 | 0 | 0 | 0 | 0 | 0 | 0 | 0
Residential_Single Family Low Income_New_Miscellaneous_Natural Gas_Miscellaneous_E4_Baseline Forecast | Residential | Single Family Low Income | New | Miscellaneous | Natural Gas | Miscellaneous | E4 |  | Baseline Forecast | 0 | 0 | 0 | 0 | 0 | 0 | 0 | 0 | 0 | 0 | 0 | 0 | 0 | 0 | 0 | 0 | 0 | 0 | 0 | 0 | 0 | 0 | 0 | 0 | 0 | 0 | 0 | 0 | 0 | 0 | 0 | 0 | 0
Residential_Single Family Low Income_New_Miscellaneous_Natural Gas_Miscellaneous_E5_Baseline Forecast | Residential | Single Family Low Income | New | Miscellaneous | Natural Gas | Miscellaneous | E5 |  | Baseline Forecast | 0 | 0 | 0 | 0 | 0 | 0 | 0 | 0 | 0 | 0 | 0 | 0 | 0 | 0 | 0 | 0 | 0 | 0 | 0 | 0 | 0 | 0 | 0 | 0 | 0 | 0 | 0 | 0 | 0 | 0 | 0 | 0 | 0
Residential_Single Family Low Income_New_Miscellaneous_Natural Gas_Miscellaneous_E6_Baseline Forecast | Residential | Single Family Low Income | New | Miscellaneous | Natural Gas | Miscellaneous | E6 |  | Baseline Forecast | 0 | 0 | 0 | 0 | 0 | 0 | 0 | 0 | 0 | 0 | 0 | 0 | 0 | 0 | 0 | 0 | 0 | 0 | 0 | 0 | 0 | 0 | 0 | 0 | 0 | 0 | 0 | 0 | 0 | 0 | 0 | 0 | 0
Residential_Single Family Low Income_New_Miscellaneous_Natural Gas_Miscellaneous_E7_Baseline Forecast | Residential | Single Family Low Income | New | Miscellaneous | Natural Gas | Miscellaneous | E7 |  | Baseline Forecast | 0 | 0 | 0 | 0 | 0 | 0 | 0 | 0 | 0 | 0 | 0 | 0 | 0 | 0 | 0 | 0 | 0 | 0 | 0 | 0 | 0 | 0 | 0 | 0 | 0 | 0 | 0 | 0 | 0 | 0 | 0 | 0 | 0
Residential_Single Family Low Income_New_Miscellaneous_Natural Gas_Miscellaneous_E8_Baseline Forecast | Residential | Single Family Low Income | New | Miscellaneous | Natural Gas | Miscellaneous | E8 |  | Baseline Forecast | 0 | 0 | 0 | 0 | 0 | 0 | 0 | 0 | 0 | 0 | 0 | 0 | 0 | 0 | 0 | 0 | 0 | 0 | 0 | 0 | 0 | 0 | 0 | 0 | 0 | 0 | 0 | 0 | 0 | 0 | 0 | 0 | 0
Residential_Single Family Low Income_New_Miscellaneous_Natural Gas_Miscellaneous_E9_Baseline Forecast | Residential | Single Family Low Income | New | Miscellaneous | Natural Gas | Miscellaneous | E9 |  | Baseline Forecast | 0 | 0 | 0 | 0 | 0 | 0 | 0 | 0 | 0 | 0 | 0 | 0 | 0 | 0 | 0 | 0 | 0 | 0 | 0 | 0 | 0 | 0 | 0 | 0 | 0 | 0 | 0 | 0 | 0 | 0 | 0 | 0 | 0
Residential_Single Family Low Income_New_Miscellaneous_Natural Gas_Miscellaneous_E10_Baseline Forecast | Residential | Single Family Low Income | New | Miscellaneous | Natural Gas | Miscellaneous | E10 |  | Baseline Forecast | 0 | 0 | 0 | 0 | 0 | 0 | 0 | 0 | 0 | 0 | 0 | 0 | 0 | 0 | 0 | 0 | 0 | 0 | 0 | 0 | 0 | 0 | 0 | 0 | 0 | 0 | 0 | 0 | 0 | 0 | 0 | 0 | 0
Residential_Single Family Low Income_New_Miscellaneous_Natural Gas_Miscellaneous_Vintage_Baseline Forecast | Residential | Single Family Low Income | New | Miscellaneous | Natural Gas | Miscellaneous | Vintage |  | Baseline Forecast | 0 | 0 | 0 | 0 | 0 | 0 | 0 | 0 | 0 | 0 | 0 | 0 | 0 | 0 | 0 | 0 | 0 | 0 | 0 | 0 | 0 | 0 | 0 | 0 | 0 | 0 | 0 | 0 | 0 | 0 | 0 | 0 | 0
Residential_Multi-Family Regular Income_Existing_Space Heating_Natural Gas_Furnace_E1_Baseline Forecast | Residential | Multi-Family Regular Income | Existing | Space Heating | Natural Gas | Furnace | E1 |  | Baseline Forecast | 0 | 92.0246 | 189.3178 | 245.2762 | 296.0726 | 361.9497 | 432.2357 | 505.9642 | 583.3464 | 663.6916 | 746.289 | 830.9936 | 917.5352 | 1005.6495 | 1095.2957 | 1186.3092 | 1278.6176 | 1371.0161 | 1425.8919 | 1473.5451 | 1514.6962 | 1549.9779 | 1579.89 | 1604.9552 | 1625.7095 | 1642.7342 | 1656.2503 | 1666.508 | 1673.9002 | 1678.7761 | 1681.2384 | 1681.6721 | 1680.3484
Residential_Multi-Family Regular Income_Existing_Space Heating_Natural Gas_Furnace_E2_Baseline Forecast | Residential | Multi-Family Regular Income | Existing | Space Heating | Natural Gas | Furnace | E2 |  | Baseline Forecast | 0 | 5.0252 | 10.3392 | 13.396 | 16.1701 | 19.7677 | 23.6064 | 27.6332 | 31.8599 | 36.2484 | 40.76 | 45.3864 | 50.1128 | 54.9247 | 59.8196 | 64.7885 | 69.827 | 74.8693 | 77.8622 | 80.4596 | 82.7011 | 84.6213 | 86.2474 | 87.6078 | 88.7318 | 89.6509 | 90.3771 | 90.9241 | 91.3132 | 91.5633 | 91.6731 | 91.6698 | 91.5719
Residential_Multi-Family Regular Income_Existing_Space Heating_Natural Gas_Furnace_E3_Baseline Forecast | Residential | Multi-Family Regular Income | Existing | Space Heating | Natural Gas | Furnace | E3 |  | Baseline Forecast | 0 | 1.2563 | 2.5849 | 3.3492 | 4.0428 | 4.9422 | 5.9019 | 6.9087 | 7.9654 | 9.0626 | 10.1906 | 11.3473 | 12.5289 | 13.732 | 14.9557 | 16.1978 | 17.4573 | 18.7177 | 19.4657 | 20.1148 | 20.6748 | 21.1544 | 21.5604 | 21.9 | 22.1804 | 22.4095 | 22.5903 | 22.7262 | 22.8225 | 22.884 | 22.9098 | 22.9072 | 22.8811
Residential_Multi-Family Regular Income_Existing_Space Heating_Natural Gas_Furnace_E4_Baseline Forecast | Residential | Multi-Family Regular Income | Existing | Space Heating | Natural Gas | Furnace | E4 |  | Baseline Forecast | 0 | 0 | 0 | 0 | 0 | 0 | 0 | 0 | 0 | 0 | 0 | 0 | 0 | 0 | 0 | 0 | 0 | 0 | 0 | 0 | 0 | 0 | 0 | 0 | 0 | 0 | 0 | 0 | 0 | 0 | 0 | 0 | 0
Residential_Multi-Family Regular Income_Existing_Space Heating_Natural Gas_Furnace_E5_Baseline Forecast | Residential | Multi-Family Regular Income | Existing | Space Heating | Natural Gas | Furnace | E5 |  | Baseline Forecast | 0 | 0.59039 | 1.2152 | 1.5747 | 1.9009 | 2.3239 | 2.7753 | 3.2488 | 3.7457 | 4.2614 | 4.791 | 5.3336 | 5.8874 | 6.4507 | 7.0229 | 7.6032 | 8.1255 | 8.5856 | 8.8321 | 9.061 | 9.2438 | 9.3809 | 9.482 | 9.5513 | 9.5927 | 9.4459 | 9.2907 | 9.2099 | 9.1282 | 9.0157 | 9.0511 | 9.0715 | 8.9998
Residential_Multi-Family Regular Income_Existing_Space Heating_Natural Gas_Furnace_E6_Baseline Forecast | Residential | Multi-Family Regular Income | Existing | Space Heating | Natural Gas | Furnace | E6 |  | Baseline Forecast | 0 | 0 | 0 | 0 | 0 | 0 | 0 | 0 | 0 | 0 | 0 | 0 | 0 | 0 | 0 | 0 | 0 | 0 | 0 | 0 | 0 | 0 | 0 | 0 | 0 | 0 | 0 | 0 | 0 | 0 | 0 | 0 | 0
Residential_Multi-Family Regular Income_Existing_Space Heating_Natural Gas_Furnace_E7_Baseline Forecast | Residential | Multi-Family Regular Income | Existing | Space Heating | Natural Gas | Furnace | E7 |  | Baseline Forecast | 0 | 0 | 0 | 0 | 0 | 0 | 0 | 0 | 0 | 0 | 0 | 0 | 0 | 0 | 0 | 0 | 0 | 0 | 0 | 0 | 0 | 0 | 0 | 0 | 0 | 0 | 0 | 0 | 0 | 0 | 0 | 0 | 0
Residential_Multi-Family Regular Income_Existing_Space Heating_Natural Gas_Furnace_E8_Baseline Forecast | Residential | Multi-Family Regular Income | Existing | Space Heating | Natural Gas | Furnace | E8 |  | Baseline Forecast | 0 | 0 | 0 | 0 | 0 | 0 | 0 | 0 | 0 | 0 | 0 | 0 | 0 | 0 | 0 | 0 | 0 | 0 | 0 | 0 | 0 | 0 | 0 | 0 | 0 | 0 | 0 | 0 | 0 | 0 | 0 | 0 | 0
Residential_Multi-Family Regular Income_Existing_Space Heating_Natural Gas_Furnace_E9_Baseline Forecast | Residential | Multi-Family Regular Income | Existing | Space Heating | Natural Gas | Furnace | E9 |  | Baseline Forecast | 0 | 0 | 0 | 0 | 0 | 0 | 0 | 0 | 0 | 0 | 0 | 0 | 0 | 0 | 0 | 0 | 0 | 0 | 0 | 0 | 0 | 0 | 0 | 0 | 0 | 0 | 0 | 0 | 0 | 0 | 0 | 0 | 0
Residential_Multi-Family Regular Income_Existing_Space Heating_Natural Gas_Furnace_E10_Baseline Forecast | Residential | Multi-Family Regular Income | Existing | Space Heating | Natural Gas | Furnace | E10 |  | Baseline Forecast | 0 | 0 | 0 | 0 | 0 | 0 | 0 | 0 | 0 | 0 | 0 | 0 | 0 | 0 | 0 | 0 | 0 | 0 | 0 | 0 | 0 | 0 | 0 | 0 | 0 | 0 | 0 | 0 | 0 | 0 | 0 | 0 | 0
Residential_Multi-Family Regular Income_Existing_Space Heating_Natural Gas_Furnace_Vintage_Baseline Forecast | Residential | Multi-Family Regular Income | Existing | Space Heating | Natural Gas | Furnace | Vintage |  | Baseline Forecast | 2071.246 | 2027.0916 | 1978.5886 | 1926.0994 | 1860.8745 | 1801.6707 | 1739.4116 | 1674.3516 | 1606.7241 | 1536.7432 | 1464.605 | 1390.4891 | 1314.5605 | 1236.9702 | 1157.8566 | 1077.3468 | 995.557 | 912.5939 | 827.2642 | 749.8896 | 679.7317 | 616.1217 | 558.4285 | 506.1092 | 458.6863 | 415.7033 | 376.7455 | 341.4316 | 309.4224 | 280.4149 | 254.1275 | 230.3058 | 208.7171
Residential_Multi-Family Regular Income_Existing_Space Heating_Natural Gas_Boiler_E1_Baseline Forecast | Residential | Multi-Family Regular Income | Existing | Space Heating | Natural Gas | Boiler | E1 |  | Baseline Forecast | 0 | 16.2356 | 16.2356 | 16.2356 | 16.1567 | 16.1567 | 16.1567 | 16.1567 | 16.1567 | 16.1567 | 16.1567 | 16.1567 | 16.1567 | 16.1567 | 16.1567 | 16.1567 | 16.1567 | 16.1567 | 16.1567 | 16.1567 | 16.1567 | 16.1567 | 14.6879 | 13.3527 | 12.1388 | 11.0353 | 10.0321 | 9.12 | 8.291 | 7.5372 | 6.852 | 6.2291 | 5.6628
Residential_Multi-Family Regular Income_Existing_Space Heating_Natural Gas_Boiler_E2_Baseline Forecast | Residential | Multi-Family Regular Income | Existing | Space Heating | Natural Gas | Boiler | E2 |  | Baseline Forecast | 0 | 0 | 9.6168 | 14.8417 | 19.5534 | 25.7792 | 32.4449 | 39.4485 | 46.8127 | 54.465 | 62.3307 | 70.3955 | 78.6315 | 87.0117 | 95.5325 | 104.1776 | 112.9336 | 121.7749 | 130.6933 | 139.6967 | 148.7783 | 157.9323 | 167.2287 | 175.8342 | 183.8221 | 191.2501 | 198.1707 | 204.6279 | 210.6655 | 216.3283 | 221.6528 | 226.6727 | 231.4169
Residential_Multi-Family Regular Income_Existing_Space Heating_Natural Gas_Boiler_E3_Baseline Forecast | Residential | Multi-Family Regular Income | Existing | Space Heating | Natural Gas | Boiler | E3 |  | Baseline Forecast | 0 | 5.0504 | 13.5663 | 18.1932 | 22.3408 | 27.8534 | 33.7557 | 39.9572 | 46.4779 | 53.2536 | 60.2182 | 67.3587 | 74.6505 | 82.0694 | 89.6125 | 97.265 | 105.0151 | 112.8402 | 120.7329 | 128.7002 | 136.736 | 144.8353 | 152.6028 | 159.7991 | 166.4856 | 172.7099 | 178.5152 | 183.9376 | 189.0132 | 193.7787 | 198.2637 | 202.4956 | 206.4975
Residential_Multi-Family Regular Income_Existing_Space Heating_Natural Gas_Boiler_E4_Baseline Forecast | Residential | Multi-Family Regular Income | Existing | Space Heating | Natural Gas | Boiler | E4 |  | Baseline Forecast | 0 | 5.0505 | 13.5743 | 18.2057 | 22.3571 | 27.8745 | 33.782 | 39.9889 | 46.5153 | 53.2969 | 60.2674 | 67.4137 | 74.7111 | 82.1354 | 89.6834 | 97.3405 | 105.0948 | 112.9236 | 120.8194 | 128.7894 | 136.8274 | 144.9282 | 152.6965 | 159.8922 | 166.577 | 172.7984 | 178.5999 | 184.0171 | 189.0862 | 193.8435 | 198.3181 | 202.5369 | 206.5223
Residential_Multi-Family Regular Income_Existing_Space Heating_Natural Gas_Boiler_E5_Baseline Forecast | Residential | Multi-Family Regular Income | Existing | Space Heating | Natural Gas | Boiler | E5 |  | Baseline Forecast | 0 | 1.9462 | 5.2326 | 7.0184 | 8.6189 | 10.7459 | 13.0234 | 15.4163 | 17.9323 | 20.5467 | 23.2338 | 25.9885 | 28.8012 | 31.6625 | 34.5713 | 37.5217 | 40.5092 | 43.525 | 46.5664 | 49.6359 | 52.7311 | 55.8501 | 58.8404 | 61.6093 | 64.1808 | 66.5732 | 68.8032 | 70.8844 | 72.8306 | 74.6557 | 76.3704 | 77.9847 | 79.5068
Residential_Multi-Family Regular Income_Existing_Space Heating_Natural Gas_Boiler_E6_Baseline Forecast | Residential | Multi-Family Regular Income | Existing | Space Heating | Natural Gas | Boiler | E6 |  | Baseline Forecast | 0 | 0 | 0 | 0 | 0 | 0 | 0 | 0 | 0 | 0 | 0 | 0 | 0 | 0 | 0 | 0 | 0 | 0 | 0 | 0 | 0 | 0 | 0 | 0 | 0 | 0 | 0 | 0 | 0 | 0 | 0 | 0 | 0
Residential_Multi-Family Regular Income_Existing_Space Heating_Natural Gas_Boiler_E7_Baseline Forecast | Residential | Multi-Family Regular Income | Existing | Space Heating | Natural Gas | Boiler | E7 |  | Baseline Forecast | 0 | 0 | 0 | 0 | 0 | 0 | 0 | 0 | 0 | 0 | 0 | 0 | 0 | 0 | 0 | 0 | 0 | 0 | 0 | 0 | 0 | 0 | 0 | 0 | 0 | 0 | 0 | 0 | 0 | 0 | 0 | 0 | 0
Residential_Multi-Family Regular Income_Existing_Space Heating_Natural Gas_Boiler_E8_Baseline Forecast | Residential | Multi-Family Regular Income | Existing | Space Heating | Natural Gas | Boiler | E8 |  | Baseline Forecast | 0 | 0 | 0 | 0 | 0 | 0 | 0 | 0 | 0 | 0 | 0 | 0 | 0 | 0 | 0 | 0 | 0 | 0 | 0 | 0 | 0 | 0 | 0 | 0 | 0 | 0 | 0 | 0 | 0 | 0 | 0 | 0 | 0
Residential_Multi-Family Regular Income_Existing_Space Heating_Natural Gas_Boiler_E9_Baseline Forecast | Residential | Multi-Family Regular Income | Existing | Space Heating | Natural Gas | Boiler | E9 |  | Baseline Forecast | 0 | 0 | 0 | 0 | 0 | 0 | 0 | 0 | 0 | 0 | 0 | 0 | 0 | 0 | 0 | 0 | 0 | 0 | 0 | 0 | 0 | 0 | 0 | 0 | 0 | 0 | 0 | 0 | 0 | 0 | 0 | 0 | 0
Residential_Multi-Family Regular Income_Existing_Space Heating_Natural Gas_Boiler_E10_Baseline Forecast | Residential | Multi-Family Regular Income | Existing | Space Heating | Natural Gas | Boiler | E10 |  | Baseline Forecast | 0 | 0 | 0 | 0 | 0 | 0 | 0 | 0 | 0 | 0 | 0 | 0 | 0 | 0 | 0 | 0 | 0 | 0 | 0 | 0 | 0 | 0 | 0 | 0 | 0 | 0 | 0 | 0 | 0 | 0 | 0 | 0 | 0
Residential_Multi-Family Regular Income_Existing_Space Heating_Natural Gas_Boiler_Vintage_Baseline Forecast | Residential | Multi-Family Regular Income | Existing | Space Heating | Natural Gas | Boiler | Vintage |  | Baseline Forecast | 633.9803 | 622.4533 | 609.669 | 595.7414 | 577.954 | 562.1197 | 545.4307 | 527.9647 | 509.7923 | 490.9778 | 471.5795 | 451.6505 | 431.239 | 410.389 | 389.1402 | 367.5289 | 345.5881 | 323.3478 | 300.8351 | 278.0748 | 255.0895 | 231.8995 | 210.8178 | 191.6525 | 174.2295 | 158.3905 | 143.9914 | 130.9012 | 119.0011 | 108.1828 | 98.348 | 89.4073 | 81.2794
Residential_Multi-Family Regular Income_Existing_Secondary Heating_Natural Gas_Fireplace_E1_Baseline Forecast | Residential | Multi-Family Regular Income | Existing | Secondary Heating | Natural Gas | Fireplace | E1 |  | Baseline Forecast | 0 | 34.5388 | 69.4855 | 98.1634 | 125.2444 | 152.8506 | 180.0947 | 206.9388 | 233.4404 | 259.5649 | 285.2507 | 310.4948 | 335.2755 | 359.5668 | 380.2227 | 397.6809 | 412.3281 | 424.4793 | 434.4367 | 442.4955 | 448.8914 | 453.8329 | 457.4841 | 460.0084 | 461.5666 | 462.2839 | 462.2698 | 461.6136 | 460.4007 | 458.714 | 456.6184 | 454.1718 | 451.4212
Residential_Multi-Family Regular Income_Existing_Secondary Heating_Natural Gas_Fireplace_E2_Baseline Forecast | Residential | Multi-Family Regular Income | Existing | Secondary Heating | Natural Gas | Fireplace | E2 |  | Baseline Forecast | 0 | 0 | 0 | 0 | 0 | 0 | 0 | 0 | 0 | 0 | 0 | 0 | 0 | 0 | 0 | 0 | 0 | 0 | 0 | 0 | 0 | 0 | 0 | 0 | 0 | 0 | 0 | 0 | 0 | 0 | 0 | 0 | 0
Residential_Multi-Family Regular Income_Existing_Secondary Heating_Natural Gas_Fireplace_E3_Baseline Forecast | Residential | Multi-Family Regular Income | Existing | Secondary Heating | Natural Gas | Fireplace | E3 |  | Baseline Forecast | 0 | 0 | 0 | 0 | 0 | 0 | 0 | 0 | 0 | 0 | 0 | 0 | 0 | 0 | 0 | 0 | 0 | 0 | 0 | 0 | 0 | 0 | 0 | 0 | 0 | 0 | 0 | 0 | 0 | 0 | 0 | 0 | 0
Residential_Multi-Family Regular Income_Existing_Secondary Heating_Natural Gas_Fireplace_E4_Baseline Forecast | Residential | Multi-Family Regular Income | Existing | Secondary Heating | Natural Gas | Fireplace | E4 |  | Baseline Forecast | 0 | 0 | 0 | 0 | 0 | 0 | 0 | 0 | 0 | 0 | 0 | 0 | 0 | 0 | 0 | 0 | 0 | 0 | 0 | 0 | 0 | 0 | 0 | 0 | 0 | 0 | 0 | 0 | 0 | 0 | 0 | 0 | 0
Residential_Multi-Family Regular Income_Existing_Secondary Heating_Natural Gas_Fireplace_E5_Baseline Forecast | Residential | Multi-Family Regular Income | Existing | Secondary Heating | Natural Gas | Fireplace | E5 |  | Baseline Forecast | 0 | 0 | 0 | 0 | 0 | 0 | 0 | 0 | 0 | 0 | 0 | 0 | 0 | 0 | 0 | 0 | 0 | 0 | 0 | 0 | 0 | 0 | 0 | 0 | 0 | 0 | 0 | 0 | 0 | 0 | 0 | 0 | 0
Residential_Multi-Family Regular Income_Existing_Secondary Heating_Natural Gas_Fireplace_E6_Baseline Forecast | Residential | Multi-Family Regular Income | Existing | Secondary Heating | Natural Gas | Fireplace | E6 |  | Baseline Forecast | 0 | 0 | 0 | 0 | 0 | 0 | 0 | 0 | 0 | 0 | 0 | 0 | 0 | 0 | 0 | 0 | 0 | 0 | 0 | 0 | 0 | 0 | 0 | 0 | 0 | 0 | 0 | 0 | 0 | 0 | 0 | 0 | 0
Residential_Multi-Family Regular Income_Existing_Secondary Heating_Natural Gas_Fireplace_E7_Baseline Forecast | Residential | Multi-Family Regular Income | Existing | Secondary Heating | Natural Gas | Fireplace | E7 |  | Baseline Forecast | 0 | 0 | 0 | 0 | 0 | 0 | 0 | 0 | 0 | 0 | 0 | 0 | 0 | 0 | 0 | 0 | 0 | 0 | 0 | 0 | 0 | 0 | 0 | 0 | 0 | 0 | 0 | 0 | 0 | 0 | 0 | 0 | 0
Residential_Multi-Family Regular Income_Existing_Secondary Heating_Natural Gas_Fireplace_E8_Baseline Forecast | Residential | Multi-Family Regular Income | Existing | Secondary Heating | Natural Gas | Fireplace | E8 |  | Baseline Forecast | 0 | 0 | 0 | 0 | 0 | 0 | 0 | 0 | 0 | 0 | 0 | 0 | 0 | 0 | 0 | 0 | 0 | 0 | 0 | 0 | 0 | 0 | 0 | 0 | 0 | 0 | 0 | 0 | 0 | 0 | 0 | 0 | 0
Residential_Multi-Family Regular Income_Existing_Secondary Heating_Natural Gas_Fireplace_E9_Baseline Forecast | Residential | Multi-Family Regular Income | Existing | Secondary Heating | Natural Gas | Fireplace | E9 |  | Baseline Forecast | 0 | 0 | 0 | 0 | 0 | 0 | 0 | 0 | 0 | 0 | 0 | 0 | 0 | 0 | 0 | 0 | 0 | 0 | 0 | 0 | 0 | 0 | 0 | 0 | 0 | 0 | 0 | 0 | 0 | 0 | 0 | 0 | 0
Residential_Multi-Family Regular Income_Existing_Secondary Heating_Natural Gas_Fireplace_E10_Baseline Forecast | Residential | Multi-Family Regular Income | Existing | Secondary Heating | Natural Gas | Fireplace | E10 |  | Baseline Forecast | 0 | 0 | 0 | 0 | 0 | 0 | 0 | 0 | 0 | 0 | 0 | 0 | 0 | 0 | 0 | 0 | 0 | 0 | 0 | 0 | 0 | 0 | 0 | 0 | 0 | 0 | 0 | 0 | 0 | 0 | 0 | 0 | 0
Residential_Multi-Family Regular Income_Existing_Secondary Heating_Natural Gas_Fireplace_Vintage_Baseline Forecast | Residential | Multi-Family Regular Income | Existing | Secondary Heating | Natural Gas | Fireplace | Vintage |  | Baseline Forecast | 660.8414 | 631.4707 | 601.692 | 563.156 | 520.9318 | 484.986 | 449.9735 | 415.6854 | 382.1773 | 349.3205 | 317.0139 | 285.2636 | 254.0557 | 223.3814 | 196.4101 | 172.6912 | 151.8313 | 133.4773 | 117.3303 | 103.1334 | 90.6516 | 79.6784 | 70.0289 | 61.5446 | 54.0876 | 47.5337 | 41.7736 | 36.7108 | 32.261 | 28.3507 | 24.9144 | 21.8947 | 19.241
Residential_Multi-Family Regular Income_Existing_Water Heating_Natural Gas_Water Heater (<= 55 gal)_E1_Baseline Forecast | Residential | Multi-Family Regular Income | Existing | Water Heating | Natural Gas | Water Heater (<= 55 gal) | E1 |  | Baseline Forecast | 0 | 12.5261 | 27.1086 | 40.0614 | 53.6759 | 68.6344 | 84.1555 | 100.1241 | 116.4966 | 133.1289 | 148.957 | 164.8798 | 177.8655 | 188.3927 | 196.8393 | 203.5023 | 208.626 | 212.436 | 215.1342 | 216.7383 | 217.5127 | 217.7602 | 217.5291 | 216.9028 | 216.0104 | 214.8857 | 213.5526 | 212.0873 | 210.7505 | 209.2966 | 207.7816 | 206.1949 | 204.5513
Residential_Multi-Family Regular Income_Existing_Water Heating_Natural Gas_Water Heater (<= 55 gal)_E2_Baseline Forecast | Residential | Multi-Family Regular Income | Existing | Water Heating | Natural Gas | Water Heater (<= 55 gal) | E2 |  | Baseline Forecast | 0 | 58.1537 | 124.757 | 183.1797 | 244.0307 | 310.3265 | 379.8587 | 451.8318 | 525.7635 | 601.1405 | 678.3736 | 756.1446 | 820.7389 | 874.0684 | 917.8737 | 953.5997 | 982.4869 | 1005.4988 | 1023.5144 | 1037.5187 | 1048.0315 | 1055.4192 | 1060.1492 | 1062.6272 | 1063.1886 | 1062.1492 | 1059.7811 | 1056.2399 | 1051.4809 | 1045.9541 | 1039.756 | 1033.0296 | 1025.8616
Residential_Multi-Family Regular Income_Existing_Water Heating_Natural Gas_Water Heater (<= 55 gal)_E3_Baseline Forecast | Residential | Multi-Family Regular Income | Existing | Water Heating | Natural Gas | Water Heater (<= 55 gal) | E3 |  | Baseline Forecast | 0 | 2.9449 | 6.3277 | 9.3015 | 12.4041 | 15.7897 | 19.3335 | 22.9977 | 26.7601 | 30.5936 | 34.4708 | 38.3745 | 41.6069 | 44.2676 | 46.4447 | 48.2108 | 49.6278 | 50.7452 | 51.6083 | 52.2585 | 52.7287 | 53.0468 | 53.2342 | 53.3114 | 53.2977 | 53.2077 | 53.0536 | 52.8451 | 52.5913 | 52.3005 | 51.9793 | 51.633 | 51.2659
Residential_Multi-Family Regular Income_Existing_Water Heating_Natural Gas_Water Heater (<= 55 gal)_E4_Baseline Forecast | Residential | Multi-Family Regular Income | Existing | Water Heating | Natural Gas | Water Heater (<= 55 gal) | E4 |  | Baseline Forecast | 0 | 0 | 0 | 0 | 0 | 0 | 0 | 0 | 0 | 0 | 0 | 0 | 0 | 0 | 0 | 0 | 0 | 0 | 0 | 0 | 0 | 0 | 0 | 0 | 0 | 0 | 0 | 0 | 0 | 0 | 0 | 0 | 0
Residential_Multi-Family Regular Income_Existing_Water Heating_Natural Gas_Water Heater (<= 55 gal)_E5_Baseline Forecast | Residential | Multi-Family Regular Income | Existing | Water Heating | Natural Gas | Water Heater (<= 55 gal) | E5 |  | Baseline Forecast | 0 | 0 | 0 | 0 | 0 | 0 | 0 | 0 | 0 | 0 | 0 | 0 | 0 | 0 | 0 | 0 | 0 | 0 | 0 | 0 | 0 | 0 | 0 | 0 | 0 | 0 | 0 | 0 | 0 | 0 | 0 | 0 | 0
Residential_Multi-Family Regular Income_Existing_Water Heating_Natural Gas_Water Heater (<= 55 gal)_E6_Baseline Forecast | Residential | Multi-Family Regular Income | Existing | Water Heating | Natural Gas | Water Heater (<= 55 gal) | E6 |  | Baseline Forecast | 0 | 0 | 0 | 0 | 0 | 0 | 0 | 0 | 0 | 0 | 0 | 0 | 0 | 0 | 0 | 0 | 0 | 0 | 0 | 0 | 0 | 0 | 0 | 0 | 0 | 0 | 0 | 0 | 0 | 0 | 0 | 0 | 0
Residential_Multi-Family Regular Income_Existing_Water Heating_Natural Gas_Water Heater (<= 55 gal)_E7_Baseline Forecast | Residential | Multi-Family Regular Income | Existing | Water Heating | Natural Gas | Water Heater (<= 55 gal) | E7 |  | Baseline Forecast | 0 | 0 | 0 | 0 | 0 | 0 | 0 | 0 | 0 | 0 | 0 | 0 | 0 | 0 | 0 | 0 | 0 | 0 | 0 | 0 | 0 | 0 | 0 | 0 | 0 | 0 | 0 | 0 | 0 | 0 | 0 | 0 | 0
Residential_Multi-Family Regular Income_Existing_Water Heating_Natural Gas_Water Heater (<= 55 gal)_E8_Baseline Forecast | Residential | Multi-Family Regular Income | Existing | Water Heating | Natural Gas | Water Heater (<= 55 gal) | E8 |  | Baseline Forecast | 0 | 0 | 0 | 0 | 0 | 0 | 0 | 0 | 0 | 0 | 0 | 0 | 0 | 0 | 0 | 0 | 0 | 0 | 0 | 0 | 0 | 0 | 0 | 0 | 0 | 0 | 0 | 0 | 0 | 0 | 0 | 0 | 0
Residential_Multi-Family Regular Income_Existing_Water Heating_Natural Gas_Water Heater (<= 55 gal)_E9_Baseline Forecast | Residential | Multi-Family Regular Income | Existing | Water Heating | Natural Gas | Water Heater (<= 55 gal) | E9 |  | Baseline Forecast | 0 | 0 | 0 | 0 | 0 | 0 | 0 | 0 | 0 | 0 | 0 | 0 | 0 | 0 | 0 | 0 | 0 | 0 | 0 | 0 | 0 | 0 | 0 | 0 | 0 | 0 | 0 | 0 | 0 | 0 | 0 | 0 | 0
Residential_Multi-Family Regular Income_Existing_Water Heating_Natural Gas_Water Heater (<= 55 gal)_E10_Baseline Forecast | Residential | Multi-Family Regular Income | Existing | Water Heating | Natural Gas | Water Heater (<= 55 gal) | E10 |  | Baseline Forecast | 0 | 0 | 0 | 0 | 0 | 0 | 0 | 0 | 0 | 0 | 0 | 0 | 0 | 0 | 0 | 0 | 0 | 0 | 0 | 0 | 0 | 0 | 0 | 0 | 0 | 0 | 0 | 0 | 0 | 0 | 0 | 0 | 0
Residential_Multi-Family Regular Income_Existing_Water Heating_Natural Gas_Water Heater (<= 55 gal)_Vintage_Baseline Forecast | Residential | Multi-Family Regular Income | Existing | Water Heating | Natural Gas | Water Heater (<= 55 gal) | Vintage |  | Baseline Forecast | 1734.9865 | 1677.7891 | 1609.697 | 1512.2298 | 1397.4964 | 1293.5741 | 1187.1414 | 1078.4985 | 968.4984 | 857.3962 | 745.4418 | 633.081 | 537.6645 | 456.6091 | 387.7723 | 329.3051 | 279.6435 | 237.4467 | 201.597 | 171.1546 | 145.3048 | 123.356 | 104.7159 | 88.8875 | 75.4507 | 64.0446 | 54.3624 | 46.143 | 39.1656 | 33.2434 | 28.2168 | 23.9503 | 20.329
Residential_Multi-Family Regular Income_Existing_Water Heating_Natural Gas_Water Heater (> 55 gal)_E1_Baseline Forecast | Residential | Multi-Family Regular Income | Existing | Water Heating | Natural Gas | Water Heater (> 55 gal) | E1 |  | Baseline Forecast | 0 | 0 | 0 | 0 | 0 | 0 | 0 | 0 | 0 | 0 | 0 | 0 | 0 | 0 | 0 | 0 | 0 | 0 | 0 | 0 | 0 | 0 | 0 | 0 | 0 | 0 | 0 | 0 | 0 | 0 | 0 | 0 | 0
Residential_Multi-Family Regular Income_Existing_Water Heating_Natural Gas_Water Heater (> 55 gal)_E2_Baseline Forecast | Residential | Multi-Family Regular Income | Existing | Water Heating | Natural Gas | Water Heater (> 55 gal) | E2 |  | Baseline Forecast | 0 | 0 | 0 | 0 | 0 | 0 | 0 | 0 | 0 | 0 | 0 | 0 | 0 | 0 | 0 | 0 | 0 | 0 | 0 | 0 | 0 | 0 | 0 | 0 | 0 | 0 | 0 | 0 | 0 | 0 | 0 | 0 | 0
Residential_Multi-Family Regular Income_Existing_Water Heating_Natural Gas_Water Heater (> 55 gal)_E3_Baseline Forecast | Residential | Multi-Family Regular Income | Existing | Water Heating | Natural Gas | Water Heater (> 55 gal) | E3 |  | Baseline Forecast | 0 | 0 | 0 | 0 | 0 | 0 | 0 | 0 | 0 | 0 | 0 | 0 | 0 | 0 | 0 | 0 | 0 | 0 | 0 | 0 | 0 | 0 | 0 | 0 | 0 | 0 | 0 | 0 | 0 | 0 | 0 | 0 | 0
Residential_Multi-Family Regular Income_Existing_Water Heating_Natural Gas_Water Heater (> 55 gal)_E4_Baseline Forecast | Residential | Multi-Family Regular Income | Existing | Water Heating | Natural Gas | Water Heater (> 55 gal) | E4 |  | Baseline Forecast | 0 | 0 | 0 | 0 | 0 | 0 | 0 | 0 | 0 | 0 | 0 | 0 | 0 | 0 | 0 | 0 | 0 | 0 | 0 | 0 | 0 | 0 | 0 | 0 | 0 | 0 | 0 | 0 | 0 | 0 | 0 | 0 | 0
Residential_Multi-Family Regular Income_Existing_Water Heating_Natural Gas_Water Heater (> 55 gal)_E5_Baseline Forecast | Residential | Multi-Family Regular Income | Existing | Water Heating | Natural Gas | Water Heater (> 55 gal) | E5 |  | Baseline Forecast | 0 | 0 | 0 | 0 | 0 | 0 | 0 | 0 | 0 | 0 | 0 | 0 | 0 | 0 | 0 | 0 | 0 | 0 | 0 | 0 | 0 | 0 | 0 | 0 | 0 | 0 | 0 | 0 | 0 | 0 | 0 | 0 | 0
Residential_Multi-Family Regular Income_Existing_Water Heating_Natural Gas_Water Heater (> 55 gal)_E6_Baseline Forecast | Residential | Multi-Family Regular Income | Existing | Water Heating | Natural Gas | Water Heater (> 55 gal) | E6 |  | Baseline Forecast | 0 | 0 | 0 | 0 | 0 | 0 | 0 | 0 | 0 | 0 | 0 | 0 | 0 | 0 | 0 | 0 | 0 | 0 | 0 | 0 | 0 | 0 | 0 | 0 | 0 | 0 | 0 | 0 | 0 | 0 | 0 | 0 | 0
Residential_Multi-Family Regular Income_Existing_Water Heating_Natural Gas_Water Heater (> 55 gal)_E7_Baseline Forecast | Residential | Multi-Family Regular Income | Existing | Water Heating | Natural Gas | Water Heater (> 55 gal) | E7 |  | Baseline Forecast | 0 | 0 | 0 | 0 | 0 | 0 | 0 | 0 | 0 | 0 | 0 | 0 | 0 | 0 | 0 | 0 | 0 | 0 | 0 | 0 | 0 | 0 | 0 | 0 | 0 | 0 | 0 | 0 | 0 | 0 | 0 | 0 | 0
Residential_Multi-Family Regular Income_Existing_Water Heating_Natural Gas_Water Heater (> 55 gal)_E8_Baseline Forecast | Residential | Multi-Family Regular Income | Existing | Water Heating | Natural Gas | Water Heater (> 55 gal) | E8 |  | Baseline Forecast | 0 | 0 | 0 | 0 | 0 | 0 | 0 | 0 | 0 | 0 | 0 | 0 | 0 | 0 | 0 | 0 | 0 | 0 | 0 | 0 | 0 | 0 | 0 | 0 | 0 | 0 | 0 | 0 | 0 | 0 | 0 | 0 | 0
Residential_Multi-Family Regular Income_Existing_Water Heating_Natural Gas_Water Heater (> 55 gal)_E9_Baseline Forecast | Residential | Multi-Family Regular Income | Existing | Water Heating | Natural Gas | Water Heater (> 55 gal) | E9 |  | Baseline Forecast | 0 | 0 | 0 | 0 | 0 | 0 | 0 | 0 | 0 | 0 | 0 | 0 | 0 | 0 | 0 | 0 | 0 | 0 | 0 | 0 | 0 | 0 | 0 | 0 | 0 | 0 | 0 | 0 | 0 | 0 | 0 | 0 | 0
Residential_Multi-Family Regular Income_Existing_Water Heating_Natural Gas_Water Heater (> 55 gal)_E10_Baseline Forecast | Residential | Multi-Family Regular Income | Existing | Water Heating | Natural Gas | Water Heater (> 55 gal) | E10 |  | Baseline Forecast | 0 | 0 | 0 | 0 | 0 | 0 | 0 | 0 | 0 | 0 | 0 | 0 | 0 | 0 | 0 | 0 | 0 | 0 | 0 | 0 | 0 | 0 | 0 | 0 | 0 | 0 | 0 | 0 | 0 | 0 | 0 | 0 | 0
Residential_Multi-Family Regular Income_Existing_Water Heating_Natural Gas_Water Heater (> 55 gal)_Vintage_Baseline Forecast | Residential | Multi-Family Regular Income | Existing | Water Heating | Natural Gas | Water Heater (> 55 gal) | Vintage |  | Baseline Forecast | 0 | 0 | 0 | 0 | 0 | 0 | 0 | 0 | 0 | 0 | 0 | 0 | 0 | 0 | 0 | 0 | 0 | 0 | 0 | 0 | 0 | 0 | 0 | 0 | 0 | 0 | 0 | 0 | 0 | 0 | 0 | 0 | 0
Residential_Multi-Family Regular Income_Existing_Appliances_Natural Gas_Clothes Dryer_E1_Baseline Forecast | Residential | Multi-Family Regular Income | Existing | Appliances | Natural Gas | Clothes Dryer | E1 |  | Baseline Forecast | 0 | 0 | 0 | 0 | 0 | 0 | 0 | 0 | 0 | 0 | 0 | 0 | 0 | 0 | 0 | 0 | 0 | 0 | 0 | 0 | 0 | 0 | 0 | 0 | 0 | 0 | 0 | 0 | 0 | 0 | 0 | 0 | 0
Residential_Multi-Family Regular Income_Existing_Appliances_Natural Gas_Clothes Dryer_E2_Baseline Forecast | Residential | Multi-Family Regular Income | Existing | Appliances | Natural Gas | Clothes Dryer | E2 |  | Baseline Forecast | 0 | 0 | 0 | 0 | 0 | 0 | 0 | 0 | 0 | 0 | 0 | 0 | 0 | 0 | 0 | 0 | 0 | 0 | 0 | 0 | 0 | 0 | 0 | 0 | 0 | 0 | 0 | 0 | 0 | 0 | 0 | 0 | 0
Residential_Multi-Family Regular Income_Existing_Appliances_Natural Gas_Clothes Dryer_E3_Baseline Forecast | Residential | Multi-Family Regular Income | Existing | Appliances | Natural Gas | Clothes Dryer | E3 |  | Baseline Forecast | 0 | 0 | 0 | 0 | 0 | 0 | 0 | 0 | 0 | 0 | 0 | 0 | 0 | 0 | 0 | 0 | 0 | 0 | 0 | 0 | 0 | 0 | 0 | 0 | 0 | 0 | 0 | 0 | 0 | 0 | 0 | 0 | 0
Residential_Multi-Family Regular Income_Existing_Appliances_Natural Gas_Clothes Dryer_E4_Baseline Forecast | Residential | Multi-Family Regular Income | Existing | Appliances | Natural Gas | Clothes Dryer | E4 |  | Baseline Forecast | 0 | 0 | 0 | 0 | 0 | 0 | 0 | 0 | 0 | 0 | 0 | 0 | 0 | 0 | 0 | 0 | 0 | 0 | 0 | 0 | 0 | 0 | 0 | 0 | 0 | 0 | 0 | 0 | 0 | 0 | 0 | 0 | 0
Residential_Multi-Family Regular Income_Existing_Appliances_Natural Gas_Clothes Dryer_E5_Baseline Forecast | Residential | Multi-Family Regular Income | Existing | Appliances | Natural Gas | Clothes Dryer | E5 |  | Baseline Forecast | 0 | 0 | 0 | 0 | 0 | 0 | 0 | 0 | 0 | 0 | 0 | 0 | 0 | 0 | 0 | 0 | 0 | 0 | 0 | 0 | 0 | 0 | 0 | 0 | 0 | 0 | 0 | 0 | 0 | 0 | 0 | 0 | 0
Residential_Multi-Family Regular Income_Existing_Appliances_Natural Gas_Clothes Dryer_E6_Baseline Forecast | Residential | Multi-Family Regular Income | Existing | Appliances | Natural Gas | Clothes Dryer | E6 |  | Baseline Forecast | 0 | 0 | 0 | 0 | 0 | 0 | 0 | 0 | 0 | 0 | 0 | 0 | 0 | 0 | 0 | 0 | 0 | 0 | 0 | 0 | 0 | 0 | 0 | 0 | 0 | 0 | 0 | 0 | 0 | 0 | 0 | 0 | 0
Residential_Multi-Family Regular Income_Existing_Appliances_Natural Gas_Clothes Dryer_E7_Baseline Forecast | Residential | Multi-Family Regular Income | Existing | Appliances | Natural Gas | Clothes Dryer | E7 |  | Baseline Forecast | 0 | 0 | 0 | 0 | 0 | 0 | 0 | 0 | 0 | 0 | 0 | 0 | 0 | 0 | 0 | 0 | 0 | 0 | 0 | 0 | 0 | 0 | 0 | 0 | 0 | 0 | 0 | 0 | 0 | 0 | 0 | 0 | 0
Residential_Multi-Family Regular Income_Existing_Appliances_Natural Gas_Clothes Dryer_E8_Baseline Forecast | Residential | Multi-Family Regular Income | Existing | Appliances | Natural Gas | Clothes Dryer | E8 |  | Baseline Forecast | 0 | 0 | 0 | 0 | 0 | 0 | 0 | 0 | 0 | 0 | 0 | 0 | 0 | 0 | 0 | 0 | 0 | 0 | 0 | 0 | 0 | 0 | 0 | 0 | 0 | 0 | 0 | 0 | 0 | 0 | 0 | 0 | 0
Residential_Multi-Family Regular Income_Existing_Appliances_Natural Gas_Clothes Dryer_E9_Baseline Forecast | Residential | Multi-Family Regular Income | Existing | Appliances | Natural Gas | Clothes Dryer | E9 |  | Baseline Forecast | 0 | 0 | 0 | 0 | 0 | 0 | 0 | 0 | 0 | 0 | 0 | 0 | 0 | 0 | 0 | 0 | 0 | 0 | 0 | 0 | 0 | 0 | 0 | 0 | 0 | 0 | 0 | 0 | 0 | 0 | 0 | 0 | 0
Residential_Multi-Family Regular Income_Existing_Appliances_Natural Gas_Clothes Dryer_E10_Baseline Forecast | Residential | Multi-Family Regular Income | Existing | Appliances | Natural Gas | Clothes Dryer | E10 |  | Baseline Forecast | 0 | 0 | 0 | 0 | 0 | 0 | 0 | 0 | 0 | 0 | 0 | 0 | 0 | 0 | 0 | 0 | 0 | 0 | 0 | 0 | 0 | 0 | 0 | 0 | 0 | 0 | 0 | 0 | 0 | 0 | 0 | 0 | 0
Residential_Multi-Family Regular Income_Existing_Appliances_Natural Gas_Clothes Dryer_Vintage_Baseline Forecast | Residential | Multi-Family Regular Income | Existing | Appliances | Natural Gas | Clothes Dryer | Vintage |  | Baseline Forecast | 0 | 0 | 0 | 0 | 0 | 0 | 0 | 0 | 0 | 0 | 0 | 0 | 0 | 0 | 0 | 0 | 0 | 0 | 0 | 0 | 0 | 0 | 0 | 0 | 0 | 0 | 0 | 0 | 0 | 0 | 0 | 0 | 0
Residential_Multi-Family Regular Income_Existing_Appliances_Natural Gas_Stove/Oven_E1_Baseline Forecast | Residential | Multi-Family Regular Income | Existing | Appliances | Natural Gas | Stove/Oven | E1 |  | Baseline Forecast | 0 | 18.8524 | 40.6878 | 60.978 | 82.0781 | 104.9809 | 128.8498 | 153.4221 | 178.5431 | 204.0245 | 229.6808 | 250.7791 | 268.0137 | 281.9664 | 293.1535 | 301.9973 | 308.8573 | 314.0196 | 317.7361 | 320.2587 | 321.7782 | 322.4535 | 322.4089 | 321.7624 | 320.626 | 319.0831 | 317.2039 | 315.0428 | 312.6516 | 310.0781 | 307.3581 | 304.5223 | 301.594
Residential_Multi-Family Regular Income_Existing_Appliances_Natural Gas_Stove/Oven_E2_Baseline Forecast | Residential | Multi-Family Regular Income | Existing | Appliances | Natural Gas | Stove/Oven | E2 |  | Baseline Forecast | 0 | 8.0197 | 17.3105 | 25.9454 | 34.9235 | 44.671 | 54.8353 | 65.3039 | 76.0122 | 86.8801 | 97.8285 | 106.8405 | 114.2117 | 120.1892 | 124.9931 | 128.803 | 131.7718 | 134.0211 | 135.6712 | 136.8158 | 137.5325 | 137.8909 | 137.941 | 137.7313 | 137.3084 | 136.7068 | 135.9559 | 135.0788 | 134.0961 | 133.0286 | 131.8912 | 130.6971 | 129.4562
Residential_Multi-Family Regular Income_Existing_Appliances_Natural Gas_Stove/Oven_E3_Baseline Forecast | Residential | Multi-Family Regular Income | Existing | Appliances | Natural Gas | Stove/Oven | E3 |  | Baseline Forecast | 0 | 0 | 0 | 0 | 0 | 0 | 0 | 0 | 0 | 0 | 0 | 0 | 0 | 0 | 0 | 0 | 0 | 0 | 0 | 0 | 0 | 0 | 0 | 0 | 0 | 0 | 0 | 0 | 0 | 0 | 0 | 0 | 0
Residential_Multi-Family Regular Income_Existing_Appliances_Natural Gas_Stove/Oven_E4_Baseline Forecast | Residential | Multi-Family Regular Income | Existing | Appliances | Natural Gas | Stove/Oven | E4 |  | Baseline Forecast | 0 | 0 | 0 | 0 | 0 | 0 | 0 | 0 | 0 | 0 | 0 | 0 | 0 | 0 | 0 | 0 | 0 | 0 | 0 | 0 | 0 | 0 | 0 | 0 | 0 | 0 | 0 | 0 | 0 | 0 | 0 | 0 | 0
Residential_Multi-Family Regular Income_Existing_Appliances_Natural Gas_Stove/Oven_E5_Baseline Forecast | Residential | Multi-Family Regular Income | Existing | Appliances | Natural Gas | Stove/Oven | E5 |  | Baseline Forecast | 0 | 0 | 0 | 0 | 0 | 0 | 0 | 0 | 0 | 0 | 0 | 0 | 0 | 0 | 0 | 0 | 0 | 0 | 0 | 0 | 0 | 0 | 0 | 0 | 0 | 0 | 0 | 0 | 0 | 0 | 0 | 0 | 0
Residential_Multi-Family Regular Income_Existing_Appliances_Natural Gas_Stove/Oven_E6_Baseline Forecast | Residential | Multi-Family Regular Income | Existing | Appliances | Natural Gas | Stove/Oven | E6 |  | Baseline Forecast | 0 | 0 | 0 | 0 | 0 | 0 | 0 | 0 | 0 | 0 | 0 | 0 | 0 | 0 | 0 | 0 | 0 | 0 | 0 | 0 | 0 | 0 | 0 | 0 | 0 | 0 | 0 | 0 | 0 | 0 | 0 | 0 | 0
Residential_Multi-Family Regular Income_Existing_Appliances_Natural Gas_Stove/Oven_E7_Baseline Forecast | Residential | Multi-Family Regular Income | Existing | Appliances | Natural Gas | Stove/Oven | E7 |  | Baseline Forecast | 0 | 0 | 0 | 0 | 0 | 0 | 0 | 0 | 0 | 0 | 0 | 0 | 0 | 0 | 0 | 0 | 0 | 0 | 0 | 0 | 0 | 0 | 0 | 0 | 0 | 0 | 0 | 0 | 0 | 0 | 0 | 0 | 0
Residential_Multi-Family Regular Income_Existing_Appliances_Natural Gas_Stove/Oven_E8_Baseline Forecast | Residential | Multi-Family Regular Income | Existing | Appliances | Natural Gas | Stove/Oven | E8 |  | Baseline Forecast | 0 | 0 | 0 | 0 | 0 | 0 | 0 | 0 | 0 | 0 | 0 | 0 | 0 | 0 | 0 | 0 | 0 | 0 | 0 | 0 | 0 | 0 | 0 | 0 | 0 | 0 | 0 | 0 | 0 | 0 | 0 | 0 | 0
Residential_Multi-Family Regular Income_Existing_Appliances_Natural Gas_Stove/Oven_E9_Baseline Forecast | Residential | Multi-Family Regular Income | Existing | Appliances | Natural Gas | Stove/Oven | E9 |  | Baseline Forecast | 0 | 0 | 0 | 0 | 0 | 0 | 0 | 0 | 0 | 0 | 0 | 0 | 0 | 0 | 0 | 0 | 0 | 0 | 0 | 0 | 0 | 0 | 0 | 0 | 0 | 0 | 0 | 0 | 0 | 0 | 0 | 0 | 0
Residential_Multi-Family Regular Income_Existing_Appliances_Natural Gas_Stove/Oven_E10_Baseline Forecast | Residential | Multi-Family Regular Income | Existing | Appliances | Natural Gas | Stove/Oven | E10 |  | Baseline Forecast | 0 | 0 | 0 | 0 | 0 | 0 | 0 | 0 | 0 | 0 | 0 | 0 | 0 | 0 | 0 | 0 | 0 | 0 | 0 | 0 | 0 | 0 | 0 | 0 | 0 | 0 | 0 | 0 | 0 | 0 | 0 | 0 | 0
Residential_Multi-Family Regular Income_Existing_Appliances_Natural Gas_Stove/Oven_Vintage_Baseline Forecast | Residential | Multi-Family Regular Income | Existing | Appliances | Natural Gas | Stove/Oven | Vintage |  | Baseline Forecast | 626.1973 | 603.8331 | 577.2091 | 538.5682 | 493.7902 | 452.8852 | 411.1466 | 368.7154 | 325.9174 | 282.866 | 239.6723 | 203.0888 | 172.092 | 145.8198 | 123.5581 | 104.6924 | 88.7042 | 75.1498 | 63.6603 | 53.9257 | 45.6783 | 38.6912 | 32.7708 | 27.7548 | 23.5063 | 19.9079 | 16.8602 | 14.2788 | 12.0925 | 10.2409 | 8.6729 | 7.345 | 6.2204
Residential_Multi-Family Regular Income_Existing_Miscellaneous_Natural Gas_Pool Heater_E1_Baseline Forecast | Residential | Multi-Family Regular Income | Existing | Miscellaneous | Natural Gas | Pool Heater | E1 |  | Baseline Forecast | 0 | 0 | 0 | 0 | 0 | 0 | 0 | 0 | 0 | 0 | 0 | 0 | 0 | 0 | 0 | 0 | 0 | 0 | 0 | 0 | 0 | 0 | 0 | 0 | 0 | 0 | 0 | 0 | 0 | 0 | 0 | 0 | 0
Residential_Multi-Family Regular Income_Existing_Miscellaneous_Natural Gas_Pool Heater_E2_Baseline Forecast | Residential | Multi-Family Regular Income | Existing | Miscellaneous | Natural Gas | Pool Heater | E2 |  | Baseline Forecast | 0 | 0 | 0 | 0 | 0 | 0 | 0 | 0 | 0 | 0 | 0 | 0 | 0 | 0 | 0 | 0 | 0 | 0 | 0 | 0 | 0 | 0 | 0 | 0 | 0 | 0 | 0 | 0 | 0 | 0 | 0 | 0 | 0
Residential_Multi-Family Regular Income_Existing_Miscellaneous_Natural Gas_Pool Heater_E3_Baseline Forecast | Residential | Multi-Family Regular Income | Existing | Miscellaneous | Natural Gas | Pool Heater | E3 |  | Baseline Forecast | 0 | 0 | 0 | 0 | 0 | 0 | 0 | 0 | 0 | 0 | 0 | 0 | 0 | 0 | 0 | 0 | 0 | 0 | 0 | 0 | 0 | 0 | 0 | 0 | 0 | 0 | 0 | 0 | 0 | 0 | 0 | 0 | 0
Residential_Multi-Family Regular Income_Existing_Miscellaneous_Natural Gas_Pool Heater_E4_Baseline Forecast | Residential | Multi-Family Regular Income | Existing | Miscellaneous | Natural Gas | Pool Heater | E4 |  | Baseline Forecast | 0 | 0 | 0 | 0 | 0 | 0 | 0 | 0 | 0 | 0 | 0 | 0 | 0 | 0 | 0 | 0 | 0 | 0 | 0 | 0 | 0 | 0 | 0 | 0 | 0 | 0 | 0 | 0 | 0 | 0 | 0 | 0 | 0
Residential_Multi-Family Regular Income_Existing_Miscellaneous_Natural Gas_Pool Heater_E5_Baseline Forecast | Residential | Multi-Family Regular Income | Existing | Miscellaneous | Natural Gas | Pool Heater | E5 |  | Baseline Forecast | 0 | 0 | 0 | 0 | 0 | 0 | 0 | 0 | 0 | 0 | 0 | 0 | 0 | 0 | 0 | 0 | 0 | 0 | 0 | 0 | 0 | 0 | 0 | 0 | 0 | 0 | 0 | 0 | 0 | 0 | 0 | 0 | 0
Residential_Multi-Family Regular Income_Existing_Miscellaneous_Natural Gas_Pool Heater_E6_Baseline Forecast | Residential | Multi-Family Regular Income | Existing | Miscellaneous | Natural Gas | Pool Heater | E6 |  | Baseline Forecast | 0 | 0 | 0 | 0 | 0 | 0 | 0 | 0 | 0 | 0 | 0 | 0 | 0 | 0 | 0 | 0 | 0 | 0 | 0 | 0 | 0 | 0 | 0 | 0 | 0 | 0 | 0 | 0 | 0 | 0 | 0 | 0 | 0
Residential_Multi-Family Regular Income_Existing_Miscellaneous_Natural Gas_Pool Heater_E7_Baseline Forecast | Residential | Multi-Family Regular Income | Existing | Miscellaneous | Natural Gas | Pool Heater | E7 |  | Baseline Forecast | 0 | 0 | 0 | 0 | 0 | 0 | 0 | 0 | 0 | 0 | 0 | 0 | 0 | 0 | 0 | 0 | 0 | 0 | 0 | 0 | 0 | 0 | 0 | 0 | 0 | 0 | 0 | 0 | 0 | 0 | 0 | 0 | 0
Residential_Multi-Family Regular Income_Existing_Miscellaneous_Natural Gas_Pool Heater_E8_Baseline Forecast | Residential | Multi-Family Regular Income | Existing | Miscellaneous | Natural Gas | Pool Heater | E8 |  | Baseline Forecast | 0 | 0 | 0 | 0 | 0 | 0 | 0 | 0 | 0 | 0 | 0 | 0 | 0 | 0 | 0 | 0 | 0 | 0 | 0 | 0 | 0 | 0 | 0 | 0 | 0 | 0 | 0 | 0 | 0 | 0 | 0 | 0 | 0
Residential_Multi-Family Regular Income_Existing_Miscellaneous_Natural Gas_Pool Heater_E9_Baseline Forecast | Residential | Multi-Family Regular Income | Existing | Miscellaneous | Natural Gas | Pool Heater | E9 |  | Baseline Forecast | 0 | 0 | 0 | 0 | 0 | 0 | 0 | 0 | 0 | 0 | 0 | 0 | 0 | 0 | 0 | 0 | 0 | 0 | 0 | 0 | 0 | 0 | 0 | 0 | 0 | 0 | 0 | 0 | 0 | 0 | 0 | 0 | 0
Residential_Multi-Family Regular Income_Existing_Miscellaneous_Natural Gas_Pool Heater_E10_Baseline Forecast | Residential | Multi-Family Regular Income | Existing | Miscellaneous | Natural Gas | Pool Heater | E10 |  | Baseline Forecast | 0 | 0 | 0 | 0 | 0 | 0 | 0 | 0 | 0 | 0 | 0 | 0 | 0 | 0 | 0 | 0 | 0 | 0 | 0 | 0 | 0 | 0 | 0 | 0 | 0 | 0 | 0 | 0 | 0 | 0 | 0 | 0 | 0
Residential_Multi-Family Regular Income_Existing_Miscellaneous_Natural Gas_Pool Heater_Vintage_Baseline Forecast | Residential | Multi-Family Regular Income | Existing | Miscellaneous | Natural Gas | Pool Heater | Vintage |  | Baseline Forecast | 0 | 0 | 0 | 0 | 0 | 0 | 0 | 0 | 0 | 0 | 0 | 0 | 0 | 0 | 0 | 0 | 0 | 0 | 0 | 0 | 0 | 0 | 0 | 0 | 0 | 0 | 0 | 0 | 0 | 0 | 0 | 0 | 0
Residential_Multi-Family Regular Income_Existing_Miscellaneous_Natural Gas_Miscellaneous_E1_Baseline Forecast | Residential | Multi-Family Regular Income | Existing | Miscellaneous | Natural Gas | Miscellaneous | E1 |  | Baseline Forecast | 0 | 179.0821 | 394.7938 | 609.8413 | 836.1556 | 1082.6864 | 1340.2712 | 1547.4131 | 1713.7227 | 1846.4098 | 1951.1506 | 2032.9638 | 2095.8495 | 2143.0651 | 2177.4805 | 2201.344 | 2216.5227 | 2224.4243 | 2226.3425 | 2223.4915 | 2216.7506 | 2206.8499 | 2194.3002 | 2179.6107 | 2163.2827 | 2145.6547 | 2127.0033 | 2107.5247 | 2087.411 | 2066.8559 | 2045.9843 | 2024.9033 | 2003.6838
Residential_Multi-Family Regular Income_Existing_Miscellaneous_Natural Gas_Miscellaneous_E2_Baseline Forecast | Residential | Multi-Family Regular Income | Existing | Miscellaneous | Natural Gas | Miscellaneous | E2 |  | Baseline Forecast | 0 | 0 | 0 | 0 | 0 | 0 | 0 | 0 | 0 | 0 | 0 | 0 | 0 | 0 | 0 | 0 | 0 | 0 | 0 | 0 | 0 | 0 | 0 | 0 | 0 | 0 | 0 | 0 | 0 | 0 | 0 | 0 | 0
Residential_Multi-Family Regular Income_Existing_Miscellaneous_Natural Gas_Miscellaneous_E3_Baseline Forecast | Residential | Multi-Family Regular Income | Existing | Miscellaneous | Natural Gas | Miscellaneous | E3 |  | Baseline Forecast | 0 | 0 | 0 | 0 | 0 | 0 | 0 | 0 | 0 | 0 | 0 | 0 | 0 | 0 | 0 | 0 | 0 | 0 | 0 | 0 | 0 | 0 | 0 | 0 | 0 | 0 | 0 | 0 | 0 | 0 | 0 | 0 | 0
Residential_Multi-Family Regular Income_Existing_Miscellaneous_Natural Gas_Miscellaneous_E4_Baseline Forecast | Residential | Multi-Family Regular Income | Existing | Miscellaneous | Natural Gas | Miscellaneous | E4 |  | Baseline Forecast | 0 | 0 | 0 | 0 | 0 | 0 | 0 | 0 | 0 | 0 | 0 | 0 | 0 | 0 | 0 | 0 | 0 | 0 | 0 | 0 | 0 | 0 | 0 | 0 | 0 | 0 | 0 | 0 | 0 | 0 | 0 | 0 | 0
Residential_Multi-Family Regular Income_Existing_Miscellaneous_Natural Gas_Miscellaneous_E5_Baseline Forecast | Residential | Multi-Family Regular Income | Existing | Miscellaneous | Natural Gas | Miscellaneous | E5 |  | Baseline Forecast | 0 | 0 | 0 | 0 | 0 | 0 | 0 | 0 | 0 | 0 | 0 | 0 | 0 | 0 | 0 | 0 | 0 | 0 | 0 | 0 | 0 | 0 | 0 | 0 | 0 | 0 | 0 | 0 | 0 | 0 | 0 | 0 | 0
Residential_Multi-Family Regular Income_Existing_Miscellaneous_Natural Gas_Miscellaneous_E6_Baseline Forecast | Residential | Multi-Family Regular Income | Existing | Miscellaneous | Natural Gas | Miscellaneous | E6 |  | Baseline Forecast | 0 | 0 | 0 | 0 | 0 | 0 | 0 | 0 | 0 | 0 | 0 | 0 | 0 | 0 | 0 | 0 | 0 | 0 | 0 | 0 | 0 | 0 | 0 | 0 | 0 | 0 | 0 | 0 | 0 | 0 | 0 | 0 | 0
Residential_Multi-Family Regular Income_Existing_Miscellaneous_Natural Gas_Miscellaneous_E7_Baseline Forecast | Residential | Multi-Family Regular Income | Existing | Miscellaneous | Natural Gas | Miscellaneous | E7 |  | Baseline Forecast | 0 | 0 | 0 | 0 | 0 | 0 | 0 | 0 | 0 | 0 | 0 | 0 | 0 | 0 | 0 | 0 | 0 | 0 | 0 | 0 | 0 | 0 | 0 | 0 | 0 | 0 | 0 | 0 | 0 | 0 | 0 | 0 | 0
Residential_Multi-Family Regular Income_Existing_Miscellaneous_Natural Gas_Miscellaneous_E8_Baseline Forecast | Residential | Multi-Family Regular Income | Existing | Miscellaneous | Natural Gas | Miscellaneous | E8 |  | Baseline Forecast | 0 | 0 | 0 | 0 | 0 | 0 | 0 | 0 | 0 | 0 | 0 | 0 | 0 | 0 | 0 | 0 | 0 | 0 | 0 | 0 | 0 | 0 | 0 | 0 | 0 | 0 | 0 | 0 | 0 | 0 | 0 | 0 | 0
Residential_Multi-Family Regular Income_Existing_Miscellaneous_Natural Gas_Miscellaneous_E9_Baseline Forecast | Residential | Multi-Family Regular Income | Existing | Miscellaneous | Natural Gas | Miscellaneous | E9 |  | Baseline Forecast | 0 | 0 | 0 | 0 | 0 | 0 | 0 | 0 | 0 | 0 | 0 | 0 | 0 | 0 | 0 | 0 | 0 | 0 | 0 | 0 | 0 | 0 | 0 | 0 | 0 | 0 | 0 | 0 | 0 | 0 | 0 | 0 | 0
Residential_Multi-Family Regular Income_Existing_Miscellaneous_Natural Gas_Miscellaneous_E10_Baseline Forecast | Residential | Multi-Family Regular Income | Existing | Miscellaneous | Natural Gas | Miscellaneous | E10 |  | Baseline Forecast | 0 | 0 | 0 | 0 | 0 | 0 | 0 | 0 | 0 | 0 | 0 | 0 | 0 | 0 | 0 | 0 | 0 | 0 | 0 | 0 | 0 | 0 | 0 | 0 | 0 | 0 | 0 | 0 | 0 | 0 | 0 | 0 | 0
Residential_Multi-Family Regular Income_Existing_Miscellaneous_Natural Gas_Miscellaneous_Vintage_Baseline Forecast | Residential | Multi-Family Regular Income | Existing | Miscellaneous | Natural Gas | Miscellaneous | Vintage |  | Baseline Forecast | 2825.7108 | 2668.7269 | 2475.1134 | 2217.9136 | 1926.8478 | 1644.6574 | 1353.8556 | 1114.8836 | 918.6146 | 757.1407 | 624.0898 | 514.4565 | 424.0887 | 349.5795 | 288.1603 | 237.5264 | 195.7826 | 161.3584 | 132.9736 | 109.5786 | 90.297 | 74.4063 | 61.3081 | 50.5129 | 41.618 | 34.2891 | 28.2506 | 23.2751 | 19.1755 | 15.798 | 13.0155 | 10.7231 | 8.8345
Residential_Multi-Family Regular Income_New_Space Heating_Natural Gas_Furnace_E1_Baseline Forecast | Residential | Multi-Family Regular Income | New | Space Heating | Natural Gas | Furnace | E1 |  | Baseline Forecast | 0 | 0 | 0 | 0 | 0 | 0 | 0 | 0 | 0 | 0 | 0 | 0 | 0 | 0 | 0 | 0 | 0 | 0 | 0 | 0 | 0 | 0 | 0 | 0 | 0 | 0 | 0 | 0 | 0 | 0 | 0 | 0 | 0
Residential_Multi-Family Regular Income_New_Space Heating_Natural Gas_Furnace_E2_Baseline Forecast | Residential | Multi-Family Regular Income | New | Space Heating | Natural Gas | Furnace | E2 |  | Baseline Forecast | 0 | 0 | 0 | 0 | 0 | 0 | 0 | 0 | 0 | 0 | 0 | 0 | 0 | 0 | 0 | 0 | 0 | 0 | 0 | 0 | 0 | 0 | 0 | 0 | 0 | 0 | 0 | 0 | 0 | 0 | 0 | 0 | 0
Residential_Multi-Family Regular Income_New_Space Heating_Natural Gas_Furnace_E3_Baseline Forecast | Residential | Multi-Family Regular Income | New | Space Heating | Natural Gas | Furnace | E3 |  | Baseline Forecast | 0 | 0 | 0 | 0 | 0 | 0 | 0 | 0 | 0 | 0 | 0 | 0 | 0 | 0 | 0 | 0 | 0 | 0 | 0 | 0 | 0 | 0 | 0 | 0 | 0 | 0 | 0 | 0 | 0 | 0 | 0 | 0 | 0
Residential_Multi-Family Regular Income_New_Space Heating_Natural Gas_Furnace_E4_Baseline Forecast | Residential | Multi-Family Regular Income | New | Space Heating | Natural Gas | Furnace | E4 |  | Baseline Forecast | 0 | 0 | 0 | 0 | 0 | 0 | 0 | 0 | 0 | 0 | 0 | 0 | 0 | 0 | 0 | 0 | 0 | 0 | 0 | 0 | 0 | 0 | 0 | 0 | 0 | 0 | 0 | 0 | 0 | 0 | 0 | 0 | 0
Residential_Multi-Family Regular Income_New_Space Heating_Natural Gas_Furnace_E5_Baseline Forecast | Residential | Multi-Family Regular Income | New | Space Heating | Natural Gas | Furnace | E5 |  | Baseline Forecast | 0 | 0 | 0 | 0 | 0 | 0 | 0 | 0 | 0 | 0 | 0 | 0 | 0 | 0 | 0 | 0 | 0 | 0 | 0 | 0 | 0 | 0 | 0 | 0 | 0 | 0 | 0 | 0 | 0 | 0 | 0 | 0 | 0
Residential_Multi-Family Regular Income_New_Space Heating_Natural Gas_Furnace_E6_Baseline Forecast | Residential | Multi-Family Regular Income | New | Space Heating | Natural Gas | Furnace | E6 |  | Baseline Forecast | 0 | 0 | 0 | 0 | 0 | 0 | 0 | 0 | 0 | 0 | 0 | 0 | 0 | 0 | 0 | 0 | 0 | 0 | 0 | 0 | 0 | 0 | 0 | 0 | 0 | 0 | 0 | 0 | 0 | 0 | 0 | 0 | 0
Residential_Multi-Family Regular Income_New_Space Heating_Natural Gas_Furnace_E7_Baseline Forecast | Residential | Multi-Family Regular Income | New | Space Heating | Natural Gas | Furnace | E7 |  | Baseline Forecast | 0 | 0 | 0 | 0 | 0 | 0 | 0 | 0 | 0 | 0 | 0 | 0 | 0 | 0 | 0 | 0 | 0 | 0 | 0 | 0 | 0 | 0 | 0 | 0 | 0 | 0 | 0 | 0 | 0 | 0 | 0 | 0 | 0
Residential_Multi-Family Regular Income_New_Space Heating_Natural Gas_Furnace_E8_Baseline Forecast | Residential | Multi-Family Regular Income | New | Space Heating | Natural Gas | Furnace | E8 |  | Baseline Forecast | 0 | 0 | 0 | 0 | 0 | 0 | 0 | 0 | 0 | 0 | 0 | 0 | 0 | 0 | 0 | 0 | 0 | 0 | 0 | 0 | 0 | 0 | 0 | 0 | 0 | 0 | 0 | 0 | 0 | 0 | 0 | 0 | 0
Residential_Multi-Family Regular Income_New_Space Heating_Natural Gas_Furnace_E9_Baseline Forecast | Residential | Multi-Family Regular Income | New | Space Heating | Natural Gas | Furnace | E9 |  | Baseline Forecast | 0 | 0 | 0 | 0 | 0 | 0 | 0 | 0 | 0 | 0 | 0 | 0 | 0 | 0 | 0 | 0 | 0 | 0 | 0 | 0 | 0 | 0 | 0 | 0 | 0 | 0 | 0 | 0 | 0 | 0 | 0 | 0 | 0
Residential_Multi-Family Regular Income_New_Space Heating_Natural Gas_Furnace_E10_Baseline Forecast | Residential | Multi-Family Regular Income | New | Space Heating | Natural Gas | Furnace | E10 |  | Baseline Forecast | 0 | 0 | 0 | 0 | 0 | 0 | 0 | 0 | 0 | 0 | 0 | 0 | 0 | 0 | 0 | 0 | 0 | 0 | 0 | 0 | 0 | 0 | 0 | 0 | 0 | 0 | 0 | 0 | 0 | 0 | 0 | 0 | 0
Residential_Multi-Family Regular Income_New_Space Heating_Natural Gas_Furnace_Vintage_Baseline Forecast | Residential | Multi-Family Regular Income | New | Space Heating | Natural Gas | Furnace | Vintage |  | Baseline Forecast | 0 | 0 | 0 | 0 | 0 | 0 | 0 | 0 | 0 | 0 | 0 | 0 | 0 | 0 | 0 | 0 | 0 | 0 | 0 | 0 | 0 | 0 | 0 | 0 | 0 | 0 | 0 | 0 | 0 | 0 | 0 | 0 | 0
Residential_Multi-Family Regular Income_New_Space Heating_Natural Gas_Boiler_E1_Baseline Forecast | Residential | Multi-Family Regular Income | New | Space Heating | Natural Gas | Boiler | E1 |  | Baseline Forecast | 0 | 0 | 0 | 0 | 0 | 0 | 0 | 0 | 0 | 0 | 0 | 0 | 0 | 0 | 0 | 0 | 0 | 0 | 0 | 0 | 0 | 0 | 0 | 0 | 0 | 0 | 0 | 0 | 0 | 0 | 0 | 0 | 0
Residential_Multi-Family Regular Income_New_Space Heating_Natural Gas_Boiler_E2_Baseline Forecast | Residential | Multi-Family Regular Income | New | Space Heating | Natural Gas | Boiler | E2 |  | Baseline Forecast | 0 | 0 | 0 | 0 | 0 | 0 | 0 | 0 | 0 | 0 | 0 | 0 | 0 | 0 | 0 | 0 | 0 | 0 | 0 | 0 | 0 | 0 | 0 | 0 | 0 | 0 | 0 | 0 | 0 | 0 | 0 | 0 | 0
Residential_Multi-Family Regular Income_New_Space Heating_Natural Gas_Boiler_E3_Baseline Forecast | Residential | Multi-Family Regular Income | New | Space Heating | Natural Gas | Boiler | E3 |  | Baseline Forecast | 0 | 0 | 0 | 0 | 0 | 0 | 0 | 0 | 0 | 0 | 0 | 0 | 0 | 0 | 0 | 0 | 0 | 0 | 0 | 0 | 0 | 0 | 0 | 0 | 0 | 0 | 0 | 0 | 0 | 0 | 0 | 0 | 0
Residential_Multi-Family Regular Income_New_Space Heating_Natural Gas_Boiler_E4_Baseline Forecast | Residential | Multi-Family Regular Income | New | Space Heating | Natural Gas | Boiler | E4 |  | Baseline Forecast | 0 | 0 | 0 | 0 | 0 | 0 | 0 | 0 | 0 | 0 | 0 | 0 | 0 | 0 | 0 | 0 | 0 | 0 | 0 | 0 | 0 | 0 | 0 | 0 | 0 | 0 | 0 | 0 | 0 | 0 | 0 | 0 | 0
Residential_Multi-Family Regular Income_New_Space Heating_Natural Gas_Boiler_E5_Baseline Forecast | Residential | Multi-Family Regular Income | New | Space Heating | Natural Gas | Boiler | E5 |  | Baseline Forecast | 0 | 0 | 0 | 0 | 0 | 0 | 0 | 0 | 0 | 0 | 0 | 0 | 0 | 0 | 0 | 0 | 0 | 0 | 0 | 0 | 0 | 0 | 0 | 0 | 0 | 0 | 0 | 0 | 0 | 0 | 0 | 0 | 0
Residential_Multi-Family Regular Income_New_Space Heating_Natural Gas_Boiler_E6_Baseline Forecast | Residential | Multi-Family Regular Income | New | Space Heating | Natural Gas | Boiler | E6 |  | Baseline Forecast | 0 | 0 | 0 | 0 | 0 | 0 | 0 | 0 | 0 | 0 | 0 | 0 | 0 | 0 | 0 | 0 | 0 | 0 | 0 | 0 | 0 | 0 | 0 | 0 | 0 | 0 | 0 | 0 | 0 | 0 | 0 | 0 | 0
Residential_Multi-Family Regular Income_New_Space Heating_Natural Gas_Boiler_E7_Baseline Forecast | Residential | Multi-Family Regular Income | New | Space Heating | Natural Gas | Boiler | E7 |  | Baseline Forecast | 0 | 0 | 0 | 0 | 0 | 0 | 0 | 0 | 0 | 0 | 0 | 0 | 0 | 0 | 0 | 0 | 0 | 0 | 0 | 0 | 0 | 0 | 0 | 0 | 0 | 0 | 0 | 0 | 0 | 0 | 0 | 0 | 0
Residential_Multi-Family Regular Income_New_Space Heating_Natural Gas_Boiler_E8_Baseline Forecast | Residential | Multi-Family Regular Income | New | Space Heating | Natural Gas | Boiler | E8 |  | Baseline Forecast | 0 | 0 | 0 | 0 | 0 | 0 | 0 | 0 | 0 | 0 | 0 | 0 | 0 | 0 | 0 | 0 | 0 | 0 | 0 | 0 | 0 | 0 | 0 | 0 | 0 | 0 | 0 | 0 | 0 | 0 | 0 | 0 | 0
Residential_Multi-Family Regular Income_New_Space Heating_Natural Gas_Boiler_E9_Baseline Forecast | Residential | Multi-Family Regular Income | New | Space Heating | Natural Gas | Boiler | E9 |  | Baseline Forecast | 0 | 0 | 0 | 0 | 0 | 0 | 0 | 0 | 0 | 0 | 0 | 0 | 0 | 0 | 0 | 0 | 0 | 0 | 0 | 0 | 0 | 0 | 0 | 0 | 0 | 0 | 0 | 0 | 0 | 0 | 0 | 0 | 0
Residential_Multi-Family Regular Income_New_Space Heating_Natural Gas_Boiler_E10_Baseline Forecast | Residential | Multi-Family Regular Income | New | Space Heating | Natural Gas | Boiler | E10 |  | Baseline Forecast | 0 | 0 | 0 | 0 | 0 | 0 | 0 | 0 | 0 | 0 | 0 | 0 | 0 | 0 | 0 | 0 | 0 | 0 | 0 | 0 | 0 | 0 | 0 | 0 | 0 | 0 | 0 | 0 | 0 | 0 | 0 | 0 | 0
Residential_Multi-Family Regular Income_New_Space Heating_Natural Gas_Boiler_Vintage_Baseline Forecast | Residential | Multi-Family Regular Income | New | Space Heating | Natural Gas | Boiler | Vintage |  | Baseline Forecast | 0 | 0 | 0 | 0 | 0 | 0 | 0 | 0 | 0 | 0 | 0 | 0 | 0 | 0 | 0 | 0 | 0 | 0 | 0 | 0 | 0 | 0 | 0 | 0 | 0 | 0 | 0 | 0 | 0 | 0 | 0 | 0 | 0
Residential_Multi-Family Regular Income_New_Secondary Heating_Natural Gas_Fireplace_E1_Baseline Forecast | Residential | Multi-Family Regular Income | New | Secondary Heating | Natural Gas | Fireplace | E1 |  | Baseline Forecast | 0 | 0 | 0 | 0 | 0 | 0 | 0 | 0 | 0 | 0 | 0 | 0 | 0 | 0 | 0 | 0 | 0 | 0 | 0 | 0 | 0 | 0 | 0 | 0 | 0 | 0 | 0 | 0 | 0 | 0 | 0 | 0 | 0
Residential_Multi-Family Regular Income_New_Secondary Heating_Natural Gas_Fireplace_E2_Baseline Forecast | Residential | Multi-Family Regular Income | New | Secondary Heating | Natural Gas | Fireplace | E2 |  | Baseline Forecast | 0 | 0 | 0 | 0 | 0 | 0 | 0 | 0 | 0 | 0 | 0 | 0 | 0 | 0 | 0 | 0 | 0 | 0 | 0 | 0 | 0 | 0 | 0 | 0 | 0 | 0 | 0 | 0 | 0 | 0 | 0 | 0 | 0
Residential_Multi-Family Regular Income_New_Secondary Heating_Natural Gas_Fireplace_E3_Baseline Forecast | Residential | Multi-Family Regular Income | New | Secondary Heating | Natural Gas | Fireplace | E3 |  | Baseline Forecast | 0 | 0 | 0 | 0 | 0 | 0 | 0 | 0 | 0 | 0 | 0 | 0 | 0 | 0 | 0 | 0 | 0 | 0 | 0 | 0 | 0 | 0 | 0 | 0 | 0 | 0 | 0 | 0 | 0 | 0 | 0 | 0 | 0
Residential_Multi-Family Regular Income_New_Secondary Heating_Natural Gas_Fireplace_E4_Baseline Forecast | Residential | Multi-Family Regular Income | New | Secondary Heating | Natural Gas | Fireplace | E4 |  | Baseline Forecast | 0 | 0 | 0 | 0 | 0 | 0 | 0 | 0 | 0 | 0 | 0 | 0 | 0 | 0 | 0 | 0 | 0 | 0 | 0 | 0 | 0 | 0 | 0 | 0 | 0 | 0 | 0 | 0 | 0 | 0 | 0 | 0 | 0
Residential_Multi-Family Regular Income_New_Secondary Heating_Natural Gas_Fireplace_E5_Baseline Forecast | Residential | Multi-Family Regular Income | New | Secondary Heating | Natural Gas | Fireplace | E5 |  | Baseline Forecast | 0 | 0 | 0 | 0 | 0 | 0 | 0 | 0 | 0 | 0 | 0 | 0 | 0 | 0 | 0 | 0 | 0 | 0 | 0 | 0 | 0 | 0 | 0 | 0 | 0 | 0 | 0 | 0 | 0 | 0 | 0 | 0 | 0
Residential_Multi-Family Regular Income_New_Secondary Heating_Natural Gas_Fireplace_E6_Baseline Forecast | Residential | Multi-Family Regular Income | New | Secondary Heating | Natural Gas | Fireplace | E6 |  | Baseline Forecast | 0 | 0 | 0 | 0 | 0 | 0 | 0 | 0 | 0 | 0 | 0 | 0 | 0 | 0 | 0 | 0 | 0 | 0 | 0 | 0 | 0 | 0 | 0 | 0 | 0 | 0 | 0 | 0 | 0 | 0 | 0 | 0 | 0
Residential_Multi-Family Regular Income_New_Secondary Heating_Natural Gas_Fireplace_E7_Baseline Forecast | Residential | Multi-Family Regular Income | New | Secondary Heating | Natural Gas | Fireplace | E7 |  | Baseline Forecast | 0 | 0 | 0 | 0 | 0 | 0 | 0 | 0 | 0 | 0 | 0 | 0 | 0 | 0 | 0 | 0 | 0 | 0 | 0 | 0 | 0 | 0 | 0 | 0 | 0 | 0 | 0 | 0 | 0 | 0 | 0 | 0 | 0
Residential_Multi-Family Regular Income_New_Secondary Heating_Natural Gas_Fireplace_E8_Baseline Forecast | Residential | Multi-Family Regular Income | New | Secondary Heating | Natural Gas | Fireplace | E8 |  | Baseline Forecast | 0 | 0 | 0 | 0 | 0 | 0 | 0 | 0 | 0 | 0 | 0 | 0 | 0 | 0 | 0 | 0 | 0 | 0 | 0 | 0 | 0 | 0 | 0 | 0 | 0 | 0 | 0 | 0 | 0 | 0 | 0 | 0 | 0
Residential_Multi-Family Regular Income_New_Secondary Heating_Natural Gas_Fireplace_E9_Baseline Forecast | Residential | Multi-Family Regular Income | New | Secondary Heating | Natural Gas | Fireplace | E9 |  | Baseline Forecast | 0 | 0 | 0 | 0 | 0 | 0 | 0 | 0 | 0 | 0 | 0 | 0 | 0 | 0 | 0 | 0 | 0 | 0 | 0 | 0 | 0 | 0 | 0 | 0 | 0 | 0 | 0 | 0 | 0 | 0 | 0 | 0 | 0
Residential_Multi-Family Regular Income_New_Secondary Heating_Natural Gas_Fireplace_E10_Baseline Forecast | Residential | Multi-Family Regular Income | New | Secondary Heating | Natural Gas | Fireplace | E10 |  | Baseline Forecast | 0 | 0 | 0 | 0 | 0 | 0 | 0 | 0 | 0 | 0 | 0 | 0 | 0 | 0 | 0 | 0 | 0 | 0 | 0 | 0 | 0 | 0 | 0 | 0 | 0 | 0 | 0 | 0 | 0 | 0 | 0 | 0 | 0
Residential_Multi-Family Regular Income_New_Secondary Heating_Natural Gas_Fireplace_Vintage_Baseline Forecast | Residential | Multi-Family Regular Income | New | Secondary Heating | Natural Gas | Fireplace | Vintage |  | Baseline Forecast | 0 | 0 | 0 | 0 | 0 | 0 | 0 | 0 | 0 | 0 | 0 | 0 | 0 | 0 | 0 | 0 | 0 | 0 | 0 | 0 | 0 | 0 | 0 | 0 | 0 | 0 | 0 | 0 | 0 | 0 | 0 | 0 | 0
Residential_Multi-Family Regular Income_New_Water Heating_Natural Gas_Water Heater (<= 55 gal)_E1_Baseline Forecast | Residential | Multi-Family Regular Income | New | Water Heating | Natural Gas | Water Heater (<= 55 gal) | E1 |  | Baseline Forecast | 0 | 0 | 0 | 0 | 0 | 0 | 0 | 0 | 0 | 0 | 0 | 0 | 0 | 0 | 0 | 0 | 0 | 0 | 0 | 0 | 0 | 0 | 0 | 0 | 0 | 0 | 0 | 0 | 0 | 0 | 0 | 0 | 0
Residential_Multi-Family Regular Income_New_Water Heating_Natural Gas_Water Heater (<= 55 gal)_E2_Baseline Forecast | Residential | Multi-Family Regular Income | New | Water Heating | Natural Gas | Water Heater (<= 55 gal) | E2 |  | Baseline Forecast | 0 | 0 | 0 | 0 | 0 | 0 | 0 | 0 | 0 | 0 | 0 | 0 | 0 | 0 | 0 | 0 | 0 | 0 | 0 | 0 | 0 | 0 | 0 | 0 | 0 | 0 | 0 | 0 | 0 | 0 | 0 | 0 | 0
Residential_Multi-Family Regular Income_New_Water Heating_Natural Gas_Water Heater (<= 55 gal)_E3_Baseline Forecast | Residential | Multi-Family Regular Income | New | Water Heating | Natural Gas | Water Heater (<= 55 gal) | E3 |  | Baseline Forecast | 0 | 0 | 0 | 0 | 0 | 0 | 0 | 0 | 0 | 0 | 0 | 0 | 0 | 0 | 0 | 0 | 0 | 0 | 0 | 0 | 0 | 0 | 0 | 0 | 0 | 0 | 0 | 0 | 0 | 0 | 0 | 0 | 0
Residential_Multi-Family Regular Income_New_Water Heating_Natural Gas_Water Heater (<= 55 gal)_E4_Baseline Forecast | Residential | Multi-Family Regular Income | New | Water Heating | Natural Gas | Water Heater (<= 55 gal) | E4 |  | Baseline Forecast | 0 | 0 | 0 | 0 | 0 | 0 | 0 | 0 | 0 | 0 | 0 | 0 | 0 | 0 | 0 | 0 | 0 | 0 | 0 | 0 | 0 | 0 | 0 | 0 | 0 | 0 | 0 | 0 | 0 | 0 | 0 | 0 | 0
Residential_Multi-Family Regular Income_New_Water Heating_Natural Gas_Water Heater (<= 55 gal)_E5_Baseline Forecast | Residential | Multi-Family Regular Income | New | Water Heating | Natural Gas | Water Heater (<= 55 gal) | E5 |  | Baseline Forecast | 0 | 0 | 0 | 0 | 0 | 0 | 0 | 0 | 0 | 0 | 0 | 0 | 0 | 0 | 0 | 0 | 0 | 0 | 0 | 0 | 0 | 0 | 0 | 0 | 0 | 0 | 0 | 0 | 0 | 0 | 0 | 0 | 0
Residential_Multi-Family Regular Income_New_Water Heating_Natural Gas_Water Heater (<= 55 gal)_E6_Baseline Forecast | Residential | Multi-Family Regular Income | New | Water Heating | Natural Gas | Water Heater (<= 55 gal) | E6 |  | Baseline Forecast | 0 | 0 | 0 | 0 | 0 | 0 | 0 | 0 | 0 | 0 | 0 | 0 | 0 | 0 | 0 | 0 | 0 | 0 | 0 | 0 | 0 | 0 | 0 | 0 | 0 | 0 | 0 | 0 | 0 | 0 | 0 | 0 | 0
Residential_Multi-Family Regular Income_New_Water Heating_Natural Gas_Water Heater (<= 55 gal)_E7_Baseline Forecast | Residential | Multi-Family Regular Income | New | Water Heating | Natural Gas | Water Heater (<= 55 gal) | E7 |  | Baseline Forecast | 0 | 0 | 0 | 0 | 0 | 0 | 0 | 0 | 0 | 0 | 0 | 0 | 0 | 0 | 0 | 0 | 0 | 0 | 0 | 0 | 0 | 0 | 0 | 0 | 0 | 0 | 0 | 0 | 0 | 0 | 0 | 0 | 0
Residential_Multi-Family Regular Income_New_Water Heating_Natural Gas_Water Heater (<= 55 gal)_E8_Baseline Forecast | Residential | Multi-Family Regular Income | New | Water Heating | Natural Gas | Water Heater (<= 55 gal) | E8 |  | Baseline Forecast | 0 | 0 | 0 | 0 | 0 | 0 | 0 | 0 | 0 | 0 | 0 | 0 | 0 | 0 | 0 | 0 | 0 | 0 | 0 | 0 | 0 | 0 | 0 | 0 | 0 | 0 | 0 | 0 | 0 | 0 | 0 | 0 | 0
Residential_Multi-Family Regular Income_New_Water Heating_Natural Gas_Water Heater (<= 55 gal)_E9_Baseline Forecast | Residential | Multi-Family Regular Income | New | Water Heating | Natural Gas | Water Heater (<= 55 gal) | E9 |  | Baseline Forecast | 0 | 0 | 0 | 0 | 0 | 0 | 0 | 0 | 0 | 0 | 0 | 0 | 0 | 0 | 0 | 0 | 0 | 0 | 0 | 0 | 0 | 0 | 0 | 0 | 0 | 0 | 0 | 0 | 0 | 0 | 0 | 0 | 0
Residential_Multi-Family Regular Income_New_Water Heating_Natural Gas_Water Heater (<= 55 gal)_E10_Baseline Forecast | Residential | Multi-Family Regular Income | New | Water Heating | Natural Gas | Water Heater (<= 55 gal) | E10 |  | Baseline Forecast | 0 | 0 | 0 | 0 | 0 | 0 | 0 | 0 | 0 | 0 | 0 | 0 | 0 | 0 | 0 | 0 | 0 | 0 | 0 | 0 | 0 | 0 | 0 | 0 | 0 | 0 | 0 | 0 | 0 | 0 | 0 | 0 | 0
Residential_Multi-Family Regular Income_New_Water Heating_Natural Gas_Water Heater (<= 55 gal)_Vintage_Baseline Forecast | Residential | Multi-Family Regular Income | New | Water Heating | Natural Gas | Water Heater (<= 55 gal) | Vintage |  | Baseline Forecast | 0 | 0 | 0 | 0 | 0 | 0 | 0 | 0 | 0 | 0 | 0 | 0 | 0 | 0 | 0 | 0 | 0 | 0 | 0 | 0 | 0 | 0 | 0 | 0 | 0 | 0 | 0 | 0 | 0 | 0 | 0 | 0 | 0
Residential_Multi-Family Regular Income_New_Water Heating_Natural Gas_Water Heater (> 55 gal)_E1_Baseline Forecast | Residential | Multi-Family Regular Income | New | Water Heating | Natural Gas | Water Heater (> 55 gal) | E1 |  | Baseline Forecast | 0 | 0 | 0 | 0 | 0 | 0 | 0 | 0 | 0 | 0 | 0 | 0 | 0 | 0 | 0 | 0 | 0 | 0 | 0 | 0 | 0 | 0 | 0 | 0 | 0 | 0 | 0 | 0 | 0 | 0 | 0 | 0 | 0
Residential_Multi-Family Regular Income_New_Water Heating_Natural Gas_Water Heater (> 55 gal)_E2_Baseline Forecast | Residential | Multi-Family Regular Income | New | Water Heating | Natural Gas | Water Heater (> 55 gal) | E2 |  | Baseline Forecast | 0 | 0 | 0 | 0 | 0 | 0 | 0 | 0 | 0 | 0 | 0 | 0 | 0 | 0 | 0 | 0 | 0 | 0 | 0 | 0 | 0 | 0 | 0 | 0 | 0 | 0 | 0 | 0 | 0 | 0 | 0 | 0 | 0
Residential_Multi-Family Regular Income_New_Water Heating_Natural Gas_Water Heater (> 55 gal)_E3_Baseline Forecast | Residential | Multi-Family Regular Income | New | Water Heating | Natural Gas | Water Heater (> 55 gal) | E3 |  | Baseline Forecast | 0 | 0 | 0 | 0 | 0 | 0 | 0 | 0 | 0 | 0 | 0 | 0 | 0 | 0 | 0 | 0 | 0 | 0 | 0 | 0 | 0 | 0 | 0 | 0 | 0 | 0 | 0 | 0 | 0 | 0 | 0 | 0 | 0
Residential_Multi-Family Regular Income_New_Water Heating_Natural Gas_Water Heater (> 55 gal)_E4_Baseline Forecast | Residential | Multi-Family Regular Income | New | Water Heating | Natural Gas | Water Heater (> 55 gal) | E4 |  | Baseline Forecast | 0 | 0 | 0 | 0 | 0 | 0 | 0 | 0 | 0 | 0 | 0 | 0 | 0 | 0 | 0 | 0 | 0 | 0 | 0 | 0 | 0 | 0 | 0 | 0 | 0 | 0 | 0 | 0 | 0 | 0 | 0 | 0 | 0
Residential_Multi-Family Regular Income_New_Water Heating_Natural Gas_Water Heater (> 55 gal)_E5_Baseline Forecast | Residential | Multi-Family Regular Income | New | Water Heating | Natural Gas | Water Heater (> 55 gal) | E5 |  | Baseline Forecast | 0 | 0 | 0 | 0 | 0 | 0 | 0 | 0 | 0 | 0 | 0 | 0 | 0 | 0 | 0 | 0 | 0 | 0 | 0 | 0 | 0 | 0 | 0 | 0 | 0 | 0 | 0 | 0 | 0 | 0 | 0 | 0 | 0
Residential_Multi-Family Regular Income_New_Water Heating_Natural Gas_Water Heater (> 55 gal)_E6_Baseline Forecast | Residential | Multi-Family Regular Income | New | Water Heating | Natural Gas | Water Heater (> 55 gal) | E6 |  | Baseline Forecast | 0 | 0 | 0 | 0 | 0 | 0 | 0 | 0 | 0 | 0 | 0 | 0 | 0 | 0 | 0 | 0 | 0 | 0 | 0 | 0 | 0 | 0 | 0 | 0 | 0 | 0 | 0 | 0 | 0 | 0 | 0 | 0 | 0
Residential_Multi-Family Regular Income_New_Water Heating_Natural Gas_Water Heater (> 55 gal)_E7_Baseline Forecast | Residential | Multi-Family Regular Income | New | Water Heating | Natural Gas | Water Heater (> 55 gal) | E7 |  | Baseline Forecast | 0 | 0 | 0 | 0 | 0 | 0 | 0 | 0 | 0 | 0 | 0 | 0 | 0 | 0 | 0 | 0 | 0 | 0 | 0 | 0 | 0 | 0 | 0 | 0 | 0 | 0 | 0 | 0 | 0 | 0 | 0 | 0 | 0
Residential_Multi-Family Regular Income_New_Water Heating_Natural Gas_Water Heater (> 55 gal)_E8_Baseline Forecast | Residential | Multi-Family Regular Income | New | Water Heating | Natural Gas | Water Heater (> 55 gal) | E8 |  | Baseline Forecast | 0 | 0 | 0 | 0 | 0 | 0 | 0 | 0 | 0 | 0 | 0 | 0 | 0 | 0 | 0 | 0 | 0 | 0 | 0 | 0 | 0 | 0 | 0 | 0 | 0 | 0 | 0 | 0 | 0 | 0 | 0 | 0 | 0
Residential_Multi-Family Regular Income_New_Water Heating_Natural Gas_Water Heater (> 55 gal)_E9_Baseline Forecast | Residential | Multi-Family Regular Income | New | Water Heating | Natural Gas | Water Heater (> 55 gal) | E9 |  | Baseline Forecast | 0 | 0 | 0 | 0 | 0 | 0 | 0 | 0 | 0 | 0 | 0 | 0 | 0 | 0 | 0 | 0 | 0 | 0 | 0 | 0 | 0 | 0 | 0 | 0 | 0 | 0 | 0 | 0 | 0 | 0 | 0 | 0 | 0
Residential_Multi-Family Regular Income_New_Water Heating_Natural Gas_Water Heater (> 55 gal)_E10_Baseline Forecast | Residential | Multi-Family Regular Income | New | Water Heating | Natural Gas | Water Heater (> 55 gal) | E10 |  | Baseline Forecast | 0 | 0 | 0 | 0 | 0 | 0 | 0 | 0 | 0 | 0 | 0 | 0 | 0 | 0 | 0 | 0 | 0 | 0 | 0 | 0 | 0 | 0 | 0 | 0 | 0 | 0 | 0 | 0 | 0 | 0 | 0 | 0 | 0
Residential_Multi-Family Regular Income_New_Water Heating_Natural Gas_Water Heater (> 55 gal)_Vintage_Baseline Forecast | Residential | Multi-Family Regular Income | New | Water Heating | Natural Gas | Water Heater (> 55 gal) | Vintage |  | Baseline Forecast | 0 | 0 | 0 | 0 | 0 | 0 | 0 | 0 | 0 | 0 | 0 | 0 | 0 | 0 | 0 | 0 | 0 | 0 | 0 | 0 | 0 | 0 | 0 | 0 | 0 | 0 | 0 | 0 | 0 | 0 | 0 | 0 | 0
Residential_Multi-Family Regular Income_New_Appliances_Natural Gas_Clothes Dryer_E1_Baseline Forecast | Residential | Multi-Family Regular Income | New | Appliances | Natural Gas | Clothes Dryer | E1 |  | Baseline Forecast | 0 | 0 | 0 | 0 | 0 | 0 | 0 | 0 | 0 | 0 | 0 | 0 | 0 | 0 | 0 | 0 | 0 | 0 | 0 | 0 | 0 | 0 | 0 | 0 | 0 | 0 | 0 | 0 | 0 | 0 | 0 | 0 | 0
Residential_Multi-Family Regular Income_New_Appliances_Natural Gas_Clothes Dryer_E2_Baseline Forecast | Residential | Multi-Family Regular Income | New | Appliances | Natural Gas | Clothes Dryer | E2 |  | Baseline Forecast | 0 | 0 | 0 | 0 | 0 | 0 | 0 | 0 | 0 | 0 | 0 | 0 | 0 | 0 | 0 | 0 | 0 | 0 | 0 | 0 | 0 | 0 | 0 | 0 | 0 | 0 | 0 | 0 | 0 | 0 | 0 | 0 | 0
Residential_Multi-Family Regular Income_New_Appliances_Natural Gas_Clothes Dryer_E3_Baseline Forecast | Residential | Multi-Family Regular Income | New | Appliances | Natural Gas | Clothes Dryer | E3 |  | Baseline Forecast | 0 | 0 | 0 | 0 | 0 | 0 | 0 | 0 | 0 | 0 | 0 | 0 | 0 | 0 | 0 | 0 | 0 | 0 | 0 | 0 | 0 | 0 | 0 | 0 | 0 | 0 | 0 | 0 | 0 | 0 | 0 | 0 | 0
Residential_Multi-Family Regular Income_New_Appliances_Natural Gas_Clothes Dryer_E4_Baseline Forecast | Residential | Multi-Family Regular Income | New | Appliances | Natural Gas | Clothes Dryer | E4 |  | Baseline Forecast | 0 | 0 | 0 | 0 | 0 | 0 | 0 | 0 | 0 | 0 | 0 | 0 | 0 | 0 | 0 | 0 | 0 | 0 | 0 | 0 | 0 | 0 | 0 | 0 | 0 | 0 | 0 | 0 | 0 | 0 | 0 | 0 | 0
Residential_Multi-Family Regular Income_New_Appliances_Natural Gas_Clothes Dryer_E5_Baseline Forecast | Residential | Multi-Family Regular Income | New | Appliances | Natural Gas | Clothes Dryer | E5 |  | Baseline Forecast | 0 | 0 | 0 | 0 | 0 | 0 | 0 | 0 | 0 | 0 | 0 | 0 | 0 | 0 | 0 | 0 | 0 | 0 | 0 | 0 | 0 | 0 | 0 | 0 | 0 | 0 | 0 | 0 | 0 | 0 | 0 | 0 | 0
Residential_Multi-Family Regular Income_New_Appliances_Natural Gas_Clothes Dryer_E6_Baseline Forecast | Residential | Multi-Family Regular Income | New | Appliances | Natural Gas | Clothes Dryer | E6 |  | Baseline Forecast | 0 | 0 | 0 | 0 | 0 | 0 | 0 | 0 | 0 | 0 | 0 | 0 | 0 | 0 | 0 | 0 | 0 | 0 | 0 | 0 | 0 | 0 | 0 | 0 | 0 | 0 | 0 | 0 | 0 | 0 | 0 | 0 | 0
Residential_Multi-Family Regular Income_New_Appliances_Natural Gas_Clothes Dryer_E7_Baseline Forecast | Residential | Multi-Family Regular Income | New | Appliances | Natural Gas | Clothes Dryer | E7 |  | Baseline Forecast | 0 | 0 | 0 | 0 | 0 | 0 | 0 | 0 | 0 | 0 | 0 | 0 | 0 | 0 | 0 | 0 | 0 | 0 | 0 | 0 | 0 | 0 | 0 | 0 | 0 | 0 | 0 | 0 | 0 | 0 | 0 | 0 | 0
Residential_Multi-Family Regular Income_New_Appliances_Natural Gas_Clothes Dryer_E8_Baseline Forecast | Residential | Multi-Family Regular Income | New | Appliances | Natural Gas | Clothes Dryer | E8 |  | Baseline Forecast | 0 | 0 | 0 | 0 | 0 | 0 | 0 | 0 | 0 | 0 | 0 | 0 | 0 | 0 | 0 | 0 | 0 | 0 | 0 | 0 | 0 | 0 | 0 | 0 | 0 | 0 | 0 | 0 | 0 | 0 | 0 | 0 | 0
Residential_Multi-Family Regular Income_New_Appliances_Natural Gas_Clothes Dryer_E9_Baseline Forecast | Residential | Multi-Family Regular Income | New | Appliances | Natural Gas | Clothes Dryer | E9 |  | Baseline Forecast | 0 | 0 | 0 | 0 | 0 | 0 | 0 | 0 | 0 | 0 | 0 | 0 | 0 | 0 | 0 | 0 | 0 | 0 | 0 | 0 | 0 | 0 | 0 | 0 | 0 | 0 | 0 | 0 | 0 | 0 | 0 | 0 | 0
Residential_Multi-Family Regular Income_New_Appliances_Natural Gas_Clothes Dryer_E10_Baseline Forecast | Residential | Multi-Family Regular Income | New | Appliances | Natural Gas | Clothes Dryer | E10 |  | Baseline Forecast | 0 | 0 | 0 | 0 | 0 | 0 | 0 | 0 | 0 | 0 | 0 | 0 | 0 | 0 | 0 | 0 | 0 | 0 | 0 | 0 | 0 | 0 | 0 | 0 | 0 | 0 | 0 | 0 | 0 | 0 | 0 | 0 | 0
Residential_Multi-Family Regular Income_New_Appliances_Natural Gas_Clothes Dryer_Vintage_Baseline Forecast | Residential | Multi-Family Regular Income | New | Appliances | Natural Gas | Clothes Dryer | Vintage |  | Baseline Forecast | 0 | 0 | 0 | 0 | 0 | 0 | 0 | 0 | 0 | 0 | 0 | 0 | 0 | 0 | 0 | 0 | 0 | 0 | 0 | 0 | 0 | 0 | 0 | 0 | 0 | 0 | 0 | 0 | 0 | 0 | 0 | 0 | 0
Residential_Multi-Family Regular Income_New_Appliances_Natural Gas_Stove/Oven_E1_Baseline Forecast | Residential | Multi-Family Regular Income | New | Appliances | Natural Gas | Stove/Oven | E1 |  | Baseline Forecast | 0 | 0 | 0 | 0 | 0 | 0 | 0 | 0 | 0 | 0 | 0 | 0 | 0 | 0 | 0 | 0 | 0 | 0 | 0 | 0 | 0 | 0 | 0 | 0 | 0 | 0 | 0 | 0 | 0 | 0 | 0 | 0 | 0
Residential_Multi-Family Regular Income_New_Appliances_Natural Gas_Stove/Oven_E2_Baseline Forecast | Residential | Multi-Family Regular Income | New | Appliances | Natural Gas | Stove/Oven | E2 |  | Baseline Forecast | 0 | 0 | 0 | 0 | 0 | 0 | 0 | 0 | 0 | 0 | 0 | 0 | 0 | 0 | 0 | 0 | 0 | 0 | 0 | 0 | 0 | 0 | 0 | 0 | 0 | 0 | 0 | 0 | 0 | 0 | 0 | 0 | 0
Residential_Multi-Family Regular Income_New_Appliances_Natural Gas_Stove/Oven_E3_Baseline Forecast | Residential | Multi-Family Regular Income | New | Appliances | Natural Gas | Stove/Oven | E3 |  | Baseline Forecast | 0 | 0 | 0 | 0 | 0 | 0 | 0 | 0 | 0 | 0 | 0 | 0 | 0 | 0 | 0 | 0 | 0 | 0 | 0 | 0 | 0 | 0 | 0 | 0 | 0 | 0 | 0 | 0 | 0 | 0 | 0 | 0 | 0
Residential_Multi-Family Regular Income_New_Appliances_Natural Gas_Stove/Oven_E4_Baseline Forecast | Residential | Multi-Family Regular Income | New | Appliances | Natural Gas | Stove/Oven | E4 |  | Baseline Forecast | 0 | 0 | 0 | 0 | 0 | 0 | 0 | 0 | 0 | 0 | 0 | 0 | 0 | 0 | 0 | 0 | 0 | 0 | 0 | 0 | 0 | 0 | 0 | 0 | 0 | 0 | 0 | 0 | 0 | 0 | 0 | 0 | 0
Residential_Multi-Family Regular Income_New_Appliances_Natural Gas_Stove/Oven_E5_Baseline Forecast | Residential | Multi-Family Regular Income | New | Appliances | Natural Gas | Stove/Oven | E5 |  | Baseline Forecast | 0 | 0 | 0 | 0 | 0 | 0 | 0 | 0 | 0 | 0 | 0 | 0 | 0 | 0 | 0 | 0 | 0 | 0 | 0 | 0 | 0 | 0 | 0 | 0 | 0 | 0 | 0 | 0 | 0 | 0 | 0 | 0 | 0
Residential_Multi-Family Regular Income_New_Appliances_Natural Gas_Stove/Oven_E6_Baseline Forecast | Residential | Multi-Family Regular Income | New | Appliances | Natural Gas | Stove/Oven | E6 |  | Baseline Forecast | 0 | 0 | 0 | 0 | 0 | 0 | 0 | 0 | 0 | 0 | 0 | 0 | 0 | 0 | 0 | 0 | 0 | 0 | 0 | 0 | 0 | 0 | 0 | 0 | 0 | 0 | 0 | 0 | 0 | 0 | 0 | 0 | 0
Residential_Multi-Family Regular Income_New_Appliances_Natural Gas_Stove/Oven_E7_Baseline Forecast | Residential | Multi-Family Regular Income | New | Appliances | Natural Gas | Stove/Oven | E7 |  | Baseline Forecast | 0 | 0 | 0 | 0 | 0 | 0 | 0 | 0 | 0 | 0 | 0 | 0 | 0 | 0 | 0 | 0 | 0 | 0 | 0 | 0 | 0 | 0 | 0 | 0 | 0 | 0 | 0 | 0 | 0 | 0 | 0 | 0 | 0
Residential_Multi-Family Regular Income_New_Appliances_Natural Gas_Stove/Oven_E8_Baseline Forecast | Residential | Multi-Family Regular Income | New | Appliances | Natural Gas | Stove/Oven | E8 |  | Baseline Forecast | 0 | 0 | 0 | 0 | 0 | 0 | 0 | 0 | 0 | 0 | 0 | 0 | 0 | 0 | 0 | 0 | 0 | 0 | 0 | 0 | 0 | 0 | 0 | 0 | 0 | 0 | 0 | 0 | 0 | 0 | 0 | 0 | 0
Residential_Multi-Family Regular Income_New_Appliances_Natural Gas_Stove/Oven_E9_Baseline Forecast | Residential | Multi-Family Regular Income | New | Appliances | Natural Gas | Stove/Oven | E9 |  | Baseline Forecast | 0 | 0 | 0 | 0 | 0 | 0 | 0 | 0 | 0 | 0 | 0 | 0 | 0 | 0 | 0 | 0 | 0 | 0 | 0 | 0 | 0 | 0 | 0 | 0 | 0 | 0 | 0 | 0 | 0 | 0 | 0 | 0 | 0
Residential_Multi-Family Regular Income_New_Appliances_Natural Gas_Stove/Oven_E10_Baseline Forecast | Residential | Multi-Family Regular Income | New | Appliances | Natural Gas | Stove/Oven | E10 |  | Baseline Forecast | 0 | 0 | 0 | 0 | 0 | 0 | 0 | 0 | 0 | 0 | 0 | 0 | 0 | 0 | 0 | 0 | 0 | 0 | 0 | 0 | 0 | 0 | 0 | 0 | 0 | 0 | 0 | 0 | 0 | 0 | 0 | 0 | 0
Residential_Multi-Family Regular Income_New_Appliances_Natural Gas_Stove/Oven_Vintage_Baseline Forecast | Residential | Multi-Family Regular Income | New | Appliances | Natural Gas | Stove/Oven | Vintage |  | Baseline Forecast | 0 | 0 | 0 | 0 | 0 | 0 | 0 | 0 | 0 | 0 | 0 | 0 | 0 | 0 | 0 | 0 | 0 | 0 | 0 | 0 | 0 | 0 | 0 | 0 | 0 | 0 | 0 | 0 | 0 | 0 | 0 | 0 | 0
Residential_Multi-Family Regular Income_New_Miscellaneous_Natural Gas_Pool Heater_E1_Baseline Forecast | Residential | Multi-Family Regular Income | New | Miscellaneous | Natural Gas | Pool Heater | E1 |  | Baseline Forecast | 0 | 0 | 0 | 0 | 0 | 0 | 0 | 0 | 0 | 0 | 0 | 0 | 0 | 0 | 0 | 0 | 0 | 0 | 0 | 0 | 0 | 0 | 0 | 0 | 0 | 0 | 0 | 0 | 0 | 0 | 0 | 0 | 0
Residential_Multi-Family Regular Income_New_Miscellaneous_Natural Gas_Pool Heater_E2_Baseline Forecast | Residential | Multi-Family Regular Income | New | Miscellaneous | Natural Gas | Pool Heater | E2 |  | Baseline Forecast | 0 | 0 | 0 | 0 | 0 | 0 | 0 | 0 | 0 | 0 | 0 | 0 | 0 | 0 | 0 | 0 | 0 | 0 | 0 | 0 | 0 | 0 | 0 | 0 | 0 | 0 | 0 | 0 | 0 | 0 | 0 | 0 | 0
Residential_Multi-Family Regular Income_New_Miscellaneous_Natural Gas_Pool Heater_E3_Baseline Forecast | Residential | Multi-Family Regular Income | New | Miscellaneous | Natural Gas | Pool Heater | E3 |  | Baseline Forecast | 0 | 0 | 0 | 0 | 0 | 0 | 0 | 0 | 0 | 0 | 0 | 0 | 0 | 0 | 0 | 0 | 0 | 0 | 0 | 0 | 0 | 0 | 0 | 0 | 0 | 0 | 0 | 0 | 0 | 0 | 0 | 0 | 0
Residential_Multi-Family Regular Income_New_Miscellaneous_Natural Gas_Pool Heater_E4_Baseline Forecast | Residential | Multi-Family Regular Income | New | Miscellaneous | Natural Gas | Pool Heater | E4 |  | Baseline Forecast | 0 | 0 | 0 | 0 | 0 | 0 | 0 | 0 | 0 | 0 | 0 | 0 | 0 | 0 | 0 | 0 | 0 | 0 | 0 | 0 | 0 | 0 | 0 | 0 | 0 | 0 | 0 | 0 | 0 | 0 | 0 | 0 | 0
Residential_Multi-Family Regular Income_New_Miscellaneous_Natural Gas_Pool Heater_E5_Baseline Forecast | Residential | Multi-Family Regular Income | New | Miscellaneous | Natural Gas | Pool Heater | E5 |  | Baseline Forecast | 0 | 0 | 0 | 0 | 0 | 0 | 0 | 0 | 0 | 0 | 0 | 0 | 0 | 0 | 0 | 0 | 0 | 0 | 0 | 0 | 0 | 0 | 0 | 0 | 0 | 0 | 0 | 0 | 0 | 0 | 0 | 0 | 0
Residential_Multi-Family Regular Income_New_Miscellaneous_Natural Gas_Pool Heater_E6_Baseline Forecast | Residential | Multi-Family Regular Income | New | Miscellaneous | Natural Gas | Pool Heater | E6 |  | Baseline Forecast | 0 | 0 | 0 | 0 | 0 | 0 | 0 | 0 | 0 | 0 | 0 | 0 | 0 | 0 | 0 | 0 | 0 | 0 | 0 | 0 | 0 | 0 | 0 | 0 | 0 | 0 | 0 | 0 | 0 | 0 | 0 | 0 | 0
Residential_Multi-Family Regular Income_New_Miscellaneous_Natural Gas_Pool Heater_E7_Baseline Forecast | Residential | Multi-Family Regular Income | New | Miscellaneous | Natural Gas | Pool Heater | E7 |  | Baseline Forecast | 0 | 0 | 0 | 0 | 0 | 0 | 0 | 0 | 0 | 0 | 0 | 0 | 0 | 0 | 0 | 0 | 0 | 0 | 0 | 0 | 0 | 0 | 0 | 0 | 0 | 0 | 0 | 0 | 0 | 0 | 0 | 0 | 0
Residential_Multi-Family Regular Income_New_Miscellaneous_Natural Gas_Pool Heater_E8_Baseline Forecast | Residential | Multi-Family Regular Income | New | Miscellaneous | Natural Gas | Pool Heater | E8 |  | Baseline Forecast | 0 | 0 | 0 | 0 | 0 | 0 | 0 | 0 | 0 | 0 | 0 | 0 | 0 | 0 | 0 | 0 | 0 | 0 | 0 | 0 | 0 | 0 | 0 | 0 | 0 | 0 | 0 | 0 | 0 | 0 | 0 | 0 | 0
Residential_Multi-Family Regular Income_New_Miscellaneous_Natural Gas_Pool Heater_E9_Baseline Forecast | Residential | Multi-Family Regular Income | New | Miscellaneous | Natural Gas | Pool Heater | E9 |  | Baseline Forecast | 0 | 0 | 0 | 0 | 0 | 0 | 0 | 0 | 0 | 0 | 0 | 0 | 0 | 0 | 0 | 0 | 0 | 0 | 0 | 0 | 0 | 0 | 0 | 0 | 0 | 0 | 0 | 0 | 0 | 0 | 0 | 0 | 0
Residential_Multi-Family Regular Income_New_Miscellaneous_Natural Gas_Pool Heater_E10_Baseline Forecast | Residential | Multi-Family Regular Income | New | Miscellaneous | Natural Gas | Pool Heater | E10 |  | Baseline Forecast | 0 | 0 | 0 | 0 | 0 | 0 | 0 | 0 | 0 | 0 | 0 | 0 | 0 | 0 | 0 | 0 | 0 | 0 | 0 | 0 | 0 | 0 | 0 | 0 | 0 | 0 | 0 | 0 | 0 | 0 | 0 | 0 | 0
Residential_Multi-Family Regular Income_New_Miscellaneous_Natural Gas_Pool Heater_Vintage_Baseline Forecast | Residential | Multi-Family Regular Income | New | Miscellaneous | Natural Gas | Pool Heater | Vintage |  | Baseline Forecast | 0 | 0 | 0 | 0 | 0 | 0 | 0 | 0 | 0 | 0 | 0 | 0 | 0 | 0 | 0 | 0 | 0 | 0 | 0 | 0 | 0 | 0 | 0 | 0 | 0 | 0 | 0 | 0 | 0 | 0 | 0 | 0 | 0
Residential_Multi-Family Regular Income_New_Miscellaneous_Natural Gas_Miscellaneous_E1_Baseline Forecast | Residential | Multi-Family Regular Income | New | Miscellaneous | Natural Gas | Miscellaneous | E1 |  | Baseline Forecast | 0 | 59.4201 | 146.0756 | 228.9723 | 306.8049 | 379.3177 | 450.7632 | 521.1685 | 590.1789 | 658.3131 | 726.0777 | 793.4639 | 860.5892 | 927.5696 | 994.3199 | 1060.8774 | 1127.2591 | 1193.5873 | 1259.85 | 1325.9257 | 1391.8082 | 1457.4929 | 1523.0427 | 1588.4489 | 1653.6351 | 1718.5981 | 1783.3333 | 1847.8687 | 1912.2002 | 1976.299 | 2040.162 | 2103.7917 | 2169.4059
Residential_Multi-Family Regular Income_New_Miscellaneous_Natural Gas_Miscellaneous_E2_Baseline Forecast | Residential | Multi-Family Regular Income | New | Miscellaneous | Natural Gas | Miscellaneous | E2 |  | Baseline Forecast | 0 | 0 | 0 | 0 | 0 | 0 | 0 | 0 | 0 | 0 | 0 | 0 | 0 | 0 | 0 | 0 | 0 | 0 | 0 | 0 | 0 | 0 | 0 | 0 | 0 | 0 | 0 | 0 | 0 | 0 | 0 | 0 | 0
Residential_Multi-Family Regular Income_New_Miscellaneous_Natural Gas_Miscellaneous_E3_Baseline Forecast | Residential | Multi-Family Regular Income | New | Miscellaneous | Natural Gas | Miscellaneous | E3 |  | Baseline Forecast | 0 | 0 | 0 | 0 | 0 | 0 | 0 | 0 | 0 | 0 | 0 | 0 | 0 | 0 | 0 | 0 | 0 | 0 | 0 | 0 | 0 | 0 | 0 | 0 | 0 | 0 | 0 | 0 | 0 | 0 | 0 | 0 | 0
Residential_Multi-Family Regular Income_New_Miscellaneous_Natural Gas_Miscellaneous_E4_Baseline Forecast | Residential | Multi-Family Regular Income | New | Miscellaneous | Natural Gas | Miscellaneous | E4 |  | Baseline Forecast | 0 | 0 | 0 | 0 | 0 | 0 | 0 | 0 | 0 | 0 | 0 | 0 | 0 | 0 | 0 | 0 | 0 | 0 | 0 | 0 | 0 | 0 | 0 | 0 | 0 | 0 | 0 | 0 | 0 | 0 | 0 | 0 | 0
Residential_Multi-Family Regular Income_New_Miscellaneous_Natural Gas_Miscellaneous_E5_Baseline Forecast | Residential | Multi-Family Regular Income | New | Miscellaneous | Natural Gas | Miscellaneous | E5 |  | Baseline Forecast | 0 | 0 | 0 | 0 | 0 | 0 | 0 | 0 | 0 | 0 | 0 | 0 | 0 | 0 | 0 | 0 | 0 | 0 | 0 | 0 | 0 | 0 | 0 | 0 | 0 | 0 | 0 | 0 | 0 | 0 | 0 | 0 | 0
Residential_Multi-Family Regular Income_New_Miscellaneous_Natural Gas_Miscellaneous_E6_Baseline Forecast | Residential | Multi-Family Regular Income | New | Miscellaneous | Natural Gas | Miscellaneous | E6 |  | Baseline Forecast | 0 | 0 | 0 | 0 | 0 | 0 | 0 | 0 | 0 | 0 | 0 | 0 | 0 | 0 | 0 | 0 | 0 | 0 | 0 | 0 | 0 | 0 | 0 | 0 | 0 | 0 | 0 | 0 | 0 | 0 | 0 | 0 | 0
Residential_Multi-Family Regular Income_New_Miscellaneous_Natural Gas_Miscellaneous_E7_Baseline Forecast | Residential | Multi-Family Regular Income | New | Miscellaneous | Natural Gas | Miscellaneous | E7 |  | Baseline Forecast | 0 | 0 | 0 | 0 | 0 | 0 | 0 | 0 | 0 | 0 | 0 | 0 | 0 | 0 | 0 | 0 | 0 | 0 | 0 | 0 | 0 | 0 | 0 | 0 | 0 | 0 | 0 | 0 | 0 | 0 | 0 | 0 | 0
Residential_Multi-Family Regular Income_New_Miscellaneous_Natural Gas_Miscellaneous_E8_Baseline Forecast | Residential | Multi-Family Regular Income | New | Miscellaneous | Natural Gas | Miscellaneous | E8 |  | Baseline Forecast | 0 | 0 | 0 | 0 | 0 | 0 | 0 | 0 | 0 | 0 | 0 | 0 | 0 | 0 | 0 | 0 | 0 | 0 | 0 | 0 | 0 | 0 | 0 | 0 | 0 | 0 | 0 | 0 | 0 | 0 | 0 | 0 | 0
Residential_Multi-Family Regular Income_New_Miscellaneous_Natural Gas_Miscellaneous_E9_Baseline Forecast | Residential | Multi-Family Regular Income | New | Miscellaneous | Natural Gas | Miscellaneous | E9 |  | Baseline Forecast | 0 | 0 | 0 | 0 | 0 | 0 | 0 | 0 | 0 | 0 | 0 | 0 | 0 | 0 | 0 | 0 | 0 | 0 | 0 | 0 | 0 | 0 | 0 | 0 | 0 | 0 | 0 | 0 | 0 | 0 | 0 | 0 | 0
Residential_Multi-Family Regular Income_New_Miscellaneous_Natural Gas_Miscellaneous_E10_Baseline Forecast | Residential | Multi-Family Regular Income | New | Miscellaneous | Natural Gas | Miscellaneous | E10 |  | Baseline Forecast | 0 | 0 | 0 | 0 | 0 | 0 | 0 | 0 | 0 | 0 | 0 | 0 | 0 | 0 | 0 | 0 | 0 | 0 | 0 | 0 | 0 | 0 | 0 | 0 | 0 | 0 | 0 | 0 | 0 | 0 | 0 | 0 | 0
Residential_Multi-Family Regular Income_New_Miscellaneous_Natural Gas_Miscellaneous_Vintage_Baseline Forecast | Residential | Multi-Family Regular Income | New | Miscellaneous | Natural Gas | Miscellaneous | Vintage |  | Baseline Forecast | 0 | 0 | 0 | 0 | 0 | 0 | 0 | 0 | 0 | 0 | 0 | 0 | 0 | 0 | 0 | 0 | 0 | 0 | 0 | 0 | 0 | 0 | 0 | 0 | 0 | 0 | 0 | 0 | 0 | 0 | 0 | 0 | 0
Residential_Multi-Family Moderate Income_Existing_Space Heating_Natural Gas_Furnace_E1_Baseline Forecast | Residential | Multi-Family Moderate Income | Existing | Space Heating | Natural Gas | Furnace | E1 |  | Baseline Forecast | 0 | 143.1327 | 294.4597 | 381.4957 | 460.5031 | 562.9667 | 672.2877 | 786.963 | 907.3208 | 1032.2871 | 1160.7561 | 1292.5023 | 1427.1056 | 1564.1549 | 1703.5871 | 1845.1458 | 1988.7188 | 2133.9105 | 2268.9004 | 2394.7499 | 2512.2762 | 2622.198 | 2677.3249 | 2717.0841 | 2749.8232 | 2776.4908 | 2797.4474 | 2813.0998 | 2824.0892 | 2830.9871 | 2833.963 | 2833.6435 | 2830.4692
Residential_Multi-Family Moderate Income_Existing_Space Heating_Natural Gas_Furnace_E2_Baseline Forecast | Residential | Multi-Family Moderate Income | Existing | Space Heating | Natural Gas | Furnace | E2 |  | Baseline Forecast | 0 | 7.8162 | 16.0819 | 20.8368 | 25.1518 | 30.7476 | 36.7185 | 42.982 | 49.5565 | 56.3828 | 63.4004 | 70.5965 | 77.9482 | 85.4326 | 93.046 | 100.7739 | 108.6099 | 116.5322 | 123.8949 | 130.756 | 137.1601 | 143.1467 | 146.1421 | 148.2967 | 150.0656 | 151.5006 | 152.6212 | 153.4495 | 154.0203 | 154.3646 | 154.4776 | 154.4061 | 154.1816
Residential_Multi-Family Moderate Income_Existing_Space Heating_Natural Gas_Furnace_E3_Baseline Forecast | Residential | Multi-Family Moderate Income | Existing | Space Heating | Natural Gas | Furnace | E3 |  | Baseline Forecast | 0 | 1.9541 | 4.0207 | 5.2095 | 6.2883 | 7.6873 | 9.1801 | 10.7461 | 12.3899 | 14.0966 | 15.8512 | 17.6503 | 19.4883 | 21.3595 | 23.2628 | 25.1947 | 27.1535 | 29.1337 | 30.9739 | 32.6885 | 34.2888 | 35.7845 | 36.5325 | 37.0702 | 37.5113 | 37.8688 | 38.1476 | 38.3531 | 38.4941 | 38.5782 | 38.6036 | 38.5826 | 38.5234
Residential_Multi-Family Moderate Income_Existing_Space Heating_Natural Gas_Furnace_E4_Baseline Forecast | Residential | Multi-Family Moderate Income | Existing | Space Heating | Natural Gas | Furnace | E4 |  | Baseline Forecast | 0 | 0 | 0 | 0 | 0 | 0 | 0 | 0 | 0 | 0 | 0 | 0 | 0 | 0 | 0 | 0 | 0 | 0 | 0 | 0 | 0 | 0 | 0 | 0 | 0 | 0 | 0 | 0 | 0 | 0 | 0 | 0 | 0
Residential_Multi-Family Moderate Income_Existing_Space Heating_Natural Gas_Furnace_E5_Baseline Forecast | Residential | Multi-Family Moderate Income | Existing | Space Heating | Natural Gas | Furnace | E5 |  | Baseline Forecast | 0 | 0.91825 | 1.8899 | 2.4491 | 2.9563 | 3.614 | 4.316 | 5.0523 | 5.8252 | 6.6274 | 7.4517 | 8.2965 | 9.1589 | 10.0363 | 10.9281 | 11.8326 | 12.6473 | 13.375 | 14.0724 | 14.753 | 15.37 | 15.9221 | 16.1272 | 16.235 | 16.2974 | 16.0528 | 15.7945 | 15.6574 | 15.5189 | 15.3301 | 15.3833 | 15.4121 | 15.2897
Residential_Multi-Family Moderate Income_Existing_Space Heating_Natural Gas_Furnace_E6_Baseline Forecast | Residential | Multi-Family Moderate Income | Existing | Space Heating | Natural Gas | Furnace | E6 |  | Baseline Forecast | 0 | 0 | 0 | 0 | 0 | 0 | 0 | 0 | 0 | 0 | 0 | 0 | 0 | 0 | 0 | 0 | 0 | 0 | 0 | 0 | 0 | 0 | 0 | 0 | 0 | 0 | 0 | 0 | 0 | 0 | 0 | 0 | 0
Residential_Multi-Family Moderate Income_Existing_Space Heating_Natural Gas_Furnace_E7_Baseline Forecast | Residential | Multi-Family Moderate Income | Existing | Space Heating | Natural Gas | Furnace | E7 |  | Baseline Forecast | 0 | 0 | 0 | 0 | 0 | 0 | 0 | 0 | 0 | 0 | 0 | 0 | 0 | 0 | 0 | 0 | 0 | 0 | 0 | 0 | 0 | 0 | 0 | 0 | 0 | 0 | 0 | 0 | 0 | 0 | 0 | 0 | 0
Residential_Multi-Family Moderate Income_Existing_Space Heating_Natural Gas_Furnace_E8_Baseline Forecast | Residential | Multi-Family Moderate Income | Existing | Space Heating | Natural Gas | Furnace | E8 |  | Baseline Forecast | 0 | 0 | 0 | 0 | 0 | 0 | 0 | 0 | 0 | 0 | 0 | 0 | 0 | 0 | 0 | 0 | 0 | 0 | 0 | 0 | 0 | 0 | 0 | 0 | 0 | 0 | 0 | 0 | 0 | 0 | 0 | 0 | 0
Residential_Multi-Family Moderate Income_Existing_Space Heating_Natural Gas_Furnace_E9_Baseline Forecast | Residential | Multi-Family Moderate Income | Existing | Space Heating | Natural Gas | Furnace | E9 |  | Baseline Forecast | 0 | 0 | 0 | 0 | 0 | 0 | 0 | 0 | 0 | 0 | 0 | 0 | 0 | 0 | 0 | 0 | 0 | 0 | 0 | 0 | 0 | 0 | 0 | 0 | 0 | 0 | 0 | 0 | 0 | 0 | 0 | 0 | 0
Residential_Multi-Family Moderate Income_Existing_Space Heating_Natural Gas_Furnace_E10_Baseline Forecast | Residential | Multi-Family Moderate Income | Existing | Space Heating | Natural Gas | Furnace | E10 |  | Baseline Forecast | 0 | 0 | 0 | 0 | 0 | 0 | 0 | 0 | 0 | 0 | 0 | 0 | 0 | 0 | 0 | 0 | 0 | 0 | 0 | 0 | 0 | 0 | 0 | 0 | 0 | 0 | 0 | 0 | 0 | 0 | 0 | 0 | 0
Residential_Multi-Family Moderate Income_Existing_Space Heating_Natural Gas_Furnace_Vintage_Baseline Forecast | Residential | Multi-Family Moderate Income | Existing | Space Heating | Natural Gas | Furnace | Vintage |  | Baseline Forecast | 3221.5669 | 3152.8901 | 3077.4496 | 2995.8092 | 2894.3599 | 2802.2759 | 2705.4394 | 2604.2466 | 2499.0605 | 2390.2139 | 2278.0117 | 2162.7337 | 2044.6362 | 1923.954 | 1800.9027 | 1675.6795 | 1548.4656 | 1419.4268 | 1301.1413 | 1192.7128 | 1093.3201 | 1002.2101 | 910.9511 | 825.6039 | 748.2441 | 678.1269 | 614.576 | 556.9692 | 504.7534 | 457.4341 | 414.5522 | 375.6924 | 340.4753
Residential_Multi-Family Moderate Income_Existing_Space Heating_Natural Gas_Boiler_E1_Baseline Forecast | Residential | Multi-Family Moderate Income | Existing | Space Heating | Natural Gas | Boiler | E1 |  | Baseline Forecast | 0 | 25.2523 | 25.2523 | 25.2523 | 25.1297 | 25.1297 | 25.1297 | 25.1297 | 25.1297 | 25.1297 | 25.1297 | 25.1297 | 25.1297 | 25.1297 | 25.1297 | 25.1297 | 25.1297 | 25.1297 | 25.1297 | 25.1297 | 25.1297 | 25.1297 | 22.8451 | 20.7683 | 18.8803 | 17.1639 | 15.6035 | 14.185 | 12.8955 | 11.7232 | 10.6574 | 9.6886 | 8.8078
Residential_Multi-Family Moderate Income_Existing_Space Heating_Natural Gas_Boiler_E2_Baseline Forecast | Residential | Multi-Family Moderate Income | Existing | Space Heating | Natural Gas | Boiler | E2 |  | Baseline Forecast | 0 | 0 | 13.9058 | 21.4608 | 28.2739 | 37.2764 | 46.9149 | 57.0423 | 67.6909 | 78.7561 | 90.1301 | 101.792 | 113.7017 | 125.8199 | 138.1418 | 150.6434 | 163.3058 | 176.0918 | 188.9894 | 202.0101 | 215.1442 | 228.3833 | 241.8286 | 254.2754 | 265.8292 | 276.5737 | 286.5849 | 295.9263 | 304.6613 | 312.855 | 320.5602 | 327.826 | 334.6944
Residential_Multi-Family Moderate Income_Existing_Space Heating_Natural Gas_Boiler_E3_Baseline Forecast | Residential | Multi-Family Moderate Income | Existing | Space Heating | Natural Gas | Boiler | E3 |  | Baseline Forecast | 0 | 7.8553 | 21.5405 | 28.9761 | 35.6426 | 44.5016 | 53.9866 | 63.9526 | 74.4316 | 85.3203 | 96.5126 | 107.9877 | 119.7058 | 131.6284 | 143.7505 | 156.0484 | 168.5033 | 181.0788 | 193.7629 | 206.567 | 219.4812 | 232.4974 | 245.0042 | 256.591 | 267.3566 | 277.3777 | 286.724 | 295.4536 | 303.6245 | 311.296 | 318.5159 | 325.3282 | 331.7702
Residential_Multi-Family Moderate Income_Existing_Space Heating_Natural Gas_Boiler_E4_Baseline Forecast | Residential | Multi-Family Moderate Income | Existing | Space Heating | Natural Gas | Boiler | E4 |  | Baseline Forecast | 0 | 7.8555 | 21.5563 | 29.0008 | 35.6748 | 44.5433 | 54.0387 | 64.0154 | 74.5058 | 85.4062 | 96.6103 | 108.0968 | 119.8262 | 131.7596 | 143.8918 | 156.1992 | 168.6628 | 181.2461 | 193.9371 | 206.7473 | 219.6665 | 232.6866 | 245.1961 | 256.7829 | 267.5463 | 277.5632 | 286.9032 | 295.6241 | 303.784 | 311.4414 | 318.643 | 325.4322 | 331.8449
Residential_Multi-Family Moderate Income_Existing_Space Heating_Natural Gas_Boiler_E5_Baseline Forecast | Residential | Multi-Family Moderate Income | Existing | Space Heating | Natural Gas | Boiler | E5 |  | Baseline Forecast | 0 | 3.0271 | 8.3077 | 11.1772 | 13.7494 | 17.1671 | 20.8265 | 24.6714 | 28.7142 | 32.915 | 37.2326 | 41.6587 | 46.178 | 50.7755 | 55.449 | 60.1894 | 64.9894 | 69.8348 | 74.721 | 79.6525 | 84.6252 | 89.6359 | 94.4489 | 98.9053 | 103.0434 | 106.8932 | 110.4811 | 113.8294 | 116.9602 | 119.8957 | 122.6531 | 125.2486 | 127.6952
Residential_Multi-Family Moderate Income_Existing_Space Heating_Natural Gas_Boiler_E6_Baseline Forecast | Residential | Multi-Family Moderate Income | Existing | Space Heating | Natural Gas | Boiler | E6 |  | Baseline Forecast | 0 | 0 | 0 | 0 | 0 | 0 | 0 | 0 | 0 | 0 | 0 | 0 | 0 | 0 | 0 | 0 | 0 | 0 | 0 | 0 | 0 | 0 | 0 | 0 | 0 | 0 | 0 | 0 | 0 | 0 | 0 | 0 | 0
Residential_Multi-Family Moderate Income_Existing_Space Heating_Natural Gas_Boiler_E7_Baseline Forecast | Residential | Multi-Family Moderate Income | Existing | Space Heating | Natural Gas | Boiler | E7 |  | Baseline Forecast | 0 | 0 | 0 | 0 | 0 | 0 | 0 | 0 | 0 | 0 | 0 | 0 | 0 | 0 | 0 | 0 | 0 | 0 | 0 | 0 | 0 | 0 | 0 | 0 | 0 | 0 | 0 | 0 | 0 | 0 | 0 | 0 | 0
Residential_Multi-Family Moderate Income_Existing_Space Heating_Natural Gas_Boiler_E8_Baseline Forecast | Residential | Multi-Family Moderate Income | Existing | Space Heating | Natural Gas | Boiler | E8 |  | Baseline Forecast | 0 | 0 | 0 | 0 | 0 | 0 | 0 | 0 | 0 | 0 | 0 | 0 | 0 | 0 | 0 | 0 | 0 | 0 | 0 | 0 | 0 | 0 | 0 | 0 | 0 | 0 | 0 | 0 | 0 | 0 | 0 | 0 | 0
Residential_Multi-Family Moderate Income_Existing_Space Heating_Natural Gas_Boiler_E9_Baseline Forecast | Residential | Multi-Family Moderate Income | Existing | Space Heating | Natural Gas | Boiler | E9 |  | Baseline Forecast | 0 | 0 | 0 | 0 | 0 | 0 | 0 | 0 | 0 | 0 | 0 | 0 | 0 | 0 | 0 | 0 | 0 | 0 | 0 | 0 | 0 | 0 | 0 | 0 | 0 | 0 | 0 | 0 | 0 | 0 | 0 | 0 | 0
Residential_Multi-Family Moderate Income_Existing_Space Heating_Natural Gas_Boiler_E10_Baseline Forecast | Residential | Multi-Family Moderate Income | Existing | Space Heating | Natural Gas | Boiler | E10 |  | Baseline Forecast | 0 | 0 | 0 | 0 | 0 | 0 | 0 | 0 | 0 | 0 | 0 | 0 | 0 | 0 | 0 | 0 | 0 | 0 | 0 | 0 | 0 | 0 | 0 | 0 | 0 | 0 | 0 | 0 | 0 | 0 | 0 | 0 | 0
Residential_Multi-Family Moderate Income_Existing_Space Heating_Natural Gas_Boiler_Vintage_Baseline Forecast | Residential | Multi-Family Moderate Income | Existing | Space Heating | Natural Gas | Boiler | Vintage |  | Baseline Forecast | 986.0778 | 968.1491 | 948.2646 | 926.602 | 898.9359 | 874.3076 | 848.3499 | 821.1837 | 792.9189 | 763.6552 | 733.4836 | 702.4865 | 670.739 | 638.3093 | 605.2594 | 571.6458 | 537.5196 | 502.9275 | 467.9118 | 432.511 | 396.7601 | 360.691 | 327.9009 | 298.0917 | 270.9925 | 246.3568 | 223.9607 | 203.6007 | 185.0915 | 168.265 | 152.9682 | 139.062 | 126.42
Residential_Multi-Family Moderate Income_Existing_Secondary Heating_Natural Gas_Fireplace_E1_Baseline Forecast | Residential | Multi-Family Moderate Income | Existing | Secondary Heating | Natural Gas | Fireplace | E1 |  | Baseline Forecast | 0 | 53.7208 | 108.0761 | 152.6811 | 194.8022 | 237.7402 | 280.115 | 321.8677 | 363.0877 | 403.7211 | 443.6721 | 482.9362 | 521.4795 | 559.2616 | 591.3893 | 618.5434 | 641.3253 | 660.225 | 675.7125 | 688.247 | 698.1951 | 705.8809 | 711.56 | 715.4861 | 717.9097 | 719.0254 | 719.0035 | 717.9829 | 716.0963 | 713.4729 | 710.2134 | 706.408 | 702.1299
Residential_Multi-Family Moderate Income_Existing_Secondary Heating_Natural Gas_Fireplace_E2_Baseline Forecast | Residential | Multi-Family Moderate Income | Existing | Secondary Heating | Natural Gas | Fireplace | E2 |  | Baseline Forecast | 0 | 0 | 0 | 0 | 0 | 0 | 0 | 0 | 0 | 0 | 0 | 0 | 0 | 0 | 0 | 0 | 0 | 0 | 0 | 0 | 0 | 0 | 0 | 0 | 0 | 0 | 0 | 0 | 0 | 0 | 0 | 0 | 0
Residential_Multi-Family Moderate Income_Existing_Secondary Heating_Natural Gas_Fireplace_E3_Baseline Forecast | Residential | Multi-Family Moderate Income | Existing | Secondary Heating | Natural Gas | Fireplace | E3 |  | Baseline Forecast | 0 | 0 | 0 | 0 | 0 | 0 | 0 | 0 | 0 | 0 | 0 | 0 | 0 | 0 | 0 | 0 | 0 | 0 | 0 | 0 | 0 | 0 | 0 | 0 | 0 | 0 | 0 | 0 | 0 | 0 | 0 | 0 | 0
Residential_Multi-Family Moderate Income_Existing_Secondary Heating_Natural Gas_Fireplace_E4_Baseline Forecast | Residential | Multi-Family Moderate Income | Existing | Secondary Heating | Natural Gas | Fireplace | E4 |  | Baseline Forecast | 0 | 0 | 0 | 0 | 0 | 0 | 0 | 0 | 0 | 0 | 0 | 0 | 0 | 0 | 0 | 0 | 0 | 0 | 0 | 0 | 0 | 0 | 0 | 0 | 0 | 0 | 0 | 0 | 0 | 0 | 0 | 0 | 0
Residential_Multi-Family Moderate Income_Existing_Secondary Heating_Natural Gas_Fireplace_E5_Baseline Forecast | Residential | Multi-Family Moderate Income | Existing | Secondary Heating | Natural Gas | Fireplace | E5 |  | Baseline Forecast | 0 | 0 | 0 | 0 | 0 | 0 | 0 | 0 | 0 | 0 | 0 | 0 | 0 | 0 | 0 | 0 | 0 | 0 | 0 | 0 | 0 | 0 | 0 | 0 | 0 | 0 | 0 | 0 | 0 | 0 | 0 | 0 | 0
Residential_Multi-Family Moderate Income_Existing_Secondary Heating_Natural Gas_Fireplace_E6_Baseline Forecast | Residential | Multi-Family Moderate Income | Existing | Secondary Heating | Natural Gas | Fireplace | E6 |  | Baseline Forecast | 0 | 0 | 0 | 0 | 0 | 0 | 0 | 0 | 0 | 0 | 0 | 0 | 0 | 0 | 0 | 0 | 0 | 0 | 0 | 0 | 0 | 0 | 0 | 0 | 0 | 0 | 0 | 0 | 0 | 0 | 0 | 0 | 0
Residential_Multi-Family Moderate Income_Existing_Secondary Heating_Natural Gas_Fireplace_E7_Baseline Forecast | Residential | Multi-Family Moderate Income | Existing | Secondary Heating | Natural Gas | Fireplace | E7 |  | Baseline Forecast | 0 | 0 | 0 | 0 | 0 | 0 | 0 | 0 | 0 | 0 | 0 | 0 | 0 | 0 | 0 | 0 | 0 | 0 | 0 | 0 | 0 | 0 | 0 | 0 | 0 | 0 | 0 | 0 | 0 | 0 | 0 | 0 | 0
Residential_Multi-Family Moderate Income_Existing_Secondary Heating_Natural Gas_Fireplace_E8_Baseline Forecast | Residential | Multi-Family Moderate Income | Existing | Secondary Heating | Natural Gas | Fireplace | E8 |  | Baseline Forecast | 0 | 0 | 0 | 0 | 0 | 0 | 0 | 0 | 0 | 0 | 0 | 0 | 0 | 0 | 0 | 0 | 0 | 0 | 0 | 0 | 0 | 0 | 0 | 0 | 0 | 0 | 0 | 0 | 0 | 0 | 0 | 0 | 0
Residential_Multi-Family Moderate Income_Existing_Secondary Heating_Natural Gas_Fireplace_E9_Baseline Forecast | Residential | Multi-Family Moderate Income | Existing | Secondary Heating | Natural Gas | Fireplace | E9 |  | Baseline Forecast | 0 | 0 | 0 | 0 | 0 | 0 | 0 | 0 | 0 | 0 | 0 | 0 | 0 | 0 | 0 | 0 | 0 | 0 | 0 | 0 | 0 | 0 | 0 | 0 | 0 | 0 | 0 | 0 | 0 | 0 | 0 | 0 | 0
Residential_Multi-Family Moderate Income_Existing_Secondary Heating_Natural Gas_Fireplace_E10_Baseline Forecast | Residential | Multi-Family Moderate Income | Existing | Secondary Heating | Natural Gas | Fireplace | E10 |  | Baseline Forecast | 0 | 0 | 0 | 0 | 0 | 0 | 0 | 0 | 0 | 0 | 0 | 0 | 0 | 0 | 0 | 0 | 0 | 0 | 0 | 0 | 0 | 0 | 0 | 0 | 0 | 0 | 0 | 0 | 0 | 0 | 0 | 0 | 0
Residential_Multi-Family Moderate Income_Existing_Secondary Heating_Natural Gas_Fireplace_Vintage_Baseline Forecast | Residential | Multi-Family Moderate Income | Existing | Secondary Heating | Natural Gas | Fireplace | Vintage |  | Baseline Forecast | 1027.8571 | 982.1745 | 935.8575 | 875.9195 | 810.2449 | 754.3357 | 699.8781 | 646.5472 | 594.4294 | 543.3248 | 493.0759 | 443.6922 | 395.1523 | 347.4421 | 305.4916 | 268.5998 | 236.1548 | 207.6074 | 182.4927 | 160.4112 | 140.9973 | 123.9298 | 108.9214 | 95.7251 | 84.1266 | 73.9328 | 64.9737 | 57.0991 | 50.178 | 44.096 | 38.7512 | 34.0545 | 29.9271
Residential_Multi-Family Moderate Income_Existing_Water Heating_Natural Gas_Water Heater (<= 55 gal)_E1_Baseline Forecast | Residential | Multi-Family Moderate Income | Existing | Water Heating | Natural Gas | Water Heater (<= 55 gal) | E1 |  | Baseline Forecast | 0 | 20.7283 | 44.8595 | 66.2939 | 88.8232 | 113.5766 | 139.261 | 165.6859 | 192.7793 | 220.3024 | 246.4949 | 272.844 | 294.3328 | 311.7533 | 325.7309 | 336.7567 | 345.2354 | 351.5403 | 356.0053 | 358.6598 | 359.9413 | 360.3508 | 359.9684 | 358.9321 | 357.4553 | 355.5942 | 353.3881 | 350.9633 | 348.7511 | 346.3452 | 343.8383 | 341.2125 | 338.4928
Residential_Multi-Family Moderate Income_Existing_Water Heating_Natural Gas_Water Heater (<= 55 gal)_E2_Baseline Forecast | Residential | Multi-Family Moderate Income | Existing | Water Heating | Natural Gas | Water Heater (<= 55 gal) | E2 |  | Baseline Forecast | 0 | 96.2331 | 206.4486 | 303.1268 | 403.8235 | 513.5301 | 628.5924 | 747.6939 | 870.0365 | 994.7708 | 1122.5765 | 1251.2724 | 1358.1635 | 1446.4134 | 1518.9027 | 1578.0223 | 1625.825 | 1663.9052 | 1693.7176 | 1716.892 | 1734.2885 | 1746.5137 | 1754.3409 | 1758.4416 | 1759.3706 | 1757.6507 | 1753.7319 | 1747.8719 | 1739.9966 | 1730.8508 | 1720.5943 | 1709.4634 | 1697.6016
Residential_Multi-Family Moderate Income_Existing_Water Heating_Natural Gas_Water Heater (<= 55 gal)_E3_Baseline Forecast | Residential | Multi-Family Moderate Income | Existing | Water Heating | Natural Gas | Water Heater (<= 55 gal) | E3 |  | Baseline Forecast | 0 | 4.8732 | 10.471 | 15.3921 | 20.5263 | 26.1289 | 31.9932 | 38.0567 | 44.2827 | 50.6265 | 57.0425 | 63.5024 | 68.8513 | 73.2543 | 76.8569 | 79.7795 | 82.1244 | 83.9735 | 85.4017 | 86.4777 | 87.2558 | 87.7822 | 88.0922 | 88.22 | 88.1974 | 88.0483 | 87.7934 | 87.4484 | 87.0284 | 86.5472 | 86.0156 | 85.4426 | 84.8352
Residential_Multi-Family Moderate Income_Existing_Water Heating_Natural Gas_Water Heater (<= 55 gal)_E4_Baseline Forecast | Residential | Multi-Family Moderate Income | Existing | Water Heating | Natural Gas | Water Heater (<= 55 gal) | E4 |  | Baseline Forecast | 0 | 0 | 0 | 0 | 0 | 0 | 0 | 0 | 0 | 0 | 0 | 0 | 0 | 0 | 0 | 0 | 0 | 0 | 0 | 0 | 0 | 0 | 0 | 0 | 0 | 0 | 0 | 0 | 0 | 0 | 0 | 0 | 0
Residential_Multi-Family Moderate Income_Existing_Water Heating_Natural Gas_Water Heater (<= 55 gal)_E5_Baseline Forecast | Residential | Multi-Family Moderate Income | Existing | Water Heating | Natural Gas | Water Heater (<= 55 gal) | E5 |  | Baseline Forecast | 0 | 0 | 0 | 0 | 0 | 0 | 0 | 0 | 0 | 0 | 0 | 0 | 0 | 0 | 0 | 0 | 0 | 0 | 0 | 0 | 0 | 0 | 0 | 0 | 0 | 0 | 0 | 0 | 0 | 0 | 0 | 0 | 0
Residential_Multi-Family Moderate Income_Existing_Water Heating_Natural Gas_Water Heater (<= 55 gal)_E6_Baseline Forecast | Residential | Multi-Family Moderate Income | Existing | Water Heating | Natural Gas | Water Heater (<= 55 gal) | E6 |  | Baseline Forecast | 0 | 0 | 0 | 0 | 0 | 0 | 0 | 0 | 0 | 0 | 0 | 0 | 0 | 0 | 0 | 0 | 0 | 0 | 0 | 0 | 0 | 0 | 0 | 0 | 0 | 0 | 0 | 0 | 0 | 0 | 0 | 0 | 0
Residential_Multi-Family Moderate Income_Existing_Water Heating_Natural Gas_Water Heater (<= 55 gal)_E7_Baseline Forecast | Residential | Multi-Family Moderate Income | Existing | Water Heating | Natural Gas | Water Heater (<= 55 gal) | E7 |  | Baseline Forecast | 0 | 0 | 0 | 0 | 0 | 0 | 0 | 0 | 0 | 0 | 0 | 0 | 0 | 0 | 0 | 0 | 0 | 0 | 0 | 0 | 0 | 0 | 0 | 0 | 0 | 0 | 0 | 0 | 0 | 0 | 0 | 0 | 0
Residential_Multi-Family Moderate Income_Existing_Water Heating_Natural Gas_Water Heater (<= 55 gal)_E8_Baseline Forecast | Residential | Multi-Family Moderate Income | Existing | Water Heating | Natural Gas | Water Heater (<= 55 gal) | E8 |  | Baseline Forecast | 0 | 0 | 0 | 0 | 0 | 0 | 0 | 0 | 0 | 0 | 0 | 0 | 0 | 0 | 0 | 0 | 0 | 0 | 0 | 0 | 0 | 0 | 0 | 0 | 0 | 0 | 0 | 0 | 0 | 0 | 0 | 0 | 0
Residential_Multi-Family Moderate Income_Existing_Water Heating_Natural Gas_Water Heater (<= 55 gal)_E9_Baseline Forecast | Residential | Multi-Family Moderate Income | Existing | Water Heating | Natural Gas | Water Heater (<= 55 gal) | E9 |  | Baseline Forecast | 0 | 0 | 0 | 0 | 0 | 0 | 0 | 0 | 0 | 0 | 0 | 0 | 0 | 0 | 0 | 0 | 0 | 0 | 0 | 0 | 0 | 0 | 0 | 0 | 0 | 0 | 0 | 0 | 0 | 0 | 0 | 0 | 0
Residential_Multi-Family Moderate Income_Existing_Water Heating_Natural Gas_Water Heater (<= 55 gal)_E10_Baseline Forecast | Residential | Multi-Family Moderate Income | Existing | Water Heating | Natural Gas | Water Heater (<= 55 gal) | E10 |  | Baseline Forecast | 0 | 0 | 0 | 0 | 0 | 0 | 0 | 0 | 0 | 0 | 0 | 0 | 0 | 0 | 0 | 0 | 0 | 0 | 0 | 0 | 0 | 0 | 0 | 0 | 0 | 0 | 0 | 0 | 0 | 0 | 0 | 0 | 0
Residential_Multi-Family Moderate Income_Existing_Water Heating_Natural Gas_Water Heater (<= 55 gal)_Vintage_Baseline Forecast | Residential | Multi-Family Moderate Income | Existing | Water Heating | Natural Gas | Water Heater (<= 55 gal) | Vintage |  | Baseline Forecast | 2871.0656 | 2776.4151 | 2663.7359 | 2502.4465 | 2312.5852 | 2140.6139 | 1964.4885 | 1784.7056 | 1602.6768 | 1418.8242 | 1233.5614 | 1047.6262 | 889.7303 | 755.5994 | 641.6878 | 544.936 | 462.7557 | 392.9281 | 333.6039 | 283.2276 | 240.4513 | 204.1302 | 173.2845 | 147.0915 | 124.8563 | 105.9814 | 89.9592 | 76.3576 | 64.8115 | 55.0114 | 46.6933 | 39.6332 | 33.6406
Residential_Multi-Family Moderate Income_Existing_Water Heating_Natural Gas_Water Heater (> 55 gal)_E1_Baseline Forecast | Residential | Multi-Family Moderate Income | Existing | Water Heating | Natural Gas | Water Heater (> 55 gal) | E1 |  | Baseline Forecast | 0 | 0 | 0 | 0 | 0 | 0 | 0 | 0 | 0 | 0 | 0 | 0 | 0 | 0 | 0 | 0 | 0 | 0 | 0 | 0 | 0 | 0 | 0 | 0 | 0 | 0 | 0 | 0 | 0 | 0 | 0 | 0 | 0
Residential_Multi-Family Moderate Income_Existing_Water Heating_Natural Gas_Water Heater (> 55 gal)_E2_Baseline Forecast | Residential | Multi-Family Moderate Income | Existing | Water Heating | Natural Gas | Water Heater (> 55 gal) | E2 |  | Baseline Forecast | 0 | 0 | 0 | 0 | 0 | 0 | 0 | 0 | 0 | 0 | 0 | 0 | 0 | 0 | 0 | 0 | 0 | 0 | 0 | 0 | 0 | 0 | 0 | 0 | 0 | 0 | 0 | 0 | 0 | 0 | 0 | 0 | 0
Residential_Multi-Family Moderate Income_Existing_Water Heating_Natural Gas_Water Heater (> 55 gal)_E3_Baseline Forecast | Residential | Multi-Family Moderate Income | Existing | Water Heating | Natural Gas | Water Heater (> 55 gal) | E3 |  | Baseline Forecast | 0 | 0 | 0 | 0 | 0 | 0 | 0 | 0 | 0 | 0 | 0 | 0 | 0 | 0 | 0 | 0 | 0 | 0 | 0 | 0 | 0 | 0 | 0 | 0 | 0 | 0 | 0 | 0 | 0 | 0 | 0 | 0 | 0
Residential_Multi-Family Moderate Income_Existing_Water Heating_Natural Gas_Water Heater (> 55 gal)_E4_Baseline Forecast | Residential | Multi-Family Moderate Income | Existing | Water Heating | Natural Gas | Water Heater (> 55 gal) | E4 |  | Baseline Forecast | 0 | 0 | 0 | 0 | 0 | 0 | 0 | 0 | 0 | 0 | 0 | 0 | 0 | 0 | 0 | 0 | 0 | 0 | 0 | 0 | 0 | 0 | 0 | 0 | 0 | 0 | 0 | 0 | 0 | 0 | 0 | 0 | 0
Residential_Multi-Family Moderate Income_Existing_Water Heating_Natural Gas_Water Heater (> 55 gal)_E5_Baseline Forecast | Residential | Multi-Family Moderate Income | Existing | Water Heating | Natural Gas | Water Heater (> 55 gal) | E5 |  | Baseline Forecast | 0 | 0 | 0 | 0 | 0 | 0 | 0 | 0 | 0 | 0 | 0 | 0 | 0 | 0 | 0 | 0 | 0 | 0 | 0 | 0 | 0 | 0 | 0 | 0 | 0 | 0 | 0 | 0 | 0 | 0 | 0 | 0 | 0
Residential_Multi-Family Moderate Income_Existing_Water Heating_Natural Gas_Water Heater (> 55 gal)_E6_Baseline Forecast | Residential | Multi-Family Moderate Income | Existing | Water Heating | Natural Gas | Water Heater (> 55 gal) | E6 |  | Baseline Forecast | 0 | 0 | 0 | 0 | 0 | 0 | 0 | 0 | 0 | 0 | 0 | 0 | 0 | 0 | 0 | 0 | 0 | 0 | 0 | 0 | 0 | 0 | 0 | 0 | 0 | 0 | 0 | 0 | 0 | 0 | 0 | 0 | 0
Residential_Multi-Family Moderate Income_Existing_Water Heating_Natural Gas_Water Heater (> 55 gal)_E7_Baseline Forecast | Residential | Multi-Family Moderate Income | Existing | Water Heating | Natural Gas | Water Heater (> 55 gal) | E7 |  | Baseline Forecast | 0 | 0 | 0 | 0 | 0 | 0 | 0 | 0 | 0 | 0 | 0 | 0 | 0 | 0 | 0 | 0 | 0 | 0 | 0 | 0 | 0 | 0 | 0 | 0 | 0 | 0 | 0 | 0 | 0 | 0 | 0 | 0 | 0
Residential_Multi-Family Moderate Income_Existing_Water Heating_Natural Gas_Water Heater (> 55 gal)_E8_Baseline Forecast | Residential | Multi-Family Moderate Income | Existing | Water Heating | Natural Gas | Water Heater (> 55 gal) | E8 |  | Baseline Forecast | 0 | 0 | 0 | 0 | 0 | 0 | 0 | 0 | 0 | 0 | 0 | 0 | 0 | 0 | 0 | 0 | 0 | 0 | 0 | 0 | 0 | 0 | 0 | 0 | 0 | 0 | 0 | 0 | 0 | 0 | 0 | 0 | 0
Residential_Multi-Family Moderate Income_Existing_Water Heating_Natural Gas_Water Heater (> 55 gal)_E9_Baseline Forecast | Residential | Multi-Family Moderate Income | Existing | Water Heating | Natural Gas | Water Heater (> 55 gal) | E9 |  | Baseline Forecast | 0 | 0 | 0 | 0 | 0 | 0 | 0 | 0 | 0 | 0 | 0 | 0 | 0 | 0 | 0 | 0 | 0 | 0 | 0 | 0 | 0 | 0 | 0 | 0 | 0 | 0 | 0 | 0 | 0 | 0 | 0 | 0 | 0
Residential_Multi-Family Moderate Income_Existing_Water Heating_Natural Gas_Water Heater (> 55 gal)_E10_Baseline Forecast | Residential | Multi-Family Moderate Income | Existing | Water Heating | Natural Gas | Water Heater (> 55 gal) | E10 |  | Baseline Forecast | 0 | 0 | 0 | 0 | 0 | 0 | 0 | 0 | 0 | 0 | 0 | 0 | 0 | 0 | 0 | 0 | 0 | 0 | 0 | 0 | 0 | 0 | 0 | 0 | 0 | 0 | 0 | 0 | 0 | 0 | 0 | 0 | 0
Residential_Multi-Family Moderate Income_Existing_Water Heating_Natural Gas_Water Heater (> 55 gal)_Vintage_Baseline Forecast | Residential | Multi-Family Moderate Income | Existing | Water Heating | Natural Gas | Water Heater (> 55 gal) | Vintage |  | Baseline Forecast | 0 | 0 | 0 | 0 | 0 | 0 | 0 | 0 | 0 | 0 | 0 | 0 | 0 | 0 | 0 | 0 | 0 | 0 | 0 | 0 | 0 | 0 | 0 | 0 | 0 | 0 | 0 | 0 | 0 | 0 | 0 | 0 | 0
Residential_Multi-Family Moderate Income_Existing_Appliances_Natural Gas_Clothes Dryer_E1_Baseline Forecast | Residential | Multi-Family Moderate Income | Existing | Appliances | Natural Gas | Clothes Dryer | E1 |  | Baseline Forecast | 0 | 0 | 0 | 0 | 0 | 0 | 0 | 0 | 0 | 0 | 0 | 0 | 0 | 0 | 0 | 0 | 0 | 0 | 0 | 0 | 0 | 0 | 0 | 0 | 0 | 0 | 0 | 0 | 0 | 0 | 0 | 0 | 0
Residential_Multi-Family Moderate Income_Existing_Appliances_Natural Gas_Clothes Dryer_E2_Baseline Forecast | Residential | Multi-Family Moderate Income | Existing | Appliances | Natural Gas | Clothes Dryer | E2 |  | Baseline Forecast | 0 | 0 | 0 | 0 | 0 | 0 | 0 | 0 | 0 | 0 | 0 | 0 | 0 | 0 | 0 | 0 | 0 | 0 | 0 | 0 | 0 | 0 | 0 | 0 | 0 | 0 | 0 | 0 | 0 | 0 | 0 | 0 | 0
Residential_Multi-Family Moderate Income_Existing_Appliances_Natural Gas_Clothes Dryer_E3_Baseline Forecast | Residential | Multi-Family Moderate Income | Existing | Appliances | Natural Gas | Clothes Dryer | E3 |  | Baseline Forecast | 0 | 0 | 0 | 0 | 0 | 0 | 0 | 0 | 0 | 0 | 0 | 0 | 0 | 0 | 0 | 0 | 0 | 0 | 0 | 0 | 0 | 0 | 0 | 0 | 0 | 0 | 0 | 0 | 0 | 0 | 0 | 0 | 0
Residential_Multi-Family Moderate Income_Existing_Appliances_Natural Gas_Clothes Dryer_E4_Baseline Forecast | Residential | Multi-Family Moderate Income | Existing | Appliances | Natural Gas | Clothes Dryer | E4 |  | Baseline Forecast | 0 | 0 | 0 | 0 | 0 | 0 | 0 | 0 | 0 | 0 | 0 | 0 | 0 | 0 | 0 | 0 | 0 | 0 | 0 | 0 | 0 | 0 | 0 | 0 | 0 | 0 | 0 | 0 | 0 | 0 | 0 | 0 | 0
Residential_Multi-Family Moderate Income_Existing_Appliances_Natural Gas_Clothes Dryer_E5_Baseline Forecast | Residential | Multi-Family Moderate Income | Existing | Appliances | Natural Gas | Clothes Dryer | E5 |  | Baseline Forecast | 0 | 0 | 0 | 0 | 0 | 0 | 0 | 0 | 0 | 0 | 0 | 0 | 0 | 0 | 0 | 0 | 0 | 0 | 0 | 0 | 0 | 0 | 0 | 0 | 0 | 0 | 0 | 0 | 0 | 0 | 0 | 0 | 0
Residential_Multi-Family Moderate Income_Existing_Appliances_Natural Gas_Clothes Dryer_E6_Baseline Forecast | Residential | Multi-Family Moderate Income | Existing | Appliances | Natural Gas | Clothes Dryer | E6 |  | Baseline Forecast | 0 | 0 | 0 | 0 | 0 | 0 | 0 | 0 | 0 | 0 | 0 | 0 | 0 | 0 | 0 | 0 | 0 | 0 | 0 | 0 | 0 | 0 | 0 | 0 | 0 | 0 | 0 | 0 | 0 | 0 | 0 | 0 | 0
Residential_Multi-Family Moderate Income_Existing_Appliances_Natural Gas_Clothes Dryer_E7_Baseline Forecast | Residential | Multi-Family Moderate Income | Existing | Appliances | Natural Gas | Clothes Dryer | E7 |  | Baseline Forecast | 0 | 0 | 0 | 0 | 0 | 0 | 0 | 0 | 0 | 0 | 0 | 0 | 0 | 0 | 0 | 0 | 0 | 0 | 0 | 0 | 0 | 0 | 0 | 0 | 0 | 0 | 0 | 0 | 0 | 0 | 0 | 0 | 0
Residential_Multi-Family Moderate Income_Existing_Appliances_Natural Gas_Clothes Dryer_E8_Baseline Forecast | Residential | Multi-Family Moderate Income | Existing | Appliances | Natural Gas | Clothes Dryer | E8 |  | Baseline Forecast | 0 | 0 | 0 | 0 | 0 | 0 | 0 | 0 | 0 | 0 | 0 | 0 | 0 | 0 | 0 | 0 | 0 | 0 | 0 | 0 | 0 | 0 | 0 | 0 | 0 | 0 | 0 | 0 | 0 | 0 | 0 | 0 | 0
Residential_Multi-Family Moderate Income_Existing_Appliances_Natural Gas_Clothes Dryer_E9_Baseline Forecast | Residential | Multi-Family Moderate Income | Existing | Appliances | Natural Gas | Clothes Dryer | E9 |  | Baseline Forecast | 0 | 0 | 0 | 0 | 0 | 0 | 0 | 0 | 0 | 0 | 0 | 0 | 0 | 0 | 0 | 0 | 0 | 0 | 0 | 0 | 0 | 0 | 0 | 0 | 0 | 0 | 0 | 0 | 0 | 0 | 0 | 0 | 0
Residential_Multi-Family Moderate Income_Existing_Appliances_Natural Gas_Clothes Dryer_E10_Baseline Forecast | Residential | Multi-Family Moderate Income | Existing | Appliances | Natural Gas | Clothes Dryer | E10 |  | Baseline Forecast | 0 | 0 | 0 | 0 | 0 | 0 | 0 | 0 | 0 | 0 | 0 | 0 | 0 | 0 | 0 | 0 | 0 | 0 | 0 | 0 | 0 | 0 | 0 | 0 | 0 | 0 | 0 | 0 | 0 | 0 | 0 | 0 | 0
Residential_Multi-Family Moderate Income_Existing_Appliances_Natural Gas_Clothes Dryer_Vintage_Baseline Forecast | Residential | Multi-Family Moderate Income | Existing | Appliances | Natural Gas | Clothes Dryer | Vintage |  | Baseline Forecast | 0 | 0 | 0 | 0 | 0 | 0 | 0 | 0 | 0 | 0 | 0 | 0 | 0 | 0 | 0 | 0 | 0 | 0 | 0 | 0 | 0 | 0 | 0 | 0 | 0 | 0 | 0 | 0 | 0 | 0 | 0 | 0 | 0
Residential_Multi-Family Moderate Income_Existing_Appliances_Natural Gas_Stove/Oven_E1_Baseline Forecast | Residential | Multi-Family Moderate Income | Existing | Appliances | Natural Gas | Stove/Oven | E1 |  | Baseline Forecast | 0 | 31.6524 | 68.3132 | 102.3797 | 137.806 | 176.2589 | 216.3338 | 257.5897 | 299.7668 | 342.5491 | 385.625 | 421.0482 | 449.9844 | 473.4103 | 492.1931 | 507.0414 | 518.5591 | 527.2264 | 533.4661 | 537.7014 | 540.2526 | 541.3863 | 541.3114 | 540.226 | 538.3179 | 535.7275 | 532.5722 | 528.944 | 524.9291 | 520.6083 | 516.0416 | 511.2803 | 506.3639
Residential_Multi-Family Moderate Income_Existing_Appliances_Natural Gas_Stove/Oven_E2_Baseline Forecast | Residential | Multi-Family Moderate Income | Existing | Appliances | Natural Gas | Stove/Oven | E2 |  | Baseline Forecast | 0 | 13.4648 | 29.0636 | 43.5613 | 58.6352 | 75.0008 | 92.0663 | 109.6427 | 127.6216 | 145.8683 | 164.2503 | 179.3811 | 191.7571 | 201.7932 | 209.8586 | 216.2554 | 221.2399 | 225.0164 | 227.7869 | 229.7087 | 230.912 | 231.5137 | 231.5979 | 231.246 | 230.5359 | 229.5258 | 228.2652 | 226.7925 | 225.1426 | 223.3504 | 221.4408 | 219.436 | 217.3526
Residential_Multi-Family Moderate Income_Existing_Appliances_Natural Gas_Stove/Oven_E3_Baseline Forecast | Residential | Multi-Family Moderate Income | Existing | Appliances | Natural Gas | Stove/Oven | E3 |  | Baseline Forecast | 0 | 0 | 0 | 0 | 0 | 0 | 0 | 0 | 0 | 0 | 0 | 0 | 0 | 0 | 0 | 0 | 0 | 0 | 0 | 0 | 0 | 0 | 0 | 0 | 0 | 0 | 0 | 0 | 0 | 0 | 0 | 0 | 0
Residential_Multi-Family Moderate Income_Existing_Appliances_Natural Gas_Stove/Oven_E4_Baseline Forecast | Residential | Multi-Family Moderate Income | Existing | Appliances | Natural Gas | Stove/Oven | E4 |  | Baseline Forecast | 0 | 0 | 0 | 0 | 0 | 0 | 0 | 0 | 0 | 0 | 0 | 0 | 0 | 0 | 0 | 0 | 0 | 0 | 0 | 0 | 0 | 0 | 0 | 0 | 0 | 0 | 0 | 0 | 0 | 0 | 0 | 0 | 0
Residential_Multi-Family Moderate Income_Existing_Appliances_Natural Gas_Stove/Oven_E5_Baseline Forecast | Residential | Multi-Family Moderate Income | Existing | Appliances | Natural Gas | Stove/Oven | E5 |  | Baseline Forecast | 0 | 0 | 0 | 0 | 0 | 0 | 0 | 0 | 0 | 0 | 0 | 0 | 0 | 0 | 0 | 0 | 0 | 0 | 0 | 0 | 0 | 0 | 0 | 0 | 0 | 0 | 0 | 0 | 0 | 0 | 0 | 0 | 0
Residential_Multi-Family Moderate Income_Existing_Appliances_Natural Gas_Stove/Oven_E6_Baseline Forecast | Residential | Multi-Family Moderate Income | Existing | Appliances | Natural Gas | Stove/Oven | E6 |  | Baseline Forecast | 0 | 0 | 0 | 0 | 0 | 0 | 0 | 0 | 0 | 0 | 0 | 0 | 0 | 0 | 0 | 0 | 0 | 0 | 0 | 0 | 0 | 0 | 0 | 0 | 0 | 0 | 0 | 0 | 0 | 0 | 0 | 0 | 0
Residential_Multi-Family Moderate Income_Existing_Appliances_Natural Gas_Stove/Oven_E7_Baseline Forecast | Residential | Multi-Family Moderate Income | Existing | Appliances | Natural Gas | Stove/Oven | E7 |  | Baseline Forecast | 0 | 0 | 0 | 0 | 0 | 0 | 0 | 0 | 0 | 0 | 0 | 0 | 0 | 0 | 0 | 0 | 0 | 0 | 0 | 0 | 0 | 0 | 0 | 0 | 0 | 0 | 0 | 0 | 0 | 0 | 0 | 0 | 0
Residential_Multi-Family Moderate Income_Existing_Appliances_Natural Gas_Stove/Oven_E8_Baseline Forecast | Residential | Multi-Family Moderate Income | Existing | Appliances | Natural Gas | Stove/Oven | E8 |  | Baseline Forecast | 0 | 0 | 0 | 0 | 0 | 0 | 0 | 0 | 0 | 0 | 0 | 0 | 0 | 0 | 0 | 0 | 0 | 0 | 0 | 0 | 0 | 0 | 0 | 0 | 0 | 0 | 0 | 0 | 0 | 0 | 0 | 0 | 0
Residential_Multi-Family Moderate Income_Existing_Appliances_Natural Gas_Stove/Oven_E9_Baseline Forecast | Residential | Multi-Family Moderate Income | Existing | Appliances | Natural Gas | Stove/Oven | E9 |  | Baseline Forecast | 0 | 0 | 0 | 0 | 0 | 0 | 0 | 0 | 0 | 0 | 0 | 0 | 0 | 0 | 0 | 0 | 0 | 0 | 0 | 0 | 0 | 0 | 0 | 0 | 0 | 0 | 0 | 0 | 0 | 0 | 0 | 0 | 0
Residential_Multi-Family Moderate Income_Existing_Appliances_Natural Gas_Stove/Oven_E10_Baseline Forecast | Residential | Multi-Family Moderate Income | Existing | Appliances | Natural Gas | Stove/Oven | E10 |  | Baseline Forecast | 0 | 0 | 0 | 0 | 0 | 0 | 0 | 0 | 0 | 0 | 0 | 0 | 0 | 0 | 0 | 0 | 0 | 0 | 0 | 0 | 0 | 0 | 0 | 0 | 0 | 0 | 0 | 0 | 0 | 0 | 0 | 0 | 0
Residential_Multi-Family Moderate Income_Existing_Appliances_Natural Gas_Stove/Oven_Vintage_Baseline Forecast | Residential | Multi-Family Moderate Income | Existing | Appliances | Natural Gas | Stove/Oven | Vintage |  | Baseline Forecast | 1051.3607 | 1013.8121 | 969.1114 | 904.2349 | 829.0544 | 760.3765 | 690.2989 | 619.0587 | 547.2024 | 474.921 | 402.4004 | 340.9781 | 288.9357 | 244.8257 | 207.4491 | 175.7745 | 148.9309 | 126.1736 | 106.8831 | 90.5391 | 76.692 | 64.961 | 55.0209 | 46.5992 | 39.4661 | 33.4245 | 28.3077 | 23.9736 | 20.3028 | 17.1941 | 14.5614 | 12.3319 | 10.4438
Residential_Multi-Family Moderate Income_Existing_Miscellaneous_Natural Gas_Pool Heater_E1_Baseline Forecast | Residential | Multi-Family Moderate Income | Existing | Miscellaneous | Natural Gas | Pool Heater | E1 |  | Baseline Forecast | 0 | 0 | 0 | 0 | 0 | 0 | 0 | 0 | 0 | 0 | 0 | 0 | 0 | 0 | 0 | 0 | 0 | 0 | 0 | 0 | 0 | 0 | 0 | 0 | 0 | 0 | 0 | 0 | 0 | 0 | 0 | 0 | 0
Residential_Multi-Family Moderate Income_Existing_Miscellaneous_Natural Gas_Pool Heater_E2_Baseline Forecast | Residential | Multi-Family Moderate Income | Existing | Miscellaneous | Natural Gas | Pool Heater | E2 |  | Baseline Forecast | 0 | 0 | 0 | 0 | 0 | 0 | 0 | 0 | 0 | 0 | 0 | 0 | 0 | 0 | 0 | 0 | 0 | 0 | 0 | 0 | 0 | 0 | 0 | 0 | 0 | 0 | 0 | 0 | 0 | 0 | 0 | 0 | 0
Residential_Multi-Family Moderate Income_Existing_Miscellaneous_Natural Gas_Pool Heater_E3_Baseline Forecast | Residential | Multi-Family Moderate Income | Existing | Miscellaneous | Natural Gas | Pool Heater | E3 |  | Baseline Forecast | 0 | 0 | 0 | 0 | 0 | 0 | 0 | 0 | 0 | 0 | 0 | 0 | 0 | 0 | 0 | 0 | 0 | 0 | 0 | 0 | 0 | 0 | 0 | 0 | 0 | 0 | 0 | 0 | 0 | 0 | 0 | 0 | 0
Residential_Multi-Family Moderate Income_Existing_Miscellaneous_Natural Gas_Pool Heater_E4_Baseline Forecast | Residential | Multi-Family Moderate Income | Existing | Miscellaneous | Natural Gas | Pool Heater | E4 |  | Baseline Forecast | 0 | 0 | 0 | 0 | 0 | 0 | 0 | 0 | 0 | 0 | 0 | 0 | 0 | 0 | 0 | 0 | 0 | 0 | 0 | 0 | 0 | 0 | 0 | 0 | 0 | 0 | 0 | 0 | 0 | 0 | 0 | 0 | 0
Residential_Multi-Family Moderate Income_Existing_Miscellaneous_Natural Gas_Pool Heater_E5_Baseline Forecast | Residential | Multi-Family Moderate Income | Existing | Miscellaneous | Natural Gas | Pool Heater | E5 |  | Baseline Forecast | 0 | 0 | 0 | 0 | 0 | 0 | 0 | 0 | 0 | 0 | 0 | 0 | 0 | 0 | 0 | 0 | 0 | 0 | 0 | 0 | 0 | 0 | 0 | 0 | 0 | 0 | 0 | 0 | 0 | 0 | 0 | 0 | 0
Residential_Multi-Family Moderate Income_Existing_Miscellaneous_Natural Gas_Pool Heater_E6_Baseline Forecast | Residential | Multi-Family Moderate Income | Existing | Miscellaneous | Natural Gas | Pool Heater | E6 |  | Baseline Forecast | 0 | 0 | 0 | 0 | 0 | 0 | 0 | 0 | 0 | 0 | 0 | 0 | 0 | 0 | 0 | 0 | 0 | 0 | 0 | 0 | 0 | 0 | 0 | 0 | 0 | 0 | 0 | 0 | 0 | 0 | 0 | 0 | 0
Residential_Multi-Family Moderate Income_Existing_Miscellaneous_Natural Gas_Pool Heater_E7_Baseline Forecast | Residential | Multi-Family Moderate Income | Existing | Miscellaneous | Natural Gas | Pool Heater | E7 |  | Baseline Forecast | 0 | 0 | 0 | 0 | 0 | 0 | 0 | 0 | 0 | 0 | 0 | 0 | 0 | 0 | 0 | 0 | 0 | 0 | 0 | 0 | 0 | 0 | 0 | 0 | 0 | 0 | 0 | 0 | 0 | 0 | 0 | 0 | 0
Residential_Multi-Family Moderate Income_Existing_Miscellaneous_Natural Gas_Pool Heater_E8_Baseline Forecast | Residential | Multi-Family Moderate Income | Existing | Miscellaneous | Natural Gas | Pool Heater | E8 |  | Baseline Forecast | 0 | 0 | 0 | 0 | 0 | 0 | 0 | 0 | 0 | 0 | 0 | 0 | 0 | 0 | 0 | 0 | 0 | 0 | 0 | 0 | 0 | 0 | 0 | 0 | 0 | 0 | 0 | 0 | 0 | 0 | 0 | 0 | 0
Residential_Multi-Family Moderate Income_Existing_Miscellaneous_Natural Gas_Pool Heater_E9_Baseline Forecast | Residential | Multi-Family Moderate Income | Existing | Miscellaneous | Natural Gas | Pool Heater | E9 |  | Baseline Forecast | 0 | 0 | 0 | 0 | 0 | 0 | 0 | 0 | 0 | 0 | 0 | 0 | 0 | 0 | 0 | 0 | 0 | 0 | 0 | 0 | 0 | 0 | 0 | 0 | 0 | 0 | 0 | 0 | 0 | 0 | 0 | 0 | 0
Residential_Multi-Family Moderate Income_Existing_Miscellaneous_Natural Gas_Pool Heater_E10_Baseline Forecast | Residential | Multi-Family Moderate Income | Existing | Miscellaneous | Natural Gas | Pool Heater | E10 |  | Baseline Forecast | 0 | 0 | 0 | 0 | 0 | 0 | 0 | 0 | 0 | 0 | 0 | 0 | 0 | 0 | 0 | 0 | 0 | 0 | 0 | 0 | 0 | 0 | 0 | 0 | 0 | 0 | 0 | 0 | 0 | 0 | 0 | 0 | 0
Residential_Multi-Family Moderate Income_Existing_Miscellaneous_Natural Gas_Pool Heater_Vintage_Baseline Forecast | Residential | Multi-Family Moderate Income | Existing | Miscellaneous | Natural Gas | Pool Heater | Vintage |  | Baseline Forecast | 0 | 0 | 0 | 0 | 0 | 0 | 0 | 0 | 0 | 0 | 0 | 0 | 0 | 0 | 0 | 0 | 0 | 0 | 0 | 0 | 0 | 0 | 0 | 0 | 0 | 0 | 0 | 0 | 0 | 0 | 0 | 0 | 0
Residential_Multi-Family Moderate Income_Existing_Miscellaneous_Natural Gas_Miscellaneous_E1_Baseline Forecast | Residential | Multi-Family Moderate Income | Existing | Miscellaneous | Natural Gas | Miscellaneous | E1 |  | Baseline Forecast | 0 | 300.6718 | 662.8433 | 1023.8996 | 1403.8723 | 1817.7879 | 2250.2627 | 2598.0458 | 2877.273 | 3100.0495 | 3275.9052 | 3413.2663 | 3518.849 | 3598.1222 | 3655.9041 | 3695.9701 | 3721.4546 | 3734.721 | 3737.9416 | 3733.1549 | 3721.8371 | 3705.2142 | 3684.1438 | 3659.4806 | 3632.0667 | 3602.4699 | 3571.155 | 3538.4511 | 3504.681 | 3470.1699 | 3435.1272 | 3399.733 | 3364.1064
Residential_Multi-Family Moderate Income_Existing_Miscellaneous_Natural Gas_Miscellaneous_E2_Baseline Forecast | Residential | Multi-Family Moderate Income | Existing | Miscellaneous | Natural Gas | Miscellaneous | E2 |  | Baseline Forecast | 0 | 0 | 0 | 0 | 0 | 0 | 0 | 0 | 0 | 0 | 0 | 0 | 0 | 0 | 0 | 0 | 0 | 0 | 0 | 0 | 0 | 0 | 0 | 0 | 0 | 0 | 0 | 0 | 0 | 0 | 0 | 0 | 0
Residential_Multi-Family Moderate Income_Existing_Miscellaneous_Natural Gas_Miscellaneous_E3_Baseline Forecast | Residential | Multi-Family Moderate Income | Existing | Miscellaneous | Natural Gas | Miscellaneous | E3 |  | Baseline Forecast | 0 | 0 | 0 | 0 | 0 | 0 | 0 | 0 | 0 | 0 | 0 | 0 | 0 | 0 | 0 | 0 | 0 | 0 | 0 | 0 | 0 | 0 | 0 | 0 | 0 | 0 | 0 | 0 | 0 | 0 | 0 | 0 | 0
Residential_Multi-Family Moderate Income_Existing_Miscellaneous_Natural Gas_Miscellaneous_E4_Baseline Forecast | Residential | Multi-Family Moderate Income | Existing | Miscellaneous | Natural Gas | Miscellaneous | E4 |  | Baseline Forecast | 0 | 0 | 0 | 0 | 0 | 0 | 0 | 0 | 0 | 0 | 0 | 0 | 0 | 0 | 0 | 0 | 0 | 0 | 0 | 0 | 0 | 0 | 0 | 0 | 0 | 0 | 0 | 0 | 0 | 0 | 0 | 0 | 0
Residential_Multi-Family Moderate Income_Existing_Miscellaneous_Natural Gas_Miscellaneous_E5_Baseline Forecast | Residential | Multi-Family Moderate Income | Existing | Miscellaneous | Natural Gas | Miscellaneous | E5 |  | Baseline Forecast | 0 | 0 | 0 | 0 | 0 | 0 | 0 | 0 | 0 | 0 | 0 | 0 | 0 | 0 | 0 | 0 | 0 | 0 | 0 | 0 | 0 | 0 | 0 | 0 | 0 | 0 | 0 | 0 | 0 | 0 | 0 | 0 | 0
Residential_Multi-Family Moderate Income_Existing_Miscellaneous_Natural Gas_Miscellaneous_E6_Baseline Forecast | Residential | Multi-Family Moderate Income | Existing | Miscellaneous | Natural Gas | Miscellaneous | E6 |  | Baseline Forecast | 0 | 0 | 0 | 0 | 0 | 0 | 0 | 0 | 0 | 0 | 0 | 0 | 0 | 0 | 0 | 0 | 0 | 0 | 0 | 0 | 0 | 0 | 0 | 0 | 0 | 0 | 0 | 0 | 0 | 0 | 0 | 0 | 0
Residential_Multi-Family Moderate Income_Existing_Miscellaneous_Natural Gas_Miscellaneous_E7_Baseline Forecast | Residential | Multi-Family Moderate Income | Existing | Miscellaneous | Natural Gas | Miscellaneous | E7 |  | Baseline Forecast | 0 | 0 | 0 | 0 | 0 | 0 | 0 | 0 | 0 | 0 | 0 | 0 | 0 | 0 | 0 | 0 | 0 | 0 | 0 | 0 | 0 | 0 | 0 | 0 | 0 | 0 | 0 | 0 | 0 | 0 | 0 | 0 | 0
Residential_Multi-Family Moderate Income_Existing_Miscellaneous_Natural Gas_Miscellaneous_E8_Baseline Forecast | Residential | Multi-Family Moderate Income | Existing | Miscellaneous | Natural Gas | Miscellaneous | E8 |  | Baseline Forecast | 0 | 0 | 0 | 0 | 0 | 0 | 0 | 0 | 0 | 0 | 0 | 0 | 0 | 0 | 0 | 0 | 0 | 0 | 0 | 0 | 0 | 0 | 0 | 0 | 0 | 0 | 0 | 0 | 0 | 0 | 0 | 0 | 0
Residential_Multi-Family Moderate Income_Existing_Miscellaneous_Natural Gas_Miscellaneous_E9_Baseline Forecast | Residential | Multi-Family Moderate Income | Existing | Miscellaneous | Natural Gas | Miscellaneous | E9 |  | Baseline Forecast | 0 | 0 | 0 | 0 | 0 | 0 | 0 | 0 | 0 | 0 | 0 | 0 | 0 | 0 | 0 | 0 | 0 | 0 | 0 | 0 | 0 | 0 | 0 | 0 | 0 | 0 | 0 | 0 | 0 | 0 | 0 | 0 | 0
Residential_Multi-Family Moderate Income_Existing_Miscellaneous_Natural Gas_Miscellaneous_E10_Baseline Forecast | Residential | Multi-Family Moderate Income | Existing | Miscellaneous | Natural Gas | Miscellaneous | E10 |  | Baseline Forecast | 0 | 0 | 0 | 0 | 0 | 0 | 0 | 0 | 0 | 0 | 0 | 0 | 0 | 0 | 0 | 0 | 0 | 0 | 0 | 0 | 0 | 0 | 0 | 0 | 0 | 0 | 0 | 0 | 0 | 0 | 0 | 0 | 0
Residential_Multi-Family Moderate Income_Existing_Miscellaneous_Natural Gas_Miscellaneous_Vintage_Baseline Forecast | Residential | Multi-Family Moderate Income | Existing | Miscellaneous | Natural Gas | Miscellaneous | Vintage |  | Baseline Forecast | 4744.2574 | 4480.6876 | 4155.6181 | 3723.7897 | 3235.1018 | 2761.3151 | 2273.0703 | 1871.8457 | 1542.3179 | 1271.2094 | 1047.8223 | 863.7523 | 712.0283 | 586.9302 | 483.8098 | 398.7974 | 328.7113 | 270.9144 | 223.2575 | 183.9782 | 151.6051 | 124.9252 | 102.9339 | 84.8091 | 69.8749 | 57.57 | 47.4317 | 39.0779 | 32.1949 | 26.5243 | 21.8525 | 18.0037 | 14.8328
Residential_Multi-Family Moderate Income_New_Space Heating_Natural Gas_Furnace_E1_Baseline Forecast | Residential | Multi-Family Moderate Income | New | Space Heating | Natural Gas | Furnace | E1 |  | Baseline Forecast | 0 | 0 | 0 | 0 | 0 | 0 | 0 | 0 | 0 | 0 | 0 | 0 | 0 | 0 | 0 | 0 | 0 | 0 | 0 | 0 | 0 | 0 | 0 | 0 | 0 | 0 | 0 | 0 | 0 | 0 | 0 | 0 | 0
Residential_Multi-Family Moderate Income_New_Space Heating_Natural Gas_Furnace_E2_Baseline Forecast | Residential | Multi-Family Moderate Income | New | Space Heating | Natural Gas | Furnace | E2 |  | Baseline Forecast | 0 | 0 | 0 | 0 | 0 | 0 | 0 | 0 | 0 | 0 | 0 | 0 | 0 | 0 | 0 | 0 | 0 | 0 | 0 | 0 | 0 | 0 | 0 | 0 | 0 | 0 | 0 | 0 | 0 | 0 | 0 | 0 | 0
Residential_Multi-Family Moderate Income_New_Space Heating_Natural Gas_Furnace_E3_Baseline Forecast | Residential | Multi-Family Moderate Income | New | Space Heating | Natural Gas | Furnace | E3 |  | Baseline Forecast | 0 | 0 | 0 | 0 | 0 | 0 | 0 | 0 | 0 | 0 | 0 | 0 | 0 | 0 | 0 | 0 | 0 | 0 | 0 | 0 | 0 | 0 | 0 | 0 | 0 | 0 | 0 | 0 | 0 | 0 | 0 | 0 | 0
Residential_Multi-Family Moderate Income_New_Space Heating_Natural Gas_Furnace_E4_Baseline Forecast | Residential | Multi-Family Moderate Income | New | Space Heating | Natural Gas | Furnace | E4 |  | Baseline Forecast | 0 | 0 | 0 | 0 | 0 | 0 | 0 | 0 | 0 | 0 | 0 | 0 | 0 | 0 | 0 | 0 | 0 | 0 | 0 | 0 | 0 | 0 | 0 | 0 | 0 | 0 | 0 | 0 | 0 | 0 | 0 | 0 | 0
Residential_Multi-Family Moderate Income_New_Space Heating_Natural Gas_Furnace_E5_Baseline Forecast | Residential | Multi-Family Moderate Income | New | Space Heating | Natural Gas | Furnace | E5 |  | Baseline Forecast | 0 | 0 | 0 | 0 | 0 | 0 | 0 | 0 | 0 | 0 | 0 | 0 | 0 | 0 | 0 | 0 | 0 | 0 | 0 | 0 | 0 | 0 | 0 | 0 | 0 | 0 | 0 | 0 | 0 | 0 | 0 | 0 | 0
Residential_Multi-Family Moderate Income_New_Space Heating_Natural Gas_Furnace_E6_Baseline Forecast | Residential | Multi-Family Moderate Income | New | Space Heating | Natural Gas | Furnace | E6 |  | Baseline Forecast | 0 | 0 | 0 | 0 | 0 | 0 | 0 | 0 | 0 | 0 | 0 | 0 | 0 | 0 | 0 | 0 | 0 | 0 | 0 | 0 | 0 | 0 | 0 | 0 | 0 | 0 | 0 | 0 | 0 | 0 | 0 | 0 | 0
Residential_Multi-Family Moderate Income_New_Space Heating_Natural Gas_Furnace_E7_Baseline Forecast | Residential | Multi-Family Moderate Income | New | Space Heating | Natural Gas | Furnace | E7 |  | Baseline Forecast | 0 | 0 | 0 | 0 | 0 | 0 | 0 | 0 | 0 | 0 | 0 | 0 | 0 | 0 | 0 | 0 | 0 | 0 | 0 | 0 | 0 | 0 | 0 | 0 | 0 | 0 | 0 | 0 | 0 | 0 | 0 | 0 | 0
Residential_Multi-Family Moderate Income_New_Space Heating_Natural Gas_Furnace_E8_Baseline Forecast | Residential | Multi-Family Moderate Income | New | Space Heating | Natural Gas | Furnace | E8 |  | Baseline Forecast | 0 | 0 | 0 | 0 | 0 | 0 | 0 | 0 | 0 | 0 | 0 | 0 | 0 | 0 | 0 | 0 | 0 | 0 | 0 | 0 | 0 | 0 | 0 | 0 | 0 | 0 | 0 | 0 | 0 | 0 | 0 | 0 | 0
Residential_Multi-Family Moderate Income_New_Space Heating_Natural Gas_Furnace_E9_Baseline Forecast | Residential | Multi-Family Moderate Income | New | Space Heating | Natural Gas | Furnace | E9 |  | Baseline Forecast | 0 | 0 | 0 | 0 | 0 | 0 | 0 | 0 | 0 | 0 | 0 | 0 | 0 | 0 | 0 | 0 | 0 | 0 | 0 | 0 | 0 | 0 | 0 | 0 | 0 | 0 | 0 | 0 | 0 | 0 | 0 | 0 | 0
Residential_Multi-Family Moderate Income_New_Space Heating_Natural Gas_Furnace_E10_Baseline Forecast | Residential | Multi-Family Moderate Income | New | Space Heating | Natural Gas | Furnace | E10 |  | Baseline Forecast | 0 | 0 | 0 | 0 | 0 | 0 | 0 | 0 | 0 | 0 | 0 | 0 | 0 | 0 | 0 | 0 | 0 | 0 | 0 | 0 | 0 | 0 | 0 | 0 | 0 | 0 | 0 | 0 | 0 | 0 | 0 | 0 | 0
Residential_Multi-Family Moderate Income_New_Space Heating_Natural Gas_Furnace_Vintage_Baseline Forecast | Residential | Multi-Family Moderate Income | New | Space Heating | Natural Gas | Furnace | Vintage |  | Baseline Forecast | 0 | 0 | 0 | 0 | 0 | 0 | 0 | 0 | 0 | 0 | 0 | 0 | 0 | 0 | 0 | 0 | 0 | 0 | 0 | 0 | 0 | 0 | 0 | 0 | 0 | 0 | 0 | 0 | 0 | 0 | 0 | 0 | 0
Residential_Multi-Family Moderate Income_New_Space Heating_Natural Gas_Boiler_E1_Baseline Forecast | Residential | Multi-Family Moderate Income | New | Space Heating | Natural Gas | Boiler | E1 |  | Baseline Forecast | 0 | 0 | 0 | 0 | 0 | 0 | 0 | 0 | 0 | 0 | 0 | 0 | 0 | 0 | 0 | 0 | 0 | 0 | 0 | 0 | 0 | 0 | 0 | 0 | 0 | 0 | 0 | 0 | 0 | 0 | 0 | 0 | 0
Residential_Multi-Family Moderate Income_New_Space Heating_Natural Gas_Boiler_E2_Baseline Forecast | Residential | Multi-Family Moderate Income | New | Space Heating | Natural Gas | Boiler | E2 |  | Baseline Forecast | 0 | 0 | 0 | 0 | 0 | 0 | 0 | 0 | 0 | 0 | 0 | 0 | 0 | 0 | 0 | 0 | 0 | 0 | 0 | 0 | 0 | 0 | 0 | 0 | 0 | 0 | 0 | 0 | 0 | 0 | 0 | 0 | 0
Residential_Multi-Family Moderate Income_New_Space Heating_Natural Gas_Boiler_E3_Baseline Forecast | Residential | Multi-Family Moderate Income | New | Space Heating | Natural Gas | Boiler | E3 |  | Baseline Forecast | 0 | 0 | 0 | 0 | 0 | 0 | 0 | 0 | 0 | 0 | 0 | 0 | 0 | 0 | 0 | 0 | 0 | 0 | 0 | 0 | 0 | 0 | 0 | 0 | 0 | 0 | 0 | 0 | 0 | 0 | 0 | 0 | 0
Residential_Multi-Family Moderate Income_New_Space Heating_Natural Gas_Boiler_E4_Baseline Forecast | Residential | Multi-Family Moderate Income | New | Space Heating | Natural Gas | Boiler | E4 |  | Baseline Forecast | 0 | 0 | 0 | 0 | 0 | 0 | 0 | 0 | 0 | 0 | 0 | 0 | 0 | 0 | 0 | 0 | 0 | 0 | 0 | 0 | 0 | 0 | 0 | 0 | 0 | 0 | 0 | 0 | 0 | 0 | 0 | 0 | 0
Residential_Multi-Family Moderate Income_New_Space Heating_Natural Gas_Boiler_E5_Baseline Forecast | Residential | Multi-Family Moderate Income | New | Space Heating | Natural Gas | Boiler | E5 |  | Baseline Forecast | 0 | 0 | 0 | 0 | 0 | 0 | 0 | 0 | 0 | 0 | 0 | 0 | 0 | 0 | 0 | 0 | 0 | 0 | 0 | 0 | 0 | 0 | 0 | 0 | 0 | 0 | 0 | 0 | 0 | 0 | 0 | 0 | 0
Residential_Multi-Family Moderate Income_New_Space Heating_Natural Gas_Boiler_E6_Baseline Forecast | Residential | Multi-Family Moderate Income | New | Space Heating | Natural Gas | Boiler | E6 |  | Baseline Forecast | 0 | 0 | 0 | 0 | 0 | 0 | 0 | 0 | 0 | 0 | 0 | 0 | 0 | 0 | 0 | 0 | 0 | 0 | 0 | 0 | 0 | 0 | 0 | 0 | 0 | 0 | 0 | 0 | 0 | 0 | 0 | 0 | 0
Residential_Multi-Family Moderate Income_New_Space Heating_Natural Gas_Boiler_E7_Baseline Forecast | Residential | Multi-Family Moderate Income | New | Space Heating | Natural Gas | Boiler | E7 |  | Baseline Forecast | 0 | 0 | 0 | 0 | 0 | 0 | 0 | 0 | 0 | 0 | 0 | 0 | 0 | 0 | 0 | 0 | 0 | 0 | 0 | 0 | 0 | 0 | 0 | 0 | 0 | 0 | 0 | 0 | 0 | 0 | 0 | 0 | 0
Residential_Multi-Family Moderate Income_New_Space Heating_Natural Gas_Boiler_E8_Baseline Forecast | Residential | Multi-Family Moderate Income | New | Space Heating | Natural Gas | Boiler | E8 |  | Baseline Forecast | 0 | 0 | 0 | 0 | 0 | 0 | 0 | 0 | 0 | 0 | 0 | 0 | 0 | 0 | 0 | 0 | 0 | 0 | 0 | 0 | 0 | 0 | 0 | 0 | 0 | 0 | 0 | 0 | 0 | 0 | 0 | 0 | 0
Residential_Multi-Family Moderate Income_New_Space Heating_Natural Gas_Boiler_E9_Baseline Forecast | Residential | Multi-Family Moderate Income | New | Space Heating | Natural Gas | Boiler | E9 |  | Baseline Forecast | 0 | 0 | 0 | 0 | 0 | 0 | 0 | 0 | 0 | 0 | 0 | 0 | 0 | 0 | 0 | 0 | 0 | 0 | 0 | 0 | 0 | 0 | 0 | 0 | 0 | 0 | 0 | 0 | 0 | 0 | 0 | 0 | 0
Residential_Multi-Family Moderate Income_New_Space Heating_Natural Gas_Boiler_E10_Baseline Forecast | Residential | Multi-Family Moderate Income | New | Space Heating | Natural Gas | Boiler | E10 |  | Baseline Forecast | 0 | 0 | 0 | 0 | 0 | 0 | 0 | 0 | 0 | 0 | 0 | 0 | 0 | 0 | 0 | 0 | 0 | 0 | 0 | 0 | 0 | 0 | 0 | 0 | 0 | 0 | 0 | 0 | 0 | 0 | 0 | 0 | 0
Residential_Multi-Family Moderate Income_New_Space Heating_Natural Gas_Boiler_Vintage_Baseline Forecast | Residential | Multi-Family Moderate Income | New | Space Heating | Natural Gas | Boiler | Vintage |  | Baseline Forecast | 0 | 0 | 0 | 0 | 0 | 0 | 0 | 0 | 0 | 0 | 0 | 0 | 0 | 0 | 0 | 0 | 0 | 0 | 0 | 0 | 0 | 0 | 0 | 0 | 0 | 0 | 0 | 0 | 0 | 0 | 0 | 0 | 0
Residential_Multi-Family Moderate Income_New_Secondary Heating_Natural Gas_Fireplace_E1_Baseline Forecast | Residential | Multi-Family Moderate Income | New | Secondary Heating | Natural Gas | Fireplace | E1 |  | Baseline Forecast | 0 | 0 | 0 | 0 | 0 | 0 | 0 | 0 | 0 | 0 | 0 | 0 | 0 | 0 | 0 | 0 | 0 | 0 | 0 | 0 | 0 | 0 | 0 | 0 | 0 | 0 | 0 | 0 | 0 | 0 | 0 | 0 | 0
Residential_Multi-Family Moderate Income_New_Secondary Heating_Natural Gas_Fireplace_E2_Baseline Forecast | Residential | Multi-Family Moderate Income | New | Secondary Heating | Natural Gas | Fireplace | E2 |  | Baseline Forecast | 0 | 0 | 0 | 0 | 0 | 0 | 0 | 0 | 0 | 0 | 0 | 0 | 0 | 0 | 0 | 0 | 0 | 0 | 0 | 0 | 0 | 0 | 0 | 0 | 0 | 0 | 0 | 0 | 0 | 0 | 0 | 0 | 0
Residential_Multi-Family Moderate Income_New_Secondary Heating_Natural Gas_Fireplace_E3_Baseline Forecast | Residential | Multi-Family Moderate Income | New | Secondary Heating | Natural Gas | Fireplace | E3 |  | Baseline Forecast | 0 | 0 | 0 | 0 | 0 | 0 | 0 | 0 | 0 | 0 | 0 | 0 | 0 | 0 | 0 | 0 | 0 | 0 | 0 | 0 | 0 | 0 | 0 | 0 | 0 | 0 | 0 | 0 | 0 | 0 | 0 | 0 | 0
Residential_Multi-Family Moderate Income_New_Secondary Heating_Natural Gas_Fireplace_E4_Baseline Forecast | Residential | Multi-Family Moderate Income | New | Secondary Heating | Natural Gas | Fireplace | E4 |  | Baseline Forecast | 0 | 0 | 0 | 0 | 0 | 0 | 0 | 0 | 0 | 0 | 0 | 0 | 0 | 0 | 0 | 0 | 0 | 0 | 0 | 0 | 0 | 0 | 0 | 0 | 0 | 0 | 0 | 0 | 0 | 0 | 0 | 0 | 0
Residential_Multi-Family Moderate Income_New_Secondary Heating_Natural Gas_Fireplace_E5_Baseline Forecast | Residential | Multi-Family Moderate Income | New | Secondary Heating | Natural Gas | Fireplace | E5 |  | Baseline Forecast | 0 | 0 | 0 | 0 | 0 | 0 | 0 | 0 | 0 | 0 | 0 | 0 | 0 | 0 | 0 | 0 | 0 | 0 | 0 | 0 | 0 | 0 | 0 | 0 | 0 | 0 | 0 | 0 | 0 | 0 | 0 | 0 | 0
Residential_Multi-Family Moderate Income_New_Secondary Heating_Natural Gas_Fireplace_E6_Baseline Forecast | Residential | Multi-Family Moderate Income | New | Secondary Heating | Natural Gas | Fireplace | E6 |  | Baseline Forecast | 0 | 0 | 0 | 0 | 0 | 0 | 0 | 0 | 0 | 0 | 0 | 0 | 0 | 0 | 0 | 0 | 0 | 0 | 0 | 0 | 0 | 0 | 0 | 0 | 0 | 0 | 0 | 0 | 0 | 0 | 0 | 0 | 0
Residential_Multi-Family Moderate Income_New_Secondary Heating_Natural Gas_Fireplace_E7_Baseline Forecast | Residential | Multi-Family Moderate Income | New | Secondary Heating | Natural Gas | Fireplace | E7 |  | Baseline Forecast | 0 | 0 | 0 | 0 | 0 | 0 | 0 | 0 | 0 | 0 | 0 | 0 | 0 | 0 | 0 | 0 | 0 | 0 | 0 | 0 | 0 | 0 | 0 | 0 | 0 | 0 | 0 | 0 | 0 | 0 | 0 | 0 | 0
Residential_Multi-Family Moderate Income_New_Secondary Heating_Natural Gas_Fireplace_E8_Baseline Forecast | Residential | Multi-Family Moderate Income | New | Secondary Heating | Natural Gas | Fireplace | E8 |  | Baseline Forecast | 0 | 0 | 0 | 0 | 0 | 0 | 0 | 0 | 0 | 0 | 0 | 0 | 0 | 0 | 0 | 0 | 0 | 0 | 0 | 0 | 0 | 0 | 0 | 0 | 0 | 0 | 0 | 0 | 0 | 0 | 0 | 0 | 0
Residential_Multi-Family Moderate Income_New_Secondary Heating_Natural Gas_Fireplace_E9_Baseline Forecast | Residential | Multi-Family Moderate Income | New | Secondary Heating | Natural Gas | Fireplace | E9 |  | Baseline Forecast | 0 | 0 | 0 | 0 | 0 | 0 | 0 | 0 | 0 | 0 | 0 | 0 | 0 | 0 | 0 | 0 | 0 | 0 | 0 | 0 | 0 | 0 | 0 | 0 | 0 | 0 | 0 | 0 | 0 | 0 | 0 | 0 | 0
Residential_Multi-Family Moderate Income_New_Secondary Heating_Natural Gas_Fireplace_E10_Baseline Forecast | Residential | Multi-Family Moderate Income | New | Secondary Heating | Natural Gas | Fireplace | E10 |  | Baseline Forecast | 0 | 0 | 0 | 0 | 0 | 0 | 0 | 0 | 0 | 0 | 0 | 0 | 0 | 0 | 0 | 0 | 0 | 0 | 0 | 0 | 0 | 0 | 0 | 0 | 0 | 0 | 0 | 0 | 0 | 0 | 0 | 0 | 0
Residential_Multi-Family Moderate Income_New_Secondary Heating_Natural Gas_Fireplace_Vintage_Baseline Forecast | Residential | Multi-Family Moderate Income | New | Secondary Heating | Natural Gas | Fireplace | Vintage |  | Baseline Forecast | 0 | 0 | 0 | 0 | 0 | 0 | 0 | 0 | 0 | 0 | 0 | 0 | 0 | 0 | 0 | 0 | 0 | 0 | 0 | 0 | 0 | 0 | 0 | 0 | 0 | 0 | 0 | 0 | 0 | 0 | 0 | 0 | 0
Residential_Multi-Family Moderate Income_New_Water Heating_Natural Gas_Water Heater (<= 55 gal)_E1_Baseline Forecast | Residential | Multi-Family Moderate Income | New | Water Heating | Natural Gas | Water Heater (<= 55 gal) | E1 |  | Baseline Forecast | 0 | 0 | 0 | 0 | 0 | 0 | 0 | 0 | 0 | 0 | 0 | 0 | 0 | 0 | 0 | 0 | 0 | 0 | 0 | 0 | 0 | 0 | 0 | 0 | 0 | 0 | 0 | 0 | 0 | 0 | 0 | 0 | 0
Residential_Multi-Family Moderate Income_New_Water Heating_Natural Gas_Water Heater (<= 55 gal)_E2_Baseline Forecast | Residential | Multi-Family Moderate Income | New | Water Heating | Natural Gas | Water Heater (<= 55 gal) | E2 |  | Baseline Forecast | 0 | 0 | 0 | 0 | 0 | 0 | 0 | 0 | 0 | 0 | 0 | 0 | 0 | 0 | 0 | 0 | 0 | 0 | 0 | 0 | 0 | 0 | 0 | 0 | 0 | 0 | 0 | 0 | 0 | 0 | 0 | 0 | 0
Residential_Multi-Family Moderate Income_New_Water Heating_Natural Gas_Water Heater (<= 55 gal)_E3_Baseline Forecast | Residential | Multi-Family Moderate Income | New | Water Heating | Natural Gas | Water Heater (<= 55 gal) | E3 |  | Baseline Forecast | 0 | 0 | 0 | 0 | 0 | 0 | 0 | 0 | 0 | 0 | 0 | 0 | 0 | 0 | 0 | 0 | 0 | 0 | 0 | 0 | 0 | 0 | 0 | 0 | 0 | 0 | 0 | 0 | 0 | 0 | 0 | 0 | 0
Residential_Multi-Family Moderate Income_New_Water Heating_Natural Gas_Water Heater (<= 55 gal)_E4_Baseline Forecast | Residential | Multi-Family Moderate Income | New | Water Heating | Natural Gas | Water Heater (<= 55 gal) | E4 |  | Baseline Forecast | 0 | 0 | 0 | 0 | 0 | 0 | 0 | 0 | 0 | 0 | 0 | 0 | 0 | 0 | 0 | 0 | 0 | 0 | 0 | 0 | 0 | 0 | 0 | 0 | 0 | 0 | 0 | 0 | 0 | 0 | 0 | 0 | 0
Residential_Multi-Family Moderate Income_New_Water Heating_Natural Gas_Water Heater (<= 55 gal)_E5_Baseline Forecast | Residential | Multi-Family Moderate Income | New | Water Heating | Natural Gas | Water Heater (<= 55 gal) | E5 |  | Baseline Forecast | 0 | 0 | 0 | 0 | 0 | 0 | 0 | 0 | 0 | 0 | 0 | 0 | 0 | 0 | 0 | 0 | 0 | 0 | 0 | 0 | 0 | 0 | 0 | 0 | 0 | 0 | 0 | 0 | 0 | 0 | 0 | 0 | 0
Residential_Multi-Family Moderate Income_New_Water Heating_Natural Gas_Water Heater (<= 55 gal)_E6_Baseline Forecast | Residential | Multi-Family Moderate Income | New | Water Heating | Natural Gas | Water Heater (<= 55 gal) | E6 |  | Baseline Forecast | 0 | 0 | 0 | 0 | 0 | 0 | 0 | 0 | 0 | 0 | 0 | 0 | 0 | 0 | 0 | 0 | 0 | 0 | 0 | 0 | 0 | 0 | 0 | 0 | 0 | 0 | 0 | 0 | 0 | 0 | 0 | 0 | 0
Residential_Multi-Family Moderate Income_New_Water Heating_Natural Gas_Water Heater (<= 55 gal)_E7_Baseline Forecast | Residential | Multi-Family Moderate Income | New | Water Heating | Natural Gas | Water Heater (<= 55 gal) | E7 |  | Baseline Forecast | 0 | 0 | 0 | 0 | 0 | 0 | 0 | 0 | 0 | 0 | 0 | 0 | 0 | 0 | 0 | 0 | 0 | 0 | 0 | 0 | 0 | 0 | 0 | 0 | 0 | 0 | 0 | 0 | 0 | 0 | 0 | 0 | 0
Residential_Multi-Family Moderate Income_New_Water Heating_Natural Gas_Water Heater (<= 55 gal)_E8_Baseline Forecast | Residential | Multi-Family Moderate Income | New | Water Heating | Natural Gas | Water Heater (<= 55 gal) | E8 |  | Baseline Forecast | 0 | 0 | 0 | 0 | 0 | 0 | 0 | 0 | 0 | 0 | 0 | 0 | 0 | 0 | 0 | 0 | 0 | 0 | 0 | 0 | 0 | 0 | 0 | 0 | 0 | 0 | 0 | 0 | 0 | 0 | 0 | 0 | 0
Residential_Multi-Family Moderate Income_New_Water Heating_Natural Gas_Water Heater (<= 55 gal)_E9_Baseline Forecast | Residential | Multi-Family Moderate Income | New | Water Heating | Natural Gas | Water Heater (<= 55 gal) | E9 |  | Baseline Forecast | 0 | 0 | 0 | 0 | 0 | 0 | 0 | 0 | 0 | 0 | 0 | 0 | 0 | 0 | 0 | 0 | 0 | 0 | 0 | 0 | 0 | 0 | 0 | 0 | 0 | 0 | 0 | 0 | 0 | 0 | 0 | 0 | 0
Residential_Multi-Family Moderate Income_New_Water Heating_Natural Gas_Water Heater (<= 55 gal)_E10_Baseline Forecast | Residential | Multi-Family Moderate Income | New | Water Heating | Natural Gas | Water Heater (<= 55 gal) | E10 |  | Baseline Forecast | 0 | 0 | 0 | 0 | 0 | 0 | 0 | 0 | 0 | 0 | 0 | 0 | 0 | 0 | 0 | 0 | 0 | 0 | 0 | 0 | 0 | 0 | 0 | 0 | 0 | 0 | 0 | 0 | 0 | 0 | 0 | 0 | 0
Residential_Multi-Family Moderate Income_New_Water Heating_Natural Gas_Water Heater (<= 55 gal)_Vintage_Baseline Forecast | Residential | Multi-Family Moderate Income | New | Water Heating | Natural Gas | Water Heater (<= 55 gal) | Vintage |  | Baseline Forecast | 0 | 0 | 0 | 0 | 0 | 0 | 0 | 0 | 0 | 0 | 0 | 0 | 0 | 0 | 0 | 0 | 0 | 0 | 0 | 0 | 0 | 0 | 0 | 0 | 0 | 0 | 0 | 0 | 0 | 0 | 0 | 0 | 0
Residential_Multi-Family Moderate Income_New_Water Heating_Natural Gas_Water Heater (> 55 gal)_E1_Baseline Forecast | Residential | Multi-Family Moderate Income | New | Water Heating | Natural Gas | Water Heater (> 55 gal) | E1 |  | Baseline Forecast | 0 | 0 | 0 | 0 | 0 | 0 | 0 | 0 | 0 | 0 | 0 | 0 | 0 | 0 | 0 | 0 | 0 | 0 | 0 | 0 | 0 | 0 | 0 | 0 | 0 | 0 | 0 | 0 | 0 | 0 | 0 | 0 | 0
Residential_Multi-Family Moderate Income_New_Water Heating_Natural Gas_Water Heater (> 55 gal)_E2_Baseline Forecast | Residential | Multi-Family Moderate Income | New | Water Heating | Natural Gas | Water Heater (> 55 gal) | E2 |  | Baseline Forecast | 0 | 0 | 0 | 0 | 0 | 0 | 0 | 0 | 0 | 0 | 0 | 0 | 0 | 0 | 0 | 0 | 0 | 0 | 0 | 0 | 0 | 0 | 0 | 0 | 0 | 0 | 0 | 0 | 0 | 0 | 0 | 0 | 0
Residential_Multi-Family Moderate Income_New_Water Heating_Natural Gas_Water Heater (> 55 gal)_E3_Baseline Forecast | Residential | Multi-Family Moderate Income | New | Water Heating | Natural Gas | Water Heater (> 55 gal) | E3 |  | Baseline Forecast | 0 | 0 | 0 | 0 | 0 | 0 | 0 | 0 | 0 | 0 | 0 | 0 | 0 | 0 | 0 | 0 | 0 | 0 | 0 | 0 | 0 | 0 | 0 | 0 | 0 | 0 | 0 | 0 | 0 | 0 | 0 | 0 | 0
Residential_Multi-Family Moderate Income_New_Water Heating_Natural Gas_Water Heater (> 55 gal)_E4_Baseline Forecast | Residential | Multi-Family Moderate Income | New | Water Heating | Natural Gas | Water Heater (> 55 gal) | E4 |  | Baseline Forecast | 0 | 0 | 0 | 0 | 0 | 0 | 0 | 0 | 0 | 0 | 0 | 0 | 0 | 0 | 0 | 0 | 0 | 0 | 0 | 0 | 0 | 0 | 0 | 0 | 0 | 0 | 0 | 0 | 0 | 0 | 0 | 0 | 0
Residential_Multi-Family Moderate Income_New_Water Heating_Natural Gas_Water Heater (> 55 gal)_E5_Baseline Forecast | Residential | Multi-Family Moderate Income | New | Water Heating | Natural Gas | Water Heater (> 55 gal) | E5 |  | Baseline Forecast | 0 | 0 | 0 | 0 | 0 | 0 | 0 | 0 | 0 | 0 | 0 | 0 | 0 | 0 | 0 | 0 | 0 | 0 | 0 | 0 | 0 | 0 | 0 | 0 | 0 | 0 | 0 | 0 | 0 | 0 | 0 | 0 | 0
Residential_Multi-Family Moderate Income_New_Water Heating_Natural Gas_Water Heater (> 55 gal)_E6_Baseline Forecast | Residential | Multi-Family Moderate Income | New | Water Heating | Natural Gas | Water Heater (> 55 gal) | E6 |  | Baseline Forecast | 0 | 0 | 0 | 0 | 0 | 0 | 0 | 0 | 0 | 0 | 0 | 0 | 0 | 0 | 0 | 0 | 0 | 0 | 0 | 0 | 0 | 0 | 0 | 0 | 0 | 0 | 0 | 0 | 0 | 0 | 0 | 0 | 0
Residential_Multi-Family Moderate Income_New_Water Heating_Natural Gas_Water Heater (> 55 gal)_E7_Baseline Forecast | Residential | Multi-Family Moderate Income | New | Water Heating | Natural Gas | Water Heater (> 55 gal) | E7 |  | Baseline Forecast | 0 | 0 | 0 | 0 | 0 | 0 | 0 | 0 | 0 | 0 | 0 | 0 | 0 | 0 | 0 | 0 | 0 | 0 | 0 | 0 | 0 | 0 | 0 | 0 | 0 | 0 | 0 | 0 | 0 | 0 | 0 | 0 | 0
Residential_Multi-Family Moderate Income_New_Water Heating_Natural Gas_Water Heater (> 55 gal)_E8_Baseline Forecast | Residential | Multi-Family Moderate Income | New | Water Heating | Natural Gas | Water Heater (> 55 gal) | E8 |  | Baseline Forecast | 0 | 0 | 0 | 0 | 0 | 0 | 0 | 0 | 0 | 0 | 0 | 0 | 0 | 0 | 0 | 0 | 0 | 0 | 0 | 0 | 0 | 0 | 0 | 0 | 0 | 0 | 0 | 0 | 0 | 0 | 0 | 0 | 0
Residential_Multi-Family Moderate Income_New_Water Heating_Natural Gas_Water Heater (> 55 gal)_E9_Baseline Forecast | Residential | Multi-Family Moderate Income | New | Water Heating | Natural Gas | Water Heater (> 55 gal) | E9 |  | Baseline Forecast | 0 | 0 | 0 | 0 | 0 | 0 | 0 | 0 | 0 | 0 | 0 | 0 | 0 | 0 | 0 | 0 | 0 | 0 | 0 | 0 | 0 | 0 | 0 | 0 | 0 | 0 | 0 | 0 | 0 | 0 | 0 | 0 | 0
Residential_Multi-Family Moderate Income_New_Water Heating_Natural Gas_Water Heater (> 55 gal)_E10_Baseline Forecast | Residential | Multi-Family Moderate Income | New | Water Heating | Natural Gas | Water Heater (> 55 gal) | E10 |  | Baseline Forecast | 0 | 0 | 0 | 0 | 0 | 0 | 0 | 0 | 0 | 0 | 0 | 0 | 0 | 0 | 0 | 0 | 0 | 0 | 0 | 0 | 0 | 0 | 0 | 0 | 0 | 0 | 0 | 0 | 0 | 0 | 0 | 0 | 0
Residential_Multi-Family Moderate Income_New_Water Heating_Natural Gas_Water Heater (> 55 gal)_Vintage_Baseline Forecast | Residential | Multi-Family Moderate Income | New | Water Heating | Natural Gas | Water Heater (> 55 gal) | Vintage |  | Baseline Forecast | 0 | 0 | 0 | 0 | 0 | 0 | 0 | 0 | 0 | 0 | 0 | 0 | 0 | 0 | 0 | 0 | 0 | 0 | 0 | 0 | 0 | 0 | 0 | 0 | 0 | 0 | 0 | 0 | 0 | 0 | 0 | 0 | 0
Residential_Multi-Family Moderate Income_New_Appliances_Natural Gas_Clothes Dryer_E1_Baseline Forecast | Residential | Multi-Family Moderate Income | New | Appliances | Natural Gas | Clothes Dryer | E1 |  | Baseline Forecast | 0 | 0 | 0 | 0 | 0 | 0 | 0 | 0 | 0 | 0 | 0 | 0 | 0 | 0 | 0 | 0 | 0 | 0 | 0 | 0 | 0 | 0 | 0 | 0 | 0 | 0 | 0 | 0 | 0 | 0 | 0 | 0 | 0
Residential_Multi-Family Moderate Income_New_Appliances_Natural Gas_Clothes Dryer_E2_Baseline Forecast | Residential | Multi-Family Moderate Income | New | Appliances | Natural Gas | Clothes Dryer | E2 |  | Baseline Forecast | 0 | 0 | 0 | 0 | 0 | 0 | 0 | 0 | 0 | 0 | 0 | 0 | 0 | 0 | 0 | 0 | 0 | 0 | 0 | 0 | 0 | 0 | 0 | 0 | 0 | 0 | 0 | 0 | 0 | 0 | 0 | 0 | 0
Residential_Multi-Family Moderate Income_New_Appliances_Natural Gas_Clothes Dryer_E3_Baseline Forecast | Residential | Multi-Family Moderate Income | New | Appliances | Natural Gas | Clothes Dryer | E3 |  | Baseline Forecast | 0 | 0 | 0 | 0 | 0 | 0 | 0 | 0 | 0 | 0 | 0 | 0 | 0 | 0 | 0 | 0 | 0 | 0 | 0 | 0 | 0 | 0 | 0 | 0 | 0 | 0 | 0 | 0 | 0 | 0 | 0 | 0 | 0
Residential_Multi-Family Moderate Income_New_Appliances_Natural Gas_Clothes Dryer_E4_Baseline Forecast | Residential | Multi-Family Moderate Income | New | Appliances | Natural Gas | Clothes Dryer | E4 |  | Baseline Forecast | 0 | 0 | 0 | 0 | 0 | 0 | 0 | 0 | 0 | 0 | 0 | 0 | 0 | 0 | 0 | 0 | 0 | 0 | 0 | 0 | 0 | 0 | 0 | 0 | 0 | 0 | 0 | 0 | 0 | 0 | 0 | 0 | 0
Residential_Multi-Family Moderate Income_New_Appliances_Natural Gas_Clothes Dryer_E5_Baseline Forecast | Residential | Multi-Family Moderate Income | New | Appliances | Natural Gas | Clothes Dryer | E5 |  | Baseline Forecast | 0 | 0 | 0 | 0 | 0 | 0 | 0 | 0 | 0 | 0 | 0 | 0 | 0 | 0 | 0 | 0 | 0 | 0 | 0 | 0 | 0 | 0 | 0 | 0 | 0 | 0 | 0 | 0 | 0 | 0 | 0 | 0 | 0
Residential_Multi-Family Moderate Income_New_Appliances_Natural Gas_Clothes Dryer_E6_Baseline Forecast | Residential | Multi-Family Moderate Income | New | Appliances | Natural Gas | Clothes Dryer | E6 |  | Baseline Forecast | 0 | 0 | 0 | 0 | 0 | 0 | 0 | 0 | 0 | 0 | 0 | 0 | 0 | 0 | 0 | 0 | 0 | 0 | 0 | 0 | 0 | 0 | 0 | 0 | 0 | 0 | 0 | 0 | 0 | 0 | 0 | 0 | 0
Residential_Multi-Family Moderate Income_New_Appliances_Natural Gas_Clothes Dryer_E7_Baseline Forecast | Residential | Multi-Family Moderate Income | New | Appliances | Natural Gas | Clothes Dryer | E7 |  | Baseline Forecast | 0 | 0 | 0 | 0 | 0 | 0 | 0 | 0 | 0 | 0 | 0 | 0 | 0 | 0 | 0 | 0 | 0 | 0 | 0 | 0 | 0 | 0 | 0 | 0 | 0 | 0 | 0 | 0 | 0 | 0 | 0 | 0 | 0
Residential_Multi-Family Moderate Income_New_Appliances_Natural Gas_Clothes Dryer_E8_Baseline Forecast | Residential | Multi-Family Moderate Income | New | Appliances | Natural Gas | Clothes Dryer | E8 |  | Baseline Forecast | 0 | 0 | 0 | 0 | 0 | 0 | 0 | 0 | 0 | 0 | 0 | 0 | 0 | 0 | 0 | 0 | 0 | 0 | 0 | 0 | 0 | 0 | 0 | 0 | 0 | 0 | 0 | 0 | 0 | 0 | 0 | 0 | 0
Residential_Multi-Family Moderate Income_New_Appliances_Natural Gas_Clothes Dryer_E9_Baseline Forecast | Residential | Multi-Family Moderate Income | New | Appliances | Natural Gas | Clothes Dryer | E9 |  | Baseline Forecast | 0 | 0 | 0 | 0 | 0 | 0 | 0 | 0 | 0 | 0 | 0 | 0 | 0 | 0 | 0 | 0 | 0 | 0 | 0 | 0 | 0 | 0 | 0 | 0 | 0 | 0 | 0 | 0 | 0 | 0 | 0 | 0 | 0
Residential_Multi-Family Moderate Income_New_Appliances_Natural Gas_Clothes Dryer_E10_Baseline Forecast | Residential | Multi-Family Moderate Income | New | Appliances | Natural Gas | Clothes Dryer | E10 |  | Baseline Forecast | 0 | 0 | 0 | 0 | 0 | 0 | 0 | 0 | 0 | 0 | 0 | 0 | 0 | 0 | 0 | 0 | 0 | 0 | 0 | 0 | 0 | 0 | 0 | 0 | 0 | 0 | 0 | 0 | 0 | 0 | 0 | 0 | 0
Residential_Multi-Family Moderate Income_New_Appliances_Natural Gas_Clothes Dryer_Vintage_Baseline Forecast | Residential | Multi-Family Moderate Income | New | Appliances | Natural Gas | Clothes Dryer | Vintage |  | Baseline Forecast | 0 | 0 | 0 | 0 | 0 | 0 | 0 | 0 | 0 | 0 | 0 | 0 | 0 | 0 | 0 | 0 | 0 | 0 | 0 | 0 | 0 | 0 | 0 | 0 | 0 | 0 | 0 | 0 | 0 | 0 | 0 | 0 | 0
Residential_Multi-Family Moderate Income_New_Appliances_Natural Gas_Stove/Oven_E1_Baseline Forecast | Residential | Multi-Family Moderate Income | New | Appliances | Natural Gas | Stove/Oven | E1 |  | Baseline Forecast | 0 | 0 | 0 | 0 | 0 | 0 | 0 | 0 | 0 | 0 | 0 | 0 | 0 | 0 | 0 | 0 | 0 | 0 | 0 | 0 | 0 | 0 | 0 | 0 | 0 | 0 | 0 | 0 | 0 | 0 | 0 | 0 | 0
Residential_Multi-Family Moderate Income_New_Appliances_Natural Gas_Stove/Oven_E2_Baseline Forecast | Residential | Multi-Family Moderate Income | New | Appliances | Natural Gas | Stove/Oven | E2 |  | Baseline Forecast | 0 | 0 | 0 | 0 | 0 | 0 | 0 | 0 | 0 | 0 | 0 | 0 | 0 | 0 | 0 | 0 | 0 | 0 | 0 | 0 | 0 | 0 | 0 | 0 | 0 | 0 | 0 | 0 | 0 | 0 | 0 | 0 | 0
Residential_Multi-Family Moderate Income_New_Appliances_Natural Gas_Stove/Oven_E3_Baseline Forecast | Residential | Multi-Family Moderate Income | New | Appliances | Natural Gas | Stove/Oven | E3 |  | Baseline Forecast | 0 | 0 | 0 | 0 | 0 | 0 | 0 | 0 | 0 | 0 | 0 | 0 | 0 | 0 | 0 | 0 | 0 | 0 | 0 | 0 | 0 | 0 | 0 | 0 | 0 | 0 | 0 | 0 | 0 | 0 | 0 | 0 | 0
Residential_Multi-Family Moderate Income_New_Appliances_Natural Gas_Stove/Oven_E4_Baseline Forecast | Residential | Multi-Family Moderate Income | New | Appliances | Natural Gas | Stove/Oven | E4 |  | Baseline Forecast | 0 | 0 | 0 | 0 | 0 | 0 | 0 | 0 | 0 | 0 | 0 | 0 | 0 | 0 | 0 | 0 | 0 | 0 | 0 | 0 | 0 | 0 | 0 | 0 | 0 | 0 | 0 | 0 | 0 | 0 | 0 | 0 | 0
Residential_Multi-Family Moderate Income_New_Appliances_Natural Gas_Stove/Oven_E5_Baseline Forecast | Residential | Multi-Family Moderate Income | New | Appliances | Natural Gas | Stove/Oven | E5 |  | Baseline Forecast | 0 | 0 | 0 | 0 | 0 | 0 | 0 | 0 | 0 | 0 | 0 | 0 | 0 | 0 | 0 | 0 | 0 | 0 | 0 | 0 | 0 | 0 | 0 | 0 | 0 | 0 | 0 | 0 | 0 | 0 | 0 | 0 | 0
Residential_Multi-Family Moderate Income_New_Appliances_Natural Gas_Stove/Oven_E6_Baseline Forecast | Residential | Multi-Family Moderate Income | New | Appliances | Natural Gas | Stove/Oven | E6 |  | Baseline Forecast | 0 | 0 | 0 | 0 | 0 | 0 | 0 | 0 | 0 | 0 | 0 | 0 | 0 | 0 | 0 | 0 | 0 | 0 | 0 | 0 | 0 | 0 | 0 | 0 | 0 | 0 | 0 | 0 | 0 | 0 | 0 | 0 | 0
Residential_Multi-Family Moderate Income_New_Appliances_Natural Gas_Stove/Oven_E7_Baseline Forecast | Residential | Multi-Family Moderate Income | New | Appliances | Natural Gas | Stove/Oven | E7 |  | Baseline Forecast | 0 | 0 | 0 | 0 | 0 | 0 | 0 | 0 | 0 | 0 | 0 | 0 | 0 | 0 | 0 | 0 | 0 | 0 | 0 | 0 | 0 | 0 | 0 | 0 | 0 | 0 | 0 | 0 | 0 | 0 | 0 | 0 | 0
Residential_Multi-Family Moderate Income_New_Appliances_Natural Gas_Stove/Oven_E8_Baseline Forecast | Residential | Multi-Family Moderate Income | New | Appliances | Natural Gas | Stove/Oven | E8 |  | Baseline Forecast | 0 | 0 | 0 | 0 | 0 | 0 | 0 | 0 | 0 | 0 | 0 | 0 | 0 | 0 | 0 | 0 | 0 | 0 | 0 | 0 | 0 | 0 | 0 | 0 | 0 | 0 | 0 | 0 | 0 | 0 | 0 | 0 | 0
Residential_Multi-Family Moderate Income_New_Appliances_Natural Gas_Stove/Oven_E9_Baseline Forecast | Residential | Multi-Family Moderate Income | New | Appliances | Natural Gas | Stove/Oven | E9 |  | Baseline Forecast | 0 | 0 | 0 | 0 | 0 | 0 | 0 | 0 | 0 | 0 | 0 | 0 | 0 | 0 | 0 | 0 | 0 | 0 | 0 | 0 | 0 | 0 | 0 | 0 | 0 | 0 | 0 | 0 | 0 | 0 | 0 | 0 | 0
Residential_Multi-Family Moderate Income_New_Appliances_Natural Gas_Stove/Oven_E10_Baseline Forecast | Residential | Multi-Family Moderate Income | New | Appliances | Natural Gas | Stove/Oven | E10 |  | Baseline Forecast | 0 | 0 | 0 | 0 | 0 | 0 | 0 | 0 | 0 | 0 | 0 | 0 | 0 | 0 | 0 | 0 | 0 | 0 | 0 | 0 | 0 | 0 | 0 | 0 | 0 | 0 | 0 | 0 | 0 | 0 | 0 | 0 | 0
Residential_Multi-Family Moderate Income_New_Appliances_Natural Gas_Stove/Oven_Vintage_Baseline Forecast | Residential | Multi-Family Moderate Income | New | Appliances | Natural Gas | Stove/Oven | Vintage |  | Baseline Forecast | 0 | 0 | 0 | 0 | 0 | 0 | 0 | 0 | 0 | 0 | 0 | 0 | 0 | 0 | 0 | 0 | 0 | 0 | 0 | 0 | 0 | 0 | 0 | 0 | 0 | 0 | 0 | 0 | 0 | 0 | 0 | 0 | 0
Residential_Multi-Family Moderate Income_New_Miscellaneous_Natural Gas_Pool Heater_E1_Baseline Forecast | Residential | Multi-Family Moderate Income | New | Miscellaneous | Natural Gas | Pool Heater | E1 |  | Baseline Forecast | 0 | 0 | 0 | 0 | 0 | 0 | 0 | 0 | 0 | 0 | 0 | 0 | 0 | 0 | 0 | 0 | 0 | 0 | 0 | 0 | 0 | 0 | 0 | 0 | 0 | 0 | 0 | 0 | 0 | 0 | 0 | 0 | 0
Residential_Multi-Family Moderate Income_New_Miscellaneous_Natural Gas_Pool Heater_E2_Baseline Forecast | Residential | Multi-Family Moderate Income | New | Miscellaneous | Natural Gas | Pool Heater | E2 |  | Baseline Forecast | 0 | 0 | 0 | 0 | 0 | 0 | 0 | 0 | 0 | 0 | 0 | 0 | 0 | 0 | 0 | 0 | 0 | 0 | 0 | 0 | 0 | 0 | 0 | 0 | 0 | 0 | 0 | 0 | 0 | 0 | 0 | 0 | 0
Residential_Multi-Family Moderate Income_New_Miscellaneous_Natural Gas_Pool Heater_E3_Baseline Forecast | Residential | Multi-Family Moderate Income | New | Miscellaneous | Natural Gas | Pool Heater | E3 |  | Baseline Forecast | 0 | 0 | 0 | 0 | 0 | 0 | 0 | 0 | 0 | 0 | 0 | 0 | 0 | 0 | 0 | 0 | 0 | 0 | 0 | 0 | 0 | 0 | 0 | 0 | 0 | 0 | 0 | 0 | 0 | 0 | 0 | 0 | 0
Residential_Multi-Family Moderate Income_New_Miscellaneous_Natural Gas_Pool Heater_E4_Baseline Forecast | Residential | Multi-Family Moderate Income | New | Miscellaneous | Natural Gas | Pool Heater | E4 |  | Baseline Forecast | 0 | 0 | 0 | 0 | 0 | 0 | 0 | 0 | 0 | 0 | 0 | 0 | 0 | 0 | 0 | 0 | 0 | 0 | 0 | 0 | 0 | 0 | 0 | 0 | 0 | 0 | 0 | 0 | 0 | 0 | 0 | 0 | 0
Residential_Multi-Family Moderate Income_New_Miscellaneous_Natural Gas_Pool Heater_E5_Baseline Forecast | Residential | Multi-Family Moderate Income | New | Miscellaneous | Natural Gas | Pool Heater | E5 |  | Baseline Forecast | 0 | 0 | 0 | 0 | 0 | 0 | 0 | 0 | 0 | 0 | 0 | 0 | 0 | 0 | 0 | 0 | 0 | 0 | 0 | 0 | 0 | 0 | 0 | 0 | 0 | 0 | 0 | 0 | 0 | 0 | 0 | 0 | 0
Residential_Multi-Family Moderate Income_New_Miscellaneous_Natural Gas_Pool Heater_E6_Baseline Forecast | Residential | Multi-Family Moderate Income | New | Miscellaneous | Natural Gas | Pool Heater | E6 |  | Baseline Forecast | 0 | 0 | 0 | 0 | 0 | 0 | 0 | 0 | 0 | 0 | 0 | 0 | 0 | 0 | 0 | 0 | 0 | 0 | 0 | 0 | 0 | 0 | 0 | 0 | 0 | 0 | 0 | 0 | 0 | 0 | 0 | 0 | 0
Residential_Multi-Family Moderate Income_New_Miscellaneous_Natural Gas_Pool Heater_E7_Baseline Forecast | Residential | Multi-Family Moderate Income | New | Miscellaneous | Natural Gas | Pool Heater | E7 |  | Baseline Forecast | 0 | 0 | 0 | 0 | 0 | 0 | 0 | 0 | 0 | 0 | 0 | 0 | 0 | 0 | 0 | 0 | 0 | 0 | 0 | 0 | 0 | 0 | 0 | 0 | 0 | 0 | 0 | 0 | 0 | 0 | 0 | 0 | 0
Residential_Multi-Family Moderate Income_New_Miscellaneous_Natural Gas_Pool Heater_E8_Baseline Forecast | Residential | Multi-Family Moderate Income | New | Miscellaneous | Natural Gas | Pool Heater | E8 |  | Baseline Forecast | 0 | 0 | 0 | 0 | 0 | 0 | 0 | 0 | 0 | 0 | 0 | 0 | 0 | 0 | 0 | 0 | 0 | 0 | 0 | 0 | 0 | 0 | 0 | 0 | 0 | 0 | 0 | 0 | 0 | 0 | 0 | 0 | 0
Residential_Multi-Family Moderate Income_New_Miscellaneous_Natural Gas_Pool Heater_E9_Baseline Forecast | Residential | Multi-Family Moderate Income | New | Miscellaneous | Natural Gas | Pool Heater | E9 |  | Baseline Forecast | 0 | 0 | 0 | 0 | 0 | 0 | 0 | 0 | 0 | 0 | 0 | 0 | 0 | 0 | 0 | 0 | 0 | 0 | 0 | 0 | 0 | 0 | 0 | 0 | 0 | 0 | 0 | 0 | 0 | 0 | 0 | 0 | 0
Residential_Multi-Family Moderate Income_New_Miscellaneous_Natural Gas_Pool Heater_E10_Baseline Forecast | Residential | Multi-Family Moderate Income | New | Miscellaneous | Natural Gas | Pool Heater | E10 |  | Baseline Forecast | 0 | 0 | 0 | 0 | 0 | 0 | 0 | 0 | 0 | 0 | 0 | 0 | 0 | 0 | 0 | 0 | 0 | 0 | 0 | 0 | 0 | 0 | 0 | 0 | 0 | 0 | 0 | 0 | 0 | 0 | 0 | 0 | 0
Residential_Multi-Family Moderate Income_New_Miscellaneous_Natural Gas_Pool Heater_Vintage_Baseline Forecast | Residential | Multi-Family Moderate Income | New | Miscellaneous | Natural Gas | Pool Heater | Vintage |  | Baseline Forecast | 0 | 0 | 0 | 0 | 0 | 0 | 0 | 0 | 0 | 0 | 0 | 0 | 0 | 0 | 0 | 0 | 0 | 0 | 0 | 0 | 0 | 0 | 0 | 0 | 0 | 0 | 0 | 0 | 0 | 0 | 0 | 0 | 0
Residential_Multi-Family Moderate Income_New_Miscellaneous_Natural Gas_Miscellaneous_E1_Baseline Forecast | Residential | Multi-Family Moderate Income | New | Miscellaneous | Natural Gas | Miscellaneous | E1 |  | Baseline Forecast | 0 | 99.7641 | 245.2553 | 384.4355 | 515.1134 | 636.8595 | 756.8136 | 875.0215 | 990.8872 | 1105.2818 | 1219.056 | 1332.1946 | 1444.8955 | 1557.3529 | 1669.4241 | 1781.1715 | 1892.6237 | 2003.9861 | 2115.2386 | 2226.1771 | 2336.7913 | 2447.0733 | 2557.1289 | 2666.9433 | 2776.3884 | 2885.4586 | 2994.1465 | 3102.4989 | 3210.509 | 3318.1283 | 3425.3518 | 3532.1836 | 3642.3473
Residential_Multi-Family Moderate Income_New_Miscellaneous_Natural Gas_Miscellaneous_E2_Baseline Forecast | Residential | Multi-Family Moderate Income | New | Miscellaneous | Natural Gas | Miscellaneous | E2 |  | Baseline Forecast | 0 | 0 | 0 | 0 | 0 | 0 | 0 | 0 | 0 | 0 | 0 | 0 | 0 | 0 | 0 | 0 | 0 | 0 | 0 | 0 | 0 | 0 | 0 | 0 | 0 | 0 | 0 | 0 | 0 | 0 | 0 | 0 | 0
Residential_Multi-Family Moderate Income_New_Miscellaneous_Natural Gas_Miscellaneous_E3_Baseline Forecast | Residential | Multi-Family Moderate Income | New | Miscellaneous | Natural Gas | Miscellaneous | E3 |  | Baseline Forecast | 0 | 0 | 0 | 0 | 0 | 0 | 0 | 0 | 0 | 0 | 0 | 0 | 0 | 0 | 0 | 0 | 0 | 0 | 0 | 0 | 0 | 0 | 0 | 0 | 0 | 0 | 0 | 0 | 0 | 0 | 0 | 0 | 0
Residential_Multi-Family Moderate Income_New_Miscellaneous_Natural Gas_Miscellaneous_E4_Baseline Forecast | Residential | Multi-Family Moderate Income | New | Miscellaneous | Natural Gas | Miscellaneous | E4 |  | Baseline Forecast | 0 | 0 | 0 | 0 | 0 | 0 | 0 | 0 | 0 | 0 | 0 | 0 | 0 | 0 | 0 | 0 | 0 | 0 | 0 | 0 | 0 | 0 | 0 | 0 | 0 | 0 | 0 | 0 | 0 | 0 | 0 | 0 | 0
Residential_Multi-Family Moderate Income_New_Miscellaneous_Natural Gas_Miscellaneous_E5_Baseline Forecast | Residential | Multi-Family Moderate Income | New | Miscellaneous | Natural Gas | Miscellaneous | E5 |  | Baseline Forecast | 0 | 0 | 0 | 0 | 0 | 0 | 0 | 0 | 0 | 0 | 0 | 0 | 0 | 0 | 0 | 0 | 0 | 0 | 0 | 0 | 0 | 0 | 0 | 0 | 0 | 0 | 0 | 0 | 0 | 0 | 0 | 0 | 0
Residential_Multi-Family Moderate Income_New_Miscellaneous_Natural Gas_Miscellaneous_E6_Baseline Forecast | Residential | Multi-Family Moderate Income | New | Miscellaneous | Natural Gas | Miscellaneous | E6 |  | Baseline Forecast | 0 | 0 | 0 | 0 | 0 | 0 | 0 | 0 | 0 | 0 | 0 | 0 | 0 | 0 | 0 | 0 | 0 | 0 | 0 | 0 | 0 | 0 | 0 | 0 | 0 | 0 | 0 | 0 | 0 | 0 | 0 | 0 | 0
Residential_Multi-Family Moderate Income_New_Miscellaneous_Natural Gas_Miscellaneous_E7_Baseline Forecast | Residential | Multi-Family Moderate Income | New | Miscellaneous | Natural Gas | Miscellaneous | E7 |  | Baseline Forecast | 0 | 0 | 0 | 0 | 0 | 0 | 0 | 0 | 0 | 0 | 0 | 0 | 0 | 0 | 0 | 0 | 0 | 0 | 0 | 0 | 0 | 0 | 0 | 0 | 0 | 0 | 0 | 0 | 0 | 0 | 0 | 0 | 0
Residential_Multi-Family Moderate Income_New_Miscellaneous_Natural Gas_Miscellaneous_E8_Baseline Forecast | Residential | Multi-Family Moderate Income | New | Miscellaneous | Natural Gas | Miscellaneous | E8 |  | Baseline Forecast | 0 | 0 | 0 | 0 | 0 | 0 | 0 | 0 | 0 | 0 | 0 | 0 | 0 | 0 | 0 | 0 | 0 | 0 | 0 | 0 | 0 | 0 | 0 | 0 | 0 | 0 | 0 | 0 | 0 | 0 | 0 | 0 | 0
Residential_Multi-Family Moderate Income_New_Miscellaneous_Natural Gas_Miscellaneous_E9_Baseline Forecast | Residential | Multi-Family Moderate Income | New | Miscellaneous | Natural Gas | Miscellaneous | E9 |  | Baseline Forecast | 0 | 0 | 0 | 0 | 0 | 0 | 0 | 0 | 0 | 0 | 0 | 0 | 0 | 0 | 0 | 0 | 0 | 0 | 0 | 0 | 0 | 0 | 0 | 0 | 0 | 0 | 0 | 0 | 0 | 0 | 0 | 0 | 0
Residential_Multi-Family Moderate Income_New_Miscellaneous_Natural Gas_Miscellaneous_E10_Baseline Forecast | Residential | Multi-Family Moderate Income | New | Miscellaneous | Natural Gas | Miscellaneous | E10 |  | Baseline Forecast | 0 | 0 | 0 | 0 | 0 | 0 | 0 | 0 | 0 | 0 | 0 | 0 | 0 | 0 | 0 | 0 | 0 | 0 | 0 | 0 | 0 | 0 | 0 | 0 | 0 | 0 | 0 | 0 | 0 | 0 | 0 | 0 | 0
Residential_Multi-Family Moderate Income_New_Miscellaneous_Natural Gas_Miscellaneous_Vintage_Baseline Forecast | Residential | Multi-Family Moderate Income | New | Miscellaneous | Natural Gas | Miscellaneous | Vintage |  | Baseline Forecast | 0 | 0 | 0 | 0 | 0 | 0 | 0 | 0 | 0 | 0 | 0 | 0 | 0 | 0 | 0 | 0 | 0 | 0 | 0 | 0 | 0 | 0 | 0 | 0 | 0 | 0 | 0 | 0 | 0 | 0 | 0 | 0 | 0
Residential_Multi-Family Low Income_Existing_Space Heating_Natural Gas_Furnace_E1_Baseline Forecast | Residential | Multi-Family Low Income | Existing | Space Heating | Natural Gas | Furnace | E1 |  | Baseline Forecast | 0 | 17.0619 | 35.1005 | 45.4754 | 54.8934 | 67.1073 | 80.1387 | 93.8084 | 108.1554 | 123.0517 | 138.3656 | 154.0701 | 167.6808 | 179.1057 | 190.5204 | 201.8953 | 213.2157 | 224.4444 | 234.2567 | 242.7999 | 250.2002 | 256.5687 | 261.9938 | 266.5669 | 270.3817 | 273.54 | 276.0808 | 278.0466 | 279.5065 | 280.5226 | 281.1133 | 281.3461 | 281.2686
Residential_Multi-Family Low Income_Existing_Space Heating_Natural Gas_Furnace_E2_Baseline Forecast | Residential | Multi-Family Low Income | Existing | Space Heating | Natural Gas | Furnace | E2 |  | Baseline Forecast | 0 | 0.93172 | 1.917 | 2.4838 | 2.9982 | 3.6652 | 4.377 | 5.1237 | 5.9074 | 6.7211 | 7.5576 | 8.4154 | 9.1588 | 9.7827 | 10.406 | 11.0269 | 11.6446 | 12.2572 | 12.7922 | 13.2576 | 13.6604 | 14.0067 | 14.3013 | 14.5491 | 14.7553 | 14.9254 | 15.0614 | 15.1658 | 15.2422 | 15.2941 | 15.3209 | 15.3277 | 15.318
Residential_Multi-Family Low Income_Existing_Space Heating_Natural Gas_Furnace_E3_Baseline Forecast | Residential | Multi-Family Low Income | Existing | Space Heating | Natural Gas | Furnace | E3 |  | Baseline Forecast | 0 | 0.23293 | 0.47928 | 0.621 | 0.7496 | 0.91636 | 1.0943 | 1.281 | 1.4769 | 1.6804 | 1.8895 | 2.104 | 2.2899 | 2.4458 | 2.6016 | 2.7569 | 2.9113 | 3.0644 | 3.1981 | 3.3144 | 3.415 | 3.5015 | 3.5751 | 3.6369 | 3.6883 | 3.7307 | 3.7646 | 3.7905 | 3.8094 | 3.8222 | 3.8286 | 3.83 | 3.8273
Residential_Multi-Family Low Income_Existing_Space Heating_Natural Gas_Furnace_E4_Baseline Forecast | Residential | Multi-Family Low Income | Existing | Space Heating | Natural Gas | Furnace | E4 |  | Baseline Forecast | 0 | 0 | 0 | 0 | 0 | 0 | 0 | 0 | 0 | 0 | 0 | 0 | 0 | 0 | 0 | 0 | 0 | 0 | 0 | 0 | 0 | 0 | 0 | 0 | 0 | 0 | 0 | 0 | 0 | 0 | 0 | 0 | 0
Residential_Multi-Family Low Income_Existing_Space Heating_Natural Gas_Furnace_E5_Baseline Forecast | Residential | Multi-Family Low Income | Existing | Space Heating | Natural Gas | Furnace | E5 |  | Baseline Forecast | 0 | 0.10945 | 0.22526 | 0.29191 | 0.35236 | 0.43075 | 0.51441 | 0.60217 | 0.69428 | 0.78991 | 0.88818 | 0.9889 | 1.0762 | 1.1493 | 1.2224 | 1.2951 | 1.3558 | 1.4052 | 1.45 | 1.4917 | 1.5252 | 1.5508 | 1.57 | 1.5837 | 1.5924 | 1.5681 | 1.5423 | 1.531 | 1.5211 | 1.506 | 1.5171 | 1.5255 | 1.5174
Residential_Multi-Family Low Income_Existing_Space Heating_Natural Gas_Furnace_E6_Baseline Forecast | Residential | Multi-Family Low Income | Existing | Space Heating | Natural Gas | Furnace | E6 |  | Baseline Forecast | 0 | 0 | 0 | 0 | 0 | 0 | 0 | 0 | 0 | 0 | 0 | 0 | 0 | 0 | 0 | 0 | 0 | 0 | 0 | 0 | 0 | 0 | 0 | 0 | 0 | 0 | 0 | 0 | 0 | 0 | 0 | 0 | 0
Residential_Multi-Family Low Income_Existing_Space Heating_Natural Gas_Furnace_E7_Baseline Forecast | Residential | Multi-Family Low Income | Existing | Space Heating | Natural Gas | Furnace | E7 |  | Baseline Forecast | 0 | 0 | 0 | 0 | 0 | 0 | 0 | 0 | 0 | 0 | 0 | 0 | 0 | 0 | 0 | 0 | 0 | 0 | 0 | 0 | 0 | 0 | 0 | 0 | 0 | 0 | 0 | 0 | 0 | 0 | 0 | 0 | 0
Residential_Multi-Family Low Income_Existing_Space Heating_Natural Gas_Furnace_E8_Baseline Forecast | Residential | Multi-Family Low Income | Existing | Space Heating | Natural Gas | Furnace | E8 |  | Baseline Forecast | 0 | 0 | 0 | 0 | 0 | 0 | 0 | 0 | 0 | 0 | 0 | 0 | 0 | 0 | 0 | 0 | 0 | 0 | 0 | 0 | 0 | 0 | 0 | 0 | 0 | 0 | 0 | 0 | 0 | 0 | 0 | 0 | 0
Residential_Multi-Family Low Income_Existing_Space Heating_Natural Gas_Furnace_E9_Baseline Forecast | Residential | Multi-Family Low Income | Existing | Space Heating | Natural Gas | Furnace | E9 |  | Baseline Forecast | 0 | 0 | 0 | 0 | 0 | 0 | 0 | 0 | 0 | 0 | 0 | 0 | 0 | 0 | 0 | 0 | 0 | 0 | 0 | 0 | 0 | 0 | 0 | 0 | 0 | 0 | 0 | 0 | 0 | 0 | 0 | 0 | 0
Residential_Multi-Family Low Income_Existing_Space Heating_Natural Gas_Furnace_E10_Baseline Forecast | Residential | Multi-Family Low Income | Existing | Space Heating | Natural Gas | Furnace | E10 |  | Baseline Forecast | 0 | 0 | 0 | 0 | 0 | 0 | 0 | 0 | 0 | 0 | 0 | 0 | 0 | 0 | 0 | 0 | 0 | 0 | 0 | 0 | 0 | 0 | 0 | 0 | 0 | 0 | 0 | 0 | 0 | 0 | 0 | 0 | 0
Residential_Multi-Family Low Income_Existing_Space Heating_Natural Gas_Furnace_Vintage_Baseline Forecast | Residential | Multi-Family Low Income | Existing | Space Heating | Natural Gas | Furnace | Vintage |  | Baseline Forecast | 384.0205 | 375.8341 | 366.8413 | 357.1095 | 345.0165 | 334.0398 | 322.4966 | 310.4341 | 297.8956 | 284.9207 | 271.5459 | 257.8044 | 243.7268 | 226.8571 | 210.0475 | 193.3201 | 176.6978 | 160.1922 | 145.2138 | 131.6319 | 119.3167 | 108.1509 | 98.0237 | 88.8399 | 80.5155 | 72.9705 | 66.132 | 59.9332 | 54.3145 | 49.2226 | 44.6083 | 40.4267 | 36.6372
Residential_Multi-Family Low Income_Existing_Space Heating_Natural Gas_Boiler_E1_Baseline Forecast | Residential | Multi-Family Low Income | Existing | Space Heating | Natural Gas | Boiler | E1 |  | Baseline Forecast | 0 | 3.0101 | 3.0101 | 3.0101 | 2.9955 | 2.9955 | 2.9955 | 2.9955 | 2.9955 | 2.9955 | 2.9955 | 2.9955 | 2.9955 | 2.9955 | 2.9955 | 2.9955 | 2.9955 | 2.9955 | 2.9955 | 2.9955 | 2.9955 | 2.9955 | 2.7232 | 2.4756 | 2.2506 | 2.046 | 1.86 | 1.6909 | 1.5372 | 1.3974 | 1.2704 | 1.1549 | 1.0499
Residential_Multi-Family Low Income_Existing_Space Heating_Natural Gas_Boiler_E2_Baseline Forecast | Residential | Multi-Family Low Income | Existing | Space Heating | Natural Gas | Boiler | E2 |  | Baseline Forecast | 0 | 0 | 1.8998 | 2.932 | 3.8628 | 5.0927 | 6.4096 | 7.7932 | 9.248 | 10.7597 | 12.3137 | 13.9069 | 15.534 | 17.1897 | 18.8731 | 20.5811 | 22.311 | 24.0579 | 25.82 | 27.5989 | 29.3933 | 31.2021 | 33.039 | 34.7395 | 36.318 | 37.786 | 39.1537 | 40.43 | 41.6234 | 42.7429 | 43.7956 | 44.7883 | 45.7267
Residential_Multi-Family Low Income_Existing_Space Heating_Natural Gas_Boiler_E3_Baseline Forecast | Residential | Multi-Family Low Income | Existing | Space Heating | Natural Gas | Boiler | E3 |  | Baseline Forecast | 0 | 0.93638 | 2.4665 | 3.2978 | 4.0429 | 5.0334 | 6.0939 | 7.2081 | 8.3798 | 9.5972 | 10.8486 | 12.1315 | 13.4417 | 14.7747 | 16.13 | 17.5049 | 18.8974 | 20.3033 | 21.7214 | 23.1529 | 24.5967 | 26.0519 | 27.4448 | 28.7353 | 29.9345 | 31.0508 | 32.0919 | 33.0645 | 33.9748 | 34.8296 | 35.634 | 36.3931 | 37.1109
Residential_Multi-Family Low Income_Existing_Space Heating_Natural Gas_Boiler_E4_Baseline Forecast | Residential | Multi-Family Low Income | Existing | Space Heating | Natural Gas | Boiler | E4 |  | Baseline Forecast | 0 | 0.93641 | 2.4682 | 3.3005 | 4.0464 | 5.0378 | 6.0994 | 7.2148 | 8.3877 | 9.6063 | 10.8589 | 12.1431 | 13.4544 | 14.7885 | 16.1449 | 17.5208 | 18.9141 | 20.3208 | 21.7395 | 23.1716 | 24.6158 | 26.0712 | 27.4643 | 28.7547 | 29.9534 | 31.0691 | 32.1094 | 33.0808 | 33.9897 | 34.8427 | 35.6449 | 36.4012 | 37.1154
Residential_Multi-Family Low Income_Existing_Space Heating_Natural Gas_Boiler_E5_Baseline Forecast | Residential | Multi-Family Low Income | Existing | Space Heating | Natural Gas | Boiler | E5 |  | Baseline Forecast | 0 | 0.36084 | 0.95073 | 1.2713 | 1.5585 | 1.9403 | 2.3491 | 2.7785 | 3.2302 | 3.6994 | 4.1817 | 4.6761 | 5.1809 | 5.6945 | 6.2165 | 6.746 | 7.2822 | 7.8234 | 8.3692 | 8.92 | 9.4754 | 10.035 | 10.5705 | 11.0664 | 11.5268 | 11.9552 | 12.3545 | 12.7271 | 13.0755 | 13.4022 | 13.7091 | 13.998 | 14.2702
Residential_Multi-Family Low Income_Existing_Space Heating_Natural Gas_Boiler_E6_Baseline Forecast | Residential | Multi-Family Low Income | Existing | Space Heating | Natural Gas | Boiler | E6 |  | Baseline Forecast | 0 | 0 | 0 | 0 | 0 | 0 | 0 | 0 | 0 | 0 | 0 | 0 | 0 | 0 | 0 | 0 | 0 | 0 | 0 | 0 | 0 | 0 | 0 | 0 | 0 | 0 | 0 | 0 | 0 | 0 | 0 | 0 | 0
Residential_Multi-Family Low Income_Existing_Space Heating_Natural Gas_Boiler_E7_Baseline Forecast | Residential | Multi-Family Low Income | Existing | Space Heating | Natural Gas | Boiler | E7 |  | Baseline Forecast | 0 | 0 | 0 | 0 | 0 | 0 | 0 | 0 | 0 | 0 | 0 | 0 | 0 | 0 | 0 | 0 | 0 | 0 | 0 | 0 | 0 | 0 | 0 | 0 | 0 | 0 | 0 | 0 | 0 | 0 | 0 | 0 | 0
Residential_Multi-Family Low Income_Existing_Space Heating_Natural Gas_Boiler_E8_Baseline Forecast | Residential | Multi-Family Low Income | Existing | Space Heating | Natural Gas | Boiler | E8 |  | Baseline Forecast | 0 | 0 | 0 | 0 | 0 | 0 | 0 | 0 | 0 | 0 | 0 | 0 | 0 | 0 | 0 | 0 | 0 | 0 | 0 | 0 | 0 | 0 | 0 | 0 | 0 | 0 | 0 | 0 | 0 | 0 | 0 | 0 | 0
Residential_Multi-Family Low Income_Existing_Space Heating_Natural Gas_Boiler_E9_Baseline Forecast | Residential | Multi-Family Low Income | Existing | Space Heating | Natural Gas | Boiler | E9 |  | Baseline Forecast | 0 | 0 | 0 | 0 | 0 | 0 | 0 | 0 | 0 | 0 | 0 | 0 | 0 | 0 | 0 | 0 | 0 | 0 | 0 | 0 | 0 | 0 | 0 | 0 | 0 | 0 | 0 | 0 | 0 | 0 | 0 | 0 | 0
Residential_Multi-Family Low Income_Existing_Space Heating_Natural Gas_Boiler_E10_Baseline Forecast | Residential | Multi-Family Low Income | Existing | Space Heating | Natural Gas | Boiler | E10 |  | Baseline Forecast | 0 | 0 | 0 | 0 | 0 | 0 | 0 | 0 | 0 | 0 | 0 | 0 | 0 | 0 | 0 | 0 | 0 | 0 | 0 | 0 | 0 | 0 | 0 | 0 | 0 | 0 | 0 | 0 | 0 | 0 | 0 | 0 | 0
Residential_Multi-Family Low Income_Existing_Space Heating_Natural Gas_Boiler_Vintage_Baseline Forecast | Residential | Multi-Family Low Income | Existing | Space Heating | Natural Gas | Boiler | Vintage |  | Baseline Forecast | 117.5435 | 115.4063 | 113.036 | 110.4538 | 107.1559 | 104.2201 | 101.1259 | 97.8876 | 94.5183 | 91.03 | 87.4335 | 83.7385 | 79.9541 | 76.0884 | 72.1488 | 68.1419 | 64.074 | 59.9505 | 55.7765 | 51.5566 | 47.295 | 42.9955 | 39.0868 | 35.5334 | 32.3031 | 29.3665 | 26.6968 | 24.2698 | 22.0635 | 20.0577 | 18.2343 | 16.5766 | 15.0696
Residential_Multi-Family Low Income_Existing_Secondary Heating_Natural Gas_Fireplace_E1_Baseline Forecast | Residential | Multi-Family Low Income | Existing | Secondary Heating | Natural Gas | Fireplace | E1 |  | Baseline Forecast | 0 | 6.4037 | 12.883 | 18.2 | 23.221 | 28.3393 | 33.3906 | 38.3676 | 43.2812 | 48.1248 | 52.8871 | 57.5675 | 62.1619 | 66.6657 | 70.4954 | 73.7322 | 76.4479 | 78.7008 | 80.547 | 82.0411 | 83.227 | 84.1431 | 84.8201 | 85.2881 | 85.577 | 85.71 | 85.7074 | 85.5857 | 85.3609 | 85.0481 | 84.6596 | 84.206 | 83.696
Residential_Multi-Family Low Income_Existing_Secondary Heating_Natural Gas_Fireplace_E2_Baseline Forecast | Residential | Multi-Family Low Income | Existing | Secondary Heating | Natural Gas | Fireplace | E2 |  | Baseline Forecast | 0 | 0 | 0 | 0 | 0 | 0 | 0 | 0 | 0 | 0 | 0 | 0 | 0 | 0 | 0 | 0 | 0 | 0 | 0 | 0 | 0 | 0 | 0 | 0 | 0 | 0 | 0 | 0 | 0 | 0 | 0 | 0 | 0
Residential_Multi-Family Low Income_Existing_Secondary Heating_Natural Gas_Fireplace_E3_Baseline Forecast | Residential | Multi-Family Low Income | Existing | Secondary Heating | Natural Gas | Fireplace | E3 |  | Baseline Forecast | 0 | 0 | 0 | 0 | 0 | 0 | 0 | 0 | 0 | 0 | 0 | 0 | 0 | 0 | 0 | 0 | 0 | 0 | 0 | 0 | 0 | 0 | 0 | 0 | 0 | 0 | 0 | 0 | 0 | 0 | 0 | 0 | 0
Residential_Multi-Family Low Income_Existing_Secondary Heating_Natural Gas_Fireplace_E4_Baseline Forecast | Residential | Multi-Family Low Income | Existing | Secondary Heating | Natural Gas | Fireplace | E4 |  | Baseline Forecast | 0 | 0 | 0 | 0 | 0 | 0 | 0 | 0 | 0 | 0 | 0 | 0 | 0 | 0 | 0 | 0 | 0 | 0 | 0 | 0 | 0 | 0 | 0 | 0 | 0 | 0 | 0 | 0 | 0 | 0 | 0 | 0 | 0
Residential_Multi-Family Low Income_Existing_Secondary Heating_Natural Gas_Fireplace_E5_Baseline Forecast | Residential | Multi-Family Low Income | Existing | Secondary Heating | Natural Gas | Fireplace | E5 |  | Baseline Forecast | 0 | 0 | 0 | 0 | 0 | 0 | 0 | 0 | 0 | 0 | 0 | 0 | 0 | 0 | 0 | 0 | 0 | 0 | 0 | 0 | 0 | 0 | 0 | 0 | 0 | 0 | 0 | 0 | 0 | 0 | 0 | 0 | 0
Residential_Multi-Family Low Income_Existing_Secondary Heating_Natural Gas_Fireplace_E6_Baseline Forecast | Residential | Multi-Family Low Income | Existing | Secondary Heating | Natural Gas | Fireplace | E6 |  | Baseline Forecast | 0 | 0 | 0 | 0 | 0 | 0 | 0 | 0 | 0 | 0 | 0 | 0 | 0 | 0 | 0 | 0 | 0 | 0 | 0 | 0 | 0 | 0 | 0 | 0 | 0 | 0 | 0 | 0 | 0 | 0 | 0 | 0 | 0
Residential_Multi-Family Low Income_Existing_Secondary Heating_Natural Gas_Fireplace_E7_Baseline Forecast | Residential | Multi-Family Low Income | Existing | Secondary Heating | Natural Gas | Fireplace | E7 |  | Baseline Forecast | 0 | 0 | 0 | 0 | 0 | 0 | 0 | 0 | 0 | 0 | 0 | 0 | 0 | 0 | 0 | 0 | 0 | 0 | 0 | 0 | 0 | 0 | 0 | 0 | 0 | 0 | 0 | 0 | 0 | 0 | 0 | 0 | 0
Residential_Multi-Family Low Income_Existing_Secondary Heating_Natural Gas_Fireplace_E8_Baseline Forecast | Residential | Multi-Family Low Income | Existing | Secondary Heating | Natural Gas | Fireplace | E8 |  | Baseline Forecast | 0 | 0 | 0 | 0 | 0 | 0 | 0 | 0 | 0 | 0 | 0 | 0 | 0 | 0 | 0 | 0 | 0 | 0 | 0 | 0 | 0 | 0 | 0 | 0 | 0 | 0 | 0 | 0 | 0 | 0 | 0 | 0 | 0
Residential_Multi-Family Low Income_Existing_Secondary Heating_Natural Gas_Fireplace_E9_Baseline Forecast | Residential | Multi-Family Low Income | Existing | Secondary Heating | Natural Gas | Fireplace | E9 |  | Baseline Forecast | 0 | 0 | 0 | 0 | 0 | 0 | 0 | 0 | 0 | 0 | 0 | 0 | 0 | 0 | 0 | 0 | 0 | 0 | 0 | 0 | 0 | 0 | 0 | 0 | 0 | 0 | 0 | 0 | 0 | 0 | 0 | 0 | 0
Residential_Multi-Family Low Income_Existing_Secondary Heating_Natural Gas_Fireplace_E10_Baseline Forecast | Residential | Multi-Family Low Income | Existing | Secondary Heating | Natural Gas | Fireplace | E10 |  | Baseline Forecast | 0 | 0 | 0 | 0 | 0 | 0 | 0 | 0 | 0 | 0 | 0 | 0 | 0 | 0 | 0 | 0 | 0 | 0 | 0 | 0 | 0 | 0 | 0 | 0 | 0 | 0 | 0 | 0 | 0 | 0 | 0 | 0 | 0
Residential_Multi-Family Low Income_Existing_Secondary Heating_Natural Gas_Fireplace_Vintage_Baseline Forecast | Residential | Multi-Family Low Income | Existing | Secondary Heating | Natural Gas | Fireplace | Vintage |  | Baseline Forecast | 122.5237 | 117.0782 | 111.5571 | 104.4123 | 96.5836 | 89.9191 | 83.4276 | 77.0704 | 70.8578 | 64.766 | 58.7761 | 52.8895 | 47.1033 | 41.4162 | 36.4155 | 32.0179 | 28.1504 | 24.7474 | 21.7537 | 19.1215 | 16.8073 | 14.7728 | 12.9838 | 11.4107 | 10.0281 | 8.813 | 7.7451 | 6.8064 | 5.9814 | 5.2564 | 4.6193 | 4.0594 | 3.5674
Residential_Multi-Family Low Income_Existing_Water Heating_Natural Gas_Water Heater (<= 55 gal)_E1_Baseline Forecast | Residential | Multi-Family Low Income | Existing | Water Heating | Natural Gas | Water Heater (<= 55 gal) | E1 |  | Baseline Forecast | 0 | 1.9212 | 4.1578 | 6.1444 | 8.2325 | 10.5268 | 12.9074 | 15.3565 | 17.8677 | 20.4187 | 22.8463 | 25.2885 | 27.2801 | 28.8948 | 30.1903 | 31.2122 | 31.998 | 32.5824 | 32.9962 | 33.2423 | 33.361 | 33.399 | 33.3636 | 33.2675 | 33.1306 | 32.9581 | 32.7537 | 32.5289 | 32.3239 | 32.1009 | 31.8685 | 31.6252 | 31.3731
Residential_Multi-Family Low Income_Existing_Water Heating_Natural Gas_Water Heater (<= 55 gal)_E2_Baseline Forecast | Residential | Multi-Family Low Income | Existing | Water Heating | Natural Gas | Water Heater (<= 55 gal) | E2 |  | Baseline Forecast | 0 | 8.9193 | 19.1346 | 28.0952 | 37.4282 | 47.5964 | 58.2609 | 69.2998 | 80.6391 | 92.2 | 104.0456 | 115.9738 | 125.8809 | 134.0604 | 140.779 | 146.2585 | 150.6891 | 154.2185 | 156.9817 | 159.1296 | 160.742 | 161.8751 | 162.6005 | 162.9806 | 163.0667 | 162.9073 | 162.5441 | 162.0009 | 161.271 | 160.4234 | 159.4727 | 158.4411 | 157.3417
Residential_Multi-Family Low Income_Existing_Water Heating_Natural Gas_Water Heater (<= 55 gal)_E3_Baseline Forecast | Residential | Multi-Family Low Income | Existing | Water Heating | Natural Gas | Water Heater (<= 55 gal) | E3 |  | Baseline Forecast | 0 | 0.45168 | 0.97051 | 1.4266 | 1.9025 | 2.4217 | 2.9653 | 3.5273 | 4.1043 | 4.6923 | 5.287 | 5.8857 | 6.3815 | 6.7895 | 7.1235 | 7.3943 | 7.6117 | 7.7831 | 7.9154 | 8.0152 | 8.0873 | 8.1361 | 8.1648 | 8.1766 | 8.1745 | 8.1607 | 8.1371 | 8.1051 | 8.0662 | 8.0216 | 7.9723 | 7.9192 | 7.8629
Residential_Multi-Family Low Income_Existing_Water Heating_Natural Gas_Water Heater (<= 55 gal)_E4_Baseline Forecast | Residential | Multi-Family Low Income | Existing | Water Heating | Natural Gas | Water Heater (<= 55 gal) | E4 |  | Baseline Forecast | 0 | 0 | 0 | 0 | 0 | 0 | 0 | 0 | 0 | 0 | 0 | 0 | 0 | 0 | 0 | 0 | 0 | 0 | 0 | 0 | 0 | 0 | 0 | 0 | 0 | 0 | 0 | 0 | 0 | 0 | 0 | 0 | 0
Residential_Multi-Family Low Income_Existing_Water Heating_Natural Gas_Water Heater (<= 55 gal)_E5_Baseline Forecast | Residential | Multi-Family Low Income | Existing | Water Heating | Natural Gas | Water Heater (<= 55 gal) | E5 |  | Baseline Forecast | 0 | 0 | 0 | 0 | 0 | 0 | 0 | 0 | 0 | 0 | 0 | 0 | 0 | 0 | 0 | 0 | 0 | 0 | 0 | 0 | 0 | 0 | 0 | 0 | 0 | 0 | 0 | 0 | 0 | 0 | 0 | 0 | 0
Residential_Multi-Family Low Income_Existing_Water Heating_Natural Gas_Water Heater (<= 55 gal)_E6_Baseline Forecast | Residential | Multi-Family Low Income | Existing | Water Heating | Natural Gas | Water Heater (<= 55 gal) | E6 |  | Baseline Forecast | 0 | 0 | 0 | 0 | 0 | 0 | 0 | 0 | 0 | 0 | 0 | 0 | 0 | 0 | 0 | 0 | 0 | 0 | 0 | 0 | 0 | 0 | 0 | 0 | 0 | 0 | 0 | 0 | 0 | 0 | 0 | 0 | 0
Residential_Multi-Family Low Income_Existing_Water Heating_Natural Gas_Water Heater (<= 55 gal)_E7_Baseline Forecast | Residential | Multi-Family Low Income | Existing | Water Heating | Natural Gas | Water Heater (<= 55 gal) | E7 |  | Baseline Forecast | 0 | 0 | 0 | 0 | 0 | 0 | 0 | 0 | 0 | 0 | 0 | 0 | 0 | 0 | 0 | 0 | 0 | 0 | 0 | 0 | 0 | 0 | 0 | 0 | 0 | 0 | 0 | 0 | 0 | 0 | 0 | 0 | 0
Residential_Multi-Family Low Income_Existing_Water Heating_Natural Gas_Water Heater (<= 55 gal)_E8_Baseline Forecast | Residential | Multi-Family Low Income | Existing | Water Heating | Natural Gas | Water Heater (<= 55 gal) | E8 |  | Baseline Forecast | 0 | 0 | 0 | 0 | 0 | 0 | 0 | 0 | 0 | 0 | 0 | 0 | 0 | 0 | 0 | 0 | 0 | 0 | 0 | 0 | 0 | 0 | 0 | 0 | 0 | 0 | 0 | 0 | 0 | 0 | 0 | 0 | 0
Residential_Multi-Family Low Income_Existing_Water Heating_Natural Gas_Water Heater (<= 55 gal)_E9_Baseline Forecast | Residential | Multi-Family Low Income | Existing | Water Heating | Natural Gas | Water Heater (<= 55 gal) | E9 |  | Baseline Forecast | 0 | 0 | 0 | 0 | 0 | 0 | 0 | 0 | 0 | 0 | 0 | 0 | 0 | 0 | 0 | 0 | 0 | 0 | 0 | 0 | 0 | 0 | 0 | 0 | 0 | 0 | 0 | 0 | 0 | 0 | 0 | 0 | 0
Residential_Multi-Family Low Income_Existing_Water Heating_Natural Gas_Water Heater (<= 55 gal)_E10_Baseline Forecast | Residential | Multi-Family Low Income | Existing | Water Heating | Natural Gas | Water Heater (<= 55 gal) | E10 |  | Baseline Forecast | 0 | 0 | 0 | 0 | 0 | 0 | 0 | 0 | 0 | 0 | 0 | 0 | 0 | 0 | 0 | 0 | 0 | 0 | 0 | 0 | 0 | 0 | 0 | 0 | 0 | 0 | 0 | 0 | 0 | 0 | 0 | 0 | 0
Residential_Multi-Family Low Income_Existing_Water Heating_Natural Gas_Water Heater (<= 55 gal)_Vintage_Baseline Forecast | Residential | Multi-Family Low Income | Existing | Water Heating | Natural Gas | Water Heater (<= 55 gal) | Vintage |  | Baseline Forecast | 266.1038 | 257.3311 | 246.8875 | 231.9385 | 214.3412 | 198.4021 | 182.078 | 165.4149 | 148.5436 | 131.5033 | 114.3322 | 97.0989 | 82.4644 | 70.0325 | 59.4746 | 50.5072 | 42.8904 | 36.4184 | 30.92 | 26.2509 | 22.2861 | 18.9197 | 16.0608 | 13.6331 | 11.5723 | 9.8229 | 8.3378 | 7.0772 | 6.007 | 5.0987 | 4.3278 | 3.6734 | 3.118
Residential_Multi-Family Low Income_Existing_Water Heating_Natural Gas_Water Heater (> 55 gal)_E1_Baseline Forecast | Residential | Multi-Family Low Income | Existing | Water Heating | Natural Gas | Water Heater (> 55 gal) | E1 |  | Baseline Forecast | 0 | 0 | 0 | 0 | 0 | 0 | 0 | 0 | 0 | 0 | 0 | 0 | 0 | 0 | 0 | 0 | 0 | 0 | 0 | 0 | 0 | 0 | 0 | 0 | 0 | 0 | 0 | 0 | 0 | 0 | 0 | 0 | 0
Residential_Multi-Family Low Income_Existing_Water Heating_Natural Gas_Water Heater (> 55 gal)_E2_Baseline Forecast | Residential | Multi-Family Low Income | Existing | Water Heating | Natural Gas | Water Heater (> 55 gal) | E2 |  | Baseline Forecast | 0 | 0 | 0 | 0 | 0 | 0 | 0 | 0 | 0 | 0 | 0 | 0 | 0 | 0 | 0 | 0 | 0 | 0 | 0 | 0 | 0 | 0 | 0 | 0 | 0 | 0 | 0 | 0 | 0 | 0 | 0 | 0 | 0
Residential_Multi-Family Low Income_Existing_Water Heating_Natural Gas_Water Heater (> 55 gal)_E3_Baseline Forecast | Residential | Multi-Family Low Income | Existing | Water Heating | Natural Gas | Water Heater (> 55 gal) | E3 |  | Baseline Forecast | 0 | 0 | 0 | 0 | 0 | 0 | 0 | 0 | 0 | 0 | 0 | 0 | 0 | 0 | 0 | 0 | 0 | 0 | 0 | 0 | 0 | 0 | 0 | 0 | 0 | 0 | 0 | 0 | 0 | 0 | 0 | 0 | 0
Residential_Multi-Family Low Income_Existing_Water Heating_Natural Gas_Water Heater (> 55 gal)_E4_Baseline Forecast | Residential | Multi-Family Low Income | Existing | Water Heating | Natural Gas | Water Heater (> 55 gal) | E4 |  | Baseline Forecast | 0 | 0 | 0 | 0 | 0 | 0 | 0 | 0 | 0 | 0 | 0 | 0 | 0 | 0 | 0 | 0 | 0 | 0 | 0 | 0 | 0 | 0 | 0 | 0 | 0 | 0 | 0 | 0 | 0 | 0 | 0 | 0 | 0
Residential_Multi-Family Low Income_Existing_Water Heating_Natural Gas_Water Heater (> 55 gal)_E5_Baseline Forecast | Residential | Multi-Family Low Income | Existing | Water Heating | Natural Gas | Water Heater (> 55 gal) | E5 |  | Baseline Forecast | 0 | 0 | 0 | 0 | 0 | 0 | 0 | 0 | 0 | 0 | 0 | 0 | 0 | 0 | 0 | 0 | 0 | 0 | 0 | 0 | 0 | 0 | 0 | 0 | 0 | 0 | 0 | 0 | 0 | 0 | 0 | 0 | 0
Residential_Multi-Family Low Income_Existing_Water Heating_Natural Gas_Water Heater (> 55 gal)_E6_Baseline Forecast | Residential | Multi-Family Low Income | Existing | Water Heating | Natural Gas | Water Heater (> 55 gal) | E6 |  | Baseline Forecast | 0 | 0 | 0 | 0 | 0 | 0 | 0 | 0 | 0 | 0 | 0 | 0 | 0 | 0 | 0 | 0 | 0 | 0 | 0 | 0 | 0 | 0 | 0 | 0 | 0 | 0 | 0 | 0 | 0 | 0 | 0 | 0 | 0
Residential_Multi-Family Low Income_Existing_Water Heating_Natural Gas_Water Heater (> 55 gal)_E7_Baseline Forecast | Residential | Multi-Family Low Income | Existing | Water Heating | Natural Gas | Water Heater (> 55 gal) | E7 |  | Baseline Forecast | 0 | 0 | 0 | 0 | 0 | 0 | 0 | 0 | 0 | 0 | 0 | 0 | 0 | 0 | 0 | 0 | 0 | 0 | 0 | 0 | 0 | 0 | 0 | 0 | 0 | 0 | 0 | 0 | 0 | 0 | 0 | 0 | 0
Residential_Multi-Family Low Income_Existing_Water Heating_Natural Gas_Water Heater (> 55 gal)_E8_Baseline Forecast | Residential | Multi-Family Low Income | Existing | Water Heating | Natural Gas | Water Heater (> 55 gal) | E8 |  | Baseline Forecast | 0 | 0 | 0 | 0 | 0 | 0 | 0 | 0 | 0 | 0 | 0 | 0 | 0 | 0 | 0 | 0 | 0 | 0 | 0 | 0 | 0 | 0 | 0 | 0 | 0 | 0 | 0 | 0 | 0 | 0 | 0 | 0 | 0
Residential_Multi-Family Low Income_Existing_Water Heating_Natural Gas_Water Heater (> 55 gal)_E9_Baseline Forecast | Residential | Multi-Family Low Income | Existing | Water Heating | Natural Gas | Water Heater (> 55 gal) | E9 |  | Baseline Forecast | 0 | 0 | 0 | 0 | 0 | 0 | 0 | 0 | 0 | 0 | 0 | 0 | 0 | 0 | 0 | 0 | 0 | 0 | 0 | 0 | 0 | 0 | 0 | 0 | 0 | 0 | 0 | 0 | 0 | 0 | 0 | 0 | 0
Residential_Multi-Family Low Income_Existing_Water Heating_Natural Gas_Water Heater (> 55 gal)_E10_Baseline Forecast | Residential | Multi-Family Low Income | Existing | Water Heating | Natural Gas | Water Heater (> 55 gal) | E10 |  | Baseline Forecast | 0 | 0 | 0 | 0 | 0 | 0 | 0 | 0 | 0 | 0 | 0 | 0 | 0 | 0 | 0 | 0 | 0 | 0 | 0 | 0 | 0 | 0 | 0 | 0 | 0 | 0 | 0 | 0 | 0 | 0 | 0 | 0 | 0
Residential_Multi-Family Low Income_Existing_Water Heating_Natural Gas_Water Heater (> 55 gal)_Vintage_Baseline Forecast | Residential | Multi-Family Low Income | Existing | Water Heating | Natural Gas | Water Heater (> 55 gal) | Vintage |  | Baseline Forecast | 0 | 0 | 0 | 0 | 0 | 0 | 0 | 0 | 0 | 0 | 0 | 0 | 0 | 0 | 0 | 0 | 0 | 0 | 0 | 0 | 0 | 0 | 0 | 0 | 0 | 0 | 0 | 0 | 0 | 0 | 0 | 0 | 0
Residential_Multi-Family Low Income_Existing_Appliances_Natural Gas_Clothes Dryer_E1_Baseline Forecast | Residential | Multi-Family Low Income | Existing | Appliances | Natural Gas | Clothes Dryer | E1 |  | Baseline Forecast | 0 | 0 | 0 | 0 | 0 | 0 | 0 | 0 | 0 | 0 | 0 | 0 | 0 | 0 | 0 | 0 | 0 | 0 | 0 | 0 | 0 | 0 | 0 | 0 | 0 | 0 | 0 | 0 | 0 | 0 | 0 | 0 | 0
Residential_Multi-Family Low Income_Existing_Appliances_Natural Gas_Clothes Dryer_E2_Baseline Forecast | Residential | Multi-Family Low Income | Existing | Appliances | Natural Gas | Clothes Dryer | E2 |  | Baseline Forecast | 0 | 0 | 0 | 0 | 0 | 0 | 0 | 0 | 0 | 0 | 0 | 0 | 0 | 0 | 0 | 0 | 0 | 0 | 0 | 0 | 0 | 0 | 0 | 0 | 0 | 0 | 0 | 0 | 0 | 0 | 0 | 0 | 0
Residential_Multi-Family Low Income_Existing_Appliances_Natural Gas_Clothes Dryer_E3_Baseline Forecast | Residential | Multi-Family Low Income | Existing | Appliances | Natural Gas | Clothes Dryer | E3 |  | Baseline Forecast | 0 | 0 | 0 | 0 | 0 | 0 | 0 | 0 | 0 | 0 | 0 | 0 | 0 | 0 | 0 | 0 | 0 | 0 | 0 | 0 | 0 | 0 | 0 | 0 | 0 | 0 | 0 | 0 | 0 | 0 | 0 | 0 | 0
Residential_Multi-Family Low Income_Existing_Appliances_Natural Gas_Clothes Dryer_E4_Baseline Forecast | Residential | Multi-Family Low Income | Existing | Appliances | Natural Gas | Clothes Dryer | E4 |  | Baseline Forecast | 0 | 0 | 0 | 0 | 0 | 0 | 0 | 0 | 0 | 0 | 0 | 0 | 0 | 0 | 0 | 0 | 0 | 0 | 0 | 0 | 0 | 0 | 0 | 0 | 0 | 0 | 0 | 0 | 0 | 0 | 0 | 0 | 0
Residential_Multi-Family Low Income_Existing_Appliances_Natural Gas_Clothes Dryer_E5_Baseline Forecast | Residential | Multi-Family Low Income | Existing | Appliances | Natural Gas | Clothes Dryer | E5 |  | Baseline Forecast | 0 | 0 | 0 | 0 | 0 | 0 | 0 | 0 | 0 | 0 | 0 | 0 | 0 | 0 | 0 | 0 | 0 | 0 | 0 | 0 | 0 | 0 | 0 | 0 | 0 | 0 | 0 | 0 | 0 | 0 | 0 | 0 | 0
Residential_Multi-Family Low Income_Existing_Appliances_Natural Gas_Clothes Dryer_E6_Baseline Forecast | Residential | Multi-Family Low Income | Existing | Appliances | Natural Gas | Clothes Dryer | E6 |  | Baseline Forecast | 0 | 0 | 0 | 0 | 0 | 0 | 0 | 0 | 0 | 0 | 0 | 0 | 0 | 0 | 0 | 0 | 0 | 0 | 0 | 0 | 0 | 0 | 0 | 0 | 0 | 0 | 0 | 0 | 0 | 0 | 0 | 0 | 0
Residential_Multi-Family Low Income_Existing_Appliances_Natural Gas_Clothes Dryer_E7_Baseline Forecast | Residential | Multi-Family Low Income | Existing | Appliances | Natural Gas | Clothes Dryer | E7 |  | Baseline Forecast | 0 | 0 | 0 | 0 | 0 | 0 | 0 | 0 | 0 | 0 | 0 | 0 | 0 | 0 | 0 | 0 | 0 | 0 | 0 | 0 | 0 | 0 | 0 | 0 | 0 | 0 | 0 | 0 | 0 | 0 | 0 | 0 | 0
Residential_Multi-Family Low Income_Existing_Appliances_Natural Gas_Clothes Dryer_E8_Baseline Forecast | Residential | Multi-Family Low Income | Existing | Appliances | Natural Gas | Clothes Dryer | E8 |  | Baseline Forecast | 0 | 0 | 0 | 0 | 0 | 0 | 0 | 0 | 0 | 0 | 0 | 0 | 0 | 0 | 0 | 0 | 0 | 0 | 0 | 0 | 0 | 0 | 0 | 0 | 0 | 0 | 0 | 0 | 0 | 0 | 0 | 0 | 0
Residential_Multi-Family Low Income_Existing_Appliances_Natural Gas_Clothes Dryer_E9_Baseline Forecast | Residential | Multi-Family Low Income | Existing | Appliances | Natural Gas | Clothes Dryer | E9 |  | Baseline Forecast | 0 | 0 | 0 | 0 | 0 | 0 | 0 | 0 | 0 | 0 | 0 | 0 | 0 | 0 | 0 | 0 | 0 | 0 | 0 | 0 | 0 | 0 | 0 | 0 | 0 | 0 | 0 | 0 | 0 | 0 | 0 | 0 | 0
Residential_Multi-Family Low Income_Existing_Appliances_Natural Gas_Clothes Dryer_E10_Baseline Forecast | Residential | Multi-Family Low Income | Existing | Appliances | Natural Gas | Clothes Dryer | E10 |  | Baseline Forecast | 0 | 0 | 0 | 0 | 0 | 0 | 0 | 0 | 0 | 0 | 0 | 0 | 0 | 0 | 0 | 0 | 0 | 0 | 0 | 0 | 0 | 0 | 0 | 0 | 0 | 0 | 0 | 0 | 0 | 0 | 0 | 0 | 0
Residential_Multi-Family Low Income_Existing_Appliances_Natural Gas_Clothes Dryer_Vintage_Baseline Forecast | Residential | Multi-Family Low Income | Existing | Appliances | Natural Gas | Clothes Dryer | Vintage |  | Baseline Forecast | 0 | 0 | 0 | 0 | 0 | 0 | 0 | 0 | 0 | 0 | 0 | 0 | 0 | 0 | 0 | 0 | 0 | 0 | 0 | 0 | 0 | 0 | 0 | 0 | 0 | 0 | 0 | 0 | 0 | 0 | 0 | 0 | 0
Residential_Multi-Family Low Income_Existing_Appliances_Natural Gas_Stove/Oven_E1_Baseline Forecast | Residential | Multi-Family Low Income | Existing | Appliances | Natural Gas | Stove/Oven | E1 |  | Baseline Forecast | 0 | 3.1716 | 6.845 | 10.2584 | 13.8081 | 17.6611 | 21.6766 | 25.8104 | 30.0365 | 34.3233 | 38.6395 | 42.1889 | 45.0883 | 47.4356 | 49.3176 | 50.8054 | 51.9594 | 52.8279 | 53.4531 | 53.8775 | 54.1331 | 54.2467 | 54.2392 | 54.1305 | 53.9393 | 53.6797 | 53.3636 | 53 | 52.5977 | 52.1648 | 51.7072 | 51.2301 | 50.7375
Residential_Multi-Family Low Income_Existing_Appliances_Natural Gas_Stove/Oven_E2_Baseline Forecast | Residential | Multi-Family Low Income | Existing | Appliances | Natural Gas | Stove/Oven | E2 |  | Baseline Forecast | 0 | 1.3492 | 2.9122 | 4.3648 | 5.8752 | 7.5151 | 9.225 | 10.9862 | 12.7876 | 14.616 | 16.4578 | 17.9739 | 19.214 | 20.2196 | 21.0278 | 21.6687 | 22.1682 | 22.5466 | 22.8242 | 23.0167 | 23.1373 | 23.1976 | 23.206 | 23.1708 | 23.0996 | 22.9984 | 22.8721 | 22.7245 | 22.5592 | 22.3796 | 22.1883 | 21.9874 | 21.7787
Residential_Multi-Family Low Income_Existing_Appliances_Natural Gas_Stove/Oven_E3_Baseline Forecast | Residential | Multi-Family Low Income | Existing | Appliances | Natural Gas | Stove/Oven | E3 |  | Baseline Forecast | 0 | 0 | 0 | 0 | 0 | 0 | 0 | 0 | 0 | 0 | 0 | 0 | 0 | 0 | 0 | 0 | 0 | 0 | 0 | 0 | 0 | 0 | 0 | 0 | 0 | 0 | 0 | 0 | 0 | 0 | 0 | 0 | 0
Residential_Multi-Family Low Income_Existing_Appliances_Natural Gas_Stove/Oven_E4_Baseline Forecast | Residential | Multi-Family Low Income | Existing | Appliances | Natural Gas | Stove/Oven | E4 |  | Baseline Forecast | 0 | 0 | 0 | 0 | 0 | 0 | 0 | 0 | 0 | 0 | 0 | 0 | 0 | 0 | 0 | 0 | 0 | 0 | 0 | 0 | 0 | 0 | 0 | 0 | 0 | 0 | 0 | 0 | 0 | 0 | 0 | 0 | 0
Residential_Multi-Family Low Income_Existing_Appliances_Natural Gas_Stove/Oven_E5_Baseline Forecast | Residential | Multi-Family Low Income | Existing | Appliances | Natural Gas | Stove/Oven | E5 |  | Baseline Forecast | 0 | 0 | 0 | 0 | 0 | 0 | 0 | 0 | 0 | 0 | 0 | 0 | 0 | 0 | 0 | 0 | 0 | 0 | 0 | 0 | 0 | 0 | 0 | 0 | 0 | 0 | 0 | 0 | 0 | 0 | 0 | 0 | 0
Residential_Multi-Family Low Income_Existing_Appliances_Natural Gas_Stove/Oven_E6_Baseline Forecast | Residential | Multi-Family Low Income | Existing | Appliances | Natural Gas | Stove/Oven | E6 |  | Baseline Forecast | 0 | 0 | 0 | 0 | 0 | 0 | 0 | 0 | 0 | 0 | 0 | 0 | 0 | 0 | 0 | 0 | 0 | 0 | 0 | 0 | 0 | 0 | 0 | 0 | 0 | 0 | 0 | 0 | 0 | 0 | 0 | 0 | 0
Residential_Multi-Family Low Income_Existing_Appliances_Natural Gas_Stove/Oven_E7_Baseline Forecast | Residential | Multi-Family Low Income | Existing | Appliances | Natural Gas | Stove/Oven | E7 |  | Baseline Forecast | 0 | 0 | 0 | 0 | 0 | 0 | 0 | 0 | 0 | 0 | 0 | 0 | 0 | 0 | 0 | 0 | 0 | 0 | 0 | 0 | 0 | 0 | 0 | 0 | 0 | 0 | 0 | 0 | 0 | 0 | 0 | 0 | 0
Residential_Multi-Family Low Income_Existing_Appliances_Natural Gas_Stove/Oven_E8_Baseline Forecast | Residential | Multi-Family Low Income | Existing | Appliances | Natural Gas | Stove/Oven | E8 |  | Baseline Forecast | 0 | 0 | 0 | 0 | 0 | 0 | 0 | 0 | 0 | 0 | 0 | 0 | 0 | 0 | 0 | 0 | 0 | 0 | 0 | 0 | 0 | 0 | 0 | 0 | 0 | 0 | 0 | 0 | 0 | 0 | 0 | 0 | 0
Residential_Multi-Family Low Income_Existing_Appliances_Natural Gas_Stove/Oven_E9_Baseline Forecast | Residential | Multi-Family Low Income | Existing | Appliances | Natural Gas | Stove/Oven | E9 |  | Baseline Forecast | 0 | 0 | 0 | 0 | 0 | 0 | 0 | 0 | 0 | 0 | 0 | 0 | 0 | 0 | 0 | 0 | 0 | 0 | 0 | 0 | 0 | 0 | 0 | 0 | 0 | 0 | 0 | 0 | 0 | 0 | 0 | 0 | 0
Residential_Multi-Family Low Income_Existing_Appliances_Natural Gas_Stove/Oven_E10_Baseline Forecast | Residential | Multi-Family Low Income | Existing | Appliances | Natural Gas | Stove/Oven | E10 |  | Baseline Forecast | 0 | 0 | 0 | 0 | 0 | 0 | 0 | 0 | 0 | 0 | 0 | 0 | 0 | 0 | 0 | 0 | 0 | 0 | 0 | 0 | 0 | 0 | 0 | 0 | 0 | 0 | 0 | 0 | 0 | 0 | 0 | 0 | 0
Residential_Multi-Family Low Income_Existing_Appliances_Natural Gas_Stove/Oven_Vintage_Baseline Forecast | Residential | Multi-Family Low Income | Existing | Appliances | Natural Gas | Stove/Oven | Vintage |  | Baseline Forecast | 105.346 | 101.5836 | 97.1046 | 90.604 | 83.071 | 76.1895 | 69.1677 | 62.0295 | 54.8295 | 47.5869 | 40.3204 | 34.1659 | 28.9513 | 24.5314 | 20.7863 | 17.6125 | 14.9228 | 12.6426 | 10.7097 | 9.072 | 7.6845 | 6.5091 | 5.5131 | 4.6692 | 3.9545 | 3.3491 | 2.8364 | 2.4021 | 2.0343 | 1.7228 | 1.459 | 1.2357 | 1.0465
Residential_Multi-Family Low Income_Existing_Miscellaneous_Natural Gas_Pool Heater_E1_Baseline Forecast | Residential | Multi-Family Low Income | Existing | Miscellaneous | Natural Gas | Pool Heater | E1 |  | Baseline Forecast | 0 | 0 | 0 | 0 | 0 | 0 | 0 | 0 | 0 | 0 | 0 | 0 | 0 | 0 | 0 | 0 | 0 | 0 | 0 | 0 | 0 | 0 | 0 | 0 | 0 | 0 | 0 | 0 | 0 | 0 | 0 | 0 | 0
Residential_Multi-Family Low Income_Existing_Miscellaneous_Natural Gas_Pool Heater_E2_Baseline Forecast | Residential | Multi-Family Low Income | Existing | Miscellaneous | Natural Gas | Pool Heater | E2 |  | Baseline Forecast | 0 | 0 | 0 | 0 | 0 | 0 | 0 | 0 | 0 | 0 | 0 | 0 | 0 | 0 | 0 | 0 | 0 | 0 | 0 | 0 | 0 | 0 | 0 | 0 | 0 | 0 | 0 | 0 | 0 | 0 | 0 | 0 | 0
Residential_Multi-Family Low Income_Existing_Miscellaneous_Natural Gas_Pool Heater_E3_Baseline Forecast | Residential | Multi-Family Low Income | Existing | Miscellaneous | Natural Gas | Pool Heater | E3 |  | Baseline Forecast | 0 | 0 | 0 | 0 | 0 | 0 | 0 | 0 | 0 | 0 | 0 | 0 | 0 | 0 | 0 | 0 | 0 | 0 | 0 | 0 | 0 | 0 | 0 | 0 | 0 | 0 | 0 | 0 | 0 | 0 | 0 | 0 | 0
Residential_Multi-Family Low Income_Existing_Miscellaneous_Natural Gas_Pool Heater_E4_Baseline Forecast | Residential | Multi-Family Low Income | Existing | Miscellaneous | Natural Gas | Pool Heater | E4 |  | Baseline Forecast | 0 | 0 | 0 | 0 | 0 | 0 | 0 | 0 | 0 | 0 | 0 | 0 | 0 | 0 | 0 | 0 | 0 | 0 | 0 | 0 | 0 | 0 | 0 | 0 | 0 | 0 | 0 | 0 | 0 | 0 | 0 | 0 | 0
Residential_Multi-Family Low Income_Existing_Miscellaneous_Natural Gas_Pool Heater_E5_Baseline Forecast | Residential | Multi-Family Low Income | Existing | Miscellaneous | Natural Gas | Pool Heater | E5 |  | Baseline Forecast | 0 | 0 | 0 | 0 | 0 | 0 | 0 | 0 | 0 | 0 | 0 | 0 | 0 | 0 | 0 | 0 | 0 | 0 | 0 | 0 | 0 | 0 | 0 | 0 | 0 | 0 | 0 | 0 | 0 | 0 | 0 | 0 | 0
Residential_Multi-Family Low Income_Existing_Miscellaneous_Natural Gas_Pool Heater_E6_Baseline Forecast | Residential | Multi-Family Low Income | Existing | Miscellaneous | Natural Gas | Pool Heater | E6 |  | Baseline Forecast | 0 | 0 | 0 | 0 | 0 | 0 | 0 | 0 | 0 | 0 | 0 | 0 | 0 | 0 | 0 | 0 | 0 | 0 | 0 | 0 | 0 | 0 | 0 | 0 | 0 | 0 | 0 | 0 | 0 | 0 | 0 | 0 | 0
Residential_Multi-Family Low Income_Existing_Miscellaneous_Natural Gas_Pool Heater_E7_Baseline Forecast | Residential | Multi-Family Low Income | Existing | Miscellaneous | Natural Gas | Pool Heater | E7 |  | Baseline Forecast | 0 | 0 | 0 | 0 | 0 | 0 | 0 | 0 | 0 | 0 | 0 | 0 | 0 | 0 | 0 | 0 | 0 | 0 | 0 | 0 | 0 | 0 | 0 | 0 | 0 | 0 | 0 | 0 | 0 | 0 | 0 | 0 | 0
Residential_Multi-Family Low Income_Existing_Miscellaneous_Natural Gas_Pool Heater_E8_Baseline Forecast | Residential | Multi-Family Low Income | Existing | Miscellaneous | Natural Gas | Pool Heater | E8 |  | Baseline Forecast | 0 | 0 | 0 | 0 | 0 | 0 | 0 | 0 | 0 | 0 | 0 | 0 | 0 | 0 | 0 | 0 | 0 | 0 | 0 | 0 | 0 | 0 | 0 | 0 | 0 | 0 | 0 | 0 | 0 | 0 | 0 | 0 | 0
Residential_Multi-Family Low Income_Existing_Miscellaneous_Natural Gas_Pool Heater_E9_Baseline Forecast | Residential | Multi-Family Low Income | Existing | Miscellaneous | Natural Gas | Pool Heater | E9 |  | Baseline Forecast | 0 | 0 | 0 | 0 | 0 | 0 | 0 | 0 | 0 | 0 | 0 | 0 | 0 | 0 | 0 | 0 | 0 | 0 | 0 | 0 | 0 | 0 | 0 | 0 | 0 | 0 | 0 | 0 | 0 | 0 | 0 | 0 | 0
Residential_Multi-Family Low Income_Existing_Miscellaneous_Natural Gas_Pool Heater_E10_Baseline Forecast | Residential | Multi-Family Low Income | Existing | Miscellaneous | Natural Gas | Pool Heater | E10 |  | Baseline Forecast | 0 | 0 | 0 | 0 | 0 | 0 | 0 | 0 | 0 | 0 | 0 | 0 | 0 | 0 | 0 | 0 | 0 | 0 | 0 | 0 | 0 | 0 | 0 | 0 | 0 | 0 | 0 | 0 | 0 | 0 | 0 | 0 | 0
Residential_Multi-Family Low Income_Existing_Miscellaneous_Natural Gas_Pool Heater_Vintage_Baseline Forecast | Residential | Multi-Family Low Income | Existing | Miscellaneous | Natural Gas | Pool Heater | Vintage |  | Baseline Forecast | 0 | 0 | 0 | 0 | 0 | 0 | 0 | 0 | 0 | 0 | 0 | 0 | 0 | 0 | 0 | 0 | 0 | 0 | 0 | 0 | 0 | 0 | 0 | 0 | 0 | 0 | 0 | 0 | 0 | 0 | 0 | 0 | 0
Residential_Multi-Family Low Income_Existing_Miscellaneous_Natural Gas_Miscellaneous_E1_Baseline Forecast | Residential | Multi-Family Low Income | Existing | Miscellaneous | Natural Gas | Miscellaneous | E1 |  | Baseline Forecast | 0 | 30.1272 | 66.4167 | 102.5944 | 140.6675 | 182.1417 | 225.4755 | 260.3233 | 288.3018 | 310.6239 | 328.2446 | 342.0081 | 352.5874 | 360.5306 | 366.3203 | 370.3349 | 372.8885 | 374.2177 | 374.5405 | 374.0608 | 372.9268 | 371.2612 | 369.1499 | 366.6787 | 363.9318 | 360.9662 | 357.8285 | 354.5516 | 351.1678 | 347.7098 | 344.1986 | 340.6521 | 337.0823
Residential_Multi-Family Low Income_Existing_Miscellaneous_Natural Gas_Miscellaneous_E2_Baseline Forecast | Residential | Multi-Family Low Income | Existing | Miscellaneous | Natural Gas | Miscellaneous | E2 |  | Baseline Forecast | 0 | 0 | 0 | 0 | 0 | 0 | 0 | 0 | 0 | 0 | 0 | 0 | 0 | 0 | 0 | 0 | 0 | 0 | 0 | 0 | 0 | 0 | 0 | 0 | 0 | 0 | 0 | 0 | 0 | 0 | 0 | 0 | 0
Residential_Multi-Family Low Income_Existing_Miscellaneous_Natural Gas_Miscellaneous_E3_Baseline Forecast | Residential | Multi-Family Low Income | Existing | Miscellaneous | Natural Gas | Miscellaneous | E3 |  | Baseline Forecast | 0 | 0 | 0 | 0 | 0 | 0 | 0 | 0 | 0 | 0 | 0 | 0 | 0 | 0 | 0 | 0 | 0 | 0 | 0 | 0 | 0 | 0 | 0 | 0 | 0 | 0 | 0 | 0 | 0 | 0 | 0 | 0 | 0
Residential_Multi-Family Low Income_Existing_Miscellaneous_Natural Gas_Miscellaneous_E4_Baseline Forecast | Residential | Multi-Family Low Income | Existing | Miscellaneous | Natural Gas | Miscellaneous | E4 |  | Baseline Forecast | 0 | 0 | 0 | 0 | 0 | 0 | 0 | 0 | 0 | 0 | 0 | 0 | 0 | 0 | 0 | 0 | 0 | 0 | 0 | 0 | 0 | 0 | 0 | 0 | 0 | 0 | 0 | 0 | 0 | 0 | 0 | 0 | 0
Residential_Multi-Family Low Income_Existing_Miscellaneous_Natural Gas_Miscellaneous_E5_Baseline Forecast | Residential | Multi-Family Low Income | Existing | Miscellaneous | Natural Gas | Miscellaneous | E5 |  | Baseline Forecast | 0 | 0 | 0 | 0 | 0 | 0 | 0 | 0 | 0 | 0 | 0 | 0 | 0 | 0 | 0 | 0 | 0 | 0 | 0 | 0 | 0 | 0 | 0 | 0 | 0 | 0 | 0 | 0 | 0 | 0 | 0 | 0 | 0
Residential_Multi-Family Low Income_Existing_Miscellaneous_Natural Gas_Miscellaneous_E6_Baseline Forecast | Residential | Multi-Family Low Income | Existing | Miscellaneous | Natural Gas | Miscellaneous | E6 |  | Baseline Forecast | 0 | 0 | 0 | 0 | 0 | 0 | 0 | 0 | 0 | 0 | 0 | 0 | 0 | 0 | 0 | 0 | 0 | 0 | 0 | 0 | 0 | 0 | 0 | 0 | 0 | 0 | 0 | 0 | 0 | 0 | 0 | 0 | 0
Residential_Multi-Family Low Income_Existing_Miscellaneous_Natural Gas_Miscellaneous_E7_Baseline Forecast | Residential | Multi-Family Low Income | Existing | Miscellaneous | Natural Gas | Miscellaneous | E7 |  | Baseline Forecast | 0 | 0 | 0 | 0 | 0 | 0 | 0 | 0 | 0 | 0 | 0 | 0 | 0 | 0 | 0 | 0 | 0 | 0 | 0 | 0 | 0 | 0 | 0 | 0 | 0 | 0 | 0 | 0 | 0 | 0 | 0 | 0 | 0
Residential_Multi-Family Low Income_Existing_Miscellaneous_Natural Gas_Miscellaneous_E8_Baseline Forecast | Residential | Multi-Family Low Income | Existing | Miscellaneous | Natural Gas | Miscellaneous | E8 |  | Baseline Forecast | 0 | 0 | 0 | 0 | 0 | 0 | 0 | 0 | 0 | 0 | 0 | 0 | 0 | 0 | 0 | 0 | 0 | 0 | 0 | 0 | 0 | 0 | 0 | 0 | 0 | 0 | 0 | 0 | 0 | 0 | 0 | 0 | 0
Residential_Multi-Family Low Income_Existing_Miscellaneous_Natural Gas_Miscellaneous_E9_Baseline Forecast | Residential | Multi-Family Low Income | Existing | Miscellaneous | Natural Gas | Miscellaneous | E9 |  | Baseline Forecast | 0 | 0 | 0 | 0 | 0 | 0 | 0 | 0 | 0 | 0 | 0 | 0 | 0 | 0 | 0 | 0 | 0 | 0 | 0 | 0 | 0 | 0 | 0 | 0 | 0 | 0 | 0 | 0 | 0 | 0 | 0 | 0 | 0
Residential_Multi-Family Low Income_Existing_Miscellaneous_Natural Gas_Miscellaneous_E10_Baseline Forecast | Residential | Multi-Family Low Income | Existing | Miscellaneous | Natural Gas | Miscellaneous | E10 |  | Baseline Forecast | 0 | 0 | 0 | 0 | 0 | 0 | 0 | 0 | 0 | 0 | 0 | 0 | 0 | 0 | 0 | 0 | 0 | 0 | 0 | 0 | 0 | 0 | 0 | 0 | 0 | 0 | 0 | 0 | 0 | 0 | 0 | 0 | 0
Residential_Multi-Family Low Income_Existing_Miscellaneous_Natural Gas_Miscellaneous_Vintage_Baseline Forecast | Residential | Multi-Family Low Income | Existing | Miscellaneous | Natural Gas | Miscellaneous | Vintage |  | Baseline Forecast | 475.3729 | 448.9633 | 416.3915 | 373.1224 | 324.1561 | 276.6828 | 227.7609 | 187.5583 | 154.5397 | 127.3747 | 104.9914 | 86.5477 | 71.345 | 58.8102 | 48.4776 | 39.9594 | 32.9368 | 27.1455 | 22.3703 | 18.4346 | 15.1908 | 12.5175 | 10.3139 | 8.4978 | 7.0014 | 5.7685 | 4.7526 | 3.9156 | 3.2259 | 2.6577 | 2.1896 | 1.804 | 1.4862
Residential_Multi-Family Low Income_New_Space Heating_Natural Gas_Furnace_E1_Baseline Forecast | Residential | Multi-Family Low Income | New | Space Heating | Natural Gas | Furnace | E1 |  | Baseline Forecast | 0 | 0 | 0 | 0 | 0 | 0 | 0 | 0 | 0 | 0 | 0 | 0 | 0 | 0 | 0 | 0 | 0 | 0 | 0 | 0 | 0 | 0 | 0 | 0 | 0 | 0 | 0 | 0 | 0 | 0 | 0 | 0 | 0
Residential_Multi-Family Low Income_New_Space Heating_Natural Gas_Furnace_E2_Baseline Forecast | Residential | Multi-Family Low Income | New | Space Heating | Natural Gas | Furnace | E2 |  | Baseline Forecast | 0 | 0 | 0 | 0 | 0 | 0 | 0 | 0 | 0 | 0 | 0 | 0 | 0 | 0 | 0 | 0 | 0 | 0 | 0 | 0 | 0 | 0 | 0 | 0 | 0 | 0 | 0 | 0 | 0 | 0 | 0 | 0 | 0
Residential_Multi-Family Low Income_New_Space Heating_Natural Gas_Furnace_E3_Baseline Forecast | Residential | Multi-Family Low Income | New | Space Heating | Natural Gas | Furnace | E3 |  | Baseline Forecast | 0 | 0 | 0 | 0 | 0 | 0 | 0 | 0 | 0 | 0 | 0 | 0 | 0 | 0 | 0 | 0 | 0 | 0 | 0 | 0 | 0 | 0 | 0 | 0 | 0 | 0 | 0 | 0 | 0 | 0 | 0 | 0 | 0
Residential_Multi-Family Low Income_New_Space Heating_Natural Gas_Furnace_E4_Baseline Forecast | Residential | Multi-Family Low Income | New | Space Heating | Natural Gas | Furnace | E4 |  | Baseline Forecast | 0 | 0 | 0 | 0 | 0 | 0 | 0 | 0 | 0 | 0 | 0 | 0 | 0 | 0 | 0 | 0 | 0 | 0 | 0 | 0 | 0 | 0 | 0 | 0 | 0 | 0 | 0 | 0 | 0 | 0 | 0 | 0 | 0
Residential_Multi-Family Low Income_New_Space Heating_Natural Gas_Furnace_E5_Baseline Forecast | Residential | Multi-Family Low Income | New | Space Heating | Natural Gas | Furnace | E5 |  | Baseline Forecast | 0 | 0 | 0 | 0 | 0 | 0 | 0 | 0 | 0 | 0 | 0 | 0 | 0 | 0 | 0 | 0 | 0 | 0 | 0 | 0 | 0 | 0 | 0 | 0 | 0 | 0 | 0 | 0 | 0 | 0 | 0 | 0 | 0
Residential_Multi-Family Low Income_New_Space Heating_Natural Gas_Furnace_E6_Baseline Forecast | Residential | Multi-Family Low Income | New | Space Heating | Natural Gas | Furnace | E6 |  | Baseline Forecast | 0 | 0 | 0 | 0 | 0 | 0 | 0 | 0 | 0 | 0 | 0 | 0 | 0 | 0 | 0 | 0 | 0 | 0 | 0 | 0 | 0 | 0 | 0 | 0 | 0 | 0 | 0 | 0 | 0 | 0 | 0 | 0 | 0
Residential_Multi-Family Low Income_New_Space Heating_Natural Gas_Furnace_E7_Baseline Forecast | Residential | Multi-Family Low Income | New | Space Heating | Natural Gas | Furnace | E7 |  | Baseline Forecast | 0 | 0 | 0 | 0 | 0 | 0 | 0 | 0 | 0 | 0 | 0 | 0 | 0 | 0 | 0 | 0 | 0 | 0 | 0 | 0 | 0 | 0 | 0 | 0 | 0 | 0 | 0 | 0 | 0 | 0 | 0 | 0 | 0
Residential_Multi-Family Low Income_New_Space Heating_Natural Gas_Furnace_E8_Baseline Forecast | Residential | Multi-Family Low Income | New | Space Heating | Natural Gas | Furnace | E8 |  | Baseline Forecast | 0 | 0 | 0 | 0 | 0 | 0 | 0 | 0 | 0 | 0 | 0 | 0 | 0 | 0 | 0 | 0 | 0 | 0 | 0 | 0 | 0 | 0 | 0 | 0 | 0 | 0 | 0 | 0 | 0 | 0 | 0 | 0 | 0
Residential_Multi-Family Low Income_New_Space Heating_Natural Gas_Furnace_E9_Baseline Forecast | Residential | Multi-Family Low Income | New | Space Heating | Natural Gas | Furnace | E9 |  | Baseline Forecast | 0 | 0 | 0 | 0 | 0 | 0 | 0 | 0 | 0 | 0 | 0 | 0 | 0 | 0 | 0 | 0 | 0 | 0 | 0 | 0 | 0 | 0 | 0 | 0 | 0 | 0 | 0 | 0 | 0 | 0 | 0 | 0 | 0
Residential_Multi-Family Low Income_New_Space Heating_Natural Gas_Furnace_E10_Baseline Forecast | Residential | Multi-Family Low Income | New | Space Heating | Natural Gas | Furnace | E10 |  | Baseline Forecast | 0 | 0 | 0 | 0 | 0 | 0 | 0 | 0 | 0 | 0 | 0 | 0 | 0 | 0 | 0 | 0 | 0 | 0 | 0 | 0 | 0 | 0 | 0 | 0 | 0 | 0 | 0 | 0 | 0 | 0 | 0 | 0 | 0
Residential_Multi-Family Low Income_New_Space Heating_Natural Gas_Furnace_Vintage_Baseline Forecast | Residential | Multi-Family Low Income | New | Space Heating | Natural Gas | Furnace | Vintage |  | Baseline Forecast | 0 | 0 | 0 | 0 | 0 | 0 | 0 | 0 | 0 | 0 | 0 | 0 | 0 | 0 | 0 | 0 | 0 | 0 | 0 | 0 | 0 | 0 | 0 | 0 | 0 | 0 | 0 | 0 | 0 | 0 | 0 | 0 | 0
Residential_Multi-Family Low Income_New_Space Heating_Natural Gas_Boiler_E1_Baseline Forecast | Residential | Multi-Family Low Income | New | Space Heating | Natural Gas | Boiler | E1 |  | Baseline Forecast | 0 | 0 | 0 | 0 | 0 | 0 | 0 | 0 | 0 | 0 | 0 | 0 | 0 | 0 | 0 | 0 | 0 | 0 | 0 | 0 | 0 | 0 | 0 | 0 | 0 | 0 | 0 | 0 | 0 | 0 | 0 | 0 | 0
Residential_Multi-Family Low Income_New_Space Heating_Natural Gas_Boiler_E2_Baseline Forecast | Residential | Multi-Family Low Income | New | Space Heating | Natural Gas | Boiler | E2 |  | Baseline Forecast | 0 | 0 | 0 | 0 | 0 | 0 | 0 | 0 | 0 | 0 | 0 | 0 | 0 | 0 | 0 | 0 | 0 | 0 | 0 | 0 | 0 | 0 | 0 | 0 | 0 | 0 | 0 | 0 | 0 | 0 | 0 | 0 | 0
Residential_Multi-Family Low Income_New_Space Heating_Natural Gas_Boiler_E3_Baseline Forecast | Residential | Multi-Family Low Income | New | Space Heating | Natural Gas | Boiler | E3 |  | Baseline Forecast | 0 | 0 | 0 | 0 | 0 | 0 | 0 | 0 | 0 | 0 | 0 | 0 | 0 | 0 | 0 | 0 | 0 | 0 | 0 | 0 | 0 | 0 | 0 | 0 | 0 | 0 | 0 | 0 | 0 | 0 | 0 | 0 | 0
Residential_Multi-Family Low Income_New_Space Heating_Natural Gas_Boiler_E4_Baseline Forecast | Residential | Multi-Family Low Income | New | Space Heating | Natural Gas | Boiler | E4 |  | Baseline Forecast | 0 | 0 | 0 | 0 | 0 | 0 | 0 | 0 | 0 | 0 | 0 | 0 | 0 | 0 | 0 | 0 | 0 | 0 | 0 | 0 | 0 | 0 | 0 | 0 | 0 | 0 | 0 | 0 | 0 | 0 | 0 | 0 | 0
Residential_Multi-Family Low Income_New_Space Heating_Natural Gas_Boiler_E5_Baseline Forecast | Residential | Multi-Family Low Income | New | Space Heating | Natural Gas | Boiler | E5 |  | Baseline Forecast | 0 | 0 | 0 | 0 | 0 | 0 | 0 | 0 | 0 | 0 | 0 | 0 | 0 | 0 | 0 | 0 | 0 | 0 | 0 | 0 | 0 | 0 | 0 | 0 | 0 | 0 | 0 | 0 | 0 | 0 | 0 | 0 | 0
Residential_Multi-Family Low Income_New_Space Heating_Natural Gas_Boiler_E6_Baseline Forecast | Residential | Multi-Family Low Income | New | Space Heating | Natural Gas | Boiler | E6 |  | Baseline Forecast | 0 | 0 | 0 | 0 | 0 | 0 | 0 | 0 | 0 | 0 | 0 | 0 | 0 | 0 | 0 | 0 | 0 | 0 | 0 | 0 | 0 | 0 | 0 | 0 | 0 | 0 | 0 | 0 | 0 | 0 | 0 | 0 | 0
Residential_Multi-Family Low Income_New_Space Heating_Natural Gas_Boiler_E7_Baseline Forecast | Residential | Multi-Family Low Income | New | Space Heating | Natural Gas | Boiler | E7 |  | Baseline Forecast | 0 | 0 | 0 | 0 | 0 | 0 | 0 | 0 | 0 | 0 | 0 | 0 | 0 | 0 | 0 | 0 | 0 | 0 | 0 | 0 | 0 | 0 | 0 | 0 | 0 | 0 | 0 | 0 | 0 | 0 | 0 | 0 | 0
Residential_Multi-Family Low Income_New_Space Heating_Natural Gas_Boiler_E8_Baseline Forecast | Residential | Multi-Family Low Income | New | Space Heating | Natural Gas | Boiler | E8 |  | Baseline Forecast | 0 | 0 | 0 | 0 | 0 | 0 | 0 | 0 | 0 | 0 | 0 | 0 | 0 | 0 | 0 | 0 | 0 | 0 | 0 | 0 | 0 | 0 | 0 | 0 | 0 | 0 | 0 | 0 | 0 | 0 | 0 | 0 | 0
Residential_Multi-Family Low Income_New_Space Heating_Natural Gas_Boiler_E9_Baseline Forecast | Residential | Multi-Family Low Income | New | Space Heating | Natural Gas | Boiler | E9 |  | Baseline Forecast | 0 | 0 | 0 | 0 | 0 | 0 | 0 | 0 | 0 | 0 | 0 | 0 | 0 | 0 | 0 | 0 | 0 | 0 | 0 | 0 | 0 | 0 | 0 | 0 | 0 | 0 | 0 | 0 | 0 | 0 | 0 | 0 | 0
Residential_Multi-Family Low Income_New_Space Heating_Natural Gas_Boiler_E10_Baseline Forecast | Residential | Multi-Family Low Income | New | Space Heating | Natural Gas | Boiler | E10 |  | Baseline Forecast | 0 | 0 | 0 | 0 | 0 | 0 | 0 | 0 | 0 | 0 | 0 | 0 | 0 | 0 | 0 | 0 | 0 | 0 | 0 | 0 | 0 | 0 | 0 | 0 | 0 | 0 | 0 | 0 | 0 | 0 | 0 | 0 | 0
Residential_Multi-Family Low Income_New_Space Heating_Natural Gas_Boiler_Vintage_Baseline Forecast | Residential | Multi-Family Low Income | New | Space Heating | Natural Gas | Boiler | Vintage |  | Baseline Forecast | 0 | 0 | 0 | 0 | 0 | 0 | 0 | 0 | 0 | 0 | 0 | 0 | 0 | 0 | 0 | 0 | 0 | 0 | 0 | 0 | 0 | 0 | 0 | 0 | 0 | 0 | 0 | 0 | 0 | 0 | 0 | 0 | 0
Residential_Multi-Family Low Income_New_Secondary Heating_Natural Gas_Fireplace_E1_Baseline Forecast | Residential | Multi-Family Low Income | New | Secondary Heating | Natural Gas | Fireplace | E1 |  | Baseline Forecast | 0 | 0 | 0 | 0 | 0 | 0 | 0 | 0 | 0 | 0 | 0 | 0 | 0 | 0 | 0 | 0 | 0 | 0 | 0 | 0 | 0 | 0 | 0 | 0 | 0 | 0 | 0 | 0 | 0 | 0 | 0 | 0 | 0
Residential_Multi-Family Low Income_New_Secondary Heating_Natural Gas_Fireplace_E2_Baseline Forecast | Residential | Multi-Family Low Income | New | Secondary Heating | Natural Gas | Fireplace | E2 |  | Baseline Forecast | 0 | 0 | 0 | 0 | 0 | 0 | 0 | 0 | 0 | 0 | 0 | 0 | 0 | 0 | 0 | 0 | 0 | 0 | 0 | 0 | 0 | 0 | 0 | 0 | 0 | 0 | 0 | 0 | 0 | 0 | 0 | 0 | 0
Residential_Multi-Family Low Income_New_Secondary Heating_Natural Gas_Fireplace_E3_Baseline Forecast | Residential | Multi-Family Low Income | New | Secondary Heating | Natural Gas | Fireplace | E3 |  | Baseline Forecast | 0 | 0 | 0 | 0 | 0 | 0 | 0 | 0 | 0 | 0 | 0 | 0 | 0 | 0 | 0 | 0 | 0 | 0 | 0 | 0 | 0 | 0 | 0 | 0 | 0 | 0 | 0 | 0 | 0 | 0 | 0 | 0 | 0
Residential_Multi-Family Low Income_New_Secondary Heating_Natural Gas_Fireplace_E4_Baseline Forecast | Residential | Multi-Family Low Income | New | Secondary Heating | Natural Gas | Fireplace | E4 |  | Baseline Forecast | 0 | 0 | 0 | 0 | 0 | 0 | 0 | 0 | 0 | 0 | 0 | 0 | 0 | 0 | 0 | 0 | 0 | 0 | 0 | 0 | 0 | 0 | 0 | 0 | 0 | 0 | 0 | 0 | 0 | 0 | 0 | 0 | 0
Residential_Multi-Family Low Income_New_Secondary Heating_Natural Gas_Fireplace_E5_Baseline Forecast | Residential | Multi-Family Low Income | New | Secondary Heating | Natural Gas | Fireplace | E5 |  | Baseline Forecast | 0 | 0 | 0 | 0 | 0 | 0 | 0 | 0 | 0 | 0 | 0 | 0 | 0 | 0 | 0 | 0 | 0 | 0 | 0 | 0 | 0 | 0 | 0 | 0 | 0 | 0 | 0 | 0 | 0 | 0 | 0 | 0 | 0
Residential_Multi-Family Low Income_New_Secondary Heating_Natural Gas_Fireplace_E6_Baseline Forecast | Residential | Multi-Family Low Income | New | Secondary Heating | Natural Gas | Fireplace | E6 |  | Baseline Forecast | 0 | 0 | 0 | 0 | 0 | 0 | 0 | 0 | 0 | 0 | 0 | 0 | 0 | 0 | 0 | 0 | 0 | 0 | 0 | 0 | 0 | 0 | 0 | 0 | 0 | 0 | 0 | 0 | 0 | 0 | 0 | 0 | 0
Residential_Multi-Family Low Income_New_Secondary Heating_Natural Gas_Fireplace_E7_Baseline Forecast | Residential | Multi-Family Low Income | New | Secondary Heating | Natural Gas | Fireplace | E7 |  | Baseline Forecast | 0 | 0 | 0 | 0 | 0 | 0 | 0 | 0 | 0 | 0 | 0 | 0 | 0 | 0 | 0 | 0 | 0 | 0 | 0 | 0 | 0 | 0 | 0 | 0 | 0 | 0 | 0 | 0 | 0 | 0 | 0 | 0 | 0
Residential_Multi-Family Low Income_New_Secondary Heating_Natural Gas_Fireplace_E8_Baseline Forecast | Residential | Multi-Family Low Income | New | Secondary Heating | Natural Gas | Fireplace | E8 |  | Baseline Forecast | 0 | 0 | 0 | 0 | 0 | 0 | 0 | 0 | 0 | 0 | 0 | 0 | 0 | 0 | 0 | 0 | 0 | 0 | 0 | 0 | 0 | 0 | 0 | 0 | 0 | 0 | 0 | 0 | 0 | 0 | 0 | 0 | 0
Residential_Multi-Family Low Income_New_Secondary Heating_Natural Gas_Fireplace_E9_Baseline Forecast | Residential | Multi-Family Low Income | New | Secondary Heating | Natural Gas | Fireplace | E9 |  | Baseline Forecast | 0 | 0 | 0 | 0 | 0 | 0 | 0 | 0 | 0 | 0 | 0 | 0 | 0 | 0 | 0 | 0 | 0 | 0 | 0 | 0 | 0 | 0 | 0 | 0 | 0 | 0 | 0 | 0 | 0 | 0 | 0 | 0 | 0
Residential_Multi-Family Low Income_New_Secondary Heating_Natural Gas_Fireplace_E10_Baseline Forecast | Residential | Multi-Family Low Income | New | Secondary Heating | Natural Gas | Fireplace | E10 |  | Baseline Forecast | 0 | 0 | 0 | 0 | 0 | 0 | 0 | 0 | 0 | 0 | 0 | 0 | 0 | 0 | 0 | 0 | 0 | 0 | 0 | 0 | 0 | 0 | 0 | 0 | 0 | 0 | 0 | 0 | 0 | 0 | 0 | 0 | 0
Residential_Multi-Family Low Income_New_Secondary Heating_Natural Gas_Fireplace_Vintage_Baseline Forecast | Residential | Multi-Family Low Income | New | Secondary Heating | Natural Gas | Fireplace | Vintage |  | Baseline Forecast | 0 | 0 | 0 | 0 | 0 | 0 | 0 | 0 | 0 | 0 | 0 | 0 | 0 | 0 | 0 | 0 | 0 | 0 | 0 | 0 | 0 | 0 | 0 | 0 | 0 | 0 | 0 | 0 | 0 | 0 | 0 | 0 | 0
Residential_Multi-Family Low Income_New_Water Heating_Natural Gas_Water Heater (<= 55 gal)_E1_Baseline Forecast | Residential | Multi-Family Low Income | New | Water Heating | Natural Gas | Water Heater (<= 55 gal) | E1 |  | Baseline Forecast | 0 | 0 | 0 | 0 | 0 | 0 | 0 | 0 | 0 | 0 | 0 | 0 | 0 | 0 | 0 | 0 | 0 | 0 | 0 | 0 | 0 | 0 | 0 | 0 | 0 | 0 | 0 | 0 | 0 | 0 | 0 | 0 | 0
Residential_Multi-Family Low Income_New_Water Heating_Natural Gas_Water Heater (<= 55 gal)_E2_Baseline Forecast | Residential | Multi-Family Low Income | New | Water Heating | Natural Gas | Water Heater (<= 55 gal) | E2 |  | Baseline Forecast | 0 | 0 | 0 | 0 | 0 | 0 | 0 | 0 | 0 | 0 | 0 | 0 | 0 | 0 | 0 | 0 | 0 | 0 | 0 | 0 | 0 | 0 | 0 | 0 | 0 | 0 | 0 | 0 | 0 | 0 | 0 | 0 | 0
Residential_Multi-Family Low Income_New_Water Heating_Natural Gas_Water Heater (<= 55 gal)_E3_Baseline Forecast | Residential | Multi-Family Low Income | New | Water Heating | Natural Gas | Water Heater (<= 55 gal) | E3 |  | Baseline Forecast | 0 | 0 | 0 | 0 | 0 | 0 | 0 | 0 | 0 | 0 | 0 | 0 | 0 | 0 | 0 | 0 | 0 | 0 | 0 | 0 | 0 | 0 | 0 | 0 | 0 | 0 | 0 | 0 | 0 | 0 | 0 | 0 | 0
Residential_Multi-Family Low Income_New_Water Heating_Natural Gas_Water Heater (<= 55 gal)_E4_Baseline Forecast | Residential | Multi-Family Low Income | New | Water Heating | Natural Gas | Water Heater (<= 55 gal) | E4 |  | Baseline Forecast | 0 | 0 | 0 | 0 | 0 | 0 | 0 | 0 | 0 | 0 | 0 | 0 | 0 | 0 | 0 | 0 | 0 | 0 | 0 | 0 | 0 | 0 | 0 | 0 | 0 | 0 | 0 | 0 | 0 | 0 | 0 | 0 | 0
Residential_Multi-Family Low Income_New_Water Heating_Natural Gas_Water Heater (<= 55 gal)_E5_Baseline Forecast | Residential | Multi-Family Low Income | New | Water Heating | Natural Gas | Water Heater (<= 55 gal) | E5 |  | Baseline Forecast | 0 | 0 | 0 | 0 | 0 | 0 | 0 | 0 | 0 | 0 | 0 | 0 | 0 | 0 | 0 | 0 | 0 | 0 | 0 | 0 | 0 | 0 | 0 | 0 | 0 | 0 | 0 | 0 | 0 | 0 | 0 | 0 | 0
Residential_Multi-Family Low Income_New_Water Heating_Natural Gas_Water Heater (<= 55 gal)_E6_Baseline Forecast | Residential | Multi-Family Low Income | New | Water Heating | Natural Gas | Water Heater (<= 55 gal) | E6 |  | Baseline Forecast | 0 | 0 | 0 | 0 | 0 | 0 | 0 | 0 | 0 | 0 | 0 | 0 | 0 | 0 | 0 | 0 | 0 | 0 | 0 | 0 | 0 | 0 | 0 | 0 | 0 | 0 | 0 | 0 | 0 | 0 | 0 | 0 | 0
Residential_Multi-Family Low Income_New_Water Heating_Natural Gas_Water Heater (<= 55 gal)_E7_Baseline Forecast | Residential | Multi-Family Low Income | New | Water Heating | Natural Gas | Water Heater (<= 55 gal) | E7 |  | Baseline Forecast | 0 | 0 | 0 | 0 | 0 | 0 | 0 | 0 | 0 | 0 | 0 | 0 | 0 | 0 | 0 | 0 | 0 | 0 | 0 | 0 | 0 | 0 | 0 | 0 | 0 | 0 | 0 | 0 | 0 | 0 | 0 | 0 | 0
Residential_Multi-Family Low Income_New_Water Heating_Natural Gas_Water Heater (<= 55 gal)_E8_Baseline Forecast | Residential | Multi-Family Low Income | New | Water Heating | Natural Gas | Water Heater (<= 55 gal) | E8 |  | Baseline Forecast | 0 | 0 | 0 | 0 | 0 | 0 | 0 | 0 | 0 | 0 | 0 | 0 | 0 | 0 | 0 | 0 | 0 | 0 | 0 | 0 | 0 | 0 | 0 | 0 | 0 | 0 | 0 | 0 | 0 | 0 | 0 | 0 | 0
Residential_Multi-Family Low Income_New_Water Heating_Natural Gas_Water Heater (<= 55 gal)_E9_Baseline Forecast | Residential | Multi-Family Low Income | New | Water Heating | Natural Gas | Water Heater (<= 55 gal) | E9 |  | Baseline Forecast | 0 | 0 | 0 | 0 | 0 | 0 | 0 | 0 | 0 | 0 | 0 | 0 | 0 | 0 | 0 | 0 | 0 | 0 | 0 | 0 | 0 | 0 | 0 | 0 | 0 | 0 | 0 | 0 | 0 | 0 | 0 | 0 | 0
Residential_Multi-Family Low Income_New_Water Heating_Natural Gas_Water Heater (<= 55 gal)_E10_Baseline Forecast | Residential | Multi-Family Low Income | New | Water Heating | Natural Gas | Water Heater (<= 55 gal) | E10 |  | Baseline Forecast | 0 | 0 | 0 | 0 | 0 | 0 | 0 | 0 | 0 | 0 | 0 | 0 | 0 | 0 | 0 | 0 | 0 | 0 | 0 | 0 | 0 | 0 | 0 | 0 | 0 | 0 | 0 | 0 | 0 | 0 | 0 | 0 | 0
Residential_Multi-Family Low Income_New_Water Heating_Natural Gas_Water Heater (<= 55 gal)_Vintage_Baseline Forecast | Residential | Multi-Family Low Income | New | Water Heating | Natural Gas | Water Heater (<= 55 gal) | Vintage |  | Baseline Forecast | 0 | 0 | 0 | 0 | 0 | 0 | 0 | 0 | 0 | 0 | 0 | 0 | 0 | 0 | 0 | 0 | 0 | 0 | 0 | 0 | 0 | 0 | 0 | 0 | 0 | 0 | 0 | 0 | 0 | 0 | 0 | 0 | 0
Residential_Multi-Family Low Income_New_Water Heating_Natural Gas_Water Heater (> 55 gal)_E1_Baseline Forecast | Residential | Multi-Family Low Income | New | Water Heating | Natural Gas | Water Heater (> 55 gal) | E1 |  | Baseline Forecast | 0 | 0 | 0 | 0 | 0 | 0 | 0 | 0 | 0 | 0 | 0 | 0 | 0 | 0 | 0 | 0 | 0 | 0 | 0 | 0 | 0 | 0 | 0 | 0 | 0 | 0 | 0 | 0 | 0 | 0 | 0 | 0 | 0
Residential_Multi-Family Low Income_New_Water Heating_Natural Gas_Water Heater (> 55 gal)_E2_Baseline Forecast | Residential | Multi-Family Low Income | New | Water Heating | Natural Gas | Water Heater (> 55 gal) | E2 |  | Baseline Forecast | 0 | 0 | 0 | 0 | 0 | 0 | 0 | 0 | 0 | 0 | 0 | 0 | 0 | 0 | 0 | 0 | 0 | 0 | 0 | 0 | 0 | 0 | 0 | 0 | 0 | 0 | 0 | 0 | 0 | 0 | 0 | 0 | 0
Residential_Multi-Family Low Income_New_Water Heating_Natural Gas_Water Heater (> 55 gal)_E3_Baseline Forecast | Residential | Multi-Family Low Income | New | Water Heating | Natural Gas | Water Heater (> 55 gal) | E3 |  | Baseline Forecast | 0 | 0 | 0 | 0 | 0 | 0 | 0 | 0 | 0 | 0 | 0 | 0 | 0 | 0 | 0 | 0 | 0 | 0 | 0 | 0 | 0 | 0 | 0 | 0 | 0 | 0 | 0 | 0 | 0 | 0 | 0 | 0 | 0
Residential_Multi-Family Low Income_New_Water Heating_Natural Gas_Water Heater (> 55 gal)_E4_Baseline Forecast | Residential | Multi-Family Low Income | New | Water Heating | Natural Gas | Water Heater (> 55 gal) | E4 |  | Baseline Forecast | 0 | 0 | 0 | 0 | 0 | 0 | 0 | 0 | 0 | 0 | 0 | 0 | 0 | 0 | 0 | 0 | 0 | 0 | 0 | 0 | 0 | 0 | 0 | 0 | 0 | 0 | 0 | 0 | 0 | 0 | 0 | 0 | 0
Residential_Multi-Family Low Income_New_Water Heating_Natural Gas_Water Heater (> 55 gal)_E5_Baseline Forecast | Residential | Multi-Family Low Income | New | Water Heating | Natural Gas | Water Heater (> 55 gal) | E5 |  | Baseline Forecast | 0 | 0 | 0 | 0 | 0 | 0 | 0 | 0 | 0 | 0 | 0 | 0 | 0 | 0 | 0 | 0 | 0 | 0 | 0 | 0 | 0 | 0 | 0 | 0 | 0 | 0 | 0 | 0 | 0 | 0 | 0 | 0 | 0
Residential_Multi-Family Low Income_New_Water Heating_Natural Gas_Water Heater (> 55 gal)_E6_Baseline Forecast | Residential | Multi-Family Low Income | New | Water Heating | Natural Gas | Water Heater (> 55 gal) | E6 |  | Baseline Forecast | 0 | 0 | 0 | 0 | 0 | 0 | 0 | 0 | 0 | 0 | 0 | 0 | 0 | 0 | 0 | 0 | 0 | 0 | 0 | 0 | 0 | 0 | 0 | 0 | 0 | 0 | 0 | 0 | 0 | 0 | 0 | 0 | 0
Residential_Multi-Family Low Income_New_Water Heating_Natural Gas_Water Heater (> 55 gal)_E7_Baseline Forecast | Residential | Multi-Family Low Income | New | Water Heating | Natural Gas | Water Heater (> 55 gal) | E7 |  | Baseline Forecast | 0 | 0 | 0 | 0 | 0 | 0 | 0 | 0 | 0 | 0 | 0 | 0 | 0 | 0 | 0 | 0 | 0 | 0 | 0 | 0 | 0 | 0 | 0 | 0 | 0 | 0 | 0 | 0 | 0 | 0 | 0 | 0 | 0
Residential_Multi-Family Low Income_New_Water Heating_Natural Gas_Water Heater (> 55 gal)_E8_Baseline Forecast | Residential | Multi-Family Low Income | New | Water Heating | Natural Gas | Water Heater (> 55 gal) | E8 |  | Baseline Forecast | 0 | 0 | 0 | 0 | 0 | 0 | 0 | 0 | 0 | 0 | 0 | 0 | 0 | 0 | 0 | 0 | 0 | 0 | 0 | 0 | 0 | 0 | 0 | 0 | 0 | 0 | 0 | 0 | 0 | 0 | 0 | 0 | 0
Residential_Multi-Family Low Income_New_Water Heating_Natural Gas_Water Heater (> 55 gal)_E9_Baseline Forecast | Residential | Multi-Family Low Income | New | Water Heating | Natural Gas | Water Heater (> 55 gal) | E9 |  | Baseline Forecast | 0 | 0 | 0 | 0 | 0 | 0 | 0 | 0 | 0 | 0 | 0 | 0 | 0 | 0 | 0 | 0 | 0 | 0 | 0 | 0 | 0 | 0 | 0 | 0 | 0 | 0 | 0 | 0 | 0 | 0 | 0 | 0 | 0
Residential_Multi-Family Low Income_New_Water Heating_Natural Gas_Water Heater (> 55 gal)_E10_Baseline Forecast | Residential | Multi-Family Low Income | New | Water Heating | Natural Gas | Water Heater (> 55 gal) | E10 |  | Baseline Forecast | 0 | 0 | 0 | 0 | 0 | 0 | 0 | 0 | 0 | 0 | 0 | 0 | 0 | 0 | 0 | 0 | 0 | 0 | 0 | 0 | 0 | 0 | 0 | 0 | 0 | 0 | 0 | 0 | 0 | 0 | 0 | 0 | 0
Residential_Multi-Family Low Income_New_Water Heating_Natural Gas_Water Heater (> 55 gal)_Vintage_Baseline Forecast | Residential | Multi-Family Low Income | New | Water Heating | Natural Gas | Water Heater (> 55 gal) | Vintage |  | Baseline Forecast | 0 | 0 | 0 | 0 | 0 | 0 | 0 | 0 | 0 | 0 | 0 | 0 | 0 | 0 | 0 | 0 | 0 | 0 | 0 | 0 | 0 | 0 | 0 | 0 | 0 | 0 | 0 | 0 | 0 | 0 | 0 | 0 | 0
Residential_Multi-Family Low Income_New_Appliances_Natural Gas_Clothes Dryer_E1_Baseline Forecast | Residential | Multi-Family Low Income | New | Appliances | Natural Gas | Clothes Dryer | E1 |  | Baseline Forecast | 0 | 0 | 0 | 0 | 0 | 0 | 0 | 0 | 0 | 0 | 0 | 0 | 0 | 0 | 0 | 0 | 0 | 0 | 0 | 0 | 0 | 0 | 0 | 0 | 0 | 0 | 0 | 0 | 0 | 0 | 0 | 0 | 0
Residential_Multi-Family Low Income_New_Appliances_Natural Gas_Clothes Dryer_E2_Baseline Forecast | Residential | Multi-Family Low Income | New | Appliances | Natural Gas | Clothes Dryer | E2 |  | Baseline Forecast | 0 | 0 | 0 | 0 | 0 | 0 | 0 | 0 | 0 | 0 | 0 | 0 | 0 | 0 | 0 | 0 | 0 | 0 | 0 | 0 | 0 | 0 | 0 | 0 | 0 | 0 | 0 | 0 | 0 | 0 | 0 | 0 | 0
Residential_Multi-Family Low Income_New_Appliances_Natural Gas_Clothes Dryer_E3_Baseline Forecast | Residential | Multi-Family Low Income | New | Appliances | Natural Gas | Clothes Dryer | E3 |  | Baseline Forecast | 0 | 0 | 0 | 0 | 0 | 0 | 0 | 0 | 0 | 0 | 0 | 0 | 0 | 0 | 0 | 0 | 0 | 0 | 0 | 0 | 0 | 0 | 0 | 0 | 0 | 0 | 0 | 0 | 0 | 0 | 0 | 0 | 0
Residential_Multi-Family Low Income_New_Appliances_Natural Gas_Clothes Dryer_E4_Baseline Forecast | Residential | Multi-Family Low Income | New | Appliances | Natural Gas | Clothes Dryer | E4 |  | Baseline Forecast | 0 | 0 | 0 | 0 | 0 | 0 | 0 | 0 | 0 | 0 | 0 | 0 | 0 | 0 | 0 | 0 | 0 | 0 | 0 | 0 | 0 | 0 | 0 | 0 | 0 | 0 | 0 | 0 | 0 | 0 | 0 | 0 | 0
Residential_Multi-Family Low Income_New_Appliances_Natural Gas_Clothes Dryer_E5_Baseline Forecast | Residential | Multi-Family Low Income | New | Appliances | Natural Gas | Clothes Dryer | E5 |  | Baseline Forecast | 0 | 0 | 0 | 0 | 0 | 0 | 0 | 0 | 0 | 0 | 0 | 0 | 0 | 0 | 0 | 0 | 0 | 0 | 0 | 0 | 0 | 0 | 0 | 0 | 0 | 0 | 0 | 0 | 0 | 0 | 0 | 0 | 0
Residential_Multi-Family Low Income_New_Appliances_Natural Gas_Clothes Dryer_E6_Baseline Forecast | Residential | Multi-Family Low Income | New | Appliances | Natural Gas | Clothes Dryer | E6 |  | Baseline Forecast | 0 | 0 | 0 | 0 | 0 | 0 | 0 | 0 | 0 | 0 | 0 | 0 | 0 | 0 | 0 | 0 | 0 | 0 | 0 | 0 | 0 | 0 | 0 | 0 | 0 | 0 | 0 | 0 | 0 | 0 | 0 | 0 | 0
Residential_Multi-Family Low Income_New_Appliances_Natural Gas_Clothes Dryer_E7_Baseline Forecast | Residential | Multi-Family Low Income | New | Appliances | Natural Gas | Clothes Dryer | E7 |  | Baseline Forecast | 0 | 0 | 0 | 0 | 0 | 0 | 0 | 0 | 0 | 0 | 0 | 0 | 0 | 0 | 0 | 0 | 0 | 0 | 0 | 0 | 0 | 0 | 0 | 0 | 0 | 0 | 0 | 0 | 0 | 0 | 0 | 0 | 0
Residential_Multi-Family Low Income_New_Appliances_Natural Gas_Clothes Dryer_E8_Baseline Forecast | Residential | Multi-Family Low Income | New | Appliances | Natural Gas | Clothes Dryer | E8 |  | Baseline Forecast | 0 | 0 | 0 | 0 | 0 | 0 | 0 | 0 | 0 | 0 | 0 | 0 | 0 | 0 | 0 | 0 | 0 | 0 | 0 | 0 | 0 | 0 | 0 | 0 | 0 | 0 | 0 | 0 | 0 | 0 | 0 | 0 | 0
Residential_Multi-Family Low Income_New_Appliances_Natural Gas_Clothes Dryer_E9_Baseline Forecast | Residential | Multi-Family Low Income | New | Appliances | Natural Gas | Clothes Dryer | E9 |  | Baseline Forecast | 0 | 0 | 0 | 0 | 0 | 0 | 0 | 0 | 0 | 0 | 0 | 0 | 0 | 0 | 0 | 0 | 0 | 0 | 0 | 0 | 0 | 0 | 0 | 0 | 0 | 0 | 0 | 0 | 0 | 0 | 0 | 0 | 0
Residential_Multi-Family Low Income_New_Appliances_Natural Gas_Clothes Dryer_E10_Baseline Forecast | Residential | Multi-Family Low Income | New | Appliances | Natural Gas | Clothes Dryer | E10 |  | Baseline Forecast | 0 | 0 | 0 | 0 | 0 | 0 | 0 | 0 | 0 | 0 | 0 | 0 | 0 | 0 | 0 | 0 | 0 | 0 | 0 | 0 | 0 | 0 | 0 | 0 | 0 | 0 | 0 | 0 | 0 | 0 | 0 | 0 | 0
Residential_Multi-Family Low Income_New_Appliances_Natural Gas_Clothes Dryer_Vintage_Baseline Forecast | Residential | Multi-Family Low Income | New | Appliances | Natural Gas | Clothes Dryer | Vintage |  | Baseline Forecast | 0 | 0 | 0 | 0 | 0 | 0 | 0 | 0 | 0 | 0 | 0 | 0 | 0 | 0 | 0 | 0 | 0 | 0 | 0 | 0 | 0 | 0 | 0 | 0 | 0 | 0 | 0 | 0 | 0 | 0 | 0 | 0 | 0
Residential_Multi-Family Low Income_New_Appliances_Natural Gas_Stove/Oven_E1_Baseline Forecast | Residential | Multi-Family Low Income | New | Appliances | Natural Gas | Stove/Oven | E1 |  | Baseline Forecast | 0 | 0 | 0 | 0 | 0 | 0 | 0 | 0 | 0 | 0 | 0 | 0 | 0 | 0 | 0 | 0 | 0 | 0 | 0 | 0 | 0 | 0 | 0 | 0 | 0 | 0 | 0 | 0 | 0 | 0 | 0 | 0 | 0
Residential_Multi-Family Low Income_New_Appliances_Natural Gas_Stove/Oven_E2_Baseline Forecast | Residential | Multi-Family Low Income | New | Appliances | Natural Gas | Stove/Oven | E2 |  | Baseline Forecast | 0 | 0 | 0 | 0 | 0 | 0 | 0 | 0 | 0 | 0 | 0 | 0 | 0 | 0 | 0 | 0 | 0 | 0 | 0 | 0 | 0 | 0 | 0 | 0 | 0 | 0 | 0 | 0 | 0 | 0 | 0 | 0 | 0
Residential_Multi-Family Low Income_New_Appliances_Natural Gas_Stove/Oven_E3_Baseline Forecast | Residential | Multi-Family Low Income | New | Appliances | Natural Gas | Stove/Oven | E3 |  | Baseline Forecast | 0 | 0 | 0 | 0 | 0 | 0 | 0 | 0 | 0 | 0 | 0 | 0 | 0 | 0 | 0 | 0 | 0 | 0 | 0 | 0 | 0 | 0 | 0 | 0 | 0 | 0 | 0 | 0 | 0 | 0 | 0 | 0 | 0
Residential_Multi-Family Low Income_New_Appliances_Natural Gas_Stove/Oven_E4_Baseline Forecast | Residential | Multi-Family Low Income | New | Appliances | Natural Gas | Stove/Oven | E4 |  | Baseline Forecast | 0 | 0 | 0 | 0 | 0 | 0 | 0 | 0 | 0 | 0 | 0 | 0 | 0 | 0 | 0 | 0 | 0 | 0 | 0 | 0 | 0 | 0 | 0 | 0 | 0 | 0 | 0 | 0 | 0 | 0 | 0 | 0 | 0
Residential_Multi-Family Low Income_New_Appliances_Natural Gas_Stove/Oven_E5_Baseline Forecast | Residential | Multi-Family Low Income | New | Appliances | Natural Gas | Stove/Oven | E5 |  | Baseline Forecast | 0 | 0 | 0 | 0 | 0 | 0 | 0 | 0 | 0 | 0 | 0 | 0 | 0 | 0 | 0 | 0 | 0 | 0 | 0 | 0 | 0 | 0 | 0 | 0 | 0 | 0 | 0 | 0 | 0 | 0 | 0 | 0 | 0
Residential_Multi-Family Low Income_New_Appliances_Natural Gas_Stove/Oven_E6_Baseline Forecast | Residential | Multi-Family Low Income | New | Appliances | Natural Gas | Stove/Oven | E6 |  | Baseline Forecast | 0 | 0 | 0 | 0 | 0 | 0 | 0 | 0 | 0 | 0 | 0 | 0 | 0 | 0 | 0 | 0 | 0 | 0 | 0 | 0 | 0 | 0 | 0 | 0 | 0 | 0 | 0 | 0 | 0 | 0 | 0 | 0 | 0
Residential_Multi-Family Low Income_New_Appliances_Natural Gas_Stove/Oven_E7_Baseline Forecast | Residential | Multi-Family Low Income | New | Appliances | Natural Gas | Stove/Oven | E7 |  | Baseline Forecast | 0 | 0 | 0 | 0 | 0 | 0 | 0 | 0 | 0 | 0 | 0 | 0 | 0 | 0 | 0 | 0 | 0 | 0 | 0 | 0 | 0 | 0 | 0 | 0 | 0 | 0 | 0 | 0 | 0 | 0 | 0 | 0 | 0
Residential_Multi-Family Low Income_New_Appliances_Natural Gas_Stove/Oven_E8_Baseline Forecast | Residential | Multi-Family Low Income | New | Appliances | Natural Gas | Stove/Oven | E8 |  | Baseline Forecast | 0 | 0 | 0 | 0 | 0 | 0 | 0 | 0 | 0 | 0 | 0 | 0 | 0 | 0 | 0 | 0 | 0 | 0 | 0 | 0 | 0 | 0 | 0 | 0 | 0 | 0 | 0 | 0 | 0 | 0 | 0 | 0 | 0
Residential_Multi-Family Low Income_New_Appliances_Natural Gas_Stove/Oven_E9_Baseline Forecast | Residential | Multi-Family Low Income | New | Appliances | Natural Gas | Stove/Oven | E9 |  | Baseline Forecast | 0 | 0 | 0 | 0 | 0 | 0 | 0 | 0 | 0 | 0 | 0 | 0 | 0 | 0 | 0 | 0 | 0 | 0 | 0 | 0 | 0 | 0 | 0 | 0 | 0 | 0 | 0 | 0 | 0 | 0 | 0 | 0 | 0
Residential_Multi-Family Low Income_New_Appliances_Natural Gas_Stove/Oven_E10_Baseline Forecast | Residential | Multi-Family Low Income | New | Appliances | Natural Gas | Stove/Oven | E10 |  | Baseline Forecast | 0 | 0 | 0 | 0 | 0 | 0 | 0 | 0 | 0 | 0 | 0 | 0 | 0 | 0 | 0 | 0 | 0 | 0 | 0 | 0 | 0 | 0 | 0 | 0 | 0 | 0 | 0 | 0 | 0 | 0 | 0 | 0 | 0
Residential_Multi-Family Low Income_New_Appliances_Natural Gas_Stove/Oven_Vintage_Baseline Forecast | Residential | Multi-Family Low Income | New | Appliances | Natural Gas | Stove/Oven | Vintage |  | Baseline Forecast | 0 | 0 | 0 | 0 | 0 | 0 | 0 | 0 | 0 | 0 | 0 | 0 | 0 | 0 | 0 | 0 | 0 | 0 | 0 | 0 | 0 | 0 | 0 | 0 | 0 | 0 | 0 | 0 | 0 | 0 | 0 | 0 | 0
Residential_Multi-Family Low Income_New_Miscellaneous_Natural Gas_Pool Heater_E1_Baseline Forecast | Residential | Multi-Family Low Income | New | Miscellaneous | Natural Gas | Pool Heater | E1 |  | Baseline Forecast | 0 | 0 | 0 | 0 | 0 | 0 | 0 | 0 | 0 | 0 | 0 | 0 | 0 | 0 | 0 | 0 | 0 | 0 | 0 | 0 | 0 | 0 | 0 | 0 | 0 | 0 | 0 | 0 | 0 | 0 | 0 | 0 | 0
Residential_Multi-Family Low Income_New_Miscellaneous_Natural Gas_Pool Heater_E2_Baseline Forecast | Residential | Multi-Family Low Income | New | Miscellaneous | Natural Gas | Pool Heater | E2 |  | Baseline Forecast | 0 | 0 | 0 | 0 | 0 | 0 | 0 | 0 | 0 | 0 | 0 | 0 | 0 | 0 | 0 | 0 | 0 | 0 | 0 | 0 | 0 | 0 | 0 | 0 | 0 | 0 | 0 | 0 | 0 | 0 | 0 | 0 | 0
Residential_Multi-Family Low Income_New_Miscellaneous_Natural Gas_Pool Heater_E3_Baseline Forecast | Residential | Multi-Family Low Income | New | Miscellaneous | Natural Gas | Pool Heater | E3 |  | Baseline Forecast | 0 | 0 | 0 | 0 | 0 | 0 | 0 | 0 | 0 | 0 | 0 | 0 | 0 | 0 | 0 | 0 | 0 | 0 | 0 | 0 | 0 | 0 | 0 | 0 | 0 | 0 | 0 | 0 | 0 | 0 | 0 | 0 | 0
Residential_Multi-Family Low Income_New_Miscellaneous_Natural Gas_Pool Heater_E4_Baseline Forecast | Residential | Multi-Family Low Income | New | Miscellaneous | Natural Gas | Pool Heater | E4 |  | Baseline Forecast | 0 | 0 | 0 | 0 | 0 | 0 | 0 | 0 | 0 | 0 | 0 | 0 | 0 | 0 | 0 | 0 | 0 | 0 | 0 | 0 | 0 | 0 | 0 | 0 | 0 | 0 | 0 | 0 | 0 | 0 | 0 | 0 | 0
Residential_Multi-Family Low Income_New_Miscellaneous_Natural Gas_Pool Heater_E5_Baseline Forecast | Residential | Multi-Family Low Income | New | Miscellaneous | Natural Gas | Pool Heater | E5 |  | Baseline Forecast | 0 | 0 | 0 | 0 | 0 | 0 | 0 | 0 | 0 | 0 | 0 | 0 | 0 | 0 | 0 | 0 | 0 | 0 | 0 | 0 | 0 | 0 | 0 | 0 | 0 | 0 | 0 | 0 | 0 | 0 | 0 | 0 | 0
Residential_Multi-Family Low Income_New_Miscellaneous_Natural Gas_Pool Heater_E6_Baseline Forecast | Residential | Multi-Family Low Income | New | Miscellaneous | Natural Gas | Pool Heater | E6 |  | Baseline Forecast | 0 | 0 | 0 | 0 | 0 | 0 | 0 | 0 | 0 | 0 | 0 | 0 | 0 | 0 | 0 | 0 | 0 | 0 | 0 | 0 | 0 | 0 | 0 | 0 | 0 | 0 | 0 | 0 | 0 | 0 | 0 | 0 | 0
Residential_Multi-Family Low Income_New_Miscellaneous_Natural Gas_Pool Heater_E7_Baseline Forecast | Residential | Multi-Family Low Income | New | Miscellaneous | Natural Gas | Pool Heater | E7 |  | Baseline Forecast | 0 | 0 | 0 | 0 | 0 | 0 | 0 | 0 | 0 | 0 | 0 | 0 | 0 | 0 | 0 | 0 | 0 | 0 | 0 | 0 | 0 | 0 | 0 | 0 | 0 | 0 | 0 | 0 | 0 | 0 | 0 | 0 | 0
Residential_Multi-Family Low Income_New_Miscellaneous_Natural Gas_Pool Heater_E8_Baseline Forecast | Residential | Multi-Family Low Income | New | Miscellaneous | Natural Gas | Pool Heater | E8 |  | Baseline Forecast | 0 | 0 | 0 | 0 | 0 | 0 | 0 | 0 | 0 | 0 | 0 | 0 | 0 | 0 | 0 | 0 | 0 | 0 | 0 | 0 | 0 | 0 | 0 | 0 | 0 | 0 | 0 | 0 | 0 | 0 | 0 | 0 | 0
Residential_Multi-Family Low Income_New_Miscellaneous_Natural Gas_Pool Heater_E9_Baseline Forecast | Residential | Multi-Family Low Income | New | Miscellaneous | Natural Gas | Pool Heater | E9 |  | Baseline Forecast | 0 | 0 | 0 | 0 | 0 | 0 | 0 | 0 | 0 | 0 | 0 | 0 | 0 | 0 | 0 | 0 | 0 | 0 | 0 | 0 | 0 | 0 | 0 | 0 | 0 | 0 | 0 | 0 | 0 | 0 | 0 | 0 | 0
Residential_Multi-Family Low Income_New_Miscellaneous_Natural Gas_Pool Heater_E10_Baseline Forecast | Residential | Multi-Family Low Income | New | Miscellaneous | Natural Gas | Pool Heater | E10 |  | Baseline Forecast | 0 | 0 | 0 | 0 | 0 | 0 | 0 | 0 | 0 | 0 | 0 | 0 | 0 | 0 | 0 | 0 | 0 | 0 | 0 | 0 | 0 | 0 | 0 | 0 | 0 | 0 | 0 | 0 | 0 | 0 | 0 | 0 | 0
Residential_Multi-Family Low Income_New_Miscellaneous_Natural Gas_Pool Heater_Vintage_Baseline Forecast | Residential | Multi-Family Low Income | New | Miscellaneous | Natural Gas | Pool Heater | Vintage |  | Baseline Forecast | 0 | 0 | 0 | 0 | 0 | 0 | 0 | 0 | 0 | 0 | 0 | 0 | 0 | 0 | 0 | 0 | 0 | 0 | 0 | 0 | 0 | 0 | 0 | 0 | 0 | 0 | 0 | 0 | 0 | 0 | 0 | 0 | 0
Residential_Multi-Family Low Income_New_Miscellaneous_Natural Gas_Miscellaneous_E1_Baseline Forecast | Residential | Multi-Family Low Income | New | Miscellaneous | Natural Gas | Miscellaneous | E1 |  | Baseline Forecast | 0 | 9.9963 | 24.5745 | 38.5203 | 51.6142 | 63.8131 | 75.8325 | 87.6768 | 99.2865 | 110.7489 | 122.149 | 133.4854 | 144.778 | 156.0462 | 167.2757 | 178.4728 | 189.6402 | 200.7987 | 211.9462 | 223.0622 | 234.1457 | 245.1959 | 256.2234 | 267.2268 | 278.1931 | 289.122 | 300.0124 | 310.8693 | 321.6919 | 332.4753 | 343.2191 | 353.9236 | 364.9619
Residential_Multi-Family Low Income_New_Miscellaneous_Natural Gas_Miscellaneous_E2_Baseline Forecast | Residential | Multi-Family Low Income | New | Miscellaneous | Natural Gas | Miscellaneous | E2 |  | Baseline Forecast | 0 | 0 | 0 | 0 | 0 | 0 | 0 | 0 | 0 | 0 | 0 | 0 | 0 | 0 | 0 | 0 | 0 | 0 | 0 | 0 | 0 | 0 | 0 | 0 | 0 | 0 | 0 | 0 | 0 | 0 | 0 | 0 | 0
Residential_Multi-Family Low Income_New_Miscellaneous_Natural Gas_Miscellaneous_E3_Baseline Forecast | Residential | Multi-Family Low Income | New | Miscellaneous | Natural Gas | Miscellaneous | E3 |  | Baseline Forecast | 0 | 0 | 0 | 0 | 0 | 0 | 0 | 0 | 0 | 0 | 0 | 0 | 0 | 0 | 0 | 0 | 0 | 0 | 0 | 0 | 0 | 0 | 0 | 0 | 0 | 0 | 0 | 0 | 0 | 0 | 0 | 0 | 0
Residential_Multi-Family Low Income_New_Miscellaneous_Natural Gas_Miscellaneous_E4_Baseline Forecast | Residential | Multi-Family Low Income | New | Miscellaneous | Natural Gas | Miscellaneous | E4 |  | Baseline Forecast | 0 | 0 | 0 | 0 | 0 | 0 | 0 | 0 | 0 | 0 | 0 | 0 | 0 | 0 | 0 | 0 | 0 | 0 | 0 | 0 | 0 | 0 | 0 | 0 | 0 | 0 | 0 | 0 | 0 | 0 | 0 | 0 | 0
Residential_Multi-Family Low Income_New_Miscellaneous_Natural Gas_Miscellaneous_E5_Baseline Forecast | Residential | Multi-Family Low Income | New | Miscellaneous | Natural Gas | Miscellaneous | E5 |  | Baseline Forecast | 0 | 0 | 0 | 0 | 0 | 0 | 0 | 0 | 0 | 0 | 0 | 0 | 0 | 0 | 0 | 0 | 0 | 0 | 0 | 0 | 0 | 0 | 0 | 0 | 0 | 0 | 0 | 0 | 0 | 0 | 0 | 0 | 0
Residential_Multi-Family Low Income_New_Miscellaneous_Natural Gas_Miscellaneous_E6_Baseline Forecast | Residential | Multi-Family Low Income | New | Miscellaneous | Natural Gas | Miscellaneous | E6 |  | Baseline Forecast | 0 | 0 | 0 | 0 | 0 | 0 | 0 | 0 | 0 | 0 | 0 | 0 | 0 | 0 | 0 | 0 | 0 | 0 | 0 | 0 | 0 | 0 | 0 | 0 | 0 | 0 | 0 | 0 | 0 | 0 | 0 | 0 | 0
Residential_Multi-Family Low Income_New_Miscellaneous_Natural Gas_Miscellaneous_E7_Baseline Forecast | Residential | Multi-Family Low Income | New | Miscellaneous | Natural Gas | Miscellaneous | E7 |  | Baseline Forecast | 0 | 0 | 0 | 0 | 0 | 0 | 0 | 0 | 0 | 0 | 0 | 0 | 0 | 0 | 0 | 0 | 0 | 0 | 0 | 0 | 0 | 0 | 0 | 0 | 0 | 0 | 0 | 0 | 0 | 0 | 0 | 0 | 0
Residential_Multi-Family Low Income_New_Miscellaneous_Natural Gas_Miscellaneous_E8_Baseline Forecast | Residential | Multi-Family Low Income | New | Miscellaneous | Natural Gas | Miscellaneous | E8 |  | Baseline Forecast | 0 | 0 | 0 | 0 | 0 | 0 | 0 | 0 | 0 | 0 | 0 | 0 | 0 | 0 | 0 | 0 | 0 | 0 | 0 | 0 | 0 | 0 | 0 | 0 | 0 | 0 | 0 | 0 | 0 | 0 | 0 | 0 | 0
Residential_Multi-Family Low Income_New_Miscellaneous_Natural Gas_Miscellaneous_E9_Baseline Forecast | Residential | Multi-Family Low Income | New | Miscellaneous | Natural Gas | Miscellaneous | E9 |  | Baseline Forecast | 0 | 0 | 0 | 0 | 0 | 0 | 0 | 0 | 0 | 0 | 0 | 0 | 0 | 0 | 0 | 0 | 0 | 0 | 0 | 0 | 0 | 0 | 0 | 0 | 0 | 0 | 0 | 0 | 0 | 0 | 0 | 0 | 0
Residential_Multi-Family Low Income_New_Miscellaneous_Natural Gas_Miscellaneous_E10_Baseline Forecast | Residential | Multi-Family Low Income | New | Miscellaneous | Natural Gas | Miscellaneous | E10 |  | Baseline Forecast | 0 | 0 | 0 | 0 | 0 | 0 | 0 | 0 | 0 | 0 | 0 | 0 | 0 | 0 | 0 | 0 | 0 | 0 | 0 | 0 | 0 | 0 | 0 | 0 | 0 | 0 | 0 | 0 | 0 | 0 | 0 | 0 | 0
Residential_Multi-Family Low Income_New_Miscellaneous_Natural Gas_Miscellaneous_Vintage_Baseline Forecast | Residential | Multi-Family Low Income | New | Miscellaneous | Natural Gas | Miscellaneous | Vintage |  | Baseline Forecast | 0 | 0 | 0 | 0 | 0 | 0 | 0 | 0 | 0 | 0 | 0 | 0 | 0 | 0 | 0 | 0 | 0 | 0 | 0 | 0 | 0 | 0 | 0 | 0 | 0 | 0 | 0 | 0 | 0 | 0 | 0 | 0 | 0
Residential_Manufactured Home Regular Income_Existing_Space Heating_Natural Gas_Furnace_E1_Baseline Forecast | Residential | Manufactured Home Regular Income | Existing | Space Heating | Natural Gas | Furnace | E1 |  | Baseline Forecast | 0 | 3.1581 | 6.5438 | 9.1539 | 11.7727 | 14.5792 | 17.4749 | 20.442 | 23.4736 | 26.5551 | 29.6701 | 32.8089 | 35.9607 | 39.1149 | 42.2654 | 45.4044 | 48.5265 | 51.6226 | 54.3404 | 56.7188 | 58.7904 | 60.5848 | 62.1261 | 63.4389 | 64.5477 | 65.4761 | 66.2386 | 66.8498 | 67.3257 | 67.681 | 67.9251 | 68.0723 | 68.1329
Residential_Manufactured Home Regular Income_Existing_Space Heating_Natural Gas_Furnace_E2_Baseline Forecast | Residential | Manufactured Home Regular Income | Existing | Space Heating | Natural Gas | Furnace | E2 |  | Baseline Forecast | 0 | 0.19828 | 0.41088 | 0.5748 | 0.73923 | 0.91545 | 1.0973 | 1.2836 | 1.474 | 1.6675 | 1.8631 | 2.0602 | 2.2581 | 2.4561 | 2.6539 | 2.8509 | 3.0469 | 3.2411 | 3.4116 | 3.5607 | 3.6905 | 3.8029 | 3.8994 | 3.9814 | 4.0507 | 4.1085 | 4.1559 | 4.1937 | 4.223 | 4.2447 | 4.2591 | 4.2674 | 4.2701
Residential_Manufactured Home Regular Income_Existing_Space Heating_Natural Gas_Furnace_E3_Baseline Forecast | Residential | Manufactured Home Regular Income | Existing | Space Heating | Natural Gas | Furnace | E3 |  | Baseline Forecast | 0 | 0.13219 | 0.27393 | 0.38322 | 0.49285 | 0.61033 | 0.73155 | 0.85576 | 0.98269 | 1.1117 | 1.2421 | 1.3735 | 1.5055 | 1.6375 | 1.7694 | 1.9007 | 2.0313 | 2.1608 | 2.2744 | 2.3738 | 2.4603 | 2.5352 | 2.5994 | 2.6541 | 2.7001 | 2.7386 | 2.7701 | 2.7953 | 2.8147 | 2.829 | 2.8384 | 2.8438 | 2.8454
Residential_Manufactured Home Regular Income_Existing_Space Heating_Natural Gas_Furnace_E4_Baseline Forecast | Residential | Manufactured Home Regular Income | Existing | Space Heating | Natural Gas | Furnace | E4 |  | Baseline Forecast | 0 | 0 | 0 | 0 | 0 | 0 | 0 | 0 | 0 | 0 | 0 | 0 | 0 | 0 | 0 | 0 | 0 | 0 | 0 | 0 | 0 | 0 | 0 | 0 | 0 | 0 | 0 | 0 | 0 | 0 | 0 | 0 | 0
Residential_Manufactured Home Regular Income_Existing_Space Heating_Natural Gas_Furnace_E5_Baseline Forecast | Residential | Manufactured Home Regular Income | Existing | Space Heating | Natural Gas | Furnace | E5 |  | Baseline Forecast | 0 | 0.016244 | 0.033673 | 0.047119 | 0.060601 | 0.075049 | 0.089961 | 0.10524 | 0.12084 | 0.1367 | 0.1527 | 0.1688 | 0.18495 | 0.20109 | 0.21719 | 0.2332 | 0.24757 | 0.26038 | 0.27143 | 0.28094 | 0.28878 | 0.29514 | 0.30017 | 0.30402 | 0.30684 | 0.30496 | 0.30251 | 0.30057 | 0.29811 | 0.29522 | 0.29562 | 0.29561 | 0.29424
Residential_Manufactured Home Regular Income_Existing_Space Heating_Natural Gas_Furnace_E6_Baseline Forecast | Residential | Manufactured Home Regular Income | Existing | Space Heating | Natural Gas | Furnace | E6 |  | Baseline Forecast | 0 | 0 | 0 | 0 | 0 | 0 | 0 | 0 | 0 | 0 | 0 | 0 | 0 | 0 | 0 | 0 | 0 | 0 | 0 | 0 | 0 | 0 | 0 | 0 | 0 | 0 | 0 | 0 | 0 | 0 | 0 | 0 | 0
Residential_Manufactured Home Regular Income_Existing_Space Heating_Natural Gas_Furnace_E7_Baseline Forecast | Residential | Manufactured Home Regular Income | Existing | Space Heating | Natural Gas | Furnace | E7 |  | Baseline Forecast | 0 | 0 | 0 | 0 | 0 | 0 | 0 | 0 | 0 | 0 | 0 | 0 | 0 | 0 | 0 | 0 | 0 | 0 | 0 | 0 | 0 | 0 | 0 | 0 | 0 | 0 | 0 | 0 | 0 | 0 | 0 | 0 | 0
Residential_Manufactured Home Regular Income_Existing_Space Heating_Natural Gas_Furnace_E8_Baseline Forecast | Residential | Manufactured Home Regular Income | Existing | Space Heating | Natural Gas | Furnace | E8 |  | Baseline Forecast | 0 | 0 | 0 | 0 | 0 | 0 | 0 | 0 | 0 | 0 | 0 | 0 | 0 | 0 | 0 | 0 | 0 | 0 | 0 | 0 | 0 | 0 | 0 | 0 | 0 | 0 | 0 | 0 | 0 | 0 | 0 | 0 | 0
Residential_Manufactured Home Regular Income_Existing_Space Heating_Natural Gas_Furnace_E9_Baseline Forecast | Residential | Manufactured Home Regular Income | Existing | Space Heating | Natural Gas | Furnace | E9 |  | Baseline Forecast | 0 | 0 | 0 | 0 | 0 | 0 | 0 | 0 | 0 | 0 | 0 | 0 | 0 | 0 | 0 | 0 | 0 | 0 | 0 | 0 | 0 | 0 | 0 | 0 | 0 | 0 | 0 | 0 | 0 | 0 | 0 | 0 | 0
Residential_Manufactured Home Regular Income_Existing_Space Heating_Natural Gas_Furnace_E10_Baseline Forecast | Residential | Manufactured Home Regular Income | Existing | Space Heating | Natural Gas | Furnace | E10 |  | Baseline Forecast | 0 | 0 | 0 | 0 | 0 | 0 | 0 | 0 | 0 | 0 | 0 | 0 | 0 | 0 | 0 | 0 | 0 | 0 | 0 | 0 | 0 | 0 | 0 | 0 | 0 | 0 | 0 | 0 | 0 | 0 | 0 | 0 | 0
Residential_Manufactured Home Regular Income_Existing_Space Heating_Natural Gas_Furnace_Vintage_Baseline Forecast | Residential | Manufactured Home Regular Income | Existing | Space Heating | Natural Gas | Furnace | Vintage |  | Baseline Forecast | 120.2837 | 117.7195 | 114.9028 | 110.2117 | 104.549 | 99.9164 | 95.2888 | 90.641 | 86.0012 | 81.3558 | 76.6937 | 72.0261 | 67.3584 | 62.6962 | 58.0505 | 53.4276 | 48.8337 | 44.2721 | 40.1325 | 36.3789 | 32.9754 | 29.8895 | 27.0907 | 24.5525 | 22.252 | 20.1667 | 18.2768 | 16.5636 | 15.0108 | 13.6036 | 12.3283 | 11.1727 | 10.1254
Residential_Manufactured Home Regular Income_Existing_Space Heating_Natural Gas_Boiler_E1_Baseline Forecast | Residential | Manufactured Home Regular Income | Existing | Space Heating | Natural Gas | Boiler | E1 |  | Baseline Forecast | 0 | 0 | 0 | 0 | 0 | 0 | 0 | 0 | 0 | 0 | 0 | 0 | 0 | 0 | 0 | 0 | 0 | 0 | 0 | 0 | 0 | 0 | 0 | 0 | 0 | 0 | 0 | 0 | 0 | 0 | 0 | 0 | 0
Residential_Manufactured Home Regular Income_Existing_Space Heating_Natural Gas_Boiler_E2_Baseline Forecast | Residential | Manufactured Home Regular Income | Existing | Space Heating | Natural Gas | Boiler | E2 |  | Baseline Forecast | 0 | 0 | 0 | 0 | 0 | 0 | 0 | 0 | 0 | 0 | 0 | 0 | 0 | 0 | 0 | 0 | 0 | 0 | 0 | 0 | 0 | 0 | 0 | 0 | 0 | 0 | 0 | 0 | 0 | 0 | 0 | 0 | 0
Residential_Manufactured Home Regular Income_Existing_Space Heating_Natural Gas_Boiler_E3_Baseline Forecast | Residential | Manufactured Home Regular Income | Existing | Space Heating | Natural Gas | Boiler | E3 |  | Baseline Forecast | 0 | 0 | 0 | 0 | 0 | 0 | 0 | 0 | 0 | 0 | 0 | 0 | 0 | 0 | 0 | 0 | 0 | 0 | 0 | 0 | 0 | 0 | 0 | 0 | 0 | 0 | 0 | 0 | 0 | 0 | 0 | 0 | 0
Residential_Manufactured Home Regular Income_Existing_Space Heating_Natural Gas_Boiler_E4_Baseline Forecast | Residential | Manufactured Home Regular Income | Existing | Space Heating | Natural Gas | Boiler | E4 |  | Baseline Forecast | 0 | 0 | 0 | 0 | 0 | 0 | 0 | 0 | 0 | 0 | 0 | 0 | 0 | 0 | 0 | 0 | 0 | 0 | 0 | 0 | 0 | 0 | 0 | 0 | 0 | 0 | 0 | 0 | 0 | 0 | 0 | 0 | 0
Residential_Manufactured Home Regular Income_Existing_Space Heating_Natural Gas_Boiler_E5_Baseline Forecast | Residential | Manufactured Home Regular Income | Existing | Space Heating | Natural Gas | Boiler | E5 |  | Baseline Forecast | 0 | 0 | 0 | 0 | 0 | 0 | 0 | 0 | 0 | 0 | 0 | 0 | 0 | 0 | 0 | 0 | 0 | 0 | 0 | 0 | 0 | 0 | 0 | 0 | 0 | 0 | 0 | 0 | 0 | 0 | 0 | 0 | 0
Residential_Manufactured Home Regular Income_Existing_Space Heating_Natural Gas_Boiler_E6_Baseline Forecast | Residential | Manufactured Home Regular Income | Existing | Space Heating | Natural Gas | Boiler | E6 |  | Baseline Forecast | 0 | 0 | 0 | 0 | 0 | 0 | 0 | 0 | 0 | 0 | 0 | 0 | 0 | 0 | 0 | 0 | 0 | 0 | 0 | 0 | 0 | 0 | 0 | 0 | 0 | 0 | 0 | 0 | 0 | 0 | 0 | 0 | 0
Residential_Manufactured Home Regular Income_Existing_Space Heating_Natural Gas_Boiler_E7_Baseline Forecast | Residential | Manufactured Home Regular Income | Existing | Space Heating | Natural Gas | Boiler | E7 |  | Baseline Forecast | 0 | 0 | 0 | 0 | 0 | 0 | 0 | 0 | 0 | 0 | 0 | 0 | 0 | 0 | 0 | 0 | 0 | 0 | 0 | 0 | 0 | 0 | 0 | 0 | 0 | 0 | 0 | 0 | 0 | 0 | 0 | 0 | 0
Residential_Manufactured Home Regular Income_Existing_Space Heating_Natural Gas_Boiler_E8_Baseline Forecast | Residential | Manufactured Home Regular Income | Existing | Space Heating | Natural Gas | Boiler | E8 |  | Baseline Forecast | 0 | 0 | 0 | 0 | 0 | 0 | 0 | 0 | 0 | 0 | 0 | 0 | 0 | 0 | 0 | 0 | 0 | 0 | 0 | 0 | 0 | 0 | 0 | 0 | 0 | 0 | 0 | 0 | 0 | 0 | 0 | 0 | 0
Residential_Manufactured Home Regular Income_Existing_Space Heating_Natural Gas_Boiler_E9_Baseline Forecast | Residential | Manufactured Home Regular Income | Existing | Space Heating | Natural Gas | Boiler | E9 |  | Baseline Forecast | 0 | 0 | 0 | 0 | 0 | 0 | 0 | 0 | 0 | 0 | 0 | 0 | 0 | 0 | 0 | 0 | 0 | 0 | 0 | 0 | 0 | 0 | 0 | 0 | 0 | 0 | 0 | 0 | 0 | 0 | 0 | 0 | 0
Residential_Manufactured Home Regular Income_Existing_Space Heating_Natural Gas_Boiler_E10_Baseline Forecast | Residential | Manufactured Home Regular Income | Existing | Space Heating | Natural Gas | Boiler | E10 |  | Baseline Forecast | 0 | 0 | 0 | 0 | 0 | 0 | 0 | 0 | 0 | 0 | 0 | 0 | 0 | 0 | 0 | 0 | 0 | 0 | 0 | 0 | 0 | 0 | 0 | 0 | 0 | 0 | 0 | 0 | 0 | 0 | 0 | 0 | 0
Residential_Manufactured Home Regular Income_Existing_Space Heating_Natural Gas_Boiler_Vintage_Baseline Forecast | Residential | Manufactured Home Regular Income | Existing | Space Heating | Natural Gas | Boiler | Vintage |  | Baseline Forecast | 0 | 0 | 0 | 0 | 0 | 0 | 0 | 0 | 0 | 0 | 0 | 0 | 0 | 0 | 0 | 0 | 0 | 0 | 0 | 0 | 0 | 0 | 0 | 0 | 0 | 0 | 0 | 0 | 0 | 0 | 0 | 0 | 0
Residential_Manufactured Home Regular Income_Existing_Secondary Heating_Natural Gas_Fireplace_E1_Baseline Forecast | Residential | Manufactured Home Regular Income | Existing | Secondary Heating | Natural Gas | Fireplace | E1 |  | Baseline Forecast | 0 | 1.0502 | 2.1128 | 2.9848 | 3.8083 | 4.6477 | 5.4761 | 6.2924 | 7.0982 | 7.8926 | 8.6736 | 9.4412 | 10.1947 | 10.9333 | 11.5614 | 12.0922 | 12.5376 | 12.9071 | 13.2099 | 13.4549 | 13.6494 | 13.7996 | 13.9107 | 13.9874 | 14.0348 | 14.0566 | 14.0562 | 14.0362 | 13.9993 | 13.9481 | 13.8843 | 13.8099 | 13.7263
Residential_Manufactured Home Regular Income_Existing_Secondary Heating_Natural Gas_Fireplace_E2_Baseline Forecast | Residential | Manufactured Home Regular Income | Existing | Secondary Heating | Natural Gas | Fireplace | E2 |  | Baseline Forecast | 0 | 0 | 0 | 0 | 0 | 0 | 0 | 0 | 0 | 0 | 0 | 0 | 0 | 0 | 0 | 0 | 0 | 0 | 0 | 0 | 0 | 0 | 0 | 0 | 0 | 0 | 0 | 0 | 0 | 0 | 0 | 0 | 0
Residential_Manufactured Home Regular Income_Existing_Secondary Heating_Natural Gas_Fireplace_E3_Baseline Forecast | Residential | Manufactured Home Regular Income | Existing | Secondary Heating | Natural Gas | Fireplace | E3 |  | Baseline Forecast | 0 | 0 | 0 | 0 | 0 | 0 | 0 | 0 | 0 | 0 | 0 | 0 | 0 | 0 | 0 | 0 | 0 | 0 | 0 | 0 | 0 | 0 | 0 | 0 | 0 | 0 | 0 | 0 | 0 | 0 | 0 | 0 | 0
Residential_Manufactured Home Regular Income_Existing_Secondary Heating_Natural Gas_Fireplace_E4_Baseline Forecast | Residential | Manufactured Home Regular Income | Existing | Secondary Heating | Natural Gas | Fireplace | E4 |  | Baseline Forecast | 0 | 0 | 0 | 0 | 0 | 0 | 0 | 0 | 0 | 0 | 0 | 0 | 0 | 0 | 0 | 0 | 0 | 0 | 0 | 0 | 0 | 0 | 0 | 0 | 0 | 0 | 0 | 0 | 0 | 0 | 0 | 0 | 0
Residential_Manufactured Home Regular Income_Existing_Secondary Heating_Natural Gas_Fireplace_E5_Baseline Forecast | Residential | Manufactured Home Regular Income | Existing | Secondary Heating | Natural Gas | Fireplace | E5 |  | Baseline Forecast | 0 | 0 | 0 | 0 | 0 | 0 | 0 | 0 | 0 | 0 | 0 | 0 | 0 | 0 | 0 | 0 | 0 | 0 | 0 | 0 | 0 | 0 | 0 | 0 | 0 | 0 | 0 | 0 | 0 | 0 | 0 | 0 | 0
Residential_Manufactured Home Regular Income_Existing_Secondary Heating_Natural Gas_Fireplace_E6_Baseline Forecast | Residential | Manufactured Home Regular Income | Existing | Secondary Heating | Natural Gas | Fireplace | E6 |  | Baseline Forecast | 0 | 0 | 0 | 0 | 0 | 0 | 0 | 0 | 0 | 0 | 0 | 0 | 0 | 0 | 0 | 0 | 0 | 0 | 0 | 0 | 0 | 0 | 0 | 0 | 0 | 0 | 0 | 0 | 0 | 0 | 0 | 0 | 0
Residential_Manufactured Home Regular Income_Existing_Secondary Heating_Natural Gas_Fireplace_E7_Baseline Forecast | Residential | Manufactured Home Regular Income | Existing | Secondary Heating | Natural Gas | Fireplace | E7 |  | Baseline Forecast | 0 | 0 | 0 | 0 | 0 | 0 | 0 | 0 | 0 | 0 | 0 | 0 | 0 | 0 | 0 | 0 | 0 | 0 | 0 | 0 | 0 | 0 | 0 | 0 | 0 | 0 | 0 | 0 | 0 | 0 | 0 | 0 | 0
Residential_Manufactured Home Regular Income_Existing_Secondary Heating_Natural Gas_Fireplace_E8_Baseline Forecast | Residential | Manufactured Home Regular Income | Existing | Secondary Heating | Natural Gas | Fireplace | E8 |  | Baseline Forecast | 0 | 0 | 0 | 0 | 0 | 0 | 0 | 0 | 0 | 0 | 0 | 0 | 0 | 0 | 0 | 0 | 0 | 0 | 0 | 0 | 0 | 0 | 0 | 0 | 0 | 0 | 0 | 0 | 0 | 0 | 0 | 0 | 0
Residential_Manufactured Home Regular Income_Existing_Secondary Heating_Natural Gas_Fireplace_E9_Baseline Forecast | Residential | Manufactured Home Regular Income | Existing | Secondary Heating | Natural Gas | Fireplace | E9 |  | Baseline Forecast | 0 | 0 | 0 | 0 | 0 | 0 | 0 | 0 | 0 | 0 | 0 | 0 | 0 | 0 | 0 | 0 | 0 | 0 | 0 | 0 | 0 | 0 | 0 | 0 | 0 | 0 | 0 | 0 | 0 | 0 | 0 | 0 | 0
Residential_Manufactured Home Regular Income_Existing_Secondary Heating_Natural Gas_Fireplace_E10_Baseline Forecast | Residential | Manufactured Home Regular Income | Existing | Secondary Heating | Natural Gas | Fireplace | E10 |  | Baseline Forecast | 0 | 0 | 0 | 0 | 0 | 0 | 0 | 0 | 0 | 0 | 0 | 0 | 0 | 0 | 0 | 0 | 0 | 0 | 0 | 0 | 0 | 0 | 0 | 0 | 0 | 0 | 0 | 0 | 0 | 0 | 0 | 0 | 0
Residential_Manufactured Home Regular Income_Existing_Secondary Heating_Natural Gas_Fireplace_Vintage_Baseline Forecast | Residential | Manufactured Home Regular Income | Existing | Secondary Heating | Natural Gas | Fireplace | Vintage |  | Baseline Forecast | 20.0941 | 19.201 | 18.2956 | 17.1238 | 15.8399 | 14.7469 | 13.6823 | 12.6397 | 11.6208 | 10.6217 | 9.6394 | 8.674 | 7.725 | 6.7923 | 5.9722 | 5.251 | 4.6167 | 4.0586 | 3.5676 | 3.136 | 2.7564 | 2.4228 | 2.1294 | 1.8714 | 1.6446 | 1.4454 | 1.2702 | 1.1163 | 0.98096 | 0.86206 | 0.75757 | 0.66575 | 0.58506
Residential_Manufactured Home Regular Income_Existing_Water Heating_Natural Gas_Water Heater (<= 55 gal)_E1_Baseline Forecast | Residential | Manufactured Home Regular Income | Existing | Water Heating | Natural Gas | Water Heater (<= 55 gal) | E1 |  | Baseline Forecast | 0 | 0.6321 | 1.3763 | 2.0616 | 2.7828 | 3.5751 | 4.3911 | 5.226 | 6.0788 | 6.941 | 7.7231 | 8.5066 | 9.1333 | 9.6308 | 10.0192 | 10.3139 | 10.5273 | 10.6716 | 10.7577 | 10.781 | 10.7602 | 10.7164 | 10.6515 | 10.5697 | 10.4787 | 10.3794 | 10.2722 | 10.1621 | 10.0701 | 9.9739 | 9.8775 | 9.779 | 9.679
Residential_Manufactured Home Regular Income_Existing_Water Heating_Natural Gas_Water Heater (<= 55 gal)_E2_Baseline Forecast | Residential | Manufactured Home Regular Income | Existing | Water Heating | Natural Gas | Water Heater (<= 55 gal) | E2 |  | Baseline Forecast | 0 | 3.7466 | 8.0552 | 11.952 | 15.9993 | 20.3918 | 24.9865 | 29.7291 | 34.5861 | 39.5235 | 44.5888 | 49.6736 | 53.8741 | 57.3191 | 60.1267 | 62.395 | 64.2083 | 65.6317 | 66.7245 | 67.556 | 68.1581 | 68.5528 | 68.7717 | 68.8419 | 68.7854 | 68.6236 | 68.375 | 68.0496 | 67.64 | 67.1813 | 66.6794 | 66.1444 | 65.5821
Residential_Manufactured Home Regular Income_Existing_Water Heating_Natural Gas_Water Heater (<= 55 gal)_E3_Baseline Forecast | Residential | Manufactured Home Regular Income | Existing | Water Heating | Natural Gas | Water Heater (<= 55 gal) | E3 |  | Baseline Forecast | 0 | 0.18244 | 0.39297 | 0.58389 | 0.78257 | 0.9986 | 1.224 | 1.4564 | 1.6943 | 1.936 | 2.1796 | 2.4241 | 2.6253 | 2.7895 | 2.9227 | 3.0295 | 3.1139 | 3.1793 | 3.2284 | 3.264 | 3.2882 | 3.3028 | 3.3092 | 3.3088 | 3.3026 | 3.2917 | 3.2769 | 3.2588 | 3.2379 | 3.2148 | 3.1898 | 3.1634 | 3.1358
Residential_Manufactured Home Regular Income_Existing_Water Heating_Natural Gas_Water Heater (<= 55 gal)_E4_Baseline Forecast | Residential | Manufactured Home Regular Income | Existing | Water Heating | Natural Gas | Water Heater (<= 55 gal) | E4 |  | Baseline Forecast | 0 | 0 | 0 | 0 | 0 | 0 | 0 | 0 | 0 | 0 | 0 | 0 | 0 | 0 | 0 | 0 | 0 | 0 | 0 | 0 | 0 | 0 | 0 | 0 | 0 | 0 | 0 | 0 | 0 | 0 | 0 | 0 | 0
Residential_Manufactured Home Regular Income_Existing_Water Heating_Natural Gas_Water Heater (<= 55 gal)_E5_Baseline Forecast | Residential | Manufactured Home Regular Income | Existing | Water Heating | Natural Gas | Water Heater (<= 55 gal) | E5 |  | Baseline Forecast | 0 | 0 | 0 | 0 | 0 | 0 | 0 | 0 | 0 | 0 | 0 | 0 | 0 | 0 | 0 | 0 | 0 | 0 | 0 | 0 | 0 | 0 | 0 | 0 | 0 | 0 | 0 | 0 | 0 | 0 | 0 | 0 | 0
Residential_Manufactured Home Regular Income_Existing_Water Heating_Natural Gas_Water Heater (<= 55 gal)_E6_Baseline Forecast | Residential | Manufactured Home Regular Income | Existing | Water Heating | Natural Gas | Water Heater (<= 55 gal) | E6 |  | Baseline Forecast | 0 | 0 | 0 | 0 | 0 | 0 | 0 | 0 | 0 | 0 | 0 | 0 | 0 | 0 | 0 | 0 | 0 | 0 | 0 | 0 | 0 | 0 | 0 | 0 | 0 | 0 | 0 | 0 | 0 | 0 | 0 | 0 | 0
Residential_Manufactured Home Regular Income_Existing_Water Heating_Natural Gas_Water Heater (<= 55 gal)_E7_Baseline Forecast | Residential | Manufactured Home Regular Income | Existing | Water Heating | Natural Gas | Water Heater (<= 55 gal) | E7 |  | Baseline Forecast | 0 | 0 | 0 | 0 | 0 | 0 | 0 | 0 | 0 | 0 | 0 | 0 | 0 | 0 | 0 | 0 | 0 | 0 | 0 | 0 | 0 | 0 | 0 | 0 | 0 | 0 | 0 | 0 | 0 | 0 | 0 | 0 | 0
Residential_Manufactured Home Regular Income_Existing_Water Heating_Natural Gas_Water Heater (<= 55 gal)_E8_Baseline Forecast | Residential | Manufactured Home Regular Income | Existing | Water Heating | Natural Gas | Water Heater (<= 55 gal) | E8 |  | Baseline Forecast | 0 | 0 | 0 | 0 | 0 | 0 | 0 | 0 | 0 | 0 | 0 | 0 | 0 | 0 | 0 | 0 | 0 | 0 | 0 | 0 | 0 | 0 | 0 | 0 | 0 | 0 | 0 | 0 | 0 | 0 | 0 | 0 | 0
Residential_Manufactured Home Regular Income_Existing_Water Heating_Natural Gas_Water Heater (<= 55 gal)_E9_Baseline Forecast | Residential | Manufactured Home Regular Income | Existing | Water Heating | Natural Gas | Water Heater (<= 55 gal) | E9 |  | Baseline Forecast | 0 | 0 | 0 | 0 | 0 | 0 | 0 | 0 | 0 | 0 | 0 | 0 | 0 | 0 | 0 | 0 | 0 | 0 | 0 | 0 | 0 | 0 | 0 | 0 | 0 | 0 | 0 | 0 | 0 | 0 | 0 | 0 | 0
Residential_Manufactured Home Regular Income_Existing_Water Heating_Natural Gas_Water Heater (<= 55 gal)_E10_Baseline Forecast | Residential | Manufactured Home Regular Income | Existing | Water Heating | Natural Gas | Water Heater (<= 55 gal) | E10 |  | Baseline Forecast | 0 | 0 | 0 | 0 | 0 | 0 | 0 | 0 | 0 | 0 | 0 | 0 | 0 | 0 | 0 | 0 | 0 | 0 | 0 | 0 | 0 | 0 | 0 | 0 | 0 | 0 | 0 | 0 | 0 | 0 | 0 | 0 | 0
Residential_Manufactured Home Regular Income_Existing_Water Heating_Natural Gas_Water Heater (<= 55 gal)_Vintage_Baseline Forecast | Residential | Manufactured Home Regular Income | Existing | Water Heating | Natural Gas | Water Heater (<= 55 gal) | Vintage |  | Baseline Forecast | 111.8264 | 108.1398 | 103.751 | 97.3097 | 89.78 | 82.968 | 76.0173 | 68.9477 | 61.8144 | 54.634 | 47.4226 | 40.2088 | 34.0929 | 28.906 | 24.5081 | 20.7789 | 17.6165 | 14.9338 | 12.6584 | 10.7294 | 9.094 | 7.7077 | 6.5324 | 5.5359 | 4.6914 | 3.9757 | 3.3691 | 2.8551 | 2.4194 | 2.0502 | 1.7374 | 1.4723 | 1.2476
Residential_Manufactured Home Regular Income_Existing_Water Heating_Natural Gas_Water Heater (> 55 gal)_E1_Baseline Forecast | Residential | Manufactured Home Regular Income | Existing | Water Heating | Natural Gas | Water Heater (> 55 gal) | E1 |  | Baseline Forecast | 0 | 0 | 0 | 0 | 0 | 0 | 0 | 0 | 0 | 0 | 0 | 0 | 0 | 0 | 0 | 0 | 0 | 0 | 0 | 0 | 0 | 0 | 0 | 0 | 0 | 0 | 0 | 0 | 0 | 0 | 0 | 0 | 0
Residential_Manufactured Home Regular Income_Existing_Water Heating_Natural Gas_Water Heater (> 55 gal)_E2_Baseline Forecast | Residential | Manufactured Home Regular Income | Existing | Water Heating | Natural Gas | Water Heater (> 55 gal) | E2 |  | Baseline Forecast | 0 | 0 | 0 | 0 | 0 | 0 | 0 | 0 | 0 | 0 | 0 | 0 | 0 | 0 | 0 | 0 | 0 | 0 | 0 | 0 | 0 | 0 | 0 | 0 | 0 | 0 | 0 | 0 | 0 | 0 | 0 | 0 | 0
Residential_Manufactured Home Regular Income_Existing_Water Heating_Natural Gas_Water Heater (> 55 gal)_E3_Baseline Forecast | Residential | Manufactured Home Regular Income | Existing | Water Heating | Natural Gas | Water Heater (> 55 gal) | E3 |  | Baseline Forecast | 0 | 0 | 0 | 0 | 0 | 0 | 0 | 0 | 0 | 0 | 0 | 0 | 0 | 0 | 0 | 0 | 0 | 0 | 0 | 0 | 0 | 0 | 0 | 0 | 0 | 0 | 0 | 0 | 0 | 0 | 0 | 0 | 0
Residential_Manufactured Home Regular Income_Existing_Water Heating_Natural Gas_Water Heater (> 55 gal)_E4_Baseline Forecast | Residential | Manufactured Home Regular Income | Existing | Water Heating | Natural Gas | Water Heater (> 55 gal) | E4 |  | Baseline Forecast | 0 | 0 | 0 | 0 | 0 | 0 | 0 | 0 | 0 | 0 | 0 | 0 | 0 | 0 | 0 | 0 | 0 | 0 | 0 | 0 | 0 | 0 | 0 | 0 | 0 | 0 | 0 | 0 | 0 | 0 | 0 | 0 | 0
Residential_Manufactured Home Regular Income_Existing_Water Heating_Natural Gas_Water Heater (> 55 gal)_E5_Baseline Forecast | Residential | Manufactured Home Regular Income | Existing | Water Heating | Natural Gas | Water Heater (> 55 gal) | E5 |  | Baseline Forecast | 0 | 0 | 0 | 0 | 0 | 0 | 0 | 0 | 0 | 0 | 0 | 0 | 0 | 0 | 0 | 0 | 0 | 0 | 0 | 0 | 0 | 0 | 0 | 0 | 0 | 0 | 0 | 0 | 0 | 0 | 0 | 0 | 0
Residential_Manufactured Home Regular Income_Existing_Water Heating_Natural Gas_Water Heater (> 55 gal)_E6_Baseline Forecast | Residential | Manufactured Home Regular Income | Existing | Water Heating | Natural Gas | Water Heater (> 55 gal) | E6 |  | Baseline Forecast | 0 | 0 | 0 | 0 | 0 | 0 | 0 | 0 | 0 | 0 | 0 | 0 | 0 | 0 | 0 | 0 | 0 | 0 | 0 | 0 | 0 | 0 | 0 | 0 | 0 | 0 | 0 | 0 | 0 | 0 | 0 | 0 | 0
Residential_Manufactured Home Regular Income_Existing_Water Heating_Natural Gas_Water Heater (> 55 gal)_E7_Baseline Forecast | Residential | Manufactured Home Regular Income | Existing | Water Heating | Natural Gas | Water Heater (> 55 gal) | E7 |  | Baseline Forecast | 0 | 0 | 0 | 0 | 0 | 0 | 0 | 0 | 0 | 0 | 0 | 0 | 0 | 0 | 0 | 0 | 0 | 0 | 0 | 0 | 0 | 0 | 0 | 0 | 0 | 0 | 0 | 0 | 0 | 0 | 0 | 0 | 0
Residential_Manufactured Home Regular Income_Existing_Water Heating_Natural Gas_Water Heater (> 55 gal)_E8_Baseline Forecast | Residential | Manufactured Home Regular Income | Existing | Water Heating | Natural Gas | Water Heater (> 55 gal) | E8 |  | Baseline Forecast | 0 | 0 | 0 | 0 | 0 | 0 | 0 | 0 | 0 | 0 | 0 | 0 | 0 | 0 | 0 | 0 | 0 | 0 | 0 | 0 | 0 | 0 | 0 | 0 | 0 | 0 | 0 | 0 | 0 | 0 | 0 | 0 | 0
Residential_Manufactured Home Regular Income_Existing_Water Heating_Natural Gas_Water Heater (> 55 gal)_E9_Baseline Forecast | Residential | Manufactured Home Regular Income | Existing | Water Heating | Natural Gas | Water Heater (> 55 gal) | E9 |  | Baseline Forecast | 0 | 0 | 0 | 0 | 0 | 0 | 0 | 0 | 0 | 0 | 0 | 0 | 0 | 0 | 0 | 0 | 0 | 0 | 0 | 0 | 0 | 0 | 0 | 0 | 0 | 0 | 0 | 0 | 0 | 0 | 0 | 0 | 0
Residential_Manufactured Home Regular Income_Existing_Water Heating_Natural Gas_Water Heater (> 55 gal)_E10_Baseline Forecast | Residential | Manufactured Home Regular Income | Existing | Water Heating | Natural Gas | Water Heater (> 55 gal) | E10 |  | Baseline Forecast | 0 | 0 | 0 | 0 | 0 | 0 | 0 | 0 | 0 | 0 | 0 | 0 | 0 | 0 | 0 | 0 | 0 | 0 | 0 | 0 | 0 | 0 | 0 | 0 | 0 | 0 | 0 | 0 | 0 | 0 | 0 | 0 | 0
Residential_Manufactured Home Regular Income_Existing_Water Heating_Natural Gas_Water Heater (> 55 gal)_Vintage_Baseline Forecast | Residential | Manufactured Home Regular Income | Existing | Water Heating | Natural Gas | Water Heater (> 55 gal) | Vintage |  | Baseline Forecast | 0 | 0 | 0 | 0 | 0 | 0 | 0 | 0 | 0 | 0 | 0 | 0 | 0 | 0 | 0 | 0 | 0 | 0 | 0 | 0 | 0 | 0 | 0 | 0 | 0 | 0 | 0 | 0 | 0 | 0 | 0 | 0 | 0
Residential_Manufactured Home Regular Income_Existing_Appliances_Natural Gas_Clothes Dryer_E1_Baseline Forecast | Residential | Manufactured Home Regular Income | Existing | Appliances | Natural Gas | Clothes Dryer | E1 |  | Baseline Forecast | 0 | 0.99395 | 2.1437 | 3.2035 | 4.3064 | 5.5047 | 6.7547 | 8.0426 | 9.3604 | 10.6983 | 12.0467 | 13.1575 | 14.0669 | 14.805 | 15.3987 | 15.87 | 16.2376 | 16.5164 | 16.7196 | 16.8603 | 16.9483 | 16.992 | 16.9978 | 16.9719 | 16.9201 | 16.8467 | 16.7555 | 16.6493 | 16.5307 | 16.4023 | 16.2659 | 16.1233 | 15.9755
Residential_Manufactured Home Regular Income_Existing_Appliances_Natural Gas_Clothes Dryer_E2_Baseline Forecast | Residential | Manufactured Home Regular Income | Existing | Appliances | Natural Gas | Clothes Dryer | E2 |  | Baseline Forecast | 0 | 0.79607 | 1.717 | 2.566 | 3.4494 | 4.4094 | 5.411 | 6.4432 | 7.4997 | 8.5726 | 9.6541 | 10.5455 | 11.2757 | 11.8688 | 12.3464 | 12.7261 | 13.0229 | 13.2487 | 13.4147 | 13.5307 | 13.6044 | 13.6427 | 13.6506 | 13.6329 | 13.5942 | 13.538 | 13.4672 | 13.3841 | 13.2907 | 13.1891 | 13.0809 | 12.9672 | 12.8491
Residential_Manufactured Home Regular Income_Existing_Appliances_Natural Gas_Clothes Dryer_E3_Baseline Forecast | Residential | Manufactured Home Regular Income | Existing | Appliances | Natural Gas | Clothes Dryer | E3 |  | Baseline Forecast | 0 | 0 | 0 | 0 | 0 | 0 | 0 | 0 | 0 | 0 | 0 | 0 | 0 | 0 | 0 | 0 | 0 | 0 | 0 | 0 | 0 | 0 | 0 | 0 | 0 | 0 | 0 | 0 | 0 | 0 | 0 | 0 | 0
Residential_Manufactured Home Regular Income_Existing_Appliances_Natural Gas_Clothes Dryer_E4_Baseline Forecast | Residential | Manufactured Home Regular Income | Existing | Appliances | Natural Gas | Clothes Dryer | E4 |  | Baseline Forecast | 0 | 0 | 0 | 0 | 0 | 0 | 0 | 0 | 0 | 0 | 0 | 0 | 0 | 0 | 0 | 0 | 0 | 0 | 0 | 0 | 0 | 0 | 0 | 0 | 0 | 0 | 0 | 0 | 0 | 0 | 0 | 0 | 0
Residential_Manufactured Home Regular Income_Existing_Appliances_Natural Gas_Clothes Dryer_E5_Baseline Forecast | Residential | Manufactured Home Regular Income | Existing | Appliances | Natural Gas | Clothes Dryer | E5 |  | Baseline Forecast | 0 | 0 | 0 | 0 | 0 | 0 | 0 | 0 | 0 | 0 | 0 | 0 | 0 | 0 | 0 | 0 | 0 | 0 | 0 | 0 | 0 | 0 | 0 | 0 | 0 | 0 | 0 | 0 | 0 | 0 | 0 | 0 | 0
Residential_Manufactured Home Regular Income_Existing_Appliances_Natural Gas_Clothes Dryer_E6_Baseline Forecast | Residential | Manufactured Home Regular Income | Existing | Appliances | Natural Gas | Clothes Dryer | E6 |  | Baseline Forecast | 0 | 0 | 0 | 0 | 0 | 0 | 0 | 0 | 0 | 0 | 0 | 0 | 0 | 0 | 0 | 0 | 0 | 0 | 0 | 0 | 0 | 0 | 0 | 0 | 0 | 0 | 0 | 0 | 0 | 0 | 0 | 0 | 0
Residential_Manufactured Home Regular Income_Existing_Appliances_Natural Gas_Clothes Dryer_E7_Baseline Forecast | Residential | Manufactured Home Regular Income | Existing | Appliances | Natural Gas | Clothes Dryer | E7 |  | Baseline Forecast | 0 | 0 | 0 | 0 | 0 | 0 | 0 | 0 | 0 | 0 | 0 | 0 | 0 | 0 | 0 | 0 | 0 | 0 | 0 | 0 | 0 | 0 | 0 | 0 | 0 | 0 | 0 | 0 | 0 | 0 | 0 | 0 | 0
Residential_Manufactured Home Regular Income_Existing_Appliances_Natural Gas_Clothes Dryer_E8_Baseline Forecast | Residential | Manufactured Home Regular Income | Existing | Appliances | Natural Gas | Clothes Dryer | E8 |  | Baseline Forecast | 0 | 0 | 0 | 0 | 0 | 0 | 0 | 0 | 0 | 0 | 0 | 0 | 0 | 0 | 0 | 0 | 0 | 0 | 0 | 0 | 0 | 0 | 0 | 0 | 0 | 0 | 0 | 0 | 0 | 0 | 0 | 0 | 0
Residential_Manufactured Home Regular Income_Existing_Appliances_Natural Gas_Clothes Dryer_E9_Baseline Forecast | Residential | Manufactured Home Regular Income | Existing | Appliances | Natural Gas | Clothes Dryer | E9 |  | Baseline Forecast | 0 | 0 | 0 | 0 | 0 | 0 | 0 | 0 | 0 | 0 | 0 | 0 | 0 | 0 | 0 | 0 | 0 | 0 | 0 | 0 | 0 | 0 | 0 | 0 | 0 | 0 | 0 | 0 | 0 | 0 | 0 | 0 | 0
Residential_Manufactured Home Regular Income_Existing_Appliances_Natural Gas_Clothes Dryer_E10_Baseline Forecast | Residential | Manufactured Home Regular Income | Existing | Appliances | Natural Gas | Clothes Dryer | E10 |  | Baseline Forecast | 0 | 0 | 0 | 0 | 0 | 0 | 0 | 0 | 0 | 0 | 0 | 0 | 0 | 0 | 0 | 0 | 0 | 0 | 0 | 0 | 0 | 0 | 0 | 0 | 0 | 0 | 0 | 0 | 0 | 0 | 0 | 0 | 0
Residential_Manufactured Home Regular Income_Existing_Appliances_Natural Gas_Clothes Dryer_Vintage_Baseline Forecast | Residential | Manufactured Home Regular Income | Existing | Appliances | Natural Gas | Clothes Dryer | Vintage |  | Baseline Forecast | 41.2804 | 39.8061 | 38.051 | 35.5196 | 32.5809 | 29.8953 | 27.1522 | 24.3609 | 21.5428 | 18.7055 | 15.8562 | 13.4419 | 11.3954 | 9.6601 | 8.1889 | 6.9417 | 5.8842 | 4.9873 | 4.2267 | 3.582 | 3.0355 | 2.5723 | 2.1797 | 1.8469 | 1.5649 | 1.3259 | 1.1234 | 0.95185 | 0.80646 | 0.68328 | 0.57892 | 0.4905 | 0.41558
Residential_Manufactured Home Regular Income_Existing_Appliances_Natural Gas_Stove/Oven_E1_Baseline Forecast | Residential | Manufactured Home Regular Income | Existing | Appliances | Natural Gas | Stove/Oven | E1 |  | Baseline Forecast | 0 | 2.0708 | 4.4693 | 6.6981 | 9.0159 | 11.5316 | 14.1535 | 16.8528 | 19.6123 | 22.4114 | 25.2298 | 27.5475 | 29.4408 | 30.9736 | 32.2027 | 33.1744 | 33.9281 | 34.4954 | 34.904 | 35.1814 | 35.3487 | 35.4232 | 35.4186 | 35.3479 | 35.2234 | 35.0542 | 34.848 | 34.6108 | 34.3483 | 34.0657 | 33.7671 | 33.4556 | 33.134
Residential_Manufactured Home Regular Income_Existing_Appliances_Natural Gas_Stove/Oven_E2_Baseline Forecast | Residential | Manufactured Home Regular Income | Existing | Appliances | Natural Gas | Stove/Oven | E2 |  | Baseline Forecast | 0 | 0.89076 | 1.9227 | 2.8818 | 3.879 | 4.9616 | 6.0905 | 7.2532 | 8.4424 | 9.6494 | 10.8652 | 11.866 | 12.6845 | 13.3482 | 13.8815 | 14.3044 | 14.6339 | 14.8834 | 15.0663 | 15.193 | 15.2722 | 15.3116 | 15.3168 | 15.2931 | 15.2458 | 15.1787 | 15.095 | 14.9974 | 14.888 | 14.7693 | 14.6429 | 14.5102 | 14.3723
Residential_Manufactured Home Regular Income_Existing_Appliances_Natural Gas_Stove/Oven_E3_Baseline Forecast | Residential | Manufactured Home Regular Income | Existing | Appliances | Natural Gas | Stove/Oven | E3 |  | Baseline Forecast | 0 | 0 | 0 | 0 | 0 | 0 | 0 | 0 | 0 | 0 | 0 | 0 | 0 | 0 | 0 | 0 | 0 | 0 | 0 | 0 | 0 | 0 | 0 | 0 | 0 | 0 | 0 | 0 | 0 | 0 | 0 | 0 | 0
Residential_Manufactured Home Regular Income_Existing_Appliances_Natural Gas_Stove/Oven_E4_Baseline Forecast | Residential | Manufactured Home Regular Income | Existing | Appliances | Natural Gas | Stove/Oven | E4 |  | Baseline Forecast | 0 | 0 | 0 | 0 | 0 | 0 | 0 | 0 | 0 | 0 | 0 | 0 | 0 | 0 | 0 | 0 | 0 | 0 | 0 | 0 | 0 | 0 | 0 | 0 | 0 | 0 | 0 | 0 | 0 | 0 | 0 | 0 | 0
Residential_Manufactured Home Regular Income_Existing_Appliances_Natural Gas_Stove/Oven_E5_Baseline Forecast | Residential | Manufactured Home Regular Income | Existing | Appliances | Natural Gas | Stove/Oven | E5 |  | Baseline Forecast | 0 | 0 | 0 | 0 | 0 | 0 | 0 | 0 | 0 | 0 | 0 | 0 | 0 | 0 | 0 | 0 | 0 | 0 | 0 | 0 | 0 | 0 | 0 | 0 | 0 | 0 | 0 | 0 | 0 | 0 | 0 | 0 | 0
Residential_Manufactured Home Regular Income_Existing_Appliances_Natural Gas_Stove/Oven_E6_Baseline Forecast | Residential | Manufactured Home Regular Income | Existing | Appliances | Natural Gas | Stove/Oven | E6 |  | Baseline Forecast | 0 | 0 | 0 | 0 | 0 | 0 | 0 | 0 | 0 | 0 | 0 | 0 | 0 | 0 | 0 | 0 | 0 | 0 | 0 | 0 | 0 | 0 | 0 | 0 | 0 | 0 | 0 | 0 | 0 | 0 | 0 | 0 | 0
Residential_Manufactured Home Regular Income_Existing_Appliances_Natural Gas_Stove/Oven_E7_Baseline Forecast | Residential | Manufactured Home Regular Income | Existing | Appliances | Natural Gas | Stove/Oven | E7 |  | Baseline Forecast | 0 | 0 | 0 | 0 | 0 | 0 | 0 | 0 | 0 | 0 | 0 | 0 | 0 | 0 | 0 | 0 | 0 | 0 | 0 | 0 | 0 | 0 | 0 | 0 | 0 | 0 | 0 | 0 | 0 | 0 | 0 | 0 | 0
Residential_Manufactured Home Regular Income_Existing_Appliances_Natural Gas_Stove/Oven_E8_Baseline Forecast | Residential | Manufactured Home Regular Income | Existing | Appliances | Natural Gas | Stove/Oven | E8 |  | Baseline Forecast | 0 | 0 | 0 | 0 | 0 | 0 | 0 | 0 | 0 | 0 | 0 | 0 | 0 | 0 | 0 | 0 | 0 | 0 | 0 | 0 | 0 | 0 | 0 | 0 | 0 | 0 | 0 | 0 | 0 | 0 | 0 | 0 | 0
Residential_Manufactured Home Regular Income_Existing_Appliances_Natural Gas_Stove/Oven_E9_Baseline Forecast | Residential | Manufactured Home Regular Income | Existing | Appliances | Natural Gas | Stove/Oven | E9 |  | Baseline Forecast | 0 | 0 | 0 | 0 | 0 | 0 | 0 | 0 | 0 | 0 | 0 | 0 | 0 | 0 | 0 | 0 | 0 | 0 | 0 | 0 | 0 | 0 | 0 | 0 | 0 | 0 | 0 | 0 | 0 | 0 | 0 | 0 | 0
Residential_Manufactured Home Regular Income_Existing_Appliances_Natural Gas_Stove/Oven_E10_Baseline Forecast | Residential | Manufactured Home Regular Income | Existing | Appliances | Natural Gas | Stove/Oven | E10 |  | Baseline Forecast | 0 | 0 | 0 | 0 | 0 | 0 | 0 | 0 | 0 | 0 | 0 | 0 | 0 | 0 | 0 | 0 | 0 | 0 | 0 | 0 | 0 | 0 | 0 | 0 | 0 | 0 | 0 | 0 | 0 | 0 | 0 | 0 | 0
Residential_Manufactured Home Regular Income_Existing_Appliances_Natural Gas_Stove/Oven_Vintage_Baseline Forecast | Residential | Manufactured Home Regular Income | Existing | Appliances | Natural Gas | Stove/Oven | Vintage |  | Baseline Forecast | 69.0136 | 66.5488 | 63.6146 | 59.3559 | 54.4209 | 49.9128 | 45.3127 | 40.6364 | 35.9195 | 31.1748 | 26.4144 | 22.3825 | 18.9664 | 16.0709 | 13.6174 | 11.5382 | 9.7761 | 8.2823 | 7.016 | 5.9432 | 5.0342 | 4.2642 | 3.6117 | 3.0589 | 2.5906 | 2.1941 | 1.8582 | 1.5737 | 1.3327 | 1.1287 | 0.95584 | 0.80949 | 0.68555
Residential_Manufactured Home Regular Income_Existing_Miscellaneous_Natural Gas_Pool Heater_E1_Baseline Forecast | Residential | Manufactured Home Regular Income | Existing | Miscellaneous | Natural Gas | Pool Heater | E1 |  | Baseline Forecast | 0 | 0 | 0 | 0 | 0 | 0 | 0 | 0 | 0 | 0 | 0 | 0 | 0 | 0 | 0 | 0 | 0 | 0 | 0 | 0 | 0 | 0 | 0 | 0 | 0 | 0 | 0 | 0 | 0 | 0 | 0 | 0 | 0
Residential_Manufactured Home Regular Income_Existing_Miscellaneous_Natural Gas_Pool Heater_E2_Baseline Forecast | Residential | Manufactured Home Regular Income | Existing | Miscellaneous | Natural Gas | Pool Heater | E2 |  | Baseline Forecast | 0 | 0 | 0 | 0 | 0 | 0 | 0 | 0 | 0 | 0 | 0 | 0 | 0 | 0 | 0 | 0 | 0 | 0 | 0 | 0 | 0 | 0 | 0 | 0 | 0 | 0 | 0 | 0 | 0 | 0 | 0 | 0 | 0
Residential_Manufactured Home Regular Income_Existing_Miscellaneous_Natural Gas_Pool Heater_E3_Baseline Forecast | Residential | Manufactured Home Regular Income | Existing | Miscellaneous | Natural Gas | Pool Heater | E3 |  | Baseline Forecast | 0 | 0 | 0 | 0 | 0 | 0 | 0 | 0 | 0 | 0 | 0 | 0 | 0 | 0 | 0 | 0 | 0 | 0 | 0 | 0 | 0 | 0 | 0 | 0 | 0 | 0 | 0 | 0 | 0 | 0 | 0 | 0 | 0
Residential_Manufactured Home Regular Income_Existing_Miscellaneous_Natural Gas_Pool Heater_E4_Baseline Forecast | Residential | Manufactured Home Regular Income | Existing | Miscellaneous | Natural Gas | Pool Heater | E4 |  | Baseline Forecast | 0 | 0 | 0 | 0 | 0 | 0 | 0 | 0 | 0 | 0 | 0 | 0 | 0 | 0 | 0 | 0 | 0 | 0 | 0 | 0 | 0 | 0 | 0 | 0 | 0 | 0 | 0 | 0 | 0 | 0 | 0 | 0 | 0
Residential_Manufactured Home Regular Income_Existing_Miscellaneous_Natural Gas_Pool Heater_E5_Baseline Forecast | Residential | Manufactured Home Regular Income | Existing | Miscellaneous | Natural Gas | Pool Heater | E5 |  | Baseline Forecast | 0 | 0 | 0 | 0 | 0 | 0 | 0 | 0 | 0 | 0 | 0 | 0 | 0 | 0 | 0 | 0 | 0 | 0 | 0 | 0 | 0 | 0 | 0 | 0 | 0 | 0 | 0 | 0 | 0 | 0 | 0 | 0 | 0
Residential_Manufactured Home Regular Income_Existing_Miscellaneous_Natural Gas_Pool Heater_E6_Baseline Forecast | Residential | Manufactured Home Regular Income | Existing | Miscellaneous | Natural Gas | Pool Heater | E6 |  | Baseline Forecast | 0 | 0 | 0 | 0 | 0 | 0 | 0 | 0 | 0 | 0 | 0 | 0 | 0 | 0 | 0 | 0 | 0 | 0 | 0 | 0 | 0 | 0 | 0 | 0 | 0 | 0 | 0 | 0 | 0 | 0 | 0 | 0 | 0
Residential_Manufactured Home Regular Income_Existing_Miscellaneous_Natural Gas_Pool Heater_E7_Baseline Forecast | Residential | Manufactured Home Regular Income | Existing | Miscellaneous | Natural Gas | Pool Heater | E7 |  | Baseline Forecast | 0 | 0 | 0 | 0 | 0 | 0 | 0 | 0 | 0 | 0 | 0 | 0 | 0 | 0 | 0 | 0 | 0 | 0 | 0 | 0 | 0 | 0 | 0 | 0 | 0 | 0 | 0 | 0 | 0 | 0 | 0 | 0 | 0
Residential_Manufactured Home Regular Income_Existing_Miscellaneous_Natural Gas_Pool Heater_E8_Baseline Forecast | Residential | Manufactured Home Regular Income | Existing | Miscellaneous | Natural Gas | Pool Heater | E8 |  | Baseline Forecast | 0 | 0 | 0 | 0 | 0 | 0 | 0 | 0 | 0 | 0 | 0 | 0 | 0 | 0 | 0 | 0 | 0 | 0 | 0 | 0 | 0 | 0 | 0 | 0 | 0 | 0 | 0 | 0 | 0 | 0 | 0 | 0 | 0
Residential_Manufactured Home Regular Income_Existing_Miscellaneous_Natural Gas_Pool Heater_E9_Baseline Forecast | Residential | Manufactured Home Regular Income | Existing | Miscellaneous | Natural Gas | Pool Heater | E9 |  | Baseline Forecast | 0 | 0 | 0 | 0 | 0 | 0 | 0 | 0 | 0 | 0 | 0 | 0 | 0 | 0 | 0 | 0 | 0 | 0 | 0 | 0 | 0 | 0 | 0 | 0 | 0 | 0 | 0 | 0 | 0 | 0 | 0 | 0 | 0
Residential_Manufactured Home Regular Income_Existing_Miscellaneous_Natural Gas_Pool Heater_E10_Baseline Forecast | Residential | Manufactured Home Regular Income | Existing | Miscellaneous | Natural Gas | Pool Heater | E10 |  | Baseline Forecast | 0 | 0 | 0 | 0 | 0 | 0 | 0 | 0 | 0 | 0 | 0 | 0 | 0 | 0 | 0 | 0 | 0 | 0 | 0 | 0 | 0 | 0 | 0 | 0 | 0 | 0 | 0 | 0 | 0 | 0 | 0 | 0 | 0
Residential_Manufactured Home Regular Income_Existing_Miscellaneous_Natural Gas_Pool Heater_Vintage_Baseline Forecast | Residential | Manufactured Home Regular Income | Existing | Miscellaneous | Natural Gas | Pool Heater | Vintage |  | Baseline Forecast | 0 | 0 | 0 | 0 | 0 | 0 | 0 | 0 | 0 | 0 | 0 | 0 | 0 | 0 | 0 | 0 | 0 | 0 | 0 | 0 | 0 | 0 | 0 | 0 | 0 | 0 | 0 | 0 | 0 | 0 | 0 | 0 | 0
Residential_Manufactured Home Regular Income_Existing_Miscellaneous_Natural Gas_Miscellaneous_E1_Baseline Forecast | Residential | Manufactured Home Regular Income | Existing | Miscellaneous | Natural Gas | Miscellaneous | E1 |  | Baseline Forecast | 0 | 9.7235 | 21.4359 | 33.1123 | 45.4003 | 58.7861 | 72.7721 | 84.0191 | 93.0492 | 100.2536 | 105.9407 | 110.3828 | 113.7973 | 116.361 | 118.2296 | 119.5253 | 120.3495 | 120.7785 | 120.8826 | 120.7278 | 120.3618 | 119.8243 | 119.1429 | 118.3453 | 117.4587 | 116.5016 | 115.4889 | 114.4312 | 113.3391 | 112.2231 | 111.0898 | 109.9452 | 108.793
Residential_Manufactured Home Regular Income_Existing_Miscellaneous_Natural Gas_Miscellaneous_E2_Baseline Forecast | Residential | Manufactured Home Regular Income | Existing | Miscellaneous | Natural Gas | Miscellaneous | E2 |  | Baseline Forecast | 0 | 0 | 0 | 0 | 0 | 0 | 0 | 0 | 0 | 0 | 0 | 0 | 0 | 0 | 0 | 0 | 0 | 0 | 0 | 0 | 0 | 0 | 0 | 0 | 0 | 0 | 0 | 0 | 0 | 0 | 0 | 0 | 0
Residential_Manufactured Home Regular Income_Existing_Miscellaneous_Natural Gas_Miscellaneous_E3_Baseline Forecast | Residential | Manufactured Home Regular Income | Existing | Miscellaneous | Natural Gas | Miscellaneous | E3 |  | Baseline Forecast | 0 | 0 | 0 | 0 | 0 | 0 | 0 | 0 | 0 | 0 | 0 | 0 | 0 | 0 | 0 | 0 | 0 | 0 | 0 | 0 | 0 | 0 | 0 | 0 | 0 | 0 | 0 | 0 | 0 | 0 | 0 | 0 | 0
Residential_Manufactured Home Regular Income_Existing_Miscellaneous_Natural Gas_Miscellaneous_E4_Baseline Forecast | Residential | Manufactured Home Regular Income | Existing | Miscellaneous | Natural Gas | Miscellaneous | E4 |  | Baseline Forecast | 0 | 0 | 0 | 0 | 0 | 0 | 0 | 0 | 0 | 0 | 0 | 0 | 0 | 0 | 0 | 0 | 0 | 0 | 0 | 0 | 0 | 0 | 0 | 0 | 0 | 0 | 0 | 0 | 0 | 0 | 0 | 0 | 0
Residential_Manufactured Home Regular Income_Existing_Miscellaneous_Natural Gas_Miscellaneous_E5_Baseline Forecast | Residential | Manufactured Home Regular Income | Existing | Miscellaneous | Natural Gas | Miscellaneous | E5 |  | Baseline Forecast | 0 | 0 | 0 | 0 | 0 | 0 | 0 | 0 | 0 | 0 | 0 | 0 | 0 | 0 | 0 | 0 | 0 | 0 | 0 | 0 | 0 | 0 | 0 | 0 | 0 | 0 | 0 | 0 | 0 | 0 | 0 | 0 | 0
Residential_Manufactured Home Regular Income_Existing_Miscellaneous_Natural Gas_Miscellaneous_E6_Baseline Forecast | Residential | Manufactured Home Regular Income | Existing | Miscellaneous | Natural Gas | Miscellaneous | E6 |  | Baseline Forecast | 0 | 0 | 0 | 0 | 0 | 0 | 0 | 0 | 0 | 0 | 0 | 0 | 0 | 0 | 0 | 0 | 0 | 0 | 0 | 0 | 0 | 0 | 0 | 0 | 0 | 0 | 0 | 0 | 0 | 0 | 0 | 0 | 0
Residential_Manufactured Home Regular Income_Existing_Miscellaneous_Natural Gas_Miscellaneous_E7_Baseline Forecast | Residential | Manufactured Home Regular Income | Existing | Miscellaneous | Natural Gas | Miscellaneous | E7 |  | Baseline Forecast | 0 | 0 | 0 | 0 | 0 | 0 | 0 | 0 | 0 | 0 | 0 | 0 | 0 | 0 | 0 | 0 | 0 | 0 | 0 | 0 | 0 | 0 | 0 | 0 | 0 | 0 | 0 | 0 | 0 | 0 | 0 | 0 | 0
Residential_Manufactured Home Regular Income_Existing_Miscellaneous_Natural Gas_Miscellaneous_E8_Baseline Forecast | Residential | Manufactured Home Regular Income | Existing | Miscellaneous | Natural Gas | Miscellaneous | E8 |  | Baseline Forecast | 0 | 0 | 0 | 0 | 0 | 0 | 0 | 0 | 0 | 0 | 0 | 0 | 0 | 0 | 0 | 0 | 0 | 0 | 0 | 0 | 0 | 0 | 0 | 0 | 0 | 0 | 0 | 0 | 0 | 0 | 0 | 0 | 0
Residential_Manufactured Home Regular Income_Existing_Miscellaneous_Natural Gas_Miscellaneous_E9_Baseline Forecast | Residential | Manufactured Home Regular Income | Existing | Miscellaneous | Natural Gas | Miscellaneous | E9 |  | Baseline Forecast | 0 | 0 | 0 | 0 | 0 | 0 | 0 | 0 | 0 | 0 | 0 | 0 | 0 | 0 | 0 | 0 | 0 | 0 | 0 | 0 | 0 | 0 | 0 | 0 | 0 | 0 | 0 | 0 | 0 | 0 | 0 | 0 | 0
Residential_Manufactured Home Regular Income_Existing_Miscellaneous_Natural Gas_Miscellaneous_E10_Baseline Forecast | Residential | Manufactured Home Regular Income | Existing | Miscellaneous | Natural Gas | Miscellaneous | E10 |  | Baseline Forecast | 0 | 0 | 0 | 0 | 0 | 0 | 0 | 0 | 0 | 0 | 0 | 0 | 0 | 0 | 0 | 0 | 0 | 0 | 0 | 0 | 0 | 0 | 0 | 0 | 0 | 0 | 0 | 0 | 0 | 0 | 0 | 0 | 0
Residential_Manufactured Home Regular Income_Existing_Miscellaneous_Natural Gas_Miscellaneous_Vintage_Baseline Forecast | Residential | Manufactured Home Regular Income | Existing | Miscellaneous | Natural Gas | Miscellaneous | Vintage |  | Baseline Forecast | 153.4262 | 144.9026 | 134.39 | 120.425 | 104.6211 | 89.2992 | 73.5096 | 60.5343 | 49.8776 | 41.1101 | 33.8859 | 27.9332 | 23.0265 | 18.9809 | 15.6461 | 12.8969 | 10.6303 | 8.7612 | 7.22 | 5.9497 | 4.9028 | 4.04 | 3.3288 | 2.7427 | 2.2597 | 1.8618 | 1.5339 | 1.2638 | 1.0412 | 0.85778 | 0.7067 | 0.58223 | 0.47968
Residential_Manufactured Home Regular Income_New_Space Heating_Natural Gas_Furnace_E1_Baseline Forecast | Residential | Manufactured Home Regular Income | New | Space Heating | Natural Gas | Furnace | E1 |  | Baseline Forecast | 0 | 0.58916 | 1.4801 | 2.3201 | 3.109 | 3.844 | 4.5682 | 5.2819 | 5.9814 | 6.6721 | 7.3591 | 8.0423 | 8.7229 | 9.4021 | 10.079 | 10.7541 | 11.4274 | 12.1003 | 12.7726 | 13.4432 | 14.1119 | 14.7786 | 15.4442 | 16.1084 | 16.7705 | 17.4306 | 18.0885 | 18.7446 | 19.3988 | 20.0507 | 20.7007 | 21.3487 | 22.0171
Residential_Manufactured Home Regular Income_New_Space Heating_Natural Gas_Furnace_E2_Baseline Forecast | Residential | Manufactured Home Regular Income | New | Space Heating | Natural Gas | Furnace | E2 |  | Baseline Forecast | 0 | 0.2843 | 0.7143 | 1.1198 | 1.5005 | 1.8552 | 2.2047 | 2.5491 | 2.8868 | 3.2202 | 3.5517 | 3.8815 | 4.2099 | 4.5377 | 4.8643 | 5.19 | 5.5148 | 5.8393 | 6.1634 | 6.4866 | 6.8088 | 7.1299 | 7.4502 | 7.7698 | 8.0881 | 8.4053 | 8.7213 | 9.0361 | 9.3497 | 9.6621 | 9.9727 | 10.2819 | 10.6004
Residential_Manufactured Home Regular Income_New_Space Heating_Natural Gas_Furnace_E3_Baseline Forecast | Residential | Manufactured Home Regular Income | New | Space Heating | Natural Gas | Furnace | E3 |  | Baseline Forecast | 0 | 0.00036078 | 0.00090649 | 0.0014211 | 0.0019042 | 0.0023543 | 0.0027979 | 0.003235 | 0.0036635 | 0.0040866 | 0.0045074 | 0.0049259 | 0.0053427 | 0.0057587 | 0.0061731 | 0.0065864 | 0.0069985 | 0.0074103 | 0.0078215 | 0.0082315 | 0.0086401 | 0.0090474 | 0.0094537 | 0.0098588 | 0.010262 | 0.010665 | 0.011065 | 0.011464 | 0.011861 | 0.012257 | 0.01265 | 0.013041 | 0.013444
Residential_Manufactured Home Regular Income_New_Space Heating_Natural Gas_Furnace_E4_Baseline Forecast | Residential | Manufactured Home Regular Income | New | Space Heating | Natural Gas | Furnace | E4 |  | Baseline Forecast | 0 | 0 | 0 | 0 | 0 | 0 | 0 | 0 | 0 | 0 | 0 | 0 | 0 | 0 | 0 | 0 | 0 | 0 | 0 | 0 | 0 | 0 | 0 | 0 | 0 | 0 | 0 | 0 | 0 | 0 | 0 | 0 | 0
Residential_Manufactured Home Regular Income_New_Space Heating_Natural Gas_Furnace_E5_Baseline Forecast | Residential | Manufactured Home Regular Income | New | Space Heating | Natural Gas | Furnace | E5 |  | Baseline Forecast | 0 | 0.00036088 | 0.00090709 | 0.0014225 | 0.0019061 | 0.0023567 | 0.0028008 | 0.0032384 | 0.0036672 | 0.0040904 | 0.0045109 | 0.0049286 | 0.0053442 | 0.0057585 | 0.0061708 | 0.0065813 | 0.0069501 | 0.0072617 | 0.0075557 | 0.0078527 | 0.0081545 | 0.0084593 | 0.0087657 | 0.0090746 | 0.0093855 | 0.0095869 | 0.0097451 | 0.0099318 | 0.010144 | 0.010379 | 0.01074 | 0.01116 | 0.011579
Residential_Manufactured Home Regular Income_New_Space Heating_Natural Gas_Furnace_E6_Baseline Forecast | Residential | Manufactured Home Regular Income | New | Space Heating | Natural Gas | Furnace | E6 |  | Baseline Forecast | 0 | 0 | 0 | 0 | 0 | 0 | 0 | 0 | 0 | 0 | 0 | 0 | 0 | 0 | 0 | 0 | 0 | 0 | 0 | 0 | 0 | 0 | 0 | 0 | 0 | 0 | 0 | 0 | 0 | 0 | 0 | 0 | 0
Residential_Manufactured Home Regular Income_New_Space Heating_Natural Gas_Furnace_E7_Baseline Forecast | Residential | Manufactured Home Regular Income | New | Space Heating | Natural Gas | Furnace | E7 |  | Baseline Forecast | 0 | 0 | 0 | 0 | 0 | 0 | 0 | 0 | 0 | 0 | 0 | 0 | 0 | 0 | 0 | 0 | 0 | 0 | 0 | 0 | 0 | 0 | 0 | 0 | 0 | 0 | 0 | 0 | 0 | 0 | 0 | 0 | 0
Residential_Manufactured Home Regular Income_New_Space Heating_Natural Gas_Furnace_E8_Baseline Forecast | Residential | Manufactured Home Regular Income | New | Space Heating | Natural Gas | Furnace | E8 |  | Baseline Forecast | 0 | 0 | 0 | 0 | 0 | 0 | 0 | 0 | 0 | 0 | 0 | 0 | 0 | 0 | 0 | 0 | 0 | 0 | 0 | 0 | 0 | 0 | 0 | 0 | 0 | 0 | 0 | 0 | 0 | 0 | 0 | 0 | 0
Residential_Manufactured Home Regular Income_New_Space Heating_Natural Gas_Furnace_E9_Baseline Forecast | Residential | Manufactured Home Regular Income | New | Space Heating | Natural Gas | Furnace | E9 |  | Baseline Forecast | 0 | 0 | 0 | 0 | 0 | 0 | 0 | 0 | 0 | 0 | 0 | 0 | 0 | 0 | 0 | 0 | 0 | 0 | 0 | 0 | 0 | 0 | 0 | 0 | 0 | 0 | 0 | 0 | 0 | 0 | 0 | 0 | 0
Residential_Manufactured Home Regular Income_New_Space Heating_Natural Gas_Furnace_E10_Baseline Forecast | Residential | Manufactured Home Regular Income | New | Space Heating | Natural Gas | Furnace | E10 |  | Baseline Forecast | 0 | 0 | 0 | 0 | 0 | 0 | 0 | 0 | 0 | 0 | 0 | 0 | 0 | 0 | 0 | 0 | 0 | 0 | 0 | 0 | 0 | 0 | 0 | 0 | 0 | 0 | 0 | 0 | 0 | 0 | 0 | 0 | 0
Residential_Manufactured Home Regular Income_New_Space Heating_Natural Gas_Furnace_Vintage_Baseline Forecast | Residential | Manufactured Home Regular Income | New | Space Heating | Natural Gas | Furnace | Vintage |  | Baseline Forecast | 0 | 0 | 0 | 0 | 0 | 0 | 0 | 0 | 0 | 0 | 0 | 0 | 0 | 0 | 0 | 0 | 0 | 0 | 0 | 0 | 0 | 0 | 0 | 0 | 0 | 0 | 0 | 0 | 0 | 0 | 0 | 0 | 0
Residential_Manufactured Home Regular Income_New_Space Heating_Natural Gas_Boiler_E1_Baseline Forecast | Residential | Manufactured Home Regular Income | New | Space Heating | Natural Gas | Boiler | E1 |  | Baseline Forecast | 0 | 0 | 0 | 0 | 0 | 0 | 0 | 0 | 0 | 0 | 0 | 0 | 0 | 0 | 0 | 0 | 0 | 0 | 0 | 0 | 0 | 0 | 0 | 0 | 0 | 0 | 0 | 0 | 0 | 0 | 0 | 0 | 0
Residential_Manufactured Home Regular Income_New_Space Heating_Natural Gas_Boiler_E2_Baseline Forecast | Residential | Manufactured Home Regular Income | New | Space Heating | Natural Gas | Boiler | E2 |  | Baseline Forecast | 0 | 0 | 0 | 0 | 0 | 0 | 0 | 0 | 0 | 0 | 0 | 0 | 0 | 0 | 0 | 0 | 0 | 0 | 0 | 0 | 0 | 0 | 0 | 0 | 0 | 0 | 0 | 0 | 0 | 0 | 0 | 0 | 0
Residential_Manufactured Home Regular Income_New_Space Heating_Natural Gas_Boiler_E3_Baseline Forecast | Residential | Manufactured Home Regular Income | New | Space Heating | Natural Gas | Boiler | E3 |  | Baseline Forecast | 0 | 0 | 0 | 0 | 0 | 0 | 0 | 0 | 0 | 0 | 0 | 0 | 0 | 0 | 0 | 0 | 0 | 0 | 0 | 0 | 0 | 0 | 0 | 0 | 0 | 0 | 0 | 0 | 0 | 0 | 0 | 0 | 0
Residential_Manufactured Home Regular Income_New_Space Heating_Natural Gas_Boiler_E4_Baseline Forecast | Residential | Manufactured Home Regular Income | New | Space Heating | Natural Gas | Boiler | E4 |  | Baseline Forecast | 0 | 0 | 0 | 0 | 0 | 0 | 0 | 0 | 0 | 0 | 0 | 0 | 0 | 0 | 0 | 0 | 0 | 0 | 0 | 0 | 0 | 0 | 0 | 0 | 0 | 0 | 0 | 0 | 0 | 0 | 0 | 0 | 0
Residential_Manufactured Home Regular Income_New_Space Heating_Natural Gas_Boiler_E5_Baseline Forecast | Residential | Manufactured Home Regular Income | New | Space Heating | Natural Gas | Boiler | E5 |  | Baseline Forecast | 0 | 0 | 0 | 0 | 0 | 0 | 0 | 0 | 0 | 0 | 0 | 0 | 0 | 0 | 0 | 0 | 0 | 0 | 0 | 0 | 0 | 0 | 0 | 0 | 0 | 0 | 0 | 0 | 0 | 0 | 0 | 0 | 0
Residential_Manufactured Home Regular Income_New_Space Heating_Natural Gas_Boiler_E6_Baseline Forecast | Residential | Manufactured Home Regular Income | New | Space Heating | Natural Gas | Boiler | E6 |  | Baseline Forecast | 0 | 0 | 0 | 0 | 0 | 0 | 0 | 0 | 0 | 0 | 0 | 0 | 0 | 0 | 0 | 0 | 0 | 0 | 0 | 0 | 0 | 0 | 0 | 0 | 0 | 0 | 0 | 0 | 0 | 0 | 0 | 0 | 0
Residential_Manufactured Home Regular Income_New_Space Heating_Natural Gas_Boiler_E7_Baseline Forecast | Residential | Manufactured Home Regular Income | New | Space Heating | Natural Gas | Boiler | E7 |  | Baseline Forecast | 0 | 0 | 0 | 0 | 0 | 0 | 0 | 0 | 0 | 0 | 0 | 0 | 0 | 0 | 0 | 0 | 0 | 0 | 0 | 0 | 0 | 0 | 0 | 0 | 0 | 0 | 0 | 0 | 0 | 0 | 0 | 0 | 0
Residential_Manufactured Home Regular Income_New_Space Heating_Natural Gas_Boiler_E8_Baseline Forecast | Residential | Manufactured Home Regular Income | New | Space Heating | Natural Gas | Boiler | E8 |  | Baseline Forecast | 0 | 0 | 0 | 0 | 0 | 0 | 0 | 0 | 0 | 0 | 0 | 0 | 0 | 0 | 0 | 0 | 0 | 0 | 0 | 0 | 0 | 0 | 0 | 0 | 0 | 0 | 0 | 0 | 0 | 0 | 0 | 0 | 0
Residential_Manufactured Home Regular Income_New_Space Heating_Natural Gas_Boiler_E9_Baseline Forecast | Residential | Manufactured Home Regular Income | New | Space Heating | Natural Gas | Boiler | E9 |  | Baseline Forecast | 0 | 0 | 0 | 0 | 0 | 0 | 0 | 0 | 0 | 0 | 0 | 0 | 0 | 0 | 0 | 0 | 0 | 0 | 0 | 0 | 0 | 0 | 0 | 0 | 0 | 0 | 0 | 0 | 0 | 0 | 0 | 0 | 0
Residential_Manufactured Home Regular Income_New_Space Heating_Natural Gas_Boiler_E10_Baseline Forecast | Residential | Manufactured Home Regular Income | New | Space Heating | Natural Gas | Boiler | E10 |  | Baseline Forecast | 0 | 0 | 0 | 0 | 0 | 0 | 0 | 0 | 0 | 0 | 0 | 0 | 0 | 0 | 0 | 0 | 0 | 0 | 0 | 0 | 0 | 0 | 0 | 0 | 0 | 0 | 0 | 0 | 0 | 0 | 0 | 0 | 0
Residential_Manufactured Home Regular Income_New_Space Heating_Natural Gas_Boiler_Vintage_Baseline Forecast | Residential | Manufactured Home Regular Income | New | Space Heating | Natural Gas | Boiler | Vintage |  | Baseline Forecast | 0 | 0 | 0 | 0 | 0 | 0 | 0 | 0 | 0 | 0 | 0 | 0 | 0 | 0 | 0 | 0 | 0 | 0 | 0 | 0 | 0 | 0 | 0 | 0 | 0 | 0 | 0 | 0 | 0 | 0 | 0 | 0 | 0
Residential_Manufactured Home Regular Income_New_Secondary Heating_Natural Gas_Fireplace_E1_Baseline Forecast | Residential | Manufactured Home Regular Income | New | Secondary Heating | Natural Gas | Fireplace | E1 |  | Baseline Forecast | 0 | 1.9669 | 4.9415 | 7.7462 | 10.38 | 12.8338 | 15.2516 | 17.6343 | 19.9699 | 22.276 | 24.5697 | 26.8507 | 29.123 | 31.3905 | 33.6504 | 35.9037 | 38.1513 | 40.3971 | 42.6408 | 44.8782 | 47.1092 | 49.3336 | 51.5534 | 53.7685 | 55.9762 | 58.1763 | 60.3689 | 62.5547 | 64.7336 | 66.9047 | 69.0679 | 71.2232 | 73.4457
Residential_Manufactured Home Regular Income_New_Secondary Heating_Natural Gas_Fireplace_E2_Baseline Forecast | Residential | Manufactured Home Regular Income | New | Secondary Heating | Natural Gas | Fireplace | E2 |  | Baseline Forecast | 0 | 0 | 0 | 0 | 0 | 0 | 0 | 0 | 0 | 0 | 0 | 0 | 0 | 0 | 0 | 0 | 0 | 0 | 0 | 0 | 0 | 0 | 0 | 0 | 0 | 0 | 0 | 0 | 0 | 0 | 0 | 0 | 0
Residential_Manufactured Home Regular Income_New_Secondary Heating_Natural Gas_Fireplace_E3_Baseline Forecast | Residential | Manufactured Home Regular Income | New | Secondary Heating | Natural Gas | Fireplace | E3 |  | Baseline Forecast | 0 | 0 | 0 | 0 | 0 | 0 | 0 | 0 | 0 | 0 | 0 | 0 | 0 | 0 | 0 | 0 | 0 | 0 | 0 | 0 | 0 | 0 | 0 | 0 | 0 | 0 | 0 | 0 | 0 | 0 | 0 | 0 | 0
Residential_Manufactured Home Regular Income_New_Secondary Heating_Natural Gas_Fireplace_E4_Baseline Forecast | Residential | Manufactured Home Regular Income | New | Secondary Heating | Natural Gas | Fireplace | E4 |  | Baseline Forecast | 0 | 0 | 0 | 0 | 0 | 0 | 0 | 0 | 0 | 0 | 0 | 0 | 0 | 0 | 0 | 0 | 0 | 0 | 0 | 0 | 0 | 0 | 0 | 0 | 0 | 0 | 0 | 0 | 0 | 0 | 0 | 0 | 0
Residential_Manufactured Home Regular Income_New_Secondary Heating_Natural Gas_Fireplace_E5_Baseline Forecast | Residential | Manufactured Home Regular Income | New | Secondary Heating | Natural Gas | Fireplace | E5 |  | Baseline Forecast | 0 | 0 | 0 | 0 | 0 | 0 | 0 | 0 | 0 | 0 | 0 | 0 | 0 | 0 | 0 | 0 | 0 | 0 | 0 | 0 | 0 | 0 | 0 | 0 | 0 | 0 | 0 | 0 | 0 | 0 | 0 | 0 | 0
Residential_Manufactured Home Regular Income_New_Secondary Heating_Natural Gas_Fireplace_E6_Baseline Forecast | Residential | Manufactured Home Regular Income | New | Secondary Heating | Natural Gas | Fireplace | E6 |  | Baseline Forecast | 0 | 0 | 0 | 0 | 0 | 0 | 0 | 0 | 0 | 0 | 0 | 0 | 0 | 0 | 0 | 0 | 0 | 0 | 0 | 0 | 0 | 0 | 0 | 0 | 0 | 0 | 0 | 0 | 0 | 0 | 0 | 0 | 0
Residential_Manufactured Home Regular Income_New_Secondary Heating_Natural Gas_Fireplace_E7_Baseline Forecast | Residential | Manufactured Home Regular Income | New | Secondary Heating | Natural Gas | Fireplace | E7 |  | Baseline Forecast | 0 | 0 | 0 | 0 | 0 | 0 | 0 | 0 | 0 | 0 | 0 | 0 | 0 | 0 | 0 | 0 | 0 | 0 | 0 | 0 | 0 | 0 | 0 | 0 | 0 | 0 | 0 | 0 | 0 | 0 | 0 | 0 | 0
Residential_Manufactured Home Regular Income_New_Secondary Heating_Natural Gas_Fireplace_E8_Baseline Forecast | Residential | Manufactured Home Regular Income | New | Secondary Heating | Natural Gas | Fireplace | E8 |  | Baseline Forecast | 0 | 0 | 0 | 0 | 0 | 0 | 0 | 0 | 0 | 0 | 0 | 0 | 0 | 0 | 0 | 0 | 0 | 0 | 0 | 0 | 0 | 0 | 0 | 0 | 0 | 0 | 0 | 0 | 0 | 0 | 0 | 0 | 0
Residential_Manufactured Home Regular Income_New_Secondary Heating_Natural Gas_Fireplace_E9_Baseline Forecast | Residential | Manufactured Home Regular Income | New | Secondary Heating | Natural Gas | Fireplace | E9 |  | Baseline Forecast | 0 | 0 | 0 | 0 | 0 | 0 | 0 | 0 | 0 | 0 | 0 | 0 | 0 | 0 | 0 | 0 | 0 | 0 | 0 | 0 | 0 | 0 | 0 | 0 | 0 | 0 | 0 | 0 | 0 | 0 | 0 | 0 | 0
Residential_Manufactured Home Regular Income_New_Secondary Heating_Natural Gas_Fireplace_E10_Baseline Forecast | Residential | Manufactured Home Regular Income | New | Secondary Heating | Natural Gas | Fireplace | E10 |  | Baseline Forecast | 0 | 0 | 0 | 0 | 0 | 0 | 0 | 0 | 0 | 0 | 0 | 0 | 0 | 0 | 0 | 0 | 0 | 0 | 0 | 0 | 0 | 0 | 0 | 0 | 0 | 0 | 0 | 0 | 0 | 0 | 0 | 0 | 0
Residential_Manufactured Home Regular Income_New_Secondary Heating_Natural Gas_Fireplace_Vintage_Baseline Forecast | Residential | Manufactured Home Regular Income | New | Secondary Heating | Natural Gas | Fireplace | Vintage |  | Baseline Forecast | 0 | 0 | 0 | 0 | 0 | 0 | 0 | 0 | 0 | 0 | 0 | 0 | 0 | 0 | 0 | 0 | 0 | 0 | 0 | 0 | 0 | 0 | 0 | 0 | 0 | 0 | 0 | 0 | 0 | 0 | 0 | 0 | 0
Residential_Manufactured Home Regular Income_New_Water Heating_Natural Gas_Water Heater (<= 55 gal)_E1_Baseline Forecast | Residential | Manufactured Home Regular Income | New | Water Heating | Natural Gas | Water Heater (<= 55 gal) | E1 |  | Baseline Forecast | 0 | 0 | 0 | 0 | 0 | 0 | 0 | 0 | 0 | 0 | 0 | 0 | 0 | 0 | 0 | 0 | 0 | 0 | 0 | 0 | 0 | 0 | 0 | 0 | 0 | 0 | 0 | 0 | 0 | 0 | 0 | 0 | 0
Residential_Manufactured Home Regular Income_New_Water Heating_Natural Gas_Water Heater (<= 55 gal)_E2_Baseline Forecast | Residential | Manufactured Home Regular Income | New | Water Heating | Natural Gas | Water Heater (<= 55 gal) | E2 |  | Baseline Forecast | 0 | 0 | 0 | 0 | 0 | 0 | 0 | 0 | 0 | 0 | 0 | 0 | 0 | 0 | 0 | 0 | 0 | 0 | 0 | 0 | 0 | 0 | 0 | 0 | 0 | 0 | 0 | 0 | 0 | 0 | 0 | 0 | 0
Residential_Manufactured Home Regular Income_New_Water Heating_Natural Gas_Water Heater (<= 55 gal)_E3_Baseline Forecast | Residential | Manufactured Home Regular Income | New | Water Heating | Natural Gas | Water Heater (<= 55 gal) | E3 |  | Baseline Forecast | 0 | 0 | 0 | 0 | 0 | 0 | 0 | 0 | 0 | 0 | 0 | 0 | 0 | 0 | 0 | 0 | 0 | 0 | 0 | 0 | 0 | 0 | 0 | 0 | 0 | 0 | 0 | 0 | 0 | 0 | 0 | 0 | 0
Residential_Manufactured Home Regular Income_New_Water Heating_Natural Gas_Water Heater (<= 55 gal)_E4_Baseline Forecast | Residential | Manufactured Home Regular Income | New | Water Heating | Natural Gas | Water Heater (<= 55 gal) | E4 |  | Baseline Forecast | 0 | 0 | 0 | 0 | 0 | 0 | 0 | 0 | 0 | 0 | 0 | 0 | 0 | 0 | 0 | 0 | 0 | 0 | 0 | 0 | 0 | 0 | 0 | 0 | 0 | 0 | 0 | 0 | 0 | 0 | 0 | 0 | 0
Residential_Manufactured Home Regular Income_New_Water Heating_Natural Gas_Water Heater (<= 55 gal)_E5_Baseline Forecast | Residential | Manufactured Home Regular Income | New | Water Heating | Natural Gas | Water Heater (<= 55 gal) | E5 |  | Baseline Forecast | 0 | 0 | 0 | 0 | 0 | 0 | 0 | 0 | 0 | 0 | 0 | 0 | 0 | 0 | 0 | 0 | 0 | 0 | 0 | 0 | 0 | 0 | 0 | 0 | 0 | 0 | 0 | 0 | 0 | 0 | 0 | 0 | 0
Residential_Manufactured Home Regular Income_New_Water Heating_Natural Gas_Water Heater (<= 55 gal)_E6_Baseline Forecast | Residential | Manufactured Home Regular Income | New | Water Heating | Natural Gas | Water Heater (<= 55 gal) | E6 |  | Baseline Forecast | 0 | 0 | 0 | 0 | 0 | 0 | 0 | 0 | 0 | 0 | 0 | 0 | 0 | 0 | 0 | 0 | 0 | 0 | 0 | 0 | 0 | 0 | 0 | 0 | 0 | 0 | 0 | 0 | 0 | 0 | 0 | 0 | 0
Residential_Manufactured Home Regular Income_New_Water Heating_Natural Gas_Water Heater (<= 55 gal)_E7_Baseline Forecast | Residential | Manufactured Home Regular Income | New | Water Heating | Natural Gas | Water Heater (<= 55 gal) | E7 |  | Baseline Forecast | 0 | 0 | 0 | 0 | 0 | 0 | 0 | 0 | 0 | 0 | 0 | 0 | 0 | 0 | 0 | 0 | 0 | 0 | 0 | 0 | 0 | 0 | 0 | 0 | 0 | 0 | 0 | 0 | 0 | 0 | 0 | 0 | 0
Residential_Manufactured Home Regular Income_New_Water Heating_Natural Gas_Water Heater (<= 55 gal)_E8_Baseline Forecast | Residential | Manufactured Home Regular Income | New | Water Heating | Natural Gas | Water Heater (<= 55 gal) | E8 |  | Baseline Forecast | 0 | 0 | 0 | 0 | 0 | 0 | 0 | 0 | 0 | 0 | 0 | 0 | 0 | 0 | 0 | 0 | 0 | 0 | 0 | 0 | 0 | 0 | 0 | 0 | 0 | 0 | 0 | 0 | 0 | 0 | 0 | 0 | 0
Residential_Manufactured Home Regular Income_New_Water Heating_Natural Gas_Water Heater (<= 55 gal)_E9_Baseline Forecast | Residential | Manufactured Home Regular Income | New | Water Heating | Natural Gas | Water Heater (<= 55 gal) | E9 |  | Baseline Forecast | 0 | 0 | 0 | 0 | 0 | 0 | 0 | 0 | 0 | 0 | 0 | 0 | 0 | 0 | 0 | 0 | 0 | 0 | 0 | 0 | 0 | 0 | 0 | 0 | 0 | 0 | 0 | 0 | 0 | 0 | 0 | 0 | 0
Residential_Manufactured Home Regular Income_New_Water Heating_Natural Gas_Water Heater (<= 55 gal)_E10_Baseline Forecast | Residential | Manufactured Home Regular Income | New | Water Heating | Natural Gas | Water Heater (<= 55 gal) | E10 |  | Baseline Forecast | 0 | 0 | 0 | 0 | 0 | 0 | 0 | 0 | 0 | 0 | 0 | 0 | 0 | 0 | 0 | 0 | 0 | 0 | 0 | 0 | 0 | 0 | 0 | 0 | 0 | 0 | 0 | 0 | 0 | 0 | 0 | 0 | 0
Residential_Manufactured Home Regular Income_New_Water Heating_Natural Gas_Water Heater (<= 55 gal)_Vintage_Baseline Forecast | Residential | Manufactured Home Regular Income | New | Water Heating | Natural Gas | Water Heater (<= 55 gal) | Vintage |  | Baseline Forecast | 0 | 0 | 0 | 0 | 0 | 0 | 0 | 0 | 0 | 0 | 0 | 0 | 0 | 0 | 0 | 0 | 0 | 0 | 0 | 0 | 0 | 0 | 0 | 0 | 0 | 0 | 0 | 0 | 0 | 0 | 0 | 0 | 0
Residential_Manufactured Home Regular Income_New_Water Heating_Natural Gas_Water Heater (> 55 gal)_E1_Baseline Forecast | Residential | Manufactured Home Regular Income | New | Water Heating | Natural Gas | Water Heater (> 55 gal) | E1 |  | Baseline Forecast | 0 | 0 | 0 | 0 | 0 | 0 | 0 | 0 | 0 | 0 | 0 | 0 | 0 | 0 | 0 | 0 | 0 | 0 | 0 | 0 | 0 | 0 | 0 | 0 | 0 | 0 | 0 | 0 | 0 | 0 | 0 | 0 | 0
Residential_Manufactured Home Regular Income_New_Water Heating_Natural Gas_Water Heater (> 55 gal)_E2_Baseline Forecast | Residential | Manufactured Home Regular Income | New | Water Heating | Natural Gas | Water Heater (> 55 gal) | E2 |  | Baseline Forecast | 0 | 0 | 0 | 0 | 0 | 0 | 0 | 0 | 0 | 0 | 0 | 0 | 0 | 0 | 0 | 0 | 0 | 0 | 0 | 0 | 0 | 0 | 0 | 0 | 0 | 0 | 0 | 0 | 0 | 0 | 0 | 0 | 0
Residential_Manufactured Home Regular Income_New_Water Heating_Natural Gas_Water Heater (> 55 gal)_E3_Baseline Forecast | Residential | Manufactured Home Regular Income | New | Water Heating | Natural Gas | Water Heater (> 55 gal) | E3 |  | Baseline Forecast | 0 | 0 | 0 | 0 | 0 | 0 | 0 | 0 | 0 | 0 | 0 | 0 | 0 | 0 | 0 | 0 | 0 | 0 | 0 | 0 | 0 | 0 | 0 | 0 | 0 | 0 | 0 | 0 | 0 | 0 | 0 | 0 | 0
Residential_Manufactured Home Regular Income_New_Water Heating_Natural Gas_Water Heater (> 55 gal)_E4_Baseline Forecast | Residential | Manufactured Home Regular Income | New | Water Heating | Natural Gas | Water Heater (> 55 gal) | E4 |  | Baseline Forecast | 0 | 0 | 0 | 0 | 0 | 0 | 0 | 0 | 0 | 0 | 0 | 0 | 0 | 0 | 0 | 0 | 0 | 0 | 0 | 0 | 0 | 0 | 0 | 0 | 0 | 0 | 0 | 0 | 0 | 0 | 0 | 0 | 0
Residential_Manufactured Home Regular Income_New_Water Heating_Natural Gas_Water Heater (> 55 gal)_E5_Baseline Forecast | Residential | Manufactured Home Regular Income | New | Water Heating | Natural Gas | Water Heater (> 55 gal) | E5 |  | Baseline Forecast | 0 | 0 | 0 | 0 | 0 | 0 | 0 | 0 | 0 | 0 | 0 | 0 | 0 | 0 | 0 | 0 | 0 | 0 | 0 | 0 | 0 | 0 | 0 | 0 | 0 | 0 | 0 | 0 | 0 | 0 | 0 | 0 | 0
Residential_Manufactured Home Regular Income_New_Water Heating_Natural Gas_Water Heater (> 55 gal)_E6_Baseline Forecast | Residential | Manufactured Home Regular Income | New | Water Heating | Natural Gas | Water Heater (> 55 gal) | E6 |  | Baseline Forecast | 0 | 0 | 0 | 0 | 0 | 0 | 0 | 0 | 0 | 0 | 0 | 0 | 0 | 0 | 0 | 0 | 0 | 0 | 0 | 0 | 0 | 0 | 0 | 0 | 0 | 0 | 0 | 0 | 0 | 0 | 0 | 0 | 0
Residential_Manufactured Home Regular Income_New_Water Heating_Natural Gas_Water Heater (> 55 gal)_E7_Baseline Forecast | Residential | Manufactured Home Regular Income | New | Water Heating | Natural Gas | Water Heater (> 55 gal) | E7 |  | Baseline Forecast | 0 | 0 | 0 | 0 | 0 | 0 | 0 | 0 | 0 | 0 | 0 | 0 | 0 | 0 | 0 | 0 | 0 | 0 | 0 | 0 | 0 | 0 | 0 | 0 | 0 | 0 | 0 | 0 | 0 | 0 | 0 | 0 | 0
Residential_Manufactured Home Regular Income_New_Water Heating_Natural Gas_Water Heater (> 55 gal)_E8_Baseline Forecast | Residential | Manufactured Home Regular Income | New | Water Heating | Natural Gas | Water Heater (> 55 gal) | E8 |  | Baseline Forecast | 0 | 0 | 0 | 0 | 0 | 0 | 0 | 0 | 0 | 0 | 0 | 0 | 0 | 0 | 0 | 0 | 0 | 0 | 0 | 0 | 0 | 0 | 0 | 0 | 0 | 0 | 0 | 0 | 0 | 0 | 0 | 0 | 0
Residential_Manufactured Home Regular Income_New_Water Heating_Natural Gas_Water Heater (> 55 gal)_E9_Baseline Forecast | Residential | Manufactured Home Regular Income | New | Water Heating | Natural Gas | Water Heater (> 55 gal) | E9 |  | Baseline Forecast | 0 | 0 | 0 | 0 | 0 | 0 | 0 | 0 | 0 | 0 | 0 | 0 | 0 | 0 | 0 | 0 | 0 | 0 | 0 | 0 | 0 | 0 | 0 | 0 | 0 | 0 | 0 | 0 | 0 | 0 | 0 | 0 | 0
Residential_Manufactured Home Regular Income_New_Water Heating_Natural Gas_Water Heater (> 55 gal)_E10_Baseline Forecast | Residential | Manufactured Home Regular Income | New | Water Heating | Natural Gas | Water Heater (> 55 gal) | E10 |  | Baseline Forecast | 0 | 0 | 0 | 0 | 0 | 0 | 0 | 0 | 0 | 0 | 0 | 0 | 0 | 0 | 0 | 0 | 0 | 0 | 0 | 0 | 0 | 0 | 0 | 0 | 0 | 0 | 0 | 0 | 0 | 0 | 0 | 0 | 0
Residential_Manufactured Home Regular Income_New_Water Heating_Natural Gas_Water Heater (> 55 gal)_Vintage_Baseline Forecast | Residential | Manufactured Home Regular Income | New | Water Heating | Natural Gas | Water Heater (> 55 gal) | Vintage |  | Baseline Forecast | 0 | 0 | 0 | 0 | 0 | 0 | 0 | 0 | 0 | 0 | 0 | 0 | 0 | 0 | 0 | 0 | 0 | 0 | 0 | 0 | 0 | 0 | 0 | 0 | 0 | 0 | 0 | 0 | 0 | 0 | 0 | 0 | 0
Residential_Manufactured Home Regular Income_New_Appliances_Natural Gas_Clothes Dryer_E1_Baseline Forecast | Residential | Manufactured Home Regular Income | New | Appliances | Natural Gas | Clothes Dryer | E1 |  | Baseline Forecast | 0 | 1.092 | 2.743 | 4.299 | 5.7597 | 7.12 | 8.4598 | 9.7795 | 11.0724 | 12.3485 | 13.6171 | 14.878 | 16.1333 | 17.3852 | 18.6322 | 19.8748 | 21.1135 | 22.3505 | 23.5852 | 24.8156 | 26.0419 | 27.264 | 28.4831 | 29.6991 | 30.9106 | 32.1176 | 33.3199 | 34.5182 | 35.7123 | 36.9019 | 38.0868 | 39.2673 | 40.4849
Residential_Manufactured Home Regular Income_New_Appliances_Natural Gas_Clothes Dryer_E2_Baseline Forecast | Residential | Manufactured Home Regular Income | New | Appliances | Natural Gas | Clothes Dryer | E2 |  | Baseline Forecast | 0 | 0.87455 | 2.1968 | 3.4432 | 4.6131 | 5.7028 | 6.7762 | 7.8338 | 8.8702 | 9.8933 | 10.9107 | 11.9223 | 12.93 | 13.9356 | 14.9377 | 15.937 | 16.9335 | 17.9293 | 18.9245 | 19.9171 | 20.9065 | 21.8927 | 22.8767 | 23.8582 | 24.8362 | 25.8105 | 26.7811 | 27.7482 | 28.712 | 29.6718 | 30.6276 | 31.5792 | 32.5599
Residential_Manufactured Home Regular Income_New_Appliances_Natural Gas_Clothes Dryer_E3_Baseline Forecast | Residential | Manufactured Home Regular Income | New | Appliances | Natural Gas | Clothes Dryer | E3 |  | Baseline Forecast | 0 | 0 | 0 | 0 | 0 | 0 | 0 | 0 | 0 | 0 | 0 | 0 | 0 | 0 | 0 | 0 | 0 | 0 | 0 | 0 | 0 | 0 | 0 | 0 | 0 | 0 | 0 | 0 | 0 | 0 | 0 | 0 | 0
Residential_Manufactured Home Regular Income_New_Appliances_Natural Gas_Clothes Dryer_E4_Baseline Forecast | Residential | Manufactured Home Regular Income | New | Appliances | Natural Gas | Clothes Dryer | E4 |  | Baseline Forecast | 0 | 0 | 0 | 0 | 0 | 0 | 0 | 0 | 0 | 0 | 0 | 0 | 0 | 0 | 0 | 0 | 0 | 0 | 0 | 0 | 0 | 0 | 0 | 0 | 0 | 0 | 0 | 0 | 0 | 0 | 0 | 0 | 0
Residential_Manufactured Home Regular Income_New_Appliances_Natural Gas_Clothes Dryer_E5_Baseline Forecast | Residential | Manufactured Home Regular Income | New | Appliances | Natural Gas | Clothes Dryer | E5 |  | Baseline Forecast | 0 | 0 | 0 | 0 | 0 | 0 | 0 | 0 | 0 | 0 | 0 | 0 | 0 | 0 | 0 | 0 | 0 | 0 | 0 | 0 | 0 | 0 | 0 | 0 | 0 | 0 | 0 | 0 | 0 | 0 | 0 | 0 | 0
Residential_Manufactured Home Regular Income_New_Appliances_Natural Gas_Clothes Dryer_E6_Baseline Forecast | Residential | Manufactured Home Regular Income | New | Appliances | Natural Gas | Clothes Dryer | E6 |  | Baseline Forecast | 0 | 0 | 0 | 0 | 0 | 0 | 0 | 0 | 0 | 0 | 0 | 0 | 0 | 0 | 0 | 0 | 0 | 0 | 0 | 0 | 0 | 0 | 0 | 0 | 0 | 0 | 0 | 0 | 0 | 0 | 0 | 0 | 0
Residential_Manufactured Home Regular Income_New_Appliances_Natural Gas_Clothes Dryer_E7_Baseline Forecast | Residential | Manufactured Home Regular Income | New | Appliances | Natural Gas | Clothes Dryer | E7 |  | Baseline Forecast | 0 | 0 | 0 | 0 | 0 | 0 | 0 | 0 | 0 | 0 | 0 | 0 | 0 | 0 | 0 | 0 | 0 | 0 | 0 | 0 | 0 | 0 | 0 | 0 | 0 | 0 | 0 | 0 | 0 | 0 | 0 | 0 | 0
Residential_Manufactured Home Regular Income_New_Appliances_Natural Gas_Clothes Dryer_E8_Baseline Forecast | Residential | Manufactured Home Regular Income | New | Appliances | Natural Gas | Clothes Dryer | E8 |  | Baseline Forecast | 0 | 0 | 0 | 0 | 0 | 0 | 0 | 0 | 0 | 0 | 0 | 0 | 0 | 0 | 0 | 0 | 0 | 0 | 0 | 0 | 0 | 0 | 0 | 0 | 0 | 0 | 0 | 0 | 0 | 0 | 0 | 0 | 0
Residential_Manufactured Home Regular Income_New_Appliances_Natural Gas_Clothes Dryer_E9_Baseline Forecast | Residential | Manufactured Home Regular Income | New | Appliances | Natural Gas | Clothes Dryer | E9 |  | Baseline Forecast | 0 | 0 | 0 | 0 | 0 | 0 | 0 | 0 | 0 | 0 | 0 | 0 | 0 | 0 | 0 | 0 | 0 | 0 | 0 | 0 | 0 | 0 | 0 | 0 | 0 | 0 | 0 | 0 | 0 | 0 | 0 | 0 | 0
Residential_Manufactured Home Regular Income_New_Appliances_Natural Gas_Clothes Dryer_E10_Baseline Forecast | Residential | Manufactured Home Regular Income | New | Appliances | Natural Gas | Clothes Dryer | E10 |  | Baseline Forecast | 0 | 0 | 0 | 0 | 0 | 0 | 0 | 0 | 0 | 0 | 0 | 0 | 0 | 0 | 0 | 0 | 0 | 0 | 0 | 0 | 0 | 0 | 0 | 0 | 0 | 0 | 0 | 0 | 0 | 0 | 0 | 0 | 0
Residential_Manufactured Home Regular Income_New_Appliances_Natural Gas_Clothes Dryer_Vintage_Baseline Forecast | Residential | Manufactured Home Regular Income | New | Appliances | Natural Gas | Clothes Dryer | Vintage |  | Baseline Forecast | 0 | 0 | 0 | 0 | 0 | 0 | 0 | 0 | 0 | 0 | 0 | 0 | 0 | 0 | 0 | 0 | 0 | 0 | 0 | 0 | 0 | 0 | 0 | 0 | 0 | 0 | 0 | 0 | 0 | 0 | 0 | 0 | 0
Residential_Manufactured Home Regular Income_New_Appliances_Natural Gas_Stove/Oven_E1_Baseline Forecast | Residential | Manufactured Home Regular Income | New | Appliances | Natural Gas | Stove/Oven | E1 |  | Baseline Forecast | 0 | 1.2218 | 3.0674 | 4.8054 | 6.4352 | 7.9515 | 9.4434 | 10.9116 | 12.3486 | 13.7654 | 15.1726 | 16.5698 | 17.9595 | 19.3441 | 20.7217 | 22.0933 | 23.4591 | 24.8217 | 26.1802 | 27.5326 | 28.8791 | 30.2198 | 31.556 | 32.8875 | 34.2127 | 35.5317 | 36.8445 | 38.1517 | 39.4531 | 40.7483 | 42.0373 | 43.3204 | 44.6434
Residential_Manufactured Home Regular Income_New_Appliances_Natural Gas_Stove/Oven_E2_Baseline Forecast | Residential | Manufactured Home Regular Income | New | Appliances | Natural Gas | Stove/Oven | E2 |  | Baseline Forecast | 0 | 0.52553 | 1.3196 | 2.0674 | 2.7687 | 3.4212 | 4.0635 | 4.6959 | 5.3151 | 5.9259 | 6.5329 | 7.1361 | 7.7367 | 8.3357 | 8.9325 | 9.5272 | 10.1201 | 10.7123 | 11.3042 | 11.8944 | 12.4823 | 13.0678 | 13.6516 | 14.2334 | 14.8127 | 15.3892 | 15.9629 | 16.534 | 17.1025 | 17.6681 | 18.2306 | 18.7898 | 19.3655
Residential_Manufactured Home Regular Income_New_Appliances_Natural Gas_Stove/Oven_E3_Baseline Forecast | Residential | Manufactured Home Regular Income | New | Appliances | Natural Gas | Stove/Oven | E3 |  | Baseline Forecast | 0 | 0 | 0 | 0 | 0 | 0 | 0 | 0 | 0 | 0 | 0 | 0 | 0 | 0 | 0 | 0 | 0 | 0 | 0 | 0 | 0 | 0 | 0 | 0 | 0 | 0 | 0 | 0 | 0 | 0 | 0 | 0 | 0
Residential_Manufactured Home Regular Income_New_Appliances_Natural Gas_Stove/Oven_E4_Baseline Forecast | Residential | Manufactured Home Regular Income | New | Appliances | Natural Gas | Stove/Oven | E4 |  | Baseline Forecast | 0 | 0 | 0 | 0 | 0 | 0 | 0 | 0 | 0 | 0 | 0 | 0 | 0 | 0 | 0 | 0 | 0 | 0 | 0 | 0 | 0 | 0 | 0 | 0 | 0 | 0 | 0 | 0 | 0 | 0 | 0 | 0 | 0
Residential_Manufactured Home Regular Income_New_Appliances_Natural Gas_Stove/Oven_E5_Baseline Forecast | Residential | Manufactured Home Regular Income | New | Appliances | Natural Gas | Stove/Oven | E5 |  | Baseline Forecast | 0 | 0 | 0 | 0 | 0 | 0 | 0 | 0 | 0 | 0 | 0 | 0 | 0 | 0 | 0 | 0 | 0 | 0 | 0 | 0 | 0 | 0 | 0 | 0 | 0 | 0 | 0 | 0 | 0 | 0 | 0 | 0 | 0
Residential_Manufactured Home Regular Income_New_Appliances_Natural Gas_Stove/Oven_E6_Baseline Forecast | Residential | Manufactured Home Regular Income | New | Appliances | Natural Gas | Stove/Oven | E6 |  | Baseline Forecast | 0 | 0 | 0 | 0 | 0 | 0 | 0 | 0 | 0 | 0 | 0 | 0 | 0 | 0 | 0 | 0 | 0 | 0 | 0 | 0 | 0 | 0 | 0 | 0 | 0 | 0 | 0 | 0 | 0 | 0 | 0 | 0 | 0
Residential_Manufactured Home Regular Income_New_Appliances_Natural Gas_Stove/Oven_E7_Baseline Forecast | Residential | Manufactured Home Regular Income | New | Appliances | Natural Gas | Stove/Oven | E7 |  | Baseline Forecast | 0 | 0 | 0 | 0 | 0 | 0 | 0 | 0 | 0 | 0 | 0 | 0 | 0 | 0 | 0 | 0 | 0 | 0 | 0 | 0 | 0 | 0 | 0 | 0 | 0 | 0 | 0 | 0 | 0 | 0 | 0 | 0 | 0
Residential_Manufactured Home Regular Income_New_Appliances_Natural Gas_Stove/Oven_E8_Baseline Forecast | Residential | Manufactured Home Regular Income | New | Appliances | Natural Gas | Stove/Oven | E8 |  | Baseline Forecast | 0 | 0 | 0 | 0 | 0 | 0 | 0 | 0 | 0 | 0 | 0 | 0 | 0 | 0 | 0 | 0 | 0 | 0 | 0 | 0 | 0 | 0 | 0 | 0 | 0 | 0 | 0 | 0 | 0 | 0 | 0 | 0 | 0
Residential_Manufactured Home Regular Income_New_Appliances_Natural Gas_Stove/Oven_E9_Baseline Forecast | Residential | Manufactured Home Regular Income | New | Appliances | Natural Gas | Stove/Oven | E9 |  | Baseline Forecast | 0 | 0 | 0 | 0 | 0 | 0 | 0 | 0 | 0 | 0 | 0 | 0 | 0 | 0 | 0 | 0 | 0 | 0 | 0 | 0 | 0 | 0 | 0 | 0 | 0 | 0 | 0 | 0 | 0 | 0 | 0 | 0 | 0
Residential_Manufactured Home Regular Income_New_Appliances_Natural Gas_Stove/Oven_E10_Baseline Forecast | Residential | Manufactured Home Regular Income | New | Appliances | Natural Gas | Stove/Oven | E10 |  | Baseline Forecast | 0 | 0 | 0 | 0 | 0 | 0 | 0 | 0 | 0 | 0 | 0 | 0 | 0 | 0 | 0 | 0 | 0 | 0 | 0 | 0 | 0 | 0 | 0 | 0 | 0 | 0 | 0 | 0 | 0 | 0 | 0 | 0 | 0
Residential_Manufactured Home Regular Income_New_Appliances_Natural Gas_Stove/Oven_Vintage_Baseline Forecast | Residential | Manufactured Home Regular Income | New | Appliances | Natural Gas | Stove/Oven | Vintage |  | Baseline Forecast | 0 | 0 | 0 | 0 | 0 | 0 | 0 | 0 | 0 | 0 | 0 | 0 | 0 | 0 | 0 | 0 | 0 | 0 | 0 | 0 | 0 | 0 | 0 | 0 | 0 | 0 | 0 | 0 | 0 | 0 | 0 | 0 | 0
Residential_Manufactured Home Regular Income_New_Miscellaneous_Natural Gas_Pool Heater_E1_Baseline Forecast | Residential | Manufactured Home Regular Income | New | Miscellaneous | Natural Gas | Pool Heater | E1 |  | Baseline Forecast | 0 | 0 | 0 | 0 | 0 | 0 | 0 | 0 | 0 | 0 | 0 | 0 | 0 | 0 | 0 | 0 | 0 | 0 | 0 | 0 | 0 | 0 | 0 | 0 | 0 | 0 | 0 | 0 | 0 | 0 | 0 | 0 | 0
Residential_Manufactured Home Regular Income_New_Miscellaneous_Natural Gas_Pool Heater_E2_Baseline Forecast | Residential | Manufactured Home Regular Income | New | Miscellaneous | Natural Gas | Pool Heater | E2 |  | Baseline Forecast | 0 | 0 | 0 | 0 | 0 | 0 | 0 | 0 | 0 | 0 | 0 | 0 | 0 | 0 | 0 | 0 | 0 | 0 | 0 | 0 | 0 | 0 | 0 | 0 | 0 | 0 | 0 | 0 | 0 | 0 | 0 | 0 | 0
Residential_Manufactured Home Regular Income_New_Miscellaneous_Natural Gas_Pool Heater_E3_Baseline Forecast | Residential | Manufactured Home Regular Income | New | Miscellaneous | Natural Gas | Pool Heater | E3 |  | Baseline Forecast | 0 | 0 | 0 | 0 | 0 | 0 | 0 | 0 | 0 | 0 | 0 | 0 | 0 | 0 | 0 | 0 | 0 | 0 | 0 | 0 | 0 | 0 | 0 | 0 | 0 | 0 | 0 | 0 | 0 | 0 | 0 | 0 | 0
Residential_Manufactured Home Regular Income_New_Miscellaneous_Natural Gas_Pool Heater_E4_Baseline Forecast | Residential | Manufactured Home Regular Income | New | Miscellaneous | Natural Gas | Pool Heater | E4 |  | Baseline Forecast | 0 | 0 | 0 | 0 | 0 | 0 | 0 | 0 | 0 | 0 | 0 | 0 | 0 | 0 | 0 | 0 | 0 | 0 | 0 | 0 | 0 | 0 | 0 | 0 | 0 | 0 | 0 | 0 | 0 | 0 | 0 | 0 | 0
Residential_Manufactured Home Regular Income_New_Miscellaneous_Natural Gas_Pool Heater_E5_Baseline Forecast | Residential | Manufactured Home Regular Income | New | Miscellaneous | Natural Gas | Pool Heater | E5 |  | Baseline Forecast | 0 | 0 | 0 | 0 | 0 | 0 | 0 | 0 | 0 | 0 | 0 | 0 | 0 | 0 | 0 | 0 | 0 | 0 | 0 | 0 | 0 | 0 | 0 | 0 | 0 | 0 | 0 | 0 | 0 | 0 | 0 | 0 | 0
Residential_Manufactured Home Regular Income_New_Miscellaneous_Natural Gas_Pool Heater_E6_Baseline Forecast | Residential | Manufactured Home Regular Income | New | Miscellaneous | Natural Gas | Pool Heater | E6 |  | Baseline Forecast | 0 | 0 | 0 | 0 | 0 | 0 | 0 | 0 | 0 | 0 | 0 | 0 | 0 | 0 | 0 | 0 | 0 | 0 | 0 | 0 | 0 | 0 | 0 | 0 | 0 | 0 | 0 | 0 | 0 | 0 | 0 | 0 | 0
Residential_Manufactured Home Regular Income_New_Miscellaneous_Natural Gas_Pool Heater_E7_Baseline Forecast | Residential | Manufactured Home Regular Income | New | Miscellaneous | Natural Gas | Pool Heater | E7 |  | Baseline Forecast | 0 | 0 | 0 | 0 | 0 | 0 | 0 | 0 | 0 | 0 | 0 | 0 | 0 | 0 | 0 | 0 | 0 | 0 | 0 | 0 | 0 | 0 | 0 | 0 | 0 | 0 | 0 | 0 | 0 | 0 | 0 | 0 | 0
Residential_Manufactured Home Regular Income_New_Miscellaneous_Natural Gas_Pool Heater_E8_Baseline Forecast | Residential | Manufactured Home Regular Income | New | Miscellaneous | Natural Gas | Pool Heater | E8 |  | Baseline Forecast | 0 | 0 | 0 | 0 | 0 | 0 | 0 | 0 | 0 | 0 | 0 | 0 | 0 | 0 | 0 | 0 | 0 | 0 | 0 | 0 | 0 | 0 | 0 | 0 | 0 | 0 | 0 | 0 | 0 | 0 | 0 | 0 | 0
Residential_Manufactured Home Regular Income_New_Miscellaneous_Natural Gas_Pool Heater_E9_Baseline Forecast | Residential | Manufactured Home Regular Income | New | Miscellaneous | Natural Gas | Pool Heater | E9 |  | Baseline Forecast | 0 | 0 | 0 | 0 | 0 | 0 | 0 | 0 | 0 | 0 | 0 | 0 | 0 | 0 | 0 | 0 | 0 | 0 | 0 | 0 | 0 | 0 | 0 | 0 | 0 | 0 | 0 | 0 | 0 | 0 | 0 | 0 | 0
Residential_Manufactured Home Regular Income_New_Miscellaneous_Natural Gas_Pool Heater_E10_Baseline Forecast | Residential | Manufactured Home Regular Income | New | Miscellaneous | Natural Gas | Pool Heater | E10 |  | Baseline Forecast | 0 | 0 | 0 | 0 | 0 | 0 | 0 | 0 | 0 | 0 | 0 | 0 | 0 | 0 | 0 | 0 | 0 | 0 | 0 | 0 | 0 | 0 | 0 | 0 | 0 | 0 | 0 | 0 | 0 | 0 | 0 | 0 | 0
Residential_Manufactured Home Regular Income_New_Miscellaneous_Natural Gas_Pool Heater_Vintage_Baseline Forecast | Residential | Manufactured Home Regular Income | New | Miscellaneous | Natural Gas | Pool Heater | Vintage |  | Baseline Forecast | 0 | 0 | 0 | 0 | 0 | 0 | 0 | 0 | 0 | 0 | 0 | 0 | 0 | 0 | 0 | 0 | 0 | 0 | 0 | 0 | 0 | 0 | 0 | 0 | 0 | 0 | 0 | 0 | 0 | 0 | 0 | 0 | 0
Residential_Manufactured Home Regular Income_New_Miscellaneous_Natural Gas_Miscellaneous_E1_Baseline Forecast | Residential | Manufactured Home Regular Income | New | Miscellaneous | Natural Gas | Miscellaneous | E1 |  | Baseline Forecast | 0 | 4.3709 | 10.9811 | 17.2139 | 23.0666 | 28.5195 | 33.8924 | 39.1874 | 44.3777 | 49.5023 | 54.5994 | 59.6683 | 64.7179 | 69.7568 | 74.7786 | 79.7861 | 84.7806 | 89.7713 | 94.7573 | 99.7294 | 104.6872 | 109.6302 | 114.5632 | 119.4855 | 124.3915 | 129.2808 | 134.153 | 139.0103 | 143.8524 | 148.6771 | 153.4841 | 158.2737 | 163.2127
Residential_Manufactured Home Regular Income_New_Miscellaneous_Natural Gas_Miscellaneous_E2_Baseline Forecast | Residential | Manufactured Home Regular Income | New | Miscellaneous | Natural Gas | Miscellaneous | E2 |  | Baseline Forecast | 0 | 0 | 0 | 0 | 0 | 0 | 0 | 0 | 0 | 0 | 0 | 0 | 0 | 0 | 0 | 0 | 0 | 0 | 0 | 0 | 0 | 0 | 0 | 0 | 0 | 0 | 0 | 0 | 0 | 0 | 0 | 0 | 0
Residential_Manufactured Home Regular Income_New_Miscellaneous_Natural Gas_Miscellaneous_E3_Baseline Forecast | Residential | Manufactured Home Regular Income | New | Miscellaneous | Natural Gas | Miscellaneous | E3 |  | Baseline Forecast | 0 | 0 | 0 | 0 | 0 | 0 | 0 | 0 | 0 | 0 | 0 | 0 | 0 | 0 | 0 | 0 | 0 | 0 | 0 | 0 | 0 | 0 | 0 | 0 | 0 | 0 | 0 | 0 | 0 | 0 | 0 | 0 | 0
Residential_Manufactured Home Regular Income_New_Miscellaneous_Natural Gas_Miscellaneous_E4_Baseline Forecast | Residential | Manufactured Home Regular Income | New | Miscellaneous | Natural Gas | Miscellaneous | E4 |  | Baseline Forecast | 0 | 0 | 0 | 0 | 0 | 0 | 0 | 0 | 0 | 0 | 0 | 0 | 0 | 0 | 0 | 0 | 0 | 0 | 0 | 0 | 0 | 0 | 0 | 0 | 0 | 0 | 0 | 0 | 0 | 0 | 0 | 0 | 0
Residential_Manufactured Home Regular Income_New_Miscellaneous_Natural Gas_Miscellaneous_E5_Baseline Forecast | Residential | Manufactured Home Regular Income | New | Miscellaneous | Natural Gas | Miscellaneous | E5 |  | Baseline Forecast | 0 | 0 | 0 | 0 | 0 | 0 | 0 | 0 | 0 | 0 | 0 | 0 | 0 | 0 | 0 | 0 | 0 | 0 | 0 | 0 | 0 | 0 | 0 | 0 | 0 | 0 | 0 | 0 | 0 | 0 | 0 | 0 | 0
Residential_Manufactured Home Regular Income_New_Miscellaneous_Natural Gas_Miscellaneous_E6_Baseline Forecast | Residential | Manufactured Home Regular Income | New | Miscellaneous | Natural Gas | Miscellaneous | E6 |  | Baseline Forecast | 0 | 0 | 0 | 0 | 0 | 0 | 0 | 0 | 0 | 0 | 0 | 0 | 0 | 0 | 0 | 0 | 0 | 0 | 0 | 0 | 0 | 0 | 0 | 0 | 0 | 0 | 0 | 0 | 0 | 0 | 0 | 0 | 0
Residential_Manufactured Home Regular Income_New_Miscellaneous_Natural Gas_Miscellaneous_E7_Baseline Forecast | Residential | Manufactured Home Regular Income | New | Miscellaneous | Natural Gas | Miscellaneous | E7 |  | Baseline Forecast | 0 | 0 | 0 | 0 | 0 | 0 | 0 | 0 | 0 | 0 | 0 | 0 | 0 | 0 | 0 | 0 | 0 | 0 | 0 | 0 | 0 | 0 | 0 | 0 | 0 | 0 | 0 | 0 | 0 | 0 | 0 | 0 | 0
Residential_Manufactured Home Regular Income_New_Miscellaneous_Natural Gas_Miscellaneous_E8_Baseline Forecast | Residential | Manufactured Home Regular Income | New | Miscellaneous | Natural Gas | Miscellaneous | E8 |  | Baseline Forecast | 0 | 0 | 0 | 0 | 0 | 0 | 0 | 0 | 0 | 0 | 0 | 0 | 0 | 0 | 0 | 0 | 0 | 0 | 0 | 0 | 0 | 0 | 0 | 0 | 0 | 0 | 0 | 0 | 0 | 0 | 0 | 0 | 0
Residential_Manufactured Home Regular Income_New_Miscellaneous_Natural Gas_Miscellaneous_E9_Baseline Forecast | Residential | Manufactured Home Regular Income | New | Miscellaneous | Natural Gas | Miscellaneous | E9 |  | Baseline Forecast | 0 | 0 | 0 | 0 | 0 | 0 | 0 | 0 | 0 | 0 | 0 | 0 | 0 | 0 | 0 | 0 | 0 | 0 | 0 | 0 | 0 | 0 | 0 | 0 | 0 | 0 | 0 | 0 | 0 | 0 | 0 | 0 | 0
Residential_Manufactured Home Regular Income_New_Miscellaneous_Natural Gas_Miscellaneous_E10_Baseline Forecast | Residential | Manufactured Home Regular Income | New | Miscellaneous | Natural Gas | Miscellaneous | E10 |  | Baseline Forecast | 0 | 0 | 0 | 0 | 0 | 0 | 0 | 0 | 0 | 0 | 0 | 0 | 0 | 0 | 0 | 0 | 0 | 0 | 0 | 0 | 0 | 0 | 0 | 0 | 0 | 0 | 0 | 0 | 0 | 0 | 0 | 0 | 0
Residential_Manufactured Home Regular Income_New_Miscellaneous_Natural Gas_Miscellaneous_Vintage_Baseline Forecast | Residential | Manufactured Home Regular Income | New | Miscellaneous | Natural Gas | Miscellaneous | Vintage |  | Baseline Forecast | 0 | 0 | 0 | 0 | 0 | 0 | 0 | 0 | 0 | 0 | 0 | 0 | 0 | 0 | 0 | 0 | 0 | 0 | 0 | 0 | 0 | 0 | 0 | 0 | 0 | 0 | 0 | 0 | 0 | 0 | 0 | 0 | 0
Residential_Manufactured Home Moderate Income_Existing_Space Heating_Natural Gas_Furnace_E1_Baseline Forecast | Residential | Manufactured Home Moderate Income | Existing | Space Heating | Natural Gas | Furnace | E1 |  | Baseline Forecast | 0 | 4.5097 | 9.3442 | 13.0713 | 16.8109 | 20.8185 | 24.9534 | 29.1902 | 33.5192 | 37.9195 | 42.3676 | 46.8497 | 51.3503 | 55.8544 | 60.3531 | 64.8354 | 69.2937 | 73.7149 | 77.5958 | 80.992 | 83.9502 | 86.5126 | 88.7136 | 90.5881 | 92.1715 | 93.4973 | 94.5862 | 95.459 | 96.1386 | 96.6462 | 96.9948 | 97.2051 | 97.2918
Residential_Manufactured Home Moderate Income_Existing_Space Heating_Natural Gas_Furnace_E2_Baseline Forecast | Residential | Manufactured Home Moderate Income | Existing | Space Heating | Natural Gas | Furnace | E2 |  | Baseline Forecast | 0 | 0.28314 | 0.58672 | 0.8208 | 1.0556 | 1.3072 | 1.5669 | 1.8329 | 2.1048 | 2.3811 | 2.6604 | 2.9419 | 3.2245 | 3.5073 | 3.7897 | 4.071 | 4.3508 | 4.6282 | 4.8716 | 5.0845 | 5.2699 | 5.4304 | 5.5681 | 5.6852 | 5.7841 | 5.8666 | 5.9343 | 5.9883 | 6.03 | 6.0609 | 6.0814 | 6.0931 | 6.097
Residential_Manufactured Home Moderate Income_Existing_Space Heating_Natural Gas_Furnace_E3_Baseline Forecast | Residential | Manufactured Home Moderate Income | Existing | Space Heating | Natural Gas | Furnace | E3 |  | Baseline Forecast | 0 | 0.18876 | 0.39116 | 0.54723 | 0.70377 | 0.87153 | 1.0446 | 1.222 | 1.4033 | 1.5875 | 1.7737 | 1.9614 | 2.1498 | 2.3383 | 2.5266 | 2.7141 | 2.9006 | 3.0855 | 3.2478 | 3.3897 | 3.5132 | 3.6201 | 3.7118 | 3.7898 | 3.8556 | 3.9105 | 3.9555 | 3.9913 | 4.019 | 4.0394 | 4.0529 | 4.0604 | 4.0627
Residential_Manufactured Home Moderate Income_Existing_Space Heating_Natural Gas_Furnace_E4_Baseline Forecast | Residential | Manufactured Home Moderate Income | Existing | Space Heating | Natural Gas | Furnace | E4 |  | Baseline Forecast | 0 | 0 | 0 | 0 | 0 | 0 | 0 | 0 | 0 | 0 | 0 | 0 | 0 | 0 | 0 | 0 | 0 | 0 | 0 | 0 | 0 | 0 | 0 | 0 | 0 | 0 | 0 | 0 | 0 | 0 | 0 | 0 | 0
Residential_Manufactured Home Moderate Income_Existing_Space Heating_Natural Gas_Furnace_E5_Baseline Forecast | Residential | Manufactured Home Moderate Income | Existing | Space Heating | Natural Gas | Furnace | E5 |  | Baseline Forecast | 0 | 0.023196 | 0.048084 | 0.067286 | 0.086537 | 0.10717 | 0.12846 | 0.15028 | 0.17256 | 0.1952 | 0.21806 | 0.24106 | 0.26413 | 0.28718 | 0.31017 | 0.33304 | 0.35358 | 0.37188 | 0.38767 | 0.40126 | 0.41247 | 0.42156 | 0.42875 | 0.43425 | 0.43827 | 0.43559 | 0.43209 | 0.42933 | 0.42581 | 0.42168 | 0.42225 | 0.42223 | 0.42025
Residential_Manufactured Home Moderate Income_Existing_Space Heating_Natural Gas_Furnace_E6_Baseline Forecast | Residential | Manufactured Home Moderate Income | Existing | Space Heating | Natural Gas | Furnace | E6 |  | Baseline Forecast | 0 | 0 | 0 | 0 | 0 | 0 | 0 | 0 | 0 | 0 | 0 | 0 | 0 | 0 | 0 | 0 | 0 | 0 | 0 | 0 | 0 | 0 | 0 | 0 | 0 | 0 | 0 | 0 | 0 | 0 | 0 | 0 | 0
Residential_Manufactured Home Moderate Income_Existing_Space Heating_Natural Gas_Furnace_E7_Baseline Forecast | Residential | Manufactured Home Moderate Income | Existing | Space Heating | Natural Gas | Furnace | E7 |  | Baseline Forecast | 0 | 0 | 0 | 0 | 0 | 0 | 0 | 0 | 0 | 0 | 0 | 0 | 0 | 0 | 0 | 0 | 0 | 0 | 0 | 0 | 0 | 0 | 0 | 0 | 0 | 0 | 0 | 0 | 0 | 0 | 0 | 0 | 0
Residential_Manufactured Home Moderate Income_Existing_Space Heating_Natural Gas_Furnace_E8_Baseline Forecast | Residential | Manufactured Home Moderate Income | Existing | Space Heating | Natural Gas | Furnace | E8 |  | Baseline Forecast | 0 | 0 | 0 | 0 | 0 | 0 | 0 | 0 | 0 | 0 | 0 | 0 | 0 | 0 | 0 | 0 | 0 | 0 | 0 | 0 | 0 | 0 | 0 | 0 | 0 | 0 | 0 | 0 | 0 | 0 | 0 | 0 | 0
Residential_Manufactured Home Moderate Income_Existing_Space Heating_Natural Gas_Furnace_E9_Baseline Forecast | Residential | Manufactured Home Moderate Income | Existing | Space Heating | Natural Gas | Furnace | E9 |  | Baseline Forecast | 0 | 0 | 0 | 0 | 0 | 0 | 0 | 0 | 0 | 0 | 0 | 0 | 0 | 0 | 0 | 0 | 0 | 0 | 0 | 0 | 0 | 0 | 0 | 0 | 0 | 0 | 0 | 0 | 0 | 0 | 0 | 0 | 0
Residential_Manufactured Home Moderate Income_Existing_Space Heating_Natural Gas_Furnace_E10_Baseline Forecast | Residential | Manufactured Home Moderate Income | Existing | Space Heating | Natural Gas | Furnace | E10 |  | Baseline Forecast | 0 | 0 | 0 | 0 | 0 | 0 | 0 | 0 | 0 | 0 | 0 | 0 | 0 | 0 | 0 | 0 | 0 | 0 | 0 | 0 | 0 | 0 | 0 | 0 | 0 | 0 | 0 | 0 | 0 | 0 | 0 | 0 | 0
Residential_Manufactured Home Moderate Income_Existing_Space Heating_Natural Gas_Furnace_Vintage_Baseline Forecast | Residential | Manufactured Home Moderate Income | Existing | Space Heating | Natural Gas | Furnace | Vintage |  | Baseline Forecast | 171.7601 | 168.0985 | 164.0763 | 157.3777 | 149.2916 | 142.6764 | 136.0684 | 129.4315 | 122.8061 | 116.1728 | 109.5154 | 102.8502 | 96.185 | 89.5275 | 82.8937 | 76.2924 | 69.7325 | 63.2187 | 57.3076 | 51.9476 | 47.0875 | 42.681 | 38.6844 | 35.06 | 31.7749 | 28.7973 | 26.0985 | 23.6522 | 21.4348 | 19.4254 | 17.6043 | 15.9541 | 14.4586
Residential_Manufactured Home Moderate Income_Existing_Space Heating_Natural Gas_Boiler_E1_Baseline Forecast | Residential | Manufactured Home Moderate Income | Existing | Space Heating | Natural Gas | Boiler | E1 |  | Baseline Forecast | 0 | 0 | 0 | 0 | 0 | 0 | 0 | 0 | 0 | 0 | 0 | 0 | 0 | 0 | 0 | 0 | 0 | 0 | 0 | 0 | 0 | 0 | 0 | 0 | 0 | 0 | 0 | 0 | 0 | 0 | 0 | 0 | 0
Residential_Manufactured Home Moderate Income_Existing_Space Heating_Natural Gas_Boiler_E2_Baseline Forecast | Residential | Manufactured Home Moderate Income | Existing | Space Heating | Natural Gas | Boiler | E2 |  | Baseline Forecast | 0 | 0 | 0 | 0 | 0 | 0 | 0 | 0 | 0 | 0 | 0 | 0 | 0 | 0 | 0 | 0 | 0 | 0 | 0 | 0 | 0 | 0 | 0 | 0 | 0 | 0 | 0 | 0 | 0 | 0 | 0 | 0 | 0
Residential_Manufactured Home Moderate Income_Existing_Space Heating_Natural Gas_Boiler_E3_Baseline Forecast | Residential | Manufactured Home Moderate Income | Existing | Space Heating | Natural Gas | Boiler | E3 |  | Baseline Forecast | 0 | 0 | 0 | 0 | 0 | 0 | 0 | 0 | 0 | 0 | 0 | 0 | 0 | 0 | 0 | 0 | 0 | 0 | 0 | 0 | 0 | 0 | 0 | 0 | 0 | 0 | 0 | 0 | 0 | 0 | 0 | 0 | 0
Residential_Manufactured Home Moderate Income_Existing_Space Heating_Natural Gas_Boiler_E4_Baseline Forecast | Residential | Manufactured Home Moderate Income | Existing | Space Heating | Natural Gas | Boiler | E4 |  | Baseline Forecast | 0 | 0 | 0 | 0 | 0 | 0 | 0 | 0 | 0 | 0 | 0 | 0 | 0 | 0 | 0 | 0 | 0 | 0 | 0 | 0 | 0 | 0 | 0 | 0 | 0 | 0 | 0 | 0 | 0 | 0 | 0 | 0 | 0
Residential_Manufactured Home Moderate Income_Existing_Space Heating_Natural Gas_Boiler_E5_Baseline Forecast | Residential | Manufactured Home Moderate Income | Existing | Space Heating | Natural Gas | Boiler | E5 |  | Baseline Forecast | 0 | 0 | 0 | 0 | 0 | 0 | 0 | 0 | 0 | 0 | 0 | 0 | 0 | 0 | 0 | 0 | 0 | 0 | 0 | 0 | 0 | 0 | 0 | 0 | 0 | 0 | 0 | 0 | 0 | 0 | 0 | 0 | 0
Residential_Manufactured Home Moderate Income_Existing_Space Heating_Natural Gas_Boiler_E6_Baseline Forecast | Residential | Manufactured Home Moderate Income | Existing | Space Heating | Natural Gas | Boiler | E6 |  | Baseline Forecast | 0 | 0 | 0 | 0 | 0 | 0 | 0 | 0 | 0 | 0 | 0 | 0 | 0 | 0 | 0 | 0 | 0 | 0 | 0 | 0 | 0 | 0 | 0 | 0 | 0 | 0 | 0 | 0 | 0 | 0 | 0 | 0 | 0
Residential_Manufactured Home Moderate Income_Existing_Space Heating_Natural Gas_Boiler_E7_Baseline Forecast | Residential | Manufactured Home Moderate Income | Existing | Space Heating | Natural Gas | Boiler | E7 |  | Baseline Forecast | 0 | 0 | 0 | 0 | 0 | 0 | 0 | 0 | 0 | 0 | 0 | 0 | 0 | 0 | 0 | 0 | 0 | 0 | 0 | 0 | 0 | 0 | 0 | 0 | 0 | 0 | 0 | 0 | 0 | 0 | 0 | 0 | 0
Residential_Manufactured Home Moderate Income_Existing_Space Heating_Natural Gas_Boiler_E8_Baseline Forecast | Residential | Manufactured Home Moderate Income | Existing | Space Heating | Natural Gas | Boiler | E8 |  | Baseline Forecast | 0 | 0 | 0 | 0 | 0 | 0 | 0 | 0 | 0 | 0 | 0 | 0 | 0 | 0 | 0 | 0 | 0 | 0 | 0 | 0 | 0 | 0 | 0 | 0 | 0 | 0 | 0 | 0 | 0 | 0 | 0 | 0 | 0
Residential_Manufactured Home Moderate Income_Existing_Space Heating_Natural Gas_Boiler_E9_Baseline Forecast | Residential | Manufactured Home Moderate Income | Existing | Space Heating | Natural Gas | Boiler | E9 |  | Baseline Forecast | 0 | 0 | 0 | 0 | 0 | 0 | 0 | 0 | 0 | 0 | 0 | 0 | 0 | 0 | 0 | 0 | 0 | 0 | 0 | 0 | 0 | 0 | 0 | 0 | 0 | 0 | 0 | 0 | 0 | 0 | 0 | 0 | 0
Residential_Manufactured Home Moderate Income_Existing_Space Heating_Natural Gas_Boiler_E10_Baseline Forecast | Residential | Manufactured Home Moderate Income | Existing | Space Heating | Natural Gas | Boiler | E10 |  | Baseline Forecast | 0 | 0 | 0 | 0 | 0 | 0 | 0 | 0 | 0 | 0 | 0 | 0 | 0 | 0 | 0 | 0 | 0 | 0 | 0 | 0 | 0 | 0 | 0 | 0 | 0 | 0 | 0 | 0 | 0 | 0 | 0 | 0 | 0
Residential_Manufactured Home Moderate Income_Existing_Space Heating_Natural Gas_Boiler_Vintage_Baseline Forecast | Residential | Manufactured Home Moderate Income | Existing | Space Heating | Natural Gas | Boiler | Vintage |  | Baseline Forecast | 0 | 0 | 0 | 0 | 0 | 0 | 0 | 0 | 0 | 0 | 0 | 0 | 0 | 0 | 0 | 0 | 0 | 0 | 0 | 0 | 0 | 0 | 0 | 0 | 0 | 0 | 0 | 0 | 0 | 0 | 0 | 0 | 0
Residential_Manufactured Home Moderate Income_Existing_Secondary Heating_Natural Gas_Fireplace_E1_Baseline Forecast | Residential | Manufactured Home Moderate Income | Existing | Secondary Heating | Natural Gas | Fireplace | E1 |  | Baseline Forecast | 0 | 1.4997 | 3.017 | 4.2622 | 5.4381 | 6.6367 | 7.8197 | 8.9852 | 10.1359 | 11.2702 | 12.3855 | 13.4816 | 14.5576 | 15.6123 | 16.5092 | 17.2672 | 17.9032 | 18.4308 | 18.8631 | 19.213 | 19.4908 | 19.7053 | 19.8638 | 19.9734 | 20.0411 | 20.0722 | 20.0716 | 20.0431 | 19.9905 | 19.9172 | 19.8263 | 19.72 | 19.6006
Residential_Manufactured Home Moderate Income_Existing_Secondary Heating_Natural Gas_Fireplace_E2_Baseline Forecast | Residential | Manufactured Home Moderate Income | Existing | Secondary Heating | Natural Gas | Fireplace | E2 |  | Baseline Forecast | 0 | 0 | 0 | 0 | 0 | 0 | 0 | 0 | 0 | 0 | 0 | 0 | 0 | 0 | 0 | 0 | 0 | 0 | 0 | 0 | 0 | 0 | 0 | 0 | 0 | 0 | 0 | 0 | 0 | 0 | 0 | 0 | 0
Residential_Manufactured Home Moderate Income_Existing_Secondary Heating_Natural Gas_Fireplace_E3_Baseline Forecast | Residential | Manufactured Home Moderate Income | Existing | Secondary Heating | Natural Gas | Fireplace | E3 |  | Baseline Forecast | 0 | 0 | 0 | 0 | 0 | 0 | 0 | 0 | 0 | 0 | 0 | 0 | 0 | 0 | 0 | 0 | 0 | 0 | 0 | 0 | 0 | 0 | 0 | 0 | 0 | 0 | 0 | 0 | 0 | 0 | 0 | 0 | 0
Residential_Manufactured Home Moderate Income_Existing_Secondary Heating_Natural Gas_Fireplace_E4_Baseline Forecast | Residential | Manufactured Home Moderate Income | Existing | Secondary Heating | Natural Gas | Fireplace | E4 |  | Baseline Forecast | 0 | 0 | 0 | 0 | 0 | 0 | 0 | 0 | 0 | 0 | 0 | 0 | 0 | 0 | 0 | 0 | 0 | 0 | 0 | 0 | 0 | 0 | 0 | 0 | 0 | 0 | 0 | 0 | 0 | 0 | 0 | 0 | 0
Residential_Manufactured Home Moderate Income_Existing_Secondary Heating_Natural Gas_Fireplace_E5_Baseline Forecast | Residential | Manufactured Home Moderate Income | Existing | Secondary Heating | Natural Gas | Fireplace | E5 |  | Baseline Forecast | 0 | 0 | 0 | 0 | 0 | 0 | 0 | 0 | 0 | 0 | 0 | 0 | 0 | 0 | 0 | 0 | 0 | 0 | 0 | 0 | 0 | 0 | 0 | 0 | 0 | 0 | 0 | 0 | 0 | 0 | 0 | 0 | 0
Residential_Manufactured Home Moderate Income_Existing_Secondary Heating_Natural Gas_Fireplace_E6_Baseline Forecast | Residential | Manufactured Home Moderate Income | Existing | Secondary Heating | Natural Gas | Fireplace | E6 |  | Baseline Forecast | 0 | 0 | 0 | 0 | 0 | 0 | 0 | 0 | 0 | 0 | 0 | 0 | 0 | 0 | 0 | 0 | 0 | 0 | 0 | 0 | 0 | 0 | 0 | 0 | 0 | 0 | 0 | 0 | 0 | 0 | 0 | 0 | 0
Residential_Manufactured Home Moderate Income_Existing_Secondary Heating_Natural Gas_Fireplace_E7_Baseline Forecast | Residential | Manufactured Home Moderate Income | Existing | Secondary Heating | Natural Gas | Fireplace | E7 |  | Baseline Forecast | 0 | 0 | 0 | 0 | 0 | 0 | 0 | 0 | 0 | 0 | 0 | 0 | 0 | 0 | 0 | 0 | 0 | 0 | 0 | 0 | 0 | 0 | 0 | 0 | 0 | 0 | 0 | 0 | 0 | 0 | 0 | 0 | 0
Residential_Manufactured Home Moderate Income_Existing_Secondary Heating_Natural Gas_Fireplace_E8_Baseline Forecast | Residential | Manufactured Home Moderate Income | Existing | Secondary Heating | Natural Gas | Fireplace | E8 |  | Baseline Forecast | 0 | 0 | 0 | 0 | 0 | 0 | 0 | 0 | 0 | 0 | 0 | 0 | 0 | 0 | 0 | 0 | 0 | 0 | 0 | 0 | 0 | 0 | 0 | 0 | 0 | 0 | 0 | 0 | 0 | 0 | 0 | 0 | 0
Residential_Manufactured Home Moderate Income_Existing_Secondary Heating_Natural Gas_Fireplace_E9_Baseline Forecast | Residential | Manufactured Home Moderate Income | Existing | Secondary Heating | Natural Gas | Fireplace | E9 |  | Baseline Forecast | 0 | 0 | 0 | 0 | 0 | 0 | 0 | 0 | 0 | 0 | 0 | 0 | 0 | 0 | 0 | 0 | 0 | 0 | 0 | 0 | 0 | 0 | 0 | 0 | 0 | 0 | 0 | 0 | 0 | 0 | 0 | 0 | 0
Residential_Manufactured Home Moderate Income_Existing_Secondary Heating_Natural Gas_Fireplace_E10_Baseline Forecast | Residential | Manufactured Home Moderate Income | Existing | Secondary Heating | Natural Gas | Fireplace | E10 |  | Baseline Forecast | 0 | 0 | 0 | 0 | 0 | 0 | 0 | 0 | 0 | 0 | 0 | 0 | 0 | 0 | 0 | 0 | 0 | 0 | 0 | 0 | 0 | 0 | 0 | 0 | 0 | 0 | 0 | 0 | 0 | 0 | 0 | 0 | 0
Residential_Manufactured Home Moderate Income_Existing_Secondary Heating_Natural Gas_Fireplace_Vintage_Baseline Forecast | Residential | Manufactured Home Moderate Income | Existing | Secondary Heating | Natural Gas | Fireplace | Vintage |  | Baseline Forecast | 28.6936 | 27.4183 | 26.1253 | 24.4521 | 22.6187 | 21.058 | 19.5377 | 18.049 | 16.594 | 15.1674 | 13.7647 | 12.3861 | 11.031 | 9.6992 | 8.5281 | 7.4982 | 6.5925 | 5.7955 | 5.0945 | 4.478 | 3.9361 | 3.4596 | 3.0406 | 2.6723 | 2.3485 | 2.0639 | 1.8138 | 1.594 | 1.4008 | 1.231 | 1.0818 | 0.95066 | 0.83544
Residential_Manufactured Home Moderate Income_Existing_Water Heating_Natural Gas_Water Heater (<= 55 gal)_E1_Baseline Forecast | Residential | Manufactured Home Moderate Income | Existing | Water Heating | Natural Gas | Water Heater (<= 55 gal) | E1 |  | Baseline Forecast | 0 | 0.96031 | 2.0909 | 3.1321 | 4.2278 | 5.4314 | 6.6712 | 7.9396 | 9.2351 | 10.5451 | 11.7333 | 12.9236 | 13.8756 | 14.6316 | 15.2217 | 15.6694 | 15.9935 | 16.2128 | 16.3436 | 16.3789 | 16.3473 | 16.2808 | 16.1822 | 16.0579 | 15.9196 | 15.7688 | 15.606 | 15.4387 | 15.2989 | 15.1528 | 15.0063 | 14.8567 | 14.7048
Residential_Manufactured Home Moderate Income_Existing_Water Heating_Natural Gas_Water Heater (<= 55 gal)_E2_Baseline Forecast | Residential | Manufactured Home Moderate Income | Existing | Water Heating | Natural Gas | Water Heater (<= 55 gal) | E2 |  | Baseline Forecast | 0 | 5.6919 | 12.2378 | 18.158 | 24.3069 | 30.9801 | 37.9606 | 45.1657 | 52.5447 | 60.0457 | 67.7411 | 75.4662 | 81.8478 | 87.0816 | 91.347 | 94.7931 | 97.5479 | 99.7105 | 101.3707 | 102.6339 | 103.5486 | 104.1483 | 104.4809 | 104.5875 | 104.5017 | 104.2559 | 103.8783 | 103.3838 | 102.7615 | 102.0647 | 101.3022 | 100.4894 | 99.6351
Residential_Manufactured Home Moderate Income_Existing_Water Heating_Natural Gas_Water Heater (<= 55 gal)_E3_Baseline Forecast | Residential | Manufactured Home Moderate Income | Existing | Water Heating | Natural Gas | Water Heater (<= 55 gal) | E3 |  | Baseline Forecast | 0 | 0.27717 | 0.59701 | 0.88707 | 1.1889 | 1.5171 | 1.8596 | 2.2127 | 2.5741 | 2.9412 | 3.3114 | 3.6828 | 3.9884 | 4.238 | 4.4403 | 4.6025 | 4.7308 | 4.8301 | 4.9047 | 4.9588 | 4.9956 | 5.0178 | 5.0275 | 5.0268 | 5.0175 | 5.0009 | 4.9784 | 4.9509 | 4.9191 | 4.884 | 4.8461 | 4.806 | 4.7641
Residential_Manufactured Home Moderate Income_Existing_Water Heating_Natural Gas_Water Heater (<= 55 gal)_E4_Baseline Forecast | Residential | Manufactured Home Moderate Income | Existing | Water Heating | Natural Gas | Water Heater (<= 55 gal) | E4 |  | Baseline Forecast | 0 | 0 | 0 | 0 | 0 | 0 | 0 | 0 | 0 | 0 | 0 | 0 | 0 | 0 | 0 | 0 | 0 | 0 | 0 | 0 | 0 | 0 | 0 | 0 | 0 | 0 | 0 | 0 | 0 | 0 | 0 | 0 | 0
Residential_Manufactured Home Moderate Income_Existing_Water Heating_Natural Gas_Water Heater (<= 55 gal)_E5_Baseline Forecast | Residential | Manufactured Home Moderate Income | Existing | Water Heating | Natural Gas | Water Heater (<= 55 gal) | E5 |  | Baseline Forecast | 0 | 0 | 0 | 0 | 0 | 0 | 0 | 0 | 0 | 0 | 0 | 0 | 0 | 0 | 0 | 0 | 0 | 0 | 0 | 0 | 0 | 0 | 0 | 0 | 0 | 0 | 0 | 0 | 0 | 0 | 0 | 0 | 0
Residential_Manufactured Home Moderate Income_Existing_Water Heating_Natural Gas_Water Heater (<= 55 gal)_E6_Baseline Forecast | Residential | Manufactured Home Moderate Income | Existing | Water Heating | Natural Gas | Water Heater (<= 55 gal) | E6 |  | Baseline Forecast | 0 | 0 | 0 | 0 | 0 | 0 | 0 | 0 | 0 | 0 | 0 | 0 | 0 | 0 | 0 | 0 | 0 | 0 | 0 | 0 | 0 | 0 | 0 | 0 | 0 | 0 | 0 | 0 | 0 | 0 | 0 | 0 | 0
Residential_Manufactured Home Moderate Income_Existing_Water Heating_Natural Gas_Water Heater (<= 55 gal)_E7_Baseline Forecast | Residential | Manufactured Home Moderate Income | Existing | Water Heating | Natural Gas | Water Heater (<= 55 gal) | E7 |  | Baseline Forecast | 0 | 0 | 0 | 0 | 0 | 0 | 0 | 0 | 0 | 0 | 0 | 0 | 0 | 0 | 0 | 0 | 0 | 0 | 0 | 0 | 0 | 0 | 0 | 0 | 0 | 0 | 0 | 0 | 0 | 0 | 0 | 0 | 0
Residential_Manufactured Home Moderate Income_Existing_Water Heating_Natural Gas_Water Heater (<= 55 gal)_E8_Baseline Forecast | Residential | Manufactured Home Moderate Income | Existing | Water Heating | Natural Gas | Water Heater (<= 55 gal) | E8 |  | Baseline Forecast | 0 | 0 | 0 | 0 | 0 | 0 | 0 | 0 | 0 | 0 | 0 | 0 | 0 | 0 | 0 | 0 | 0 | 0 | 0 | 0 | 0 | 0 | 0 | 0 | 0 | 0 | 0 | 0 | 0 | 0 | 0 | 0 | 0
Residential_Manufactured Home Moderate Income_Existing_Water Heating_Natural Gas_Water Heater (<= 55 gal)_E9_Baseline Forecast | Residential | Manufactured Home Moderate Income | Existing | Water Heating | Natural Gas | Water Heater (<= 55 gal) | E9 |  | Baseline Forecast | 0 | 0 | 0 | 0 | 0 | 0 | 0 | 0 | 0 | 0 | 0 | 0 | 0 | 0 | 0 | 0 | 0 | 0 | 0 | 0 | 0 | 0 | 0 | 0 | 0 | 0 | 0 | 0 | 0 | 0 | 0 | 0 | 0
Residential_Manufactured Home Moderate Income_Existing_Water Heating_Natural Gas_Water Heater (<= 55 gal)_E10_Baseline Forecast | Residential | Manufactured Home Moderate Income | Existing | Water Heating | Natural Gas | Water Heater (<= 55 gal) | E10 |  | Baseline Forecast | 0 | 0 | 0 | 0 | 0 | 0 | 0 | 0 | 0 | 0 | 0 | 0 | 0 | 0 | 0 | 0 | 0 | 0 | 0 | 0 | 0 | 0 | 0 | 0 | 0 | 0 | 0 | 0 | 0 | 0 | 0 | 0 | 0
Residential_Manufactured Home Moderate Income_Existing_Water Heating_Natural Gas_Water Heater (<= 55 gal)_Vintage_Baseline Forecast | Residential | Manufactured Home Moderate Income | Existing | Water Heating | Natural Gas | Water Heater (<= 55 gal) | Vintage |  | Baseline Forecast | 169.8914 | 164.2906 | 157.6229 | 147.8371 | 136.3976 | 126.0486 | 115.4887 | 104.7483 | 93.9111 | 83.0023 | 72.0465 | 61.087 | 51.7954 | 43.9152 | 37.2338 | 31.5682 | 26.7637 | 22.6881 | 19.2312 | 16.3005 | 13.816 | 11.7099 | 9.9242 | 8.4104 | 7.1274 | 6.04 | 5.1185 | 4.3375 | 3.6756 | 3.1147 | 2.6395 | 2.2367 | 1.8954
Residential_Manufactured Home Moderate Income_Existing_Water Heating_Natural Gas_Water Heater (> 55 gal)_E1_Baseline Forecast | Residential | Manufactured Home Moderate Income | Existing | Water Heating | Natural Gas | Water Heater (> 55 gal) | E1 |  | Baseline Forecast | 0 | 0 | 0 | 0 | 0 | 0 | 0 | 0 | 0 | 0 | 0 | 0 | 0 | 0 | 0 | 0 | 0 | 0 | 0 | 0 | 0 | 0 | 0 | 0 | 0 | 0 | 0 | 0 | 0 | 0 | 0 | 0 | 0
Residential_Manufactured Home Moderate Income_Existing_Water Heating_Natural Gas_Water Heater (> 55 gal)_E2_Baseline Forecast | Residential | Manufactured Home Moderate Income | Existing | Water Heating | Natural Gas | Water Heater (> 55 gal) | E2 |  | Baseline Forecast | 0 | 0 | 0 | 0 | 0 | 0 | 0 | 0 | 0 | 0 | 0 | 0 | 0 | 0 | 0 | 0 | 0 | 0 | 0 | 0 | 0 | 0 | 0 | 0 | 0 | 0 | 0 | 0 | 0 | 0 | 0 | 0 | 0
Residential_Manufactured Home Moderate Income_Existing_Water Heating_Natural Gas_Water Heater (> 55 gal)_E3_Baseline Forecast | Residential | Manufactured Home Moderate Income | Existing | Water Heating | Natural Gas | Water Heater (> 55 gal) | E3 |  | Baseline Forecast | 0 | 0 | 0 | 0 | 0 | 0 | 0 | 0 | 0 | 0 | 0 | 0 | 0 | 0 | 0 | 0 | 0 | 0 | 0 | 0 | 0 | 0 | 0 | 0 | 0 | 0 | 0 | 0 | 0 | 0 | 0 | 0 | 0
Residential_Manufactured Home Moderate Income_Existing_Water Heating_Natural Gas_Water Heater (> 55 gal)_E4_Baseline Forecast | Residential | Manufactured Home Moderate Income | Existing | Water Heating | Natural Gas | Water Heater (> 55 gal) | E4 |  | Baseline Forecast | 0 | 0 | 0 | 0 | 0 | 0 | 0 | 0 | 0 | 0 | 0 | 0 | 0 | 0 | 0 | 0 | 0 | 0 | 0 | 0 | 0 | 0 | 0 | 0 | 0 | 0 | 0 | 0 | 0 | 0 | 0 | 0 | 0
Residential_Manufactured Home Moderate Income_Existing_Water Heating_Natural Gas_Water Heater (> 55 gal)_E5_Baseline Forecast | Residential | Manufactured Home Moderate Income | Existing | Water Heating | Natural Gas | Water Heater (> 55 gal) | E5 |  | Baseline Forecast | 0 | 0 | 0 | 0 | 0 | 0 | 0 | 0 | 0 | 0 | 0 | 0 | 0 | 0 | 0 | 0 | 0 | 0 | 0 | 0 | 0 | 0 | 0 | 0 | 0 | 0 | 0 | 0 | 0 | 0 | 0 | 0 | 0
Residential_Manufactured Home Moderate Income_Existing_Water Heating_Natural Gas_Water Heater (> 55 gal)_E6_Baseline Forecast | Residential | Manufactured Home Moderate Income | Existing | Water Heating | Natural Gas | Water Heater (> 55 gal) | E6 |  | Baseline Forecast | 0 | 0 | 0 | 0 | 0 | 0 | 0 | 0 | 0 | 0 | 0 | 0 | 0 | 0 | 0 | 0 | 0 | 0 | 0 | 0 | 0 | 0 | 0 | 0 | 0 | 0 | 0 | 0 | 0 | 0 | 0 | 0 | 0
Residential_Manufactured Home Moderate Income_Existing_Water Heating_Natural Gas_Water Heater (> 55 gal)_E7_Baseline Forecast | Residential | Manufactured Home Moderate Income | Existing | Water Heating | Natural Gas | Water Heater (> 55 gal) | E7 |  | Baseline Forecast | 0 | 0 | 0 | 0 | 0 | 0 | 0 | 0 | 0 | 0 | 0 | 0 | 0 | 0 | 0 | 0 | 0 | 0 | 0 | 0 | 0 | 0 | 0 | 0 | 0 | 0 | 0 | 0 | 0 | 0 | 0 | 0 | 0
Residential_Manufactured Home Moderate Income_Existing_Water Heating_Natural Gas_Water Heater (> 55 gal)_E8_Baseline Forecast | Residential | Manufactured Home Moderate Income | Existing | Water Heating | Natural Gas | Water Heater (> 55 gal) | E8 |  | Baseline Forecast | 0 | 0 | 0 | 0 | 0 | 0 | 0 | 0 | 0 | 0 | 0 | 0 | 0 | 0 | 0 | 0 | 0 | 0 | 0 | 0 | 0 | 0 | 0 | 0 | 0 | 0 | 0 | 0 | 0 | 0 | 0 | 0 | 0
Residential_Manufactured Home Moderate Income_Existing_Water Heating_Natural Gas_Water Heater (> 55 gal)_E9_Baseline Forecast | Residential | Manufactured Home Moderate Income | Existing | Water Heating | Natural Gas | Water Heater (> 55 gal) | E9 |  | Baseline Forecast | 0 | 0 | 0 | 0 | 0 | 0 | 0 | 0 | 0 | 0 | 0 | 0 | 0 | 0 | 0 | 0 | 0 | 0 | 0 | 0 | 0 | 0 | 0 | 0 | 0 | 0 | 0 | 0 | 0 | 0 | 0 | 0 | 0
Residential_Manufactured Home Moderate Income_Existing_Water Heating_Natural Gas_Water Heater (> 55 gal)_E10_Baseline Forecast | Residential | Manufactured Home Moderate Income | Existing | Water Heating | Natural Gas | Water Heater (> 55 gal) | E10 |  | Baseline Forecast | 0 | 0 | 0 | 0 | 0 | 0 | 0 | 0 | 0 | 0 | 0 | 0 | 0 | 0 | 0 | 0 | 0 | 0 | 0 | 0 | 0 | 0 | 0 | 0 | 0 | 0 | 0 | 0 | 0 | 0 | 0 | 0 | 0
Residential_Manufactured Home Moderate Income_Existing_Water Heating_Natural Gas_Water Heater (> 55 gal)_Vintage_Baseline Forecast | Residential | Manufactured Home Moderate Income | Existing | Water Heating | Natural Gas | Water Heater (> 55 gal) | Vintage |  | Baseline Forecast | 0 | 0 | 0 | 0 | 0 | 0 | 0 | 0 | 0 | 0 | 0 | 0 | 0 | 0 | 0 | 0 | 0 | 0 | 0 | 0 | 0 | 0 | 0 | 0 | 0 | 0 | 0 | 0 | 0 | 0 | 0 | 0 | 0
Residential_Manufactured Home Moderate Income_Existing_Appliances_Natural Gas_Clothes Dryer_E1_Baseline Forecast | Residential | Manufactured Home Moderate Income | Existing | Appliances | Natural Gas | Clothes Dryer | E1 |  | Baseline Forecast | 0 | 1.5321 | 3.3044 | 4.938 | 6.638 | 8.4851 | 10.4118 | 12.397 | 14.4283 | 16.4906 | 18.569 | 20.2813 | 21.683 | 22.8207 | 23.7359 | 24.4624 | 25.029 | 25.4587 | 25.772 | 25.9888 | 26.1245 | 26.1918 | 26.2008 | 26.1608 | 26.081 | 25.9679 | 25.8273 | 25.6635 | 25.4807 | 25.2828 | 25.0726 | 24.8527 | 24.6249
Residential_Manufactured Home Moderate Income_Existing_Appliances_Natural Gas_Clothes Dryer_E2_Baseline Forecast | Residential | Manufactured Home Moderate Income | Existing | Appliances | Natural Gas | Clothes Dryer | E2 |  | Baseline Forecast | 0 | 1.2271 | 2.6467 | 3.9553 | 5.317 | 6.7967 | 8.3406 | 9.9317 | 11.5602 | 13.2139 | 14.881 | 16.255 | 17.3805 | 18.2948 | 19.031 | 19.6163 | 20.0738 | 20.4218 | 20.6776 | 20.8564 | 20.9701 | 21.0292 | 21.0413 | 21.014 | 20.9544 | 20.8677 | 20.7586 | 20.6304 | 20.4865 | 20.33 | 20.1631 | 19.9879 | 19.8058
Residential_Manufactured Home Moderate Income_Existing_Appliances_Natural Gas_Clothes Dryer_E3_Baseline Forecast | Residential | Manufactured Home Moderate Income | Existing | Appliances | Natural Gas | Clothes Dryer | E3 |  | Baseline Forecast | 0 | 0 | 0 | 0 | 0 | 0 | 0 | 0 | 0 | 0 | 0 | 0 | 0 | 0 | 0 | 0 | 0 | 0 | 0 | 0 | 0 | 0 | 0 | 0 | 0 | 0 | 0 | 0 | 0 | 0 | 0 | 0 | 0
Residential_Manufactured Home Moderate Income_Existing_Appliances_Natural Gas_Clothes Dryer_E4_Baseline Forecast | Residential | Manufactured Home Moderate Income | Existing | Appliances | Natural Gas | Clothes Dryer | E4 |  | Baseline Forecast | 0 | 0 | 0 | 0 | 0 | 0 | 0 | 0 | 0 | 0 | 0 | 0 | 0 | 0 | 0 | 0 | 0 | 0 | 0 | 0 | 0 | 0 | 0 | 0 | 0 | 0 | 0 | 0 | 0 | 0 | 0 | 0 | 0
Residential_Manufactured Home Moderate Income_Existing_Appliances_Natural Gas_Clothes Dryer_E5_Baseline Forecast | Residential | Manufactured Home Moderate Income | Existing | Appliances | Natural Gas | Clothes Dryer | E5 |  | Baseline Forecast | 0 | 0 | 0 | 0 | 0 | 0 | 0 | 0 | 0 | 0 | 0 | 0 | 0 | 0 | 0 | 0 | 0 | 0 | 0 | 0 | 0 | 0 | 0 | 0 | 0 | 0 | 0 | 0 | 0 | 0 | 0 | 0 | 0
Residential_Manufactured Home Moderate Income_Existing_Appliances_Natural Gas_Clothes Dryer_E6_Baseline Forecast | Residential | Manufactured Home Moderate Income | Existing | Appliances | Natural Gas | Clothes Dryer | E6 |  | Baseline Forecast | 0 | 0 | 0 | 0 | 0 | 0 | 0 | 0 | 0 | 0 | 0 | 0 | 0 | 0 | 0 | 0 | 0 | 0 | 0 | 0 | 0 | 0 | 0 | 0 | 0 | 0 | 0 | 0 | 0 | 0 | 0 | 0 | 0
Residential_Manufactured Home Moderate Income_Existing_Appliances_Natural Gas_Clothes Dryer_E7_Baseline Forecast | Residential | Manufactured Home Moderate Income | Existing | Appliances | Natural Gas | Clothes Dryer | E7 |  | Baseline Forecast | 0 | 0 | 0 | 0 | 0 | 0 | 0 | 0 | 0 | 0 | 0 | 0 | 0 | 0 | 0 | 0 | 0 | 0 | 0 | 0 | 0 | 0 | 0 | 0 | 0 | 0 | 0 | 0 | 0 | 0 | 0 | 0 | 0
Residential_Manufactured Home Moderate Income_Existing_Appliances_Natural Gas_Clothes Dryer_E8_Baseline Forecast | Residential | Manufactured Home Moderate Income | Existing | Appliances | Natural Gas | Clothes Dryer | E8 |  | Baseline Forecast | 0 | 0 | 0 | 0 | 0 | 0 | 0 | 0 | 0 | 0 | 0 | 0 | 0 | 0 | 0 | 0 | 0 | 0 | 0 | 0 | 0 | 0 | 0 | 0 | 0 | 0 | 0 | 0 | 0 | 0 | 0 | 0 | 0
Residential_Manufactured Home Moderate Income_Existing_Appliances_Natural Gas_Clothes Dryer_E9_Baseline Forecast | Residential | Manufactured Home Moderate Income | Existing | Appliances | Natural Gas | Clothes Dryer | E9 |  | Baseline Forecast | 0 | 0 | 0 | 0 | 0 | 0 | 0 | 0 | 0 | 0 | 0 | 0 | 0 | 0 | 0 | 0 | 0 | 0 | 0 | 0 | 0 | 0 | 0 | 0 | 0 | 0 | 0 | 0 | 0 | 0 | 0 | 0 | 0
Residential_Manufactured Home Moderate Income_Existing_Appliances_Natural Gas_Clothes Dryer_E10_Baseline Forecast | Residential | Manufactured Home Moderate Income | Existing | Appliances | Natural Gas | Clothes Dryer | E10 |  | Baseline Forecast | 0 | 0 | 0 | 0 | 0 | 0 | 0 | 0 | 0 | 0 | 0 | 0 | 0 | 0 | 0 | 0 | 0 | 0 | 0 | 0 | 0 | 0 | 0 | 0 | 0 | 0 | 0 | 0 | 0 | 0 | 0 | 0 | 0
Residential_Manufactured Home Moderate Income_Existing_Appliances_Natural Gas_Clothes Dryer_Vintage_Baseline Forecast | Residential | Manufactured Home Moderate Income | Existing | Appliances | Natural Gas | Clothes Dryer | Vintage |  | Baseline Forecast | 63.6305 | 61.3579 | 58.6526 | 54.7505 | 50.2208 | 46.0811 | 41.8528 | 37.5503 | 33.2065 | 28.833 | 24.4411 | 20.7197 | 17.5651 | 14.8902 | 12.6226 | 10.7001 | 9.07 | 7.6875 | 6.5151 | 5.5213 | 4.679 | 3.965 | 3.3598 | 2.8468 | 2.4121 | 2.0438 | 1.7317 | 1.4672 | 1.2431 | 1.0532 | 0.89236 | 0.75606 | 0.64059
Residential_Manufactured Home Moderate Income_Existing_Appliances_Natural Gas_Stove/Oven_E1_Baseline Forecast | Residential | Manufactured Home Moderate Income | Existing | Appliances | Natural Gas | Stove/Oven | E1 |  | Baseline Forecast | 0 | 3.192 | 6.8891 | 10.3246 | 13.8972 | 17.7751 | 21.8165 | 25.9772 | 30.2307 | 34.5453 | 38.8896 | 42.4622 | 45.3806 | 47.7433 | 49.6378 | 51.1356 | 52.2975 | 53.1719 | 53.8017 | 54.2293 | 54.4871 | 54.602 | 54.595 | 54.486 | 54.294 | 54.0332 | 53.7153 | 53.3497 | 52.9451 | 52.5096 | 52.0492 | 51.5691 | 51.0733
Residential_Manufactured Home Moderate Income_Existing_Appliances_Natural Gas_Stove/Oven_E2_Baseline Forecast | Residential | Manufactured Home Moderate Income | Existing | Appliances | Natural Gas | Stove/Oven | E2 |  | Baseline Forecast | 0 | 1.373 | 2.9637 | 4.442 | 5.9791 | 7.6479 | 9.388 | 11.1802 | 13.0133 | 14.8737 | 16.7479 | 18.2905 | 19.5521 | 20.5752 | 21.3972 | 22.0491 | 22.5569 | 22.9416 | 23.2235 | 23.4188 | 23.5409 | 23.6016 | 23.6096 | 23.5731 | 23.5002 | 23.3967 | 23.2678 | 23.1172 | 22.9487 | 22.7657 | 22.5708 | 22.3663 | 22.1538
Residential_Manufactured Home Moderate Income_Existing_Appliances_Natural Gas_Stove/Oven_E3_Baseline Forecast | Residential | Manufactured Home Moderate Income | Existing | Appliances | Natural Gas | Stove/Oven | E3 |  | Baseline Forecast | 0 | 0 | 0 | 0 | 0 | 0 | 0 | 0 | 0 | 0 | 0 | 0 | 0 | 0 | 0 | 0 | 0 | 0 | 0 | 0 | 0 | 0 | 0 | 0 | 0 | 0 | 0 | 0 | 0 | 0 | 0 | 0 | 0
Residential_Manufactured Home Moderate Income_Existing_Appliances_Natural Gas_Stove/Oven_E4_Baseline Forecast | Residential | Manufactured Home Moderate Income | Existing | Appliances | Natural Gas | Stove/Oven | E4 |  | Baseline Forecast | 0 | 0 | 0 | 0 | 0 | 0 | 0 | 0 | 0 | 0 | 0 | 0 | 0 | 0 | 0 | 0 | 0 | 0 | 0 | 0 | 0 | 0 | 0 | 0 | 0 | 0 | 0 | 0 | 0 | 0 | 0 | 0 | 0
Residential_Manufactured Home Moderate Income_Existing_Appliances_Natural Gas_Stove/Oven_E5_Baseline Forecast | Residential | Manufactured Home Moderate Income | Existing | Appliances | Natural Gas | Stove/Oven | E5 |  | Baseline Forecast | 0 | 0 | 0 | 0 | 0 | 0 | 0 | 0 | 0 | 0 | 0 | 0 | 0 | 0 | 0 | 0 | 0 | 0 | 0 | 0 | 0 | 0 | 0 | 0 | 0 | 0 | 0 | 0 | 0 | 0 | 0 | 0 | 0
Residential_Manufactured Home Moderate Income_Existing_Appliances_Natural Gas_Stove/Oven_E6_Baseline Forecast | Residential | Manufactured Home Moderate Income | Existing | Appliances | Natural Gas | Stove/Oven | E6 |  | Baseline Forecast | 0 | 0 | 0 | 0 | 0 | 0 | 0 | 0 | 0 | 0 | 0 | 0 | 0 | 0 | 0 | 0 | 0 | 0 | 0 | 0 | 0 | 0 | 0 | 0 | 0 | 0 | 0 | 0 | 0 | 0 | 0 | 0 | 0
Residential_Manufactured Home Moderate Income_Existing_Appliances_Natural Gas_Stove/Oven_E7_Baseline Forecast | Residential | Manufactured Home Moderate Income | Existing | Appliances | Natural Gas | Stove/Oven | E7 |  | Baseline Forecast | 0 | 0 | 0 | 0 | 0 | 0 | 0 | 0 | 0 | 0 | 0 | 0 | 0 | 0 | 0 | 0 | 0 | 0 | 0 | 0 | 0 | 0 | 0 | 0 | 0 | 0 | 0 | 0 | 0 | 0 | 0 | 0 | 0
Residential_Manufactured Home Moderate Income_Existing_Appliances_Natural Gas_Stove/Oven_E8_Baseline Forecast | Residential | Manufactured Home Moderate Income | Existing | Appliances | Natural Gas | Stove/Oven | E8 |  | Baseline Forecast | 0 | 0 | 0 | 0 | 0 | 0 | 0 | 0 | 0 | 0 | 0 | 0 | 0 | 0 | 0 | 0 | 0 | 0 | 0 | 0 | 0 | 0 | 0 | 0 | 0 | 0 | 0 | 0 | 0 | 0 | 0 | 0 | 0
Residential_Manufactured Home Moderate Income_Existing_Appliances_Natural Gas_Stove/Oven_E9_Baseline Forecast | Residential | Manufactured Home Moderate Income | Existing | Appliances | Natural Gas | Stove/Oven | E9 |  | Baseline Forecast | 0 | 0 | 0 | 0 | 0 | 0 | 0 | 0 | 0 | 0 | 0 | 0 | 0 | 0 | 0 | 0 | 0 | 0 | 0 | 0 | 0 | 0 | 0 | 0 | 0 | 0 | 0 | 0 | 0 | 0 | 0 | 0 | 0
Residential_Manufactured Home Moderate Income_Existing_Appliances_Natural Gas_Stove/Oven_E10_Baseline Forecast | Residential | Manufactured Home Moderate Income | Existing | Appliances | Natural Gas | Stove/Oven | E10 |  | Baseline Forecast | 0 | 0 | 0 | 0 | 0 | 0 | 0 | 0 | 0 | 0 | 0 | 0 | 0 | 0 | 0 | 0 | 0 | 0 | 0 | 0 | 0 | 0 | 0 | 0 | 0 | 0 | 0 | 0 | 0 | 0 | 0 | 0 | 0
Residential_Manufactured Home Moderate Income_Existing_Appliances_Natural Gas_Stove/Oven_Vintage_Baseline Forecast | Residential | Manufactured Home Moderate Income | Existing | Appliances | Natural Gas | Stove/Oven | Vintage |  | Baseline Forecast | 106.3788 | 102.5796 | 98.0567 | 91.4923 | 83.8854 | 76.9365 | 69.8459 | 62.6376 | 55.3671 | 48.0535 | 40.7157 | 34.5009 | 29.2351 | 24.772 | 20.9901 | 17.7852 | 15.0691 | 12.7665 | 10.8147 | 9.1609 | 7.7599 | 6.5729 | 5.5671 | 4.715 | 3.9933 | 3.382 | 2.8642 | 2.4257 | 2.0543 | 1.7397 | 1.4734 | 1.2478 | 1.0567
Residential_Manufactured Home Moderate Income_Existing_Miscellaneous_Natural Gas_Pool Heater_E1_Baseline Forecast | Residential | Manufactured Home Moderate Income | Existing | Miscellaneous | Natural Gas | Pool Heater | E1 |  | Baseline Forecast | 0 | 0 | 0 | 0 | 0 | 0 | 0 | 0 | 0 | 0 | 0 | 0 | 0 | 0 | 0 | 0 | 0 | 0 | 0 | 0 | 0 | 0 | 0 | 0 | 0 | 0 | 0 | 0 | 0 | 0 | 0 | 0 | 0
Residential_Manufactured Home Moderate Income_Existing_Miscellaneous_Natural Gas_Pool Heater_E2_Baseline Forecast | Residential | Manufactured Home Moderate Income | Existing | Miscellaneous | Natural Gas | Pool Heater | E2 |  | Baseline Forecast | 0 | 0 | 0 | 0 | 0 | 0 | 0 | 0 | 0 | 0 | 0 | 0 | 0 | 0 | 0 | 0 | 0 | 0 | 0 | 0 | 0 | 0 | 0 | 0 | 0 | 0 | 0 | 0 | 0 | 0 | 0 | 0 | 0
Residential_Manufactured Home Moderate Income_Existing_Miscellaneous_Natural Gas_Pool Heater_E3_Baseline Forecast | Residential | Manufactured Home Moderate Income | Existing | Miscellaneous | Natural Gas | Pool Heater | E3 |  | Baseline Forecast | 0 | 0 | 0 | 0 | 0 | 0 | 0 | 0 | 0 | 0 | 0 | 0 | 0 | 0 | 0 | 0 | 0 | 0 | 0 | 0 | 0 | 0 | 0 | 0 | 0 | 0 | 0 | 0 | 0 | 0 | 0 | 0 | 0
Residential_Manufactured Home Moderate Income_Existing_Miscellaneous_Natural Gas_Pool Heater_E4_Baseline Forecast | Residential | Manufactured Home Moderate Income | Existing | Miscellaneous | Natural Gas | Pool Heater | E4 |  | Baseline Forecast | 0 | 0 | 0 | 0 | 0 | 0 | 0 | 0 | 0 | 0 | 0 | 0 | 0 | 0 | 0 | 0 | 0 | 0 | 0 | 0 | 0 | 0 | 0 | 0 | 0 | 0 | 0 | 0 | 0 | 0 | 0 | 0 | 0
Residential_Manufactured Home Moderate Income_Existing_Miscellaneous_Natural Gas_Pool Heater_E5_Baseline Forecast | Residential | Manufactured Home Moderate Income | Existing | Miscellaneous | Natural Gas | Pool Heater | E5 |  | Baseline Forecast | 0 | 0 | 0 | 0 | 0 | 0 | 0 | 0 | 0 | 0 | 0 | 0 | 0 | 0 | 0 | 0 | 0 | 0 | 0 | 0 | 0 | 0 | 0 | 0 | 0 | 0 | 0 | 0 | 0 | 0 | 0 | 0 | 0
Residential_Manufactured Home Moderate Income_Existing_Miscellaneous_Natural Gas_Pool Heater_E6_Baseline Forecast | Residential | Manufactured Home Moderate Income | Existing | Miscellaneous | Natural Gas | Pool Heater | E6 |  | Baseline Forecast | 0 | 0 | 0 | 0 | 0 | 0 | 0 | 0 | 0 | 0 | 0 | 0 | 0 | 0 | 0 | 0 | 0 | 0 | 0 | 0 | 0 | 0 | 0 | 0 | 0 | 0 | 0 | 0 | 0 | 0 | 0 | 0 | 0
Residential_Manufactured Home Moderate Income_Existing_Miscellaneous_Natural Gas_Pool Heater_E7_Baseline Forecast | Residential | Manufactured Home Moderate Income | Existing | Miscellaneous | Natural Gas | Pool Heater | E7 |  | Baseline Forecast | 0 | 0 | 0 | 0 | 0 | 0 | 0 | 0 | 0 | 0 | 0 | 0 | 0 | 0 | 0 | 0 | 0 | 0 | 0 | 0 | 0 | 0 | 0 | 0 | 0 | 0 | 0 | 0 | 0 | 0 | 0 | 0 | 0
Residential_Manufactured Home Moderate Income_Existing_Miscellaneous_Natural Gas_Pool Heater_E8_Baseline Forecast | Residential | Manufactured Home Moderate Income | Existing | Miscellaneous | Natural Gas | Pool Heater | E8 |  | Baseline Forecast | 0 | 0 | 0 | 0 | 0 | 0 | 0 | 0 | 0 | 0 | 0 | 0 | 0 | 0 | 0 | 0 | 0 | 0 | 0 | 0 | 0 | 0 | 0 | 0 | 0 | 0 | 0 | 0 | 0 | 0 | 0 | 0 | 0
Residential_Manufactured Home Moderate Income_Existing_Miscellaneous_Natural Gas_Pool Heater_E9_Baseline Forecast | Residential | Manufactured Home Moderate Income | Existing | Miscellaneous | Natural Gas | Pool Heater | E9 |  | Baseline Forecast | 0 | 0 | 0 | 0 | 0 | 0 | 0 | 0 | 0 | 0 | 0 | 0 | 0 | 0 | 0 | 0 | 0 | 0 | 0 | 0 | 0 | 0 | 0 | 0 | 0 | 0 | 0 | 0 | 0 | 0 | 0 | 0 | 0
Residential_Manufactured Home Moderate Income_Existing_Miscellaneous_Natural Gas_Pool Heater_E10_Baseline Forecast | Residential | Manufactured Home Moderate Income | Existing | Miscellaneous | Natural Gas | Pool Heater | E10 |  | Baseline Forecast | 0 | 0 | 0 | 0 | 0 | 0 | 0 | 0 | 0 | 0 | 0 | 0 | 0 | 0 | 0 | 0 | 0 | 0 | 0 | 0 | 0 | 0 | 0 | 0 | 0 | 0 | 0 | 0 | 0 | 0 | 0 | 0 | 0
Residential_Manufactured Home Moderate Income_Existing_Miscellaneous_Natural Gas_Pool Heater_Vintage_Baseline Forecast | Residential | Manufactured Home Moderate Income | Existing | Miscellaneous | Natural Gas | Pool Heater | Vintage |  | Baseline Forecast | 0 | 0 | 0 | 0 | 0 | 0 | 0 | 0 | 0 | 0 | 0 | 0 | 0 | 0 | 0 | 0 | 0 | 0 | 0 | 0 | 0 | 0 | 0 | 0 | 0 | 0 | 0 | 0 | 0 | 0 | 0 | 0 | 0
Residential_Manufactured Home Moderate Income_Existing_Miscellaneous_Natural Gas_Miscellaneous_E1_Baseline Forecast | Residential | Manufactured Home Moderate Income | Existing | Miscellaneous | Natural Gas | Miscellaneous | E1 |  | Baseline Forecast | 0 | 14.988 | 33.0417 | 51.0399 | 69.9809 | 90.614 | 112.1722 | 129.5087 | 143.4277 | 154.5328 | 163.2989 | 170.1462 | 175.4093 | 179.361 | 182.2413 | 184.2385 | 185.5089 | 186.1702 | 186.3308 | 186.0921 | 185.528 | 184.6993 | 183.649 | 182.4196 | 181.0531 | 179.5777 | 178.0167 | 176.3865 | 174.7031 | 172.9827 | 171.2359 | 169.4716 | 167.6956
Residential_Manufactured Home Moderate Income_Existing_Miscellaneous_Natural Gas_Miscellaneous_E2_Baseline Forecast | Residential | Manufactured Home Moderate Income | Existing | Miscellaneous | Natural Gas | Miscellaneous | E2 |  | Baseline Forecast | 0 | 0 | 0 | 0 | 0 | 0 | 0 | 0 | 0 | 0 | 0 | 0 | 0 | 0 | 0 | 0 | 0 | 0 | 0 | 0 | 0 | 0 | 0 | 0 | 0 | 0 | 0 | 0 | 0 | 0 | 0 | 0 | 0
Residential_Manufactured Home Moderate Income_Existing_Miscellaneous_Natural Gas_Miscellaneous_E3_Baseline Forecast | Residential | Manufactured Home Moderate Income | Existing | Miscellaneous | Natural Gas | Miscellaneous | E3 |  | Baseline Forecast | 0 | 0 | 0 | 0 | 0 | 0 | 0 | 0 | 0 | 0 | 0 | 0 | 0 | 0 | 0 | 0 | 0 | 0 | 0 | 0 | 0 | 0 | 0 | 0 | 0 | 0 | 0 | 0 | 0 | 0 | 0 | 0 | 0
Residential_Manufactured Home Moderate Income_Existing_Miscellaneous_Natural Gas_Miscellaneous_E4_Baseline Forecast | Residential | Manufactured Home Moderate Income | Existing | Miscellaneous | Natural Gas | Miscellaneous | E4 |  | Baseline Forecast | 0 | 0 | 0 | 0 | 0 | 0 | 0 | 0 | 0 | 0 | 0 | 0 | 0 | 0 | 0 | 0 | 0 | 0 | 0 | 0 | 0 | 0 | 0 | 0 | 0 | 0 | 0 | 0 | 0 | 0 | 0 | 0 | 0
Residential_Manufactured Home Moderate Income_Existing_Miscellaneous_Natural Gas_Miscellaneous_E5_Baseline Forecast | Residential | Manufactured Home Moderate Income | Existing | Miscellaneous | Natural Gas | Miscellaneous | E5 |  | Baseline Forecast | 0 | 0 | 0 | 0 | 0 | 0 | 0 | 0 | 0 | 0 | 0 | 0 | 0 | 0 | 0 | 0 | 0 | 0 | 0 | 0 | 0 | 0 | 0 | 0 | 0 | 0 | 0 | 0 | 0 | 0 | 0 | 0 | 0
Residential_Manufactured Home Moderate Income_Existing_Miscellaneous_Natural Gas_Miscellaneous_E6_Baseline Forecast | Residential | Manufactured Home Moderate Income | Existing | Miscellaneous | Natural Gas | Miscellaneous | E6 |  | Baseline Forecast | 0 | 0 | 0 | 0 | 0 | 0 | 0 | 0 | 0 | 0 | 0 | 0 | 0 | 0 | 0 | 0 | 0 | 0 | 0 | 0 | 0 | 0 | 0 | 0 | 0 | 0 | 0 | 0 | 0 | 0 | 0 | 0 | 0
Residential_Manufactured Home Moderate Income_Existing_Miscellaneous_Natural Gas_Miscellaneous_E7_Baseline Forecast | Residential | Manufactured Home Moderate Income | Existing | Miscellaneous | Natural Gas | Miscellaneous | E7 |  | Baseline Forecast | 0 | 0 | 0 | 0 | 0 | 0 | 0 | 0 | 0 | 0 | 0 | 0 | 0 | 0 | 0 | 0 | 0 | 0 | 0 | 0 | 0 | 0 | 0 | 0 | 0 | 0 | 0 | 0 | 0 | 0 | 0 | 0 | 0
Residential_Manufactured Home Moderate Income_Existing_Miscellaneous_Natural Gas_Miscellaneous_E8_Baseline Forecast | Residential | Manufactured Home Moderate Income | Existing | Miscellaneous | Natural Gas | Miscellaneous | E8 |  | Baseline Forecast | 0 | 0 | 0 | 0 | 0 | 0 | 0 | 0 | 0 | 0 | 0 | 0 | 0 | 0 | 0 | 0 | 0 | 0 | 0 | 0 | 0 | 0 | 0 | 0 | 0 | 0 | 0 | 0 | 0 | 0 | 0 | 0 | 0
Residential_Manufactured Home Moderate Income_Existing_Miscellaneous_Natural Gas_Miscellaneous_E9_Baseline Forecast | Residential | Manufactured Home Moderate Income | Existing | Miscellaneous | Natural Gas | Miscellaneous | E9 |  | Baseline Forecast | 0 | 0 | 0 | 0 | 0 | 0 | 0 | 0 | 0 | 0 | 0 | 0 | 0 | 0 | 0 | 0 | 0 | 0 | 0 | 0 | 0 | 0 | 0 | 0 | 0 | 0 | 0 | 0 | 0 | 0 | 0 | 0 | 0
Residential_Manufactured Home Moderate Income_Existing_Miscellaneous_Natural Gas_Miscellaneous_E10_Baseline Forecast | Residential | Manufactured Home Moderate Income | Existing | Miscellaneous | Natural Gas | Miscellaneous | E10 |  | Baseline Forecast | 0 | 0 | 0 | 0 | 0 | 0 | 0 | 0 | 0 | 0 | 0 | 0 | 0 | 0 | 0 | 0 | 0 | 0 | 0 | 0 | 0 | 0 | 0 | 0 | 0 | 0 | 0 | 0 | 0 | 0 | 0 | 0 | 0
Residential_Manufactured Home Moderate Income_Existing_Miscellaneous_Natural Gas_Miscellaneous_Vintage_Baseline Forecast | Residential | Manufactured Home Moderate Income | Existing | Miscellaneous | Natural Gas | Miscellaneous | Vintage |  | Baseline Forecast | 236.4941 | 223.3555 | 207.1513 | 185.6253 | 161.2649 | 137.6474 | 113.3091 | 93.3087 | 76.8822 | 63.3679 | 52.2324 | 43.0568 | 35.4935 | 29.2576 | 24.1172 | 19.8795 | 16.3858 | 13.5047 | 11.129 | 9.171 | 7.5573 | 6.2273 | 5.1311 | 4.2276 | 3.4832 | 2.8698 | 2.3644 | 1.948 | 1.6049 | 1.3222 | 1.0893 | 0.89746 | 0.73939
Residential_Manufactured Home Moderate Income_New_Space Heating_Natural Gas_Furnace_E1_Baseline Forecast | Residential | Manufactured Home Moderate Income | New | Space Heating | Natural Gas | Furnace | E1 |  | Baseline Forecast | 0 | 1.1475 | 2.8828 | 4.519 | 6.0555 | 7.4871 | 8.8976 | 10.2877 | 11.6502 | 12.9956 | 14.3337 | 15.6644 | 16.99 | 18.3129 | 19.6313 | 20.946 | 22.2573 | 23.5677 | 24.8769 | 26.1826 | 27.4845 | 28.7827 | 30.0784 | 31.3713 | 32.6601 | 33.9446 | 35.2249 | 36.5014 | 37.774 | 39.0421 | 40.306 | 41.5657 | 42.8649
Residential_Manufactured Home Moderate Income_New_Space Heating_Natural Gas_Furnace_E2_Baseline Forecast | Residential | Manufactured Home Moderate Income | New | Space Heating | Natural Gas | Furnace | E2 |  | Baseline Forecast | 0 | 0.19947 | 0.50119 | 0.78571 | 1.0528 | 1.3017 | 1.5469 | 1.7886 | 2.0255 | 2.2594 | 2.4921 | 2.7235 | 2.9539 | 3.1839 | 3.4131 | 3.6415 | 3.8694 | 4.097 | 4.3244 | 4.5511 | 4.777 | 5.0022 | 5.2268 | 5.4508 | 5.674 | 5.8963 | 6.1177 | 6.3383 | 6.558 | 6.7767 | 6.9942 | 7.2105 | 7.4334
Residential_Manufactured Home Moderate Income_New_Space Heating_Natural Gas_Furnace_E3_Baseline Forecast | Residential | Manufactured Home Moderate Income | New | Space Heating | Natural Gas | Furnace | E3 |  | Baseline Forecast | 0 | 0.00025314 | 0.00063604 | 0.00099713 | 0.0013361 | 0.0016519 | 0.0019632 | 0.0022699 | 0.0025705 | 0.0028674 | 0.0031627 | 0.0034563 | 0.0037488 | 0.0040406 | 0.0043314 | 0.0046213 | 0.0049104 | 0.0051993 | 0.0054878 | 0.0057753 | 0.0060619 | 0.0063475 | 0.0066323 | 0.0069164 | 0.0071993 | 0.0074811 | 0.0077616 | 0.0080411 | 0.0083194 | 0.0085964 | 0.0088717 | 0.0091454 | 0.0094272
Residential_Manufactured Home Moderate Income_New_Space Heating_Natural Gas_Furnace_E4_Baseline Forecast | Residential | Manufactured Home Moderate Income | New | Space Heating | Natural Gas | Furnace | E4 |  | Baseline Forecast | 0 | 0 | 0 | 0 | 0 | 0 | 0 | 0 | 0 | 0 | 0 | 0 | 0 | 0 | 0 | 0 | 0 | 0 | 0 | 0 | 0 | 0 | 0 | 0 | 0 | 0 | 0 | 0 | 0 | 0 | 0 | 0 | 0
Residential_Manufactured Home Moderate Income_New_Space Heating_Natural Gas_Furnace_E5_Baseline Forecast | Residential | Manufactured Home Moderate Income | New | Space Heating | Natural Gas | Furnace | E5 |  | Baseline Forecast | 0 | 0.0002532 | 0.00063646 | 0.00099808 | 0.0013374 | 0.0016535 | 0.0019651 | 0.0022722 | 0.0025731 | 0.00287 | 0.0031651 | 0.0034583 | 0.00375 | 0.0040408 | 0.0043302 | 0.0046184 | 0.0048773 | 0.0050961 | 0.0053024 | 0.0055109 | 0.0057228 | 0.0059367 | 0.0061518 | 0.0063685 | 0.0065866 | 0.0067279 | 0.0068387 | 0.0069695 | 0.0071181 | 0.0072828 | 0.0075356 | 0.0078298 | 0.0081229
Residential_Manufactured Home Moderate Income_New_Space Heating_Natural Gas_Furnace_E6_Baseline Forecast | Residential | Manufactured Home Moderate Income | New | Space Heating | Natural Gas | Furnace | E6 |  | Baseline Forecast | 0 | 0 | 0 | 0 | 0 | 0 | 0 | 0 | 0 | 0 | 0 | 0 | 0 | 0 | 0 | 0 | 0 | 0 | 0 | 0 | 0 | 0 | 0 | 0 | 0 | 0 | 0 | 0 | 0 | 0 | 0 | 0 | 0
Residential_Manufactured Home Moderate Income_New_Space Heating_Natural Gas_Furnace_E7_Baseline Forecast | Residential | Manufactured Home Moderate Income | New | Space Heating | Natural Gas | Furnace | E7 |  | Baseline Forecast | 0 | 0 | 0 | 0 | 0 | 0 | 0 | 0 | 0 | 0 | 0 | 0 | 0 | 0 | 0 | 0 | 0 | 0 | 0 | 0 | 0 | 0 | 0 | 0 | 0 | 0 | 0 | 0 | 0 | 0 | 0 | 0 | 0
Residential_Manufactured Home Moderate Income_New_Space Heating_Natural Gas_Furnace_E8_Baseline Forecast | Residential | Manufactured Home Moderate Income | New | Space Heating | Natural Gas | Furnace | E8 |  | Baseline Forecast | 0 | 0 | 0 | 0 | 0 | 0 | 0 | 0 | 0 | 0 | 0 | 0 | 0 | 0 | 0 | 0 | 0 | 0 | 0 | 0 | 0 | 0 | 0 | 0 | 0 | 0 | 0 | 0 | 0 | 0 | 0 | 0 | 0
Residential_Manufactured Home Moderate Income_New_Space Heating_Natural Gas_Furnace_E9_Baseline Forecast | Residential | Manufactured Home Moderate Income | New | Space Heating | Natural Gas | Furnace | E9 |  | Baseline Forecast | 0 | 0 | 0 | 0 | 0 | 0 | 0 | 0 | 0 | 0 | 0 | 0 | 0 | 0 | 0 | 0 | 0 | 0 | 0 | 0 | 0 | 0 | 0 | 0 | 0 | 0 | 0 | 0 | 0 | 0 | 0 | 0 | 0
Residential_Manufactured Home Moderate Income_New_Space Heating_Natural Gas_Furnace_E10_Baseline Forecast | Residential | Manufactured Home Moderate Income | New | Space Heating | Natural Gas | Furnace | E10 |  | Baseline Forecast | 0 | 0 | 0 | 0 | 0 | 0 | 0 | 0 | 0 | 0 | 0 | 0 | 0 | 0 | 0 | 0 | 0 | 0 | 0 | 0 | 0 | 0 | 0 | 0 | 0 | 0 | 0 | 0 | 0 | 0 | 0 | 0 | 0
Residential_Manufactured Home Moderate Income_New_Space Heating_Natural Gas_Furnace_Vintage_Baseline Forecast | Residential | Manufactured Home Moderate Income | New | Space Heating | Natural Gas | Furnace | Vintage |  | Baseline Forecast | 0 | 0 | 0 | 0 | 0 | 0 | 0 | 0 | 0 | 0 | 0 | 0 | 0 | 0 | 0 | 0 | 0 | 0 | 0 | 0 | 0 | 0 | 0 | 0 | 0 | 0 | 0 | 0 | 0 | 0 | 0 | 0 | 0
Residential_Manufactured Home Moderate Income_New_Space Heating_Natural Gas_Boiler_E1_Baseline Forecast | Residential | Manufactured Home Moderate Income | New | Space Heating | Natural Gas | Boiler | E1 |  | Baseline Forecast | 0 | 0 | 0 | 0 | 0 | 0 | 0 | 0 | 0 | 0 | 0 | 0 | 0 | 0 | 0 | 0 | 0 | 0 | 0 | 0 | 0 | 0 | 0 | 0 | 0 | 0 | 0 | 0 | 0 | 0 | 0 | 0 | 0
Residential_Manufactured Home Moderate Income_New_Space Heating_Natural Gas_Boiler_E2_Baseline Forecast | Residential | Manufactured Home Moderate Income | New | Space Heating | Natural Gas | Boiler | E2 |  | Baseline Forecast | 0 | 0 | 0 | 0 | 0 | 0 | 0 | 0 | 0 | 0 | 0 | 0 | 0 | 0 | 0 | 0 | 0 | 0 | 0 | 0 | 0 | 0 | 0 | 0 | 0 | 0 | 0 | 0 | 0 | 0 | 0 | 0 | 0
Residential_Manufactured Home Moderate Income_New_Space Heating_Natural Gas_Boiler_E3_Baseline Forecast | Residential | Manufactured Home Moderate Income | New | Space Heating | Natural Gas | Boiler | E3 |  | Baseline Forecast | 0 | 0 | 0 | 0 | 0 | 0 | 0 | 0 | 0 | 0 | 0 | 0 | 0 | 0 | 0 | 0 | 0 | 0 | 0 | 0 | 0 | 0 | 0 | 0 | 0 | 0 | 0 | 0 | 0 | 0 | 0 | 0 | 0
Residential_Manufactured Home Moderate Income_New_Space Heating_Natural Gas_Boiler_E4_Baseline Forecast | Residential | Manufactured Home Moderate Income | New | Space Heating | Natural Gas | Boiler | E4 |  | Baseline Forecast | 0 | 0 | 0 | 0 | 0 | 0 | 0 | 0 | 0 | 0 | 0 | 0 | 0 | 0 | 0 | 0 | 0 | 0 | 0 | 0 | 0 | 0 | 0 | 0 | 0 | 0 | 0 | 0 | 0 | 0 | 0 | 0 | 0
Residential_Manufactured Home Moderate Income_New_Space Heating_Natural Gas_Boiler_E5_Baseline Forecast | Residential | Manufactured Home Moderate Income | New | Space Heating | Natural Gas | Boiler | E5 |  | Baseline Forecast | 0 | 0 | 0 | 0 | 0 | 0 | 0 | 0 | 0 | 0 | 0 | 0 | 0 | 0 | 0 | 0 | 0 | 0 | 0 | 0 | 0 | 0 | 0 | 0 | 0 | 0 | 0 | 0 | 0 | 0 | 0 | 0 | 0
Residential_Manufactured Home Moderate Income_New_Space Heating_Natural Gas_Boiler_E6_Baseline Forecast | Residential | Manufactured Home Moderate Income | New | Space Heating | Natural Gas | Boiler | E6 |  | Baseline Forecast | 0 | 0 | 0 | 0 | 0 | 0 | 0 | 0 | 0 | 0 | 0 | 0 | 0 | 0 | 0 | 0 | 0 | 0 | 0 | 0 | 0 | 0 | 0 | 0 | 0 | 0 | 0 | 0 | 0 | 0 | 0 | 0 | 0
Residential_Manufactured Home Moderate Income_New_Space Heating_Natural Gas_Boiler_E7_Baseline Forecast | Residential | Manufactured Home Moderate Income | New | Space Heating | Natural Gas | Boiler | E7 |  | Baseline Forecast | 0 | 0 | 0 | 0 | 0 | 0 | 0 | 0 | 0 | 0 | 0 | 0 | 0 | 0 | 0 | 0 | 0 | 0 | 0 | 0 | 0 | 0 | 0 | 0 | 0 | 0 | 0 | 0 | 0 | 0 | 0 | 0 | 0
Residential_Manufactured Home Moderate Income_New_Space Heating_Natural Gas_Boiler_E8_Baseline Forecast | Residential | Manufactured Home Moderate Income | New | Space Heating | Natural Gas | Boiler | E8 |  | Baseline Forecast | 0 | 0 | 0 | 0 | 0 | 0 | 0 | 0 | 0 | 0 | 0 | 0 | 0 | 0 | 0 | 0 | 0 | 0 | 0 | 0 | 0 | 0 | 0 | 0 | 0 | 0 | 0 | 0 | 0 | 0 | 0 | 0 | 0
Residential_Manufactured Home Moderate Income_New_Space Heating_Natural Gas_Boiler_E9_Baseline Forecast | Residential | Manufactured Home Moderate Income | New | Space Heating | Natural Gas | Boiler | E9 |  | Baseline Forecast | 0 | 0 | 0 | 0 | 0 | 0 | 0 | 0 | 0 | 0 | 0 | 0 | 0 | 0 | 0 | 0 | 0 | 0 | 0 | 0 | 0 | 0 | 0 | 0 | 0 | 0 | 0 | 0 | 0 | 0 | 0 | 0 | 0
Residential_Manufactured Home Moderate Income_New_Space Heating_Natural Gas_Boiler_E10_Baseline Forecast | Residential | Manufactured Home Moderate Income | New | Space Heating | Natural Gas | Boiler | E10 |  | Baseline Forecast | 0 | 0 | 0 | 0 | 0 | 0 | 0 | 0 | 0 | 0 | 0 | 0 | 0 | 0 | 0 | 0 | 0 | 0 | 0 | 0 | 0 | 0 | 0 | 0 | 0 | 0 | 0 | 0 | 0 | 0 | 0 | 0 | 0
Residential_Manufactured Home Moderate Income_New_Space Heating_Natural Gas_Boiler_Vintage_Baseline Forecast | Residential | Manufactured Home Moderate Income | New | Space Heating | Natural Gas | Boiler | Vintage |  | Baseline Forecast | 0 | 0 | 0 | 0 | 0 | 0 | 0 | 0 | 0 | 0 | 0 | 0 | 0 | 0 | 0 | 0 | 0 | 0 | 0 | 0 | 0 | 0 | 0 | 0 | 0 | 0 | 0 | 0 | 0 | 0 | 0 | 0 | 0
Residential_Manufactured Home Moderate Income_New_Secondary Heating_Natural Gas_Fireplace_E1_Baseline Forecast | Residential | Manufactured Home Moderate Income | New | Secondary Heating | Natural Gas | Fireplace | E1 |  | Baseline Forecast | 0 | 3.0319 | 7.6169 | 11.9402 | 15.9998 | 19.7822 | 23.5091 | 27.1819 | 30.782 | 34.3367 | 37.8722 | 41.3882 | 44.8908 | 48.386 | 51.8693 | 55.3427 | 58.8071 | 62.2688 | 65.7273 | 69.1762 | 72.615 | 76.0437 | 79.4654 | 82.8798 | 86.2827 | 89.6741 | 93.0537 | 96.4229 | 99.7816 | 103.1281 | 106.4625 | 109.7847 | 113.2106
Residential_Manufactured Home Moderate Income_New_Secondary Heating_Natural Gas_Fireplace_E2_Baseline Forecast | Residential | Manufactured Home Moderate Income | New | Secondary Heating | Natural Gas | Fireplace | E2 |  | Baseline Forecast | 0 | 0 | 0 | 0 | 0 | 0 | 0 | 0 | 0 | 0 | 0 | 0 | 0 | 0 | 0 | 0 | 0 | 0 | 0 | 0 | 0 | 0 | 0 | 0 | 0 | 0 | 0 | 0 | 0 | 0 | 0 | 0 | 0
Residential_Manufactured Home Moderate Income_New_Secondary Heating_Natural Gas_Fireplace_E3_Baseline Forecast | Residential | Manufactured Home Moderate Income | New | Secondary Heating | Natural Gas | Fireplace | E3 |  | Baseline Forecast | 0 | 0 | 0 | 0 | 0 | 0 | 0 | 0 | 0 | 0 | 0 | 0 | 0 | 0 | 0 | 0 | 0 | 0 | 0 | 0 | 0 | 0 | 0 | 0 | 0 | 0 | 0 | 0 | 0 | 0 | 0 | 0 | 0
Residential_Manufactured Home Moderate Income_New_Secondary Heating_Natural Gas_Fireplace_E4_Baseline Forecast | Residential | Manufactured Home Moderate Income | New | Secondary Heating | Natural Gas | Fireplace | E4 |  | Baseline Forecast | 0 | 0 | 0 | 0 | 0 | 0 | 0 | 0 | 0 | 0 | 0 | 0 | 0 | 0 | 0 | 0 | 0 | 0 | 0 | 0 | 0 | 0 | 0 | 0 | 0 | 0 | 0 | 0 | 0 | 0 | 0 | 0 | 0
Residential_Manufactured Home Moderate Income_New_Secondary Heating_Natural Gas_Fireplace_E5_Baseline Forecast | Residential | Manufactured Home Moderate Income | New | Secondary Heating | Natural Gas | Fireplace | E5 |  | Baseline Forecast | 0 | 0 | 0 | 0 | 0 | 0 | 0 | 0 | 0 | 0 | 0 | 0 | 0 | 0 | 0 | 0 | 0 | 0 | 0 | 0 | 0 | 0 | 0 | 0 | 0 | 0 | 0 | 0 | 0 | 0 | 0 | 0 | 0
Residential_Manufactured Home Moderate Income_New_Secondary Heating_Natural Gas_Fireplace_E6_Baseline Forecast | Residential | Manufactured Home Moderate Income | New | Secondary Heating | Natural Gas | Fireplace | E6 |  | Baseline Forecast | 0 | 0 | 0 | 0 | 0 | 0 | 0 | 0 | 0 | 0 | 0 | 0 | 0 | 0 | 0 | 0 | 0 | 0 | 0 | 0 | 0 | 0 | 0 | 0 | 0 | 0 | 0 | 0 | 0 | 0 | 0 | 0 | 0
Residential_Manufactured Home Moderate Income_New_Secondary Heating_Natural Gas_Fireplace_E7_Baseline Forecast | Residential | Manufactured Home Moderate Income | New | Secondary Heating | Natural Gas | Fireplace | E7 |  | Baseline Forecast | 0 | 0 | 0 | 0 | 0 | 0 | 0 | 0 | 0 | 0 | 0 | 0 | 0 | 0 | 0 | 0 | 0 | 0 | 0 | 0 | 0 | 0 | 0 | 0 | 0 | 0 | 0 | 0 | 0 | 0 | 0 | 0 | 0
Residential_Manufactured Home Moderate Income_New_Secondary Heating_Natural Gas_Fireplace_E8_Baseline Forecast | Residential | Manufactured Home Moderate Income | New | Secondary Heating | Natural Gas | Fireplace | E8 |  | Baseline Forecast | 0 | 0 | 0 | 0 | 0 | 0 | 0 | 0 | 0 | 0 | 0 | 0 | 0 | 0 | 0 | 0 | 0 | 0 | 0 | 0 | 0 | 0 | 0 | 0 | 0 | 0 | 0 | 0 | 0 | 0 | 0 | 0 | 0
Residential_Manufactured Home Moderate Income_New_Secondary Heating_Natural Gas_Fireplace_E9_Baseline Forecast | Residential | Manufactured Home Moderate Income | New | Secondary Heating | Natural Gas | Fireplace | E9 |  | Baseline Forecast | 0 | 0 | 0 | 0 | 0 | 0 | 0 | 0 | 0 | 0 | 0 | 0 | 0 | 0 | 0 | 0 | 0 | 0 | 0 | 0 | 0 | 0 | 0 | 0 | 0 | 0 | 0 | 0 | 0 | 0 | 0 | 0 | 0
Residential_Manufactured Home Moderate Income_New_Secondary Heating_Natural Gas_Fireplace_E10_Baseline Forecast | Residential | Manufactured Home Moderate Income | New | Secondary Heating | Natural Gas | Fireplace | E10 |  | Baseline Forecast | 0 | 0 | 0 | 0 | 0 | 0 | 0 | 0 | 0 | 0 | 0 | 0 | 0 | 0 | 0 | 0 | 0 | 0 | 0 | 0 | 0 | 0 | 0 | 0 | 0 | 0 | 0 | 0 | 0 | 0 | 0 | 0 | 0
Residential_Manufactured Home Moderate Income_New_Secondary Heating_Natural Gas_Fireplace_Vintage_Baseline Forecast | Residential | Manufactured Home Moderate Income | New | Secondary Heating | Natural Gas | Fireplace | Vintage |  | Baseline Forecast | 0 | 0 | 0 | 0 | 0 | 0 | 0 | 0 | 0 | 0 | 0 | 0 | 0 | 0 | 0 | 0 | 0 | 0 | 0 | 0 | 0 | 0 | 0 | 0 | 0 | 0 | 0 | 0 | 0 | 0 | 0 | 0 | 0
Residential_Manufactured Home Moderate Income_New_Water Heating_Natural Gas_Water Heater (<= 55 gal)_E1_Baseline Forecast | Residential | Manufactured Home Moderate Income | New | Water Heating | Natural Gas | Water Heater (<= 55 gal) | E1 |  | Baseline Forecast | 0 | 0 | 0 | 0 | 0 | 0 | 0 | 0 | 0 | 0 | 0 | 0 | 0 | 0 | 0 | 0 | 0 | 0 | 0 | 0 | 0 | 0 | 0 | 0 | 0 | 0 | 0 | 0 | 0 | 0 | 0 | 0 | 0
Residential_Manufactured Home Moderate Income_New_Water Heating_Natural Gas_Water Heater (<= 55 gal)_E2_Baseline Forecast | Residential | Manufactured Home Moderate Income | New | Water Heating | Natural Gas | Water Heater (<= 55 gal) | E2 |  | Baseline Forecast | 0 | 0 | 0 | 0 | 0 | 0 | 0 | 0 | 0 | 0 | 0 | 0 | 0 | 0 | 0 | 0 | 0 | 0 | 0 | 0 | 0 | 0 | 0 | 0 | 0 | 0 | 0 | 0 | 0 | 0 | 0 | 0 | 0
Residential_Manufactured Home Moderate Income_New_Water Heating_Natural Gas_Water Heater (<= 55 gal)_E3_Baseline Forecast | Residential | Manufactured Home Moderate Income | New | Water Heating | Natural Gas | Water Heater (<= 55 gal) | E3 |  | Baseline Forecast | 0 | 0 | 0 | 0 | 0 | 0 | 0 | 0 | 0 | 0 | 0 | 0 | 0 | 0 | 0 | 0 | 0 | 0 | 0 | 0 | 0 | 0 | 0 | 0 | 0 | 0 | 0 | 0 | 0 | 0 | 0 | 0 | 0
Residential_Manufactured Home Moderate Income_New_Water Heating_Natural Gas_Water Heater (<= 55 gal)_E4_Baseline Forecast | Residential | Manufactured Home Moderate Income | New | Water Heating | Natural Gas | Water Heater (<= 55 gal) | E4 |  | Baseline Forecast | 0 | 0 | 0 | 0 | 0 | 0 | 0 | 0 | 0 | 0 | 0 | 0 | 0 | 0 | 0 | 0 | 0 | 0 | 0 | 0 | 0 | 0 | 0 | 0 | 0 | 0 | 0 | 0 | 0 | 0 | 0 | 0 | 0
Residential_Manufactured Home Moderate Income_New_Water Heating_Natural Gas_Water Heater (<= 55 gal)_E5_Baseline Forecast | Residential | Manufactured Home Moderate Income | New | Water Heating | Natural Gas | Water Heater (<= 55 gal) | E5 |  | Baseline Forecast | 0 | 0 | 0 | 0 | 0 | 0 | 0 | 0 | 0 | 0 | 0 | 0 | 0 | 0 | 0 | 0 | 0 | 0 | 0 | 0 | 0 | 0 | 0 | 0 | 0 | 0 | 0 | 0 | 0 | 0 | 0 | 0 | 0
Residential_Manufactured Home Moderate Income_New_Water Heating_Natural Gas_Water Heater (<= 55 gal)_E6_Baseline Forecast | Residential | Manufactured Home Moderate Income | New | Water Heating | Natural Gas | Water Heater (<= 55 gal) | E6 |  | Baseline Forecast | 0 | 0 | 0 | 0 | 0 | 0 | 0 | 0 | 0 | 0 | 0 | 0 | 0 | 0 | 0 | 0 | 0 | 0 | 0 | 0 | 0 | 0 | 0 | 0 | 0 | 0 | 0 | 0 | 0 | 0 | 0 | 0 | 0
Residential_Manufactured Home Moderate Income_New_Water Heating_Natural Gas_Water Heater (<= 55 gal)_E7_Baseline Forecast | Residential | Manufactured Home Moderate Income | New | Water Heating | Natural Gas | Water Heater (<= 55 gal) | E7 |  | Baseline Forecast | 0 | 0 | 0 | 0 | 0 | 0 | 0 | 0 | 0 | 0 | 0 | 0 | 0 | 0 | 0 | 0 | 0 | 0 | 0 | 0 | 0 | 0 | 0 | 0 | 0 | 0 | 0 | 0 | 0 | 0 | 0 | 0 | 0
Residential_Manufactured Home Moderate Income_New_Water Heating_Natural Gas_Water Heater (<= 55 gal)_E8_Baseline Forecast | Residential | Manufactured Home Moderate Income | New | Water Heating | Natural Gas | Water Heater (<= 55 gal) | E8 |  | Baseline Forecast | 0 | 0 | 0 | 0 | 0 | 0 | 0 | 0 | 0 | 0 | 0 | 0 | 0 | 0 | 0 | 0 | 0 | 0 | 0 | 0 | 0 | 0 | 0 | 0 | 0 | 0 | 0 | 0 | 0 | 0 | 0 | 0 | 0
Residential_Manufactured Home Moderate Income_New_Water Heating_Natural Gas_Water Heater (<= 55 gal)_E9_Baseline Forecast | Residential | Manufactured Home Moderate Income | New | Water Heating | Natural Gas | Water Heater (<= 55 gal) | E9 |  | Baseline Forecast | 0 | 0 | 0 | 0 | 0 | 0 | 0 | 0 | 0 | 0 | 0 | 0 | 0 | 0 | 0 | 0 | 0 | 0 | 0 | 0 | 0 | 0 | 0 | 0 | 0 | 0 | 0 | 0 | 0 | 0 | 0 | 0 | 0
Residential_Manufactured Home Moderate Income_New_Water Heating_Natural Gas_Water Heater (<= 55 gal)_E10_Baseline Forecast | Residential | Manufactured Home Moderate Income | New | Water Heating | Natural Gas | Water Heater (<= 55 gal) | E10 |  | Baseline Forecast | 0 | 0 | 0 | 0 | 0 | 0 | 0 | 0 | 0 | 0 | 0 | 0 | 0 | 0 | 0 | 0 | 0 | 0 | 0 | 0 | 0 | 0 | 0 | 0 | 0 | 0 | 0 | 0 | 0 | 0 | 0 | 0 | 0
Residential_Manufactured Home Moderate Income_New_Water Heating_Natural Gas_Water Heater (<= 55 gal)_Vintage_Baseline Forecast | Residential | Manufactured Home Moderate Income | New | Water Heating | Natural Gas | Water Heater (<= 55 gal) | Vintage |  | Baseline Forecast | 0 | 0 | 0 | 0 | 0 | 0 | 0 | 0 | 0 | 0 | 0 | 0 | 0 | 0 | 0 | 0 | 0 | 0 | 0 | 0 | 0 | 0 | 0 | 0 | 0 | 0 | 0 | 0 | 0 | 0 | 0 | 0 | 0
Residential_Manufactured Home Moderate Income_New_Water Heating_Natural Gas_Water Heater (> 55 gal)_E1_Baseline Forecast | Residential | Manufactured Home Moderate Income | New | Water Heating | Natural Gas | Water Heater (> 55 gal) | E1 |  | Baseline Forecast | 0 | 0 | 0 | 0 | 0 | 0 | 0 | 0 | 0 | 0 | 0 | 0 | 0 | 0 | 0 | 0 | 0 | 0 | 0 | 0 | 0 | 0 | 0 | 0 | 0 | 0 | 0 | 0 | 0 | 0 | 0 | 0 | 0
Residential_Manufactured Home Moderate Income_New_Water Heating_Natural Gas_Water Heater (> 55 gal)_E2_Baseline Forecast | Residential | Manufactured Home Moderate Income | New | Water Heating | Natural Gas | Water Heater (> 55 gal) | E2 |  | Baseline Forecast | 0 | 0 | 0 | 0 | 0 | 0 | 0 | 0 | 0 | 0 | 0 | 0 | 0 | 0 | 0 | 0 | 0 | 0 | 0 | 0 | 0 | 0 | 0 | 0 | 0 | 0 | 0 | 0 | 0 | 0 | 0 | 0 | 0
Residential_Manufactured Home Moderate Income_New_Water Heating_Natural Gas_Water Heater (> 55 gal)_E3_Baseline Forecast | Residential | Manufactured Home Moderate Income | New | Water Heating | Natural Gas | Water Heater (> 55 gal) | E3 |  | Baseline Forecast | 0 | 0 | 0 | 0 | 0 | 0 | 0 | 0 | 0 | 0 | 0 | 0 | 0 | 0 | 0 | 0 | 0 | 0 | 0 | 0 | 0 | 0 | 0 | 0 | 0 | 0 | 0 | 0 | 0 | 0 | 0 | 0 | 0
Residential_Manufactured Home Moderate Income_New_Water Heating_Natural Gas_Water Heater (> 55 gal)_E4_Baseline Forecast | Residential | Manufactured Home Moderate Income | New | Water Heating | Natural Gas | Water Heater (> 55 gal) | E4 |  | Baseline Forecast | 0 | 0 | 0 | 0 | 0 | 0 | 0 | 0 | 0 | 0 | 0 | 0 | 0 | 0 | 0 | 0 | 0 | 0 | 0 | 0 | 0 | 0 | 0 | 0 | 0 | 0 | 0 | 0 | 0 | 0 | 0 | 0 | 0
Residential_Manufactured Home Moderate Income_New_Water Heating_Natural Gas_Water Heater (> 55 gal)_E5_Baseline Forecast | Residential | Manufactured Home Moderate Income | New | Water Heating | Natural Gas | Water Heater (> 55 gal) | E5 |  | Baseline Forecast | 0 | 0 | 0 | 0 | 0 | 0 | 0 | 0 | 0 | 0 | 0 | 0 | 0 | 0 | 0 | 0 | 0 | 0 | 0 | 0 | 0 | 0 | 0 | 0 | 0 | 0 | 0 | 0 | 0 | 0 | 0 | 0 | 0
Residential_Manufactured Home Moderate Income_New_Water Heating_Natural Gas_Water Heater (> 55 gal)_E6_Baseline Forecast | Residential | Manufactured Home Moderate Income | New | Water Heating | Natural Gas | Water Heater (> 55 gal) | E6 |  | Baseline Forecast | 0 | 0 | 0 | 0 | 0 | 0 | 0 | 0 | 0 | 0 | 0 | 0 | 0 | 0 | 0 | 0 | 0 | 0 | 0 | 0 | 0 | 0 | 0 | 0 | 0 | 0 | 0 | 0 | 0 | 0 | 0 | 0 | 0
Residential_Manufactured Home Moderate Income_New_Water Heating_Natural Gas_Water Heater (> 55 gal)_E7_Baseline Forecast | Residential | Manufactured Home Moderate Income | New | Water Heating | Natural Gas | Water Heater (> 55 gal) | E7 |  | Baseline Forecast | 0 | 0 | 0 | 0 | 0 | 0 | 0 | 0 | 0 | 0 | 0 | 0 | 0 | 0 | 0 | 0 | 0 | 0 | 0 | 0 | 0 | 0 | 0 | 0 | 0 | 0 | 0 | 0 | 0 | 0 | 0 | 0 | 0
Residential_Manufactured Home Moderate Income_New_Water Heating_Natural Gas_Water Heater (> 55 gal)_E8_Baseline Forecast | Residential | Manufactured Home Moderate Income | New | Water Heating | Natural Gas | Water Heater (> 55 gal) | E8 |  | Baseline Forecast | 0 | 0 | 0 | 0 | 0 | 0 | 0 | 0 | 0 | 0 | 0 | 0 | 0 | 0 | 0 | 0 | 0 | 0 | 0 | 0 | 0 | 0 | 0 | 0 | 0 | 0 | 0 | 0 | 0 | 0 | 0 | 0 | 0
Residential_Manufactured Home Moderate Income_New_Water Heating_Natural Gas_Water Heater (> 55 gal)_E9_Baseline Forecast | Residential | Manufactured Home Moderate Income | New | Water Heating | Natural Gas | Water Heater (> 55 gal) | E9 |  | Baseline Forecast | 0 | 0 | 0 | 0 | 0 | 0 | 0 | 0 | 0 | 0 | 0 | 0 | 0 | 0 | 0 | 0 | 0 | 0 | 0 | 0 | 0 | 0 | 0 | 0 | 0 | 0 | 0 | 0 | 0 | 0 | 0 | 0 | 0
Residential_Manufactured Home Moderate Income_New_Water Heating_Natural Gas_Water Heater (> 55 gal)_E10_Baseline Forecast | Residential | Manufactured Home Moderate Income | New | Water Heating | Natural Gas | Water Heater (> 55 gal) | E10 |  | Baseline Forecast | 0 | 0 | 0 | 0 | 0 | 0 | 0 | 0 | 0 | 0 | 0 | 0 | 0 | 0 | 0 | 0 | 0 | 0 | 0 | 0 | 0 | 0 | 0 | 0 | 0 | 0 | 0 | 0 | 0 | 0 | 0 | 0 | 0
Residential_Manufactured Home Moderate Income_New_Water Heating_Natural Gas_Water Heater (> 55 gal)_Vintage_Baseline Forecast | Residential | Manufactured Home Moderate Income | New | Water Heating | Natural Gas | Water Heater (> 55 gal) | Vintage |  | Baseline Forecast | 0 | 0 | 0 | 0 | 0 | 0 | 0 | 0 | 0 | 0 | 0 | 0 | 0 | 0 | 0 | 0 | 0 | 0 | 0 | 0 | 0 | 0 | 0 | 0 | 0 | 0 | 0 | 0 | 0 | 0 | 0 | 0 | 0
Residential_Manufactured Home Moderate Income_New_Appliances_Natural Gas_Clothes Dryer_E1_Baseline Forecast | Residential | Manufactured Home Moderate Income | New | Appliances | Natural Gas | Clothes Dryer | E1 |  | Baseline Forecast | 0 | 1.6833 | 4.2281 | 6.6266 | 8.8781 | 10.9749 | 13.04 | 15.0742 | 17.0673 | 19.0342 | 20.9896 | 22.9332 | 24.8682 | 26.7979 | 28.72 | 30.6354 | 32.5447 | 34.4515 | 36.3547 | 38.2512 | 40.1414 | 42.0252 | 43.9044 | 45.7788 | 47.6462 | 49.5066 | 51.3599 | 53.207 | 55.0477 | 56.8812 | 58.7077 | 60.5274 | 62.4042
Residential_Manufactured Home Moderate Income_New_Appliances_Natural Gas_Clothes Dryer_E2_Baseline Forecast | Residential | Manufactured Home Moderate Income | New | Appliances | Natural Gas | Clothes Dryer | E2 |  | Baseline Forecast | 0 | 1.348 | 3.3862 | 5.3074 | 7.1108 | 8.7903 | 10.4449 | 12.0751 | 13.6727 | 15.2497 | 16.8179 | 18.3772 | 19.9306 | 21.4806 | 23.0253 | 24.5655 | 26.1017 | 27.6366 | 29.1706 | 30.7005 | 32.2256 | 33.7458 | 35.2625 | 36.7755 | 38.283 | 39.7849 | 41.2809 | 42.7717 | 44.2572 | 45.7367 | 47.2099 | 48.6767 | 50.1885
Residential_Manufactured Home Moderate Income_New_Appliances_Natural Gas_Clothes Dryer_E3_Baseline Forecast | Residential | Manufactured Home Moderate Income | New | Appliances | Natural Gas | Clothes Dryer | E3 |  | Baseline Forecast | 0 | 0 | 0 | 0 | 0 | 0 | 0 | 0 | 0 | 0 | 0 | 0 | 0 | 0 | 0 | 0 | 0 | 0 | 0 | 0 | 0 | 0 | 0 | 0 | 0 | 0 | 0 | 0 | 0 | 0 | 0 | 0 | 0
Residential_Manufactured Home Moderate Income_New_Appliances_Natural Gas_Clothes Dryer_E4_Baseline Forecast | Residential | Manufactured Home Moderate Income | New | Appliances | Natural Gas | Clothes Dryer | E4 |  | Baseline Forecast | 0 | 0 | 0 | 0 | 0 | 0 | 0 | 0 | 0 | 0 | 0 | 0 | 0 | 0 | 0 | 0 | 0 | 0 | 0 | 0 | 0 | 0 | 0 | 0 | 0 | 0 | 0 | 0 | 0 | 0 | 0 | 0 | 0
Residential_Manufactured Home Moderate Income_New_Appliances_Natural Gas_Clothes Dryer_E5_Baseline Forecast | Residential | Manufactured Home Moderate Income | New | Appliances | Natural Gas | Clothes Dryer | E5 |  | Baseline Forecast | 0 | 0 | 0 | 0 | 0 | 0 | 0 | 0 | 0 | 0 | 0 | 0 | 0 | 0 | 0 | 0 | 0 | 0 | 0 | 0 | 0 | 0 | 0 | 0 | 0 | 0 | 0 | 0 | 0 | 0 | 0 | 0 | 0
Residential_Manufactured Home Moderate Income_New_Appliances_Natural Gas_Clothes Dryer_E6_Baseline Forecast | Residential | Manufactured Home Moderate Income | New | Appliances | Natural Gas | Clothes Dryer | E6 |  | Baseline Forecast | 0 | 0 | 0 | 0 | 0 | 0 | 0 | 0 | 0 | 0 | 0 | 0 | 0 | 0 | 0 | 0 | 0 | 0 | 0 | 0 | 0 | 0 | 0 | 0 | 0 | 0 | 0 | 0 | 0 | 0 | 0 | 0 | 0
Residential_Manufactured Home Moderate Income_New_Appliances_Natural Gas_Clothes Dryer_E7_Baseline Forecast | Residential | Manufactured Home Moderate Income | New | Appliances | Natural Gas | Clothes Dryer | E7 |  | Baseline Forecast | 0 | 0 | 0 | 0 | 0 | 0 | 0 | 0 | 0 | 0 | 0 | 0 | 0 | 0 | 0 | 0 | 0 | 0 | 0 | 0 | 0 | 0 | 0 | 0 | 0 | 0 | 0 | 0 | 0 | 0 | 0 | 0 | 0
Residential_Manufactured Home Moderate Income_New_Appliances_Natural Gas_Clothes Dryer_E8_Baseline Forecast | Residential | Manufactured Home Moderate Income | New | Appliances | Natural Gas | Clothes Dryer | E8 |  | Baseline Forecast | 0 | 0 | 0 | 0 | 0 | 0 | 0 | 0 | 0 | 0 | 0 | 0 | 0 | 0 | 0 | 0 | 0 | 0 | 0 | 0 | 0 | 0 | 0 | 0 | 0 | 0 | 0 | 0 | 0 | 0 | 0 | 0 | 0
Residential_Manufactured Home Moderate Income_New_Appliances_Natural Gas_Clothes Dryer_E9_Baseline Forecast | Residential | Manufactured Home Moderate Income | New | Appliances | Natural Gas | Clothes Dryer | E9 |  | Baseline Forecast | 0 | 0 | 0 | 0 | 0 | 0 | 0 | 0 | 0 | 0 | 0 | 0 | 0 | 0 | 0 | 0 | 0 | 0 | 0 | 0 | 0 | 0 | 0 | 0 | 0 | 0 | 0 | 0 | 0 | 0 | 0 | 0 | 0
Residential_Manufactured Home Moderate Income_New_Appliances_Natural Gas_Clothes Dryer_E10_Baseline Forecast | Residential | Manufactured Home Moderate Income | New | Appliances | Natural Gas | Clothes Dryer | E10 |  | Baseline Forecast | 0 | 0 | 0 | 0 | 0 | 0 | 0 | 0 | 0 | 0 | 0 | 0 | 0 | 0 | 0 | 0 | 0 | 0 | 0 | 0 | 0 | 0 | 0 | 0 | 0 | 0 | 0 | 0 | 0 | 0 | 0 | 0 | 0
Residential_Manufactured Home Moderate Income_New_Appliances_Natural Gas_Clothes Dryer_Vintage_Baseline Forecast | Residential | Manufactured Home Moderate Income | New | Appliances | Natural Gas | Clothes Dryer | Vintage |  | Baseline Forecast | 0 | 0 | 0 | 0 | 0 | 0 | 0 | 0 | 0 | 0 | 0 | 0 | 0 | 0 | 0 | 0 | 0 | 0 | 0 | 0 | 0 | 0 | 0 | 0 | 0 | 0 | 0 | 0 | 0 | 0 | 0 | 0 | 0
Residential_Manufactured Home Moderate Income_New_Appliances_Natural Gas_Stove/Oven_E1_Baseline Forecast | Residential | Manufactured Home Moderate Income | New | Appliances | Natural Gas | Stove/Oven | E1 |  | Baseline Forecast | 0 | 1.8833 | 4.7282 | 7.4071 | 9.9194 | 12.2566 | 14.5562 | 16.8193 | 19.0343 | 21.2182 | 23.3873 | 25.5411 | 27.6832 | 29.8173 | 31.9409 | 34.055 | 36.1602 | 38.2606 | 40.3547 | 42.4392 | 44.5148 | 46.5814 | 48.641 | 50.6934 | 52.7361 | 54.7693 | 56.7928 | 58.8077 | 60.8137 | 62.8101 | 64.7971 | 66.7749 | 68.8142
Residential_Manufactured Home Moderate Income_New_Appliances_Natural Gas_Stove/Oven_E2_Baseline Forecast | Residential | Manufactured Home Moderate Income | New | Appliances | Natural Gas | Stove/Oven | E2 |  | Baseline Forecast | 0 | 0.81007 | 2.0341 | 3.1868 | 4.2677 | 5.2734 | 6.2635 | 7.2383 | 8.1928 | 9.1343 | 10.0699 | 10.9997 | 11.9255 | 12.8489 | 13.7687 | 14.6855 | 15.5993 | 16.5121 | 17.4245 | 18.3342 | 19.2404 | 20.143 | 21.0428 | 21.9397 | 22.8325 | 23.7212 | 24.6055 | 25.4858 | 26.3622 | 27.234 | 28.101 | 28.963 | 29.8504
Residential_Manufactured Home Moderate Income_New_Appliances_Natural Gas_Stove/Oven_E3_Baseline Forecast | Residential | Manufactured Home Moderate Income | New | Appliances | Natural Gas | Stove/Oven | E3 |  | Baseline Forecast | 0 | 0 | 0 | 0 | 0 | 0 | 0 | 0 | 0 | 0 | 0 | 0 | 0 | 0 | 0 | 0 | 0 | 0 | 0 | 0 | 0 | 0 | 0 | 0 | 0 | 0 | 0 | 0 | 0 | 0 | 0 | 0 | 0
Residential_Manufactured Home Moderate Income_New_Appliances_Natural Gas_Stove/Oven_E4_Baseline Forecast | Residential | Manufactured Home Moderate Income | New | Appliances | Natural Gas | Stove/Oven | E4 |  | Baseline Forecast | 0 | 0 | 0 | 0 | 0 | 0 | 0 | 0 | 0 | 0 | 0 | 0 | 0 | 0 | 0 | 0 | 0 | 0 | 0 | 0 | 0 | 0 | 0 | 0 | 0 | 0 | 0 | 0 | 0 | 0 | 0 | 0 | 0
Residential_Manufactured Home Moderate Income_New_Appliances_Natural Gas_Stove/Oven_E5_Baseline Forecast | Residential | Manufactured Home Moderate Income | New | Appliances | Natural Gas | Stove/Oven | E5 |  | Baseline Forecast | 0 | 0 | 0 | 0 | 0 | 0 | 0 | 0 | 0 | 0 | 0 | 0 | 0 | 0 | 0 | 0 | 0 | 0 | 0 | 0 | 0 | 0 | 0 | 0 | 0 | 0 | 0 | 0 | 0 | 0 | 0 | 0 | 0
Residential_Manufactured Home Moderate Income_New_Appliances_Natural Gas_Stove/Oven_E6_Baseline Forecast | Residential | Manufactured Home Moderate Income | New | Appliances | Natural Gas | Stove/Oven | E6 |  | Baseline Forecast | 0 | 0 | 0 | 0 | 0 | 0 | 0 | 0 | 0 | 0 | 0 | 0 | 0 | 0 | 0 | 0 | 0 | 0 | 0 | 0 | 0 | 0 | 0 | 0 | 0 | 0 | 0 | 0 | 0 | 0 | 0 | 0 | 0
Residential_Manufactured Home Moderate Income_New_Appliances_Natural Gas_Stove/Oven_E7_Baseline Forecast | Residential | Manufactured Home Moderate Income | New | Appliances | Natural Gas | Stove/Oven | E7 |  | Baseline Forecast | 0 | 0 | 0 | 0 | 0 | 0 | 0 | 0 | 0 | 0 | 0 | 0 | 0 | 0 | 0 | 0 | 0 | 0 | 0 | 0 | 0 | 0 | 0 | 0 | 0 | 0 | 0 | 0 | 0 | 0 | 0 | 0 | 0
Residential_Manufactured Home Moderate Income_New_Appliances_Natural Gas_Stove/Oven_E8_Baseline Forecast | Residential | Manufactured Home Moderate Income | New | Appliances | Natural Gas | Stove/Oven | E8 |  | Baseline Forecast | 0 | 0 | 0 | 0 | 0 | 0 | 0 | 0 | 0 | 0 | 0 | 0 | 0 | 0 | 0 | 0 | 0 | 0 | 0 | 0 | 0 | 0 | 0 | 0 | 0 | 0 | 0 | 0 | 0 | 0 | 0 | 0 | 0
Residential_Manufactured Home Moderate Income_New_Appliances_Natural Gas_Stove/Oven_E9_Baseline Forecast | Residential | Manufactured Home Moderate Income | New | Appliances | Natural Gas | Stove/Oven | E9 |  | Baseline Forecast | 0 | 0 | 0 | 0 | 0 | 0 | 0 | 0 | 0 | 0 | 0 | 0 | 0 | 0 | 0 | 0 | 0 | 0 | 0 | 0 | 0 | 0 | 0 | 0 | 0 | 0 | 0 | 0 | 0 | 0 | 0 | 0 | 0
Residential_Manufactured Home Moderate Income_New_Appliances_Natural Gas_Stove/Oven_E10_Baseline Forecast | Residential | Manufactured Home Moderate Income | New | Appliances | Natural Gas | Stove/Oven | E10 |  | Baseline Forecast | 0 | 0 | 0 | 0 | 0 | 0 | 0 | 0 | 0 | 0 | 0 | 0 | 0 | 0 | 0 | 0 | 0 | 0 | 0 | 0 | 0 | 0 | 0 | 0 | 0 | 0 | 0 | 0 | 0 | 0 | 0 | 0 | 0
Residential_Manufactured Home Moderate Income_New_Appliances_Natural Gas_Stove/Oven_Vintage_Baseline Forecast | Residential | Manufactured Home Moderate Income | New | Appliances | Natural Gas | Stove/Oven | Vintage |  | Baseline Forecast | 0 | 0 | 0 | 0 | 0 | 0 | 0 | 0 | 0 | 0 | 0 | 0 | 0 | 0 | 0 | 0 | 0 | 0 | 0 | 0 | 0 | 0 | 0 | 0 | 0 | 0 | 0 | 0 | 0 | 0 | 0 | 0 | 0
Residential_Manufactured Home Moderate Income_New_Miscellaneous_Natural Gas_Pool Heater_E1_Baseline Forecast | Residential | Manufactured Home Moderate Income | New | Miscellaneous | Natural Gas | Pool Heater | E1 |  | Baseline Forecast | 0 | 0 | 0 | 0 | 0 | 0 | 0 | 0 | 0 | 0 | 0 | 0 | 0 | 0 | 0 | 0 | 0 | 0 | 0 | 0 | 0 | 0 | 0 | 0 | 0 | 0 | 0 | 0 | 0 | 0 | 0 | 0 | 0
Residential_Manufactured Home Moderate Income_New_Miscellaneous_Natural Gas_Pool Heater_E2_Baseline Forecast | Residential | Manufactured Home Moderate Income | New | Miscellaneous | Natural Gas | Pool Heater | E2 |  | Baseline Forecast | 0 | 0 | 0 | 0 | 0 | 0 | 0 | 0 | 0 | 0 | 0 | 0 | 0 | 0 | 0 | 0 | 0 | 0 | 0 | 0 | 0 | 0 | 0 | 0 | 0 | 0 | 0 | 0 | 0 | 0 | 0 | 0 | 0
Residential_Manufactured Home Moderate Income_New_Miscellaneous_Natural Gas_Pool Heater_E3_Baseline Forecast | Residential | Manufactured Home Moderate Income | New | Miscellaneous | Natural Gas | Pool Heater | E3 |  | Baseline Forecast | 0 | 0 | 0 | 0 | 0 | 0 | 0 | 0 | 0 | 0 | 0 | 0 | 0 | 0 | 0 | 0 | 0 | 0 | 0 | 0 | 0 | 0 | 0 | 0 | 0 | 0 | 0 | 0 | 0 | 0 | 0 | 0 | 0
Residential_Manufactured Home Moderate Income_New_Miscellaneous_Natural Gas_Pool Heater_E4_Baseline Forecast | Residential | Manufactured Home Moderate Income | New | Miscellaneous | Natural Gas | Pool Heater | E4 |  | Baseline Forecast | 0 | 0 | 0 | 0 | 0 | 0 | 0 | 0 | 0 | 0 | 0 | 0 | 0 | 0 | 0 | 0 | 0 | 0 | 0 | 0 | 0 | 0 | 0 | 0 | 0 | 0 | 0 | 0 | 0 | 0 | 0 | 0 | 0
Residential_Manufactured Home Moderate Income_New_Miscellaneous_Natural Gas_Pool Heater_E5_Baseline Forecast | Residential | Manufactured Home Moderate Income | New | Miscellaneous | Natural Gas | Pool Heater | E5 |  | Baseline Forecast | 0 | 0 | 0 | 0 | 0 | 0 | 0 | 0 | 0 | 0 | 0 | 0 | 0 | 0 | 0 | 0 | 0 | 0 | 0 | 0 | 0 | 0 | 0 | 0 | 0 | 0 | 0 | 0 | 0 | 0 | 0 | 0 | 0
Residential_Manufactured Home Moderate Income_New_Miscellaneous_Natural Gas_Pool Heater_E6_Baseline Forecast | Residential | Manufactured Home Moderate Income | New | Miscellaneous | Natural Gas | Pool Heater | E6 |  | Baseline Forecast | 0 | 0 | 0 | 0 | 0 | 0 | 0 | 0 | 0 | 0 | 0 | 0 | 0 | 0 | 0 | 0 | 0 | 0 | 0 | 0 | 0 | 0 | 0 | 0 | 0 | 0 | 0 | 0 | 0 | 0 | 0 | 0 | 0
Residential_Manufactured Home Moderate Income_New_Miscellaneous_Natural Gas_Pool Heater_E7_Baseline Forecast | Residential | Manufactured Home Moderate Income | New | Miscellaneous | Natural Gas | Pool Heater | E7 |  | Baseline Forecast | 0 | 0 | 0 | 0 | 0 | 0 | 0 | 0 | 0 | 0 | 0 | 0 | 0 | 0 | 0 | 0 | 0 | 0 | 0 | 0 | 0 | 0 | 0 | 0 | 0 | 0 | 0 | 0 | 0 | 0 | 0 | 0 | 0
Residential_Manufactured Home Moderate Income_New_Miscellaneous_Natural Gas_Pool Heater_E8_Baseline Forecast | Residential | Manufactured Home Moderate Income | New | Miscellaneous | Natural Gas | Pool Heater | E8 |  | Baseline Forecast | 0 | 0 | 0 | 0 | 0 | 0 | 0 | 0 | 0 | 0 | 0 | 0 | 0 | 0 | 0 | 0 | 0 | 0 | 0 | 0 | 0 | 0 | 0 | 0 | 0 | 0 | 0 | 0 | 0 | 0 | 0 | 0 | 0
Residential_Manufactured Home Moderate Income_New_Miscellaneous_Natural Gas_Pool Heater_E9_Baseline Forecast | Residential | Manufactured Home Moderate Income | New | Miscellaneous | Natural Gas | Pool Heater | E9 |  | Baseline Forecast | 0 | 0 | 0 | 0 | 0 | 0 | 0 | 0 | 0 | 0 | 0 | 0 | 0 | 0 | 0 | 0 | 0 | 0 | 0 | 0 | 0 | 0 | 0 | 0 | 0 | 0 | 0 | 0 | 0 | 0 | 0 | 0 | 0
Residential_Manufactured Home Moderate Income_New_Miscellaneous_Natural Gas_Pool Heater_E10_Baseline Forecast | Residential | Manufactured Home Moderate Income | New | Miscellaneous | Natural Gas | Pool Heater | E10 |  | Baseline Forecast | 0 | 0 | 0 | 0 | 0 | 0 | 0 | 0 | 0 | 0 | 0 | 0 | 0 | 0 | 0 | 0 | 0 | 0 | 0 | 0 | 0 | 0 | 0 | 0 | 0 | 0 | 0 | 0 | 0 | 0 | 0 | 0 | 0
Residential_Manufactured Home Moderate Income_New_Miscellaneous_Natural Gas_Pool Heater_Vintage_Baseline Forecast | Residential | Manufactured Home Moderate Income | New | Miscellaneous | Natural Gas | Pool Heater | Vintage |  | Baseline Forecast | 0 | 0 | 0 | 0 | 0 | 0 | 0 | 0 | 0 | 0 | 0 | 0 | 0 | 0 | 0 | 0 | 0 | 0 | 0 | 0 | 0 | 0 | 0 | 0 | 0 | 0 | 0 | 0 | 0 | 0 | 0 | 0 | 0
Residential_Manufactured Home Moderate Income_New_Miscellaneous_Natural Gas_Miscellaneous_E1_Baseline Forecast | Residential | Manufactured Home Moderate Income | New | Miscellaneous | Natural Gas | Miscellaneous | E1 |  | Baseline Forecast | 0 | 6.7375 | 16.9265 | 26.5338 | 35.5552 | 43.9604 | 52.2424 | 60.4041 | 68.4046 | 76.3038 | 84.1605 | 91.9739 | 99.7573 | 107.5244 | 115.2651 | 122.9838 | 130.6824 | 138.3752 | 146.0607 | 153.7248 | 161.3667 | 168.986 | 176.5898 | 184.1773 | 191.7394 | 199.2758 | 206.786 | 214.2731 | 221.7368 | 229.1737 | 236.5833 | 243.966 | 251.5791
Residential_Manufactured Home Moderate Income_New_Miscellaneous_Natural Gas_Miscellaneous_E2_Baseline Forecast | Residential | Manufactured Home Moderate Income | New | Miscellaneous | Natural Gas | Miscellaneous | E2 |  | Baseline Forecast | 0 | 0 | 0 | 0 | 0 | 0 | 0 | 0 | 0 | 0 | 0 | 0 | 0 | 0 | 0 | 0 | 0 | 0 | 0 | 0 | 0 | 0 | 0 | 0 | 0 | 0 | 0 | 0 | 0 | 0 | 0 | 0 | 0
Residential_Manufactured Home Moderate Income_New_Miscellaneous_Natural Gas_Miscellaneous_E3_Baseline Forecast | Residential | Manufactured Home Moderate Income | New | Miscellaneous | Natural Gas | Miscellaneous | E3 |  | Baseline Forecast | 0 | 0 | 0 | 0 | 0 | 0 | 0 | 0 | 0 | 0 | 0 | 0 | 0 | 0 | 0 | 0 | 0 | 0 | 0 | 0 | 0 | 0 | 0 | 0 | 0 | 0 | 0 | 0 | 0 | 0 | 0 | 0 | 0
Residential_Manufactured Home Moderate Income_New_Miscellaneous_Natural Gas_Miscellaneous_E4_Baseline Forecast | Residential | Manufactured Home Moderate Income | New | Miscellaneous | Natural Gas | Miscellaneous | E4 |  | Baseline Forecast | 0 | 0 | 0 | 0 | 0 | 0 | 0 | 0 | 0 | 0 | 0 | 0 | 0 | 0 | 0 | 0 | 0 | 0 | 0 | 0 | 0 | 0 | 0 | 0 | 0 | 0 | 0 | 0 | 0 | 0 | 0 | 0 | 0
Residential_Manufactured Home Moderate Income_New_Miscellaneous_Natural Gas_Miscellaneous_E5_Baseline Forecast | Residential | Manufactured Home Moderate Income | New | Miscellaneous | Natural Gas | Miscellaneous | E5 |  | Baseline Forecast | 0 | 0 | 0 | 0 | 0 | 0 | 0 | 0 | 0 | 0 | 0 | 0 | 0 | 0 | 0 | 0 | 0 | 0 | 0 | 0 | 0 | 0 | 0 | 0 | 0 | 0 | 0 | 0 | 0 | 0 | 0 | 0 | 0
Residential_Manufactured Home Moderate Income_New_Miscellaneous_Natural Gas_Miscellaneous_E6_Baseline Forecast | Residential | Manufactured Home Moderate Income | New | Miscellaneous | Natural Gas | Miscellaneous | E6 |  | Baseline Forecast | 0 | 0 | 0 | 0 | 0 | 0 | 0 | 0 | 0 | 0 | 0 | 0 | 0 | 0 | 0 | 0 | 0 | 0 | 0 | 0 | 0 | 0 | 0 | 0 | 0 | 0 | 0 | 0 | 0 | 0 | 0 | 0 | 0
Residential_Manufactured Home Moderate Income_New_Miscellaneous_Natural Gas_Miscellaneous_E7_Baseline Forecast | Residential | Manufactured Home Moderate Income | New | Miscellaneous | Natural Gas | Miscellaneous | E7 |  | Baseline Forecast | 0 | 0 | 0 | 0 | 0 | 0 | 0 | 0 | 0 | 0 | 0 | 0 | 0 | 0 | 0 | 0 | 0 | 0 | 0 | 0 | 0 | 0 | 0 | 0 | 0 | 0 | 0 | 0 | 0 | 0 | 0 | 0 | 0
Residential_Manufactured Home Moderate Income_New_Miscellaneous_Natural Gas_Miscellaneous_E8_Baseline Forecast | Residential | Manufactured Home Moderate Income | New | Miscellaneous | Natural Gas | Miscellaneous | E8 |  | Baseline Forecast | 0 | 0 | 0 | 0 | 0 | 0 | 0 | 0 | 0 | 0 | 0 | 0 | 0 | 0 | 0 | 0 | 0 | 0 | 0 | 0 | 0 | 0 | 0 | 0 | 0 | 0 | 0 | 0 | 0 | 0 | 0 | 0 | 0
Residential_Manufactured Home Moderate Income_New_Miscellaneous_Natural Gas_Miscellaneous_E9_Baseline Forecast | Residential | Manufactured Home Moderate Income | New | Miscellaneous | Natural Gas | Miscellaneous | E9 |  | Baseline Forecast | 0 | 0 | 0 | 0 | 0 | 0 | 0 | 0 | 0 | 0 | 0 | 0 | 0 | 0 | 0 | 0 | 0 | 0 | 0 | 0 | 0 | 0 | 0 | 0 | 0 | 0 | 0 | 0 | 0 | 0 | 0 | 0 | 0
Residential_Manufactured Home Moderate Income_New_Miscellaneous_Natural Gas_Miscellaneous_E10_Baseline Forecast | Residential | Manufactured Home Moderate Income | New | Miscellaneous | Natural Gas | Miscellaneous | E10 |  | Baseline Forecast | 0 | 0 | 0 | 0 | 0 | 0 | 0 | 0 | 0 | 0 | 0 | 0 | 0 | 0 | 0 | 0 | 0 | 0 | 0 | 0 | 0 | 0 | 0 | 0 | 0 | 0 | 0 | 0 | 0 | 0 | 0 | 0 | 0
Residential_Manufactured Home Moderate Income_New_Miscellaneous_Natural Gas_Miscellaneous_Vintage_Baseline Forecast | Residential | Manufactured Home Moderate Income | New | Miscellaneous | Natural Gas | Miscellaneous | Vintage |  | Baseline Forecast | 0 | 0 | 0 | 0 | 0 | 0 | 0 | 0 | 0 | 0 | 0 | 0 | 0 | 0 | 0 | 0 | 0 | 0 | 0 | 0 | 0 | 0 | 0 | 0 | 0 | 0 | 0 | 0 | 0 | 0 | 0 | 0 | 0
Residential_Manufactured Home Low Income_Existing_Space Heating_Natural Gas_Furnace_E1_Baseline Forecast | Residential | Manufactured Home Low Income | Existing | Space Heating | Natural Gas | Furnace | E1 |  | Baseline Forecast | 0 | 0.12446 | 0.25789 | 0.36076 | 0.46397 | 0.57457 | 0.68869 | 0.80563 | 0.9251 | 1.0465 | 1.1693 | 1.293 | 1.4172 | 1.5415 | 1.6657 | 1.7894 | 1.9125 | 2.0345 | 2.1416 | 2.2353 | 2.317 | 2.3877 | 2.4484 | 2.5002 | 2.5439 | 2.5805 | 2.6105 | 2.6346 | 2.6534 | 2.6674 | 2.677 | 2.6829 | 2.6853
Residential_Manufactured Home Low Income_Existing_Space Heating_Natural Gas_Furnace_E2_Baseline Forecast | Residential | Manufactured Home Low Income | Existing | Space Heating | Natural Gas | Furnace | E2 |  | Baseline Forecast | 0 | 0.0078145 | 0.016194 | 0.022654 | 0.029135 | 0.03608 | 0.043246 | 0.050589 | 0.058092 | 0.065719 | 0.073429 | 0.081197 | 0.088997 | 0.096802 | 0.1046 | 0.11236 | 0.12008 | 0.12774 | 0.13445 | 0.14033 | 0.14544 | 0.14987 | 0.15367 | 0.1569 | 0.15962 | 0.1619 | 0.16376 | 0.16525 | 0.1664 | 0.16725 | 0.16781 | 0.16812 | 0.16822
Residential_Manufactured Home Low Income_Existing_Space Heating_Natural Gas_Furnace_E3_Baseline Forecast | Residential | Manufactured Home Low Income | Existing | Space Heating | Natural Gas | Furnace | E3 |  | Baseline Forecast | 0 | 0.0052097 | 0.010796 | 0.015104 | 0.019424 | 0.024054 | 0.028832 | 0.033728 | 0.03873 | 0.043816 | 0.048956 | 0.054135 | 0.059335 | 0.064538 | 0.069735 | 0.074911 | 0.080057 | 0.085159 | 0.089636 | 0.093551 | 0.096958 | 0.099907 | 0.10244 | 0.10459 | 0.1064 | 0.10791 | 0.10915 | 0.11014 | 0.1109 | 0.11146 | 0.11183 | 0.11203 | 0.11209
Residential_Manufactured Home Low Income_Existing_Space Heating_Natural Gas_Furnace_E4_Baseline Forecast | Residential | Manufactured Home Low Income | Existing | Space Heating | Natural Gas | Furnace | E4 |  | Baseline Forecast | 0 | 0 | 0 | 0 | 0 | 0 | 0 | 0 | 0 | 0 | 0 | 0 | 0 | 0 | 0 | 0 | 0 | 0 | 0 | 0 | 0 | 0 | 0 | 0 | 0 | 0 | 0 | 0 | 0 | 0 | 0 | 0 | 0
Residential_Manufactured Home Low Income_Existing_Space Heating_Natural Gas_Furnace_E5_Baseline Forecast | Residential | Manufactured Home Low Income | Existing | Space Heating | Natural Gas | Furnace | E5 |  | Baseline Forecast | 0 | 0.00064018 | 0.0013271 | 0.0018571 | 0.0023883 | 0.0029576 | 0.0035452 | 0.0041473 | 0.0047624 | 0.0053873 | 0.0060185 | 0.0066539 | 0.0072913 | 0.0079283 | 0.0085638 | 0.009196 | 0.009764 | 0.01027 | 0.010707 | 0.011083 | 0.011394 | 0.011646 | 0.011845 | 0.011997 | 0.012109 | 0.012036 | 0.011939 | 0.011863 | 0.011767 | 0.011653 | 0.011668 | 0.011668 | 0.011613
Residential_Manufactured Home Low Income_Existing_Space Heating_Natural Gas_Furnace_E6_Baseline Forecast | Residential | Manufactured Home Low Income | Existing | Space Heating | Natural Gas | Furnace | E6 |  | Baseline Forecast | 0 | 0 | 0 | 0 | 0 | 0 | 0 | 0 | 0 | 0 | 0 | 0 | 0 | 0 | 0 | 0 | 0 | 0 | 0 | 0 | 0 | 0 | 0 | 0 | 0 | 0 | 0 | 0 | 0 | 0 | 0 | 0 | 0
Residential_Manufactured Home Low Income_Existing_Space Heating_Natural Gas_Furnace_E7_Baseline Forecast | Residential | Manufactured Home Low Income | Existing | Space Heating | Natural Gas | Furnace | E7 |  | Baseline Forecast | 0 | 0 | 0 | 0 | 0 | 0 | 0 | 0 | 0 | 0 | 0 | 0 | 0 | 0 | 0 | 0 | 0 | 0 | 0 | 0 | 0 | 0 | 0 | 0 | 0 | 0 | 0 | 0 | 0 | 0 | 0 | 0 | 0
Residential_Manufactured Home Low Income_Existing_Space Heating_Natural Gas_Furnace_E8_Baseline Forecast | Residential | Manufactured Home Low Income | Existing | Space Heating | Natural Gas | Furnace | E8 |  | Baseline Forecast | 0 | 0 | 0 | 0 | 0 | 0 | 0 | 0 | 0 | 0 | 0 | 0 | 0 | 0 | 0 | 0 | 0 | 0 | 0 | 0 | 0 | 0 | 0 | 0 | 0 | 0 | 0 | 0 | 0 | 0 | 0 | 0 | 0
Residential_Manufactured Home Low Income_Existing_Space Heating_Natural Gas_Furnace_E9_Baseline Forecast | Residential | Manufactured Home Low Income | Existing | Space Heating | Natural Gas | Furnace | E9 |  | Baseline Forecast | 0 | 0 | 0 | 0 | 0 | 0 | 0 | 0 | 0 | 0 | 0 | 0 | 0 | 0 | 0 | 0 | 0 | 0 | 0 | 0 | 0 | 0 | 0 | 0 | 0 | 0 | 0 | 0 | 0 | 0 | 0 | 0 | 0
Residential_Manufactured Home Low Income_Existing_Space Heating_Natural Gas_Furnace_E10_Baseline Forecast | Residential | Manufactured Home Low Income | Existing | Space Heating | Natural Gas | Furnace | E10 |  | Baseline Forecast | 0 | 0 | 0 | 0 | 0 | 0 | 0 | 0 | 0 | 0 | 0 | 0 | 0 | 0 | 0 | 0 | 0 | 0 | 0 | 0 | 0 | 0 | 0 | 0 | 0 | 0 | 0 | 0 | 0 | 0 | 0 | 0 | 0
Residential_Manufactured Home Low Income_Existing_Space Heating_Natural Gas_Furnace_Vintage_Baseline Forecast | Residential | Manufactured Home Low Income | Existing | Space Heating | Natural Gas | Furnace | Vintage |  | Baseline Forecast | 4.7405 | 4.6394 | 4.5284 | 4.3435 | 4.1203 | 3.9378 | 3.7554 | 3.5722 | 3.3894 | 3.2063 | 3.0225 | 2.8386 | 2.6546 | 2.4709 | 2.2878 | 2.1056 | 1.9246 | 1.7448 | 1.5816 | 1.4337 | 1.2996 | 1.178 | 1.0677 | 0.96763 | 0.87696 | 0.79478 | 0.7203 | 0.65278 | 0.59159 | 0.53613 | 0.48587 | 0.44032 | 0.39905
Residential_Manufactured Home Low Income_Existing_Space Heating_Natural Gas_Boiler_E1_Baseline Forecast | Residential | Manufactured Home Low Income | Existing | Space Heating | Natural Gas | Boiler | E1 |  | Baseline Forecast | 0 | 0 | 0 | 0 | 0 | 0 | 0 | 0 | 0 | 0 | 0 | 0 | 0 | 0 | 0 | 0 | 0 | 0 | 0 | 0 | 0 | 0 | 0 | 0 | 0 | 0 | 0 | 0 | 0 | 0 | 0 | 0 | 0
Residential_Manufactured Home Low Income_Existing_Space Heating_Natural Gas_Boiler_E2_Baseline Forecast | Residential | Manufactured Home Low Income | Existing | Space Heating | Natural Gas | Boiler | E2 |  | Baseline Forecast | 0 | 0 | 0 | 0 | 0 | 0 | 0 | 0 | 0 | 0 | 0 | 0 | 0 | 0 | 0 | 0 | 0 | 0 | 0 | 0 | 0 | 0 | 0 | 0 | 0 | 0 | 0 | 0 | 0 | 0 | 0 | 0 | 0
Residential_Manufactured Home Low Income_Existing_Space Heating_Natural Gas_Boiler_E3_Baseline Forecast | Residential | Manufactured Home Low Income | Existing | Space Heating | Natural Gas | Boiler | E3 |  | Baseline Forecast | 0 | 0 | 0 | 0 | 0 | 0 | 0 | 0 | 0 | 0 | 0 | 0 | 0 | 0 | 0 | 0 | 0 | 0 | 0 | 0 | 0 | 0 | 0 | 0 | 0 | 0 | 0 | 0 | 0 | 0 | 0 | 0 | 0
Residential_Manufactured Home Low Income_Existing_Space Heating_Natural Gas_Boiler_E4_Baseline Forecast | Residential | Manufactured Home Low Income | Existing | Space Heating | Natural Gas | Boiler | E4 |  | Baseline Forecast | 0 | 0 | 0 | 0 | 0 | 0 | 0 | 0 | 0 | 0 | 0 | 0 | 0 | 0 | 0 | 0 | 0 | 0 | 0 | 0 | 0 | 0 | 0 | 0 | 0 | 0 | 0 | 0 | 0 | 0 | 0 | 0 | 0
Residential_Manufactured Home Low Income_Existing_Space Heating_Natural Gas_Boiler_E5_Baseline Forecast | Residential | Manufactured Home Low Income | Existing | Space Heating | Natural Gas | Boiler | E5 |  | Baseline Forecast | 0 | 0 | 0 | 0 | 0 | 0 | 0 | 0 | 0 | 0 | 0 | 0 | 0 | 0 | 0 | 0 | 0 | 0 | 0 | 0 | 0 | 0 | 0 | 0 | 0 | 0 | 0 | 0 | 0 | 0 | 0 | 0 | 0
Residential_Manufactured Home Low Income_Existing_Space Heating_Natural Gas_Boiler_E6_Baseline Forecast | Residential | Manufactured Home Low Income | Existing | Space Heating | Natural Gas | Boiler | E6 |  | Baseline Forecast | 0 | 0 | 0 | 0 | 0 | 0 | 0 | 0 | 0 | 0 | 0 | 0 | 0 | 0 | 0 | 0 | 0 | 0 | 0 | 0 | 0 | 0 | 0 | 0 | 0 | 0 | 0 | 0 | 0 | 0 | 0 | 0 | 0
Residential_Manufactured Home Low Income_Existing_Space Heating_Natural Gas_Boiler_E7_Baseline Forecast | Residential | Manufactured Home Low Income | Existing | Space Heating | Natural Gas | Boiler | E7 |  | Baseline Forecast | 0 | 0 | 0 | 0 | 0 | 0 | 0 | 0 | 0 | 0 | 0 | 0 | 0 | 0 | 0 | 0 | 0 | 0 | 0 | 0 | 0 | 0 | 0 | 0 | 0 | 0 | 0 | 0 | 0 | 0 | 0 | 0 | 0
Residential_Manufactured Home Low Income_Existing_Space Heating_Natural Gas_Boiler_E8_Baseline Forecast | Residential | Manufactured Home Low Income | Existing | Space Heating | Natural Gas | Boiler | E8 |  | Baseline Forecast | 0 | 0 | 0 | 0 | 0 | 0 | 0 | 0 | 0 | 0 | 0 | 0 | 0 | 0 | 0 | 0 | 0 | 0 | 0 | 0 | 0 | 0 | 0 | 0 | 0 | 0 | 0 | 0 | 0 | 0 | 0 | 0 | 0
Residential_Manufactured Home Low Income_Existing_Space Heating_Natural Gas_Boiler_E9_Baseline Forecast | Residential | Manufactured Home Low Income | Existing | Space Heating | Natural Gas | Boiler | E9 |  | Baseline Forecast | 0 | 0 | 0 | 0 | 0 | 0 | 0 | 0 | 0 | 0 | 0 | 0 | 0 | 0 | 0 | 0 | 0 | 0 | 0 | 0 | 0 | 0 | 0 | 0 | 0 | 0 | 0 | 0 | 0 | 0 | 0 | 0 | 0
Residential_Manufactured Home Low Income_Existing_Space Heating_Natural Gas_Boiler_E10_Baseline Forecast | Residential | Manufactured Home Low Income | Existing | Space Heating | Natural Gas | Boiler | E10 |  | Baseline Forecast | 0 | 0 | 0 | 0 | 0 | 0 | 0 | 0 | 0 | 0 | 0 | 0 | 0 | 0 | 0 | 0 | 0 | 0 | 0 | 0 | 0 | 0 | 0 | 0 | 0 | 0 | 0 | 0 | 0 | 0 | 0 | 0 | 0
Residential_Manufactured Home Low Income_Existing_Space Heating_Natural Gas_Boiler_Vintage_Baseline Forecast | Residential | Manufactured Home Low Income | Existing | Space Heating | Natural Gas | Boiler | Vintage |  | Baseline Forecast | 0 | 0 | 0 | 0 | 0 | 0 | 0 | 0 | 0 | 0 | 0 | 0 | 0 | 0 | 0 | 0 | 0 | 0 | 0 | 0 | 0 | 0 | 0 | 0 | 0 | 0 | 0 | 0 | 0 | 0 | 0 | 0 | 0
Residential_Manufactured Home Low Income_Existing_Secondary Heating_Natural Gas_Fireplace_E1_Baseline Forecast | Residential | Manufactured Home Low Income | Existing | Secondary Heating | Natural Gas | Fireplace | E1 |  | Baseline Forecast | 0 | 0.04139 | 0.083268 | 0.11763 | 0.15009 | 0.18317 | 0.21582 | 0.24799 | 0.27974 | 0.31105 | 0.34183 | 0.37208 | 0.40178 | 0.43089 | 0.45564 | 0.47656 | 0.49412 | 0.50868 | 0.52061 | 0.53027 | 0.53793 | 0.54385 | 0.54823 | 0.55125 | 0.55312 | 0.55398 | 0.55396 | 0.55318 | 0.55172 | 0.5497 | 0.54719 | 0.54426 | 0.54096
Residential_Manufactured Home Low Income_Existing_Secondary Heating_Natural Gas_Fireplace_E2_Baseline Forecast | Residential | Manufactured Home Low Income | Existing | Secondary Heating | Natural Gas | Fireplace | E2 |  | Baseline Forecast | 0 | 0 | 0 | 0 | 0 | 0 | 0 | 0 | 0 | 0 | 0 | 0 | 0 | 0 | 0 | 0 | 0 | 0 | 0 | 0 | 0 | 0 | 0 | 0 | 0 | 0 | 0 | 0 | 0 | 0 | 0 | 0 | 0
Residential_Manufactured Home Low Income_Existing_Secondary Heating_Natural Gas_Fireplace_E3_Baseline Forecast | Residential | Manufactured Home Low Income | Existing | Secondary Heating | Natural Gas | Fireplace | E3 |  | Baseline Forecast | 0 | 0 | 0 | 0 | 0 | 0 | 0 | 0 | 0 | 0 | 0 | 0 | 0 | 0 | 0 | 0 | 0 | 0 | 0 | 0 | 0 | 0 | 0 | 0 | 0 | 0 | 0 | 0 | 0 | 0 | 0 | 0 | 0
Residential_Manufactured Home Low Income_Existing_Secondary Heating_Natural Gas_Fireplace_E4_Baseline Forecast | Residential | Manufactured Home Low Income | Existing | Secondary Heating | Natural Gas | Fireplace | E4 |  | Baseline Forecast | 0 | 0 | 0 | 0 | 0 | 0 | 0 | 0 | 0 | 0 | 0 | 0 | 0 | 0 | 0 | 0 | 0 | 0 | 0 | 0 | 0 | 0 | 0 | 0 | 0 | 0 | 0 | 0 | 0 | 0 | 0 | 0 | 0
Residential_Manufactured Home Low Income_Existing_Secondary Heating_Natural Gas_Fireplace_E5_Baseline Forecast | Residential | Manufactured Home Low Income | Existing | Secondary Heating | Natural Gas | Fireplace | E5 |  | Baseline Forecast | 0 | 0 | 0 | 0 | 0 | 0 | 0 | 0 | 0 | 0 | 0 | 0 | 0 | 0 | 0 | 0 | 0 | 0 | 0 | 0 | 0 | 0 | 0 | 0 | 0 | 0 | 0 | 0 | 0 | 0 | 0 | 0 | 0
Residential_Manufactured Home Low Income_Existing_Secondary Heating_Natural Gas_Fireplace_E6_Baseline Forecast | Residential | Manufactured Home Low Income | Existing | Secondary Heating | Natural Gas | Fireplace | E6 |  | Baseline Forecast | 0 | 0 | 0 | 0 | 0 | 0 | 0 | 0 | 0 | 0 | 0 | 0 | 0 | 0 | 0 | 0 | 0 | 0 | 0 | 0 | 0 | 0 | 0 | 0 | 0 | 0 | 0 | 0 | 0 | 0 | 0 | 0 | 0
Residential_Manufactured Home Low Income_Existing_Secondary Heating_Natural Gas_Fireplace_E7_Baseline Forecast | Residential | Manufactured Home Low Income | Existing | Secondary Heating | Natural Gas | Fireplace | E7 |  | Baseline Forecast | 0 | 0 | 0 | 0 | 0 | 0 | 0 | 0 | 0 | 0 | 0 | 0 | 0 | 0 | 0 | 0 | 0 | 0 | 0 | 0 | 0 | 0 | 0 | 0 | 0 | 0 | 0 | 0 | 0 | 0 | 0 | 0 | 0
Residential_Manufactured Home Low Income_Existing_Secondary Heating_Natural Gas_Fireplace_E8_Baseline Forecast | Residential | Manufactured Home Low Income | Existing | Secondary Heating | Natural Gas | Fireplace | E8 |  | Baseline Forecast | 0 | 0 | 0 | 0 | 0 | 0 | 0 | 0 | 0 | 0 | 0 | 0 | 0 | 0 | 0 | 0 | 0 | 0 | 0 | 0 | 0 | 0 | 0 | 0 | 0 | 0 | 0 | 0 | 0 | 0 | 0 | 0 | 0
Residential_Manufactured Home Low Income_Existing_Secondary Heating_Natural Gas_Fireplace_E9_Baseline Forecast | Residential | Manufactured Home Low Income | Existing | Secondary Heating | Natural Gas | Fireplace | E9 |  | Baseline Forecast | 0 | 0 | 0 | 0 | 0 | 0 | 0 | 0 | 0 | 0 | 0 | 0 | 0 | 0 | 0 | 0 | 0 | 0 | 0 | 0 | 0 | 0 | 0 | 0 | 0 | 0 | 0 | 0 | 0 | 0 | 0 | 0 | 0
Residential_Manufactured Home Low Income_Existing_Secondary Heating_Natural Gas_Fireplace_E10_Baseline Forecast | Residential | Manufactured Home Low Income | Existing | Secondary Heating | Natural Gas | Fireplace | E10 |  | Baseline Forecast | 0 | 0 | 0 | 0 | 0 | 0 | 0 | 0 | 0 | 0 | 0 | 0 | 0 | 0 | 0 | 0 | 0 | 0 | 0 | 0 | 0 | 0 | 0 | 0 | 0 | 0 | 0 | 0 | 0 | 0 | 0 | 0 | 0
Residential_Manufactured Home Low Income_Existing_Secondary Heating_Natural Gas_Fireplace_Vintage_Baseline Forecast | Residential | Manufactured Home Low Income | Existing | Secondary Heating | Natural Gas | Fireplace | Vintage |  | Baseline Forecast | 0.79192 | 0.75673 | 0.72104 | 0.67486 | 0.62426 | 0.58119 | 0.53923 | 0.49814 | 0.45798 | 0.41861 | 0.3799 | 0.34185 | 0.30445 | 0.26769 | 0.23537 | 0.20695 | 0.18195 | 0.15995 | 0.1406 | 0.12359 | 0.10863 | 0.095483 | 0.08392 | 0.073752 | 0.064816 | 0.056962 | 0.05006 | 0.043993 | 0.03866 | 0.033974 | 0.029856 | 0.026238 | 0.023058
Residential_Manufactured Home Low Income_Existing_Water Heating_Natural Gas_Water Heater (<= 55 gal)_E1_Baseline Forecast | Residential | Manufactured Home Low Income | Existing | Water Heating | Natural Gas | Water Heater (<= 55 gal) | E1 |  | Baseline Forecast | 0 | 0.020608 | 0.044869 | 0.067213 | 0.090725 | 0.11656 | 0.14316 | 0.17038 | 0.19818 | 0.22629 | 0.25179 | 0.27733 | 0.29776 | 0.31399 | 0.32665 | 0.33626 | 0.34321 | 0.34792 | 0.35072 | 0.35148 | 0.3508 | 0.34938 | 0.34726 | 0.34459 | 0.34163 | 0.33839 | 0.3349 | 0.33131 | 0.32831 | 0.32517 | 0.32203 | 0.31882 | 0.31556
Residential_Manufactured Home Low Income_Existing_Water Heating_Natural Gas_Water Heater (<= 55 gal)_E2_Baseline Forecast | Residential | Manufactured Home Low Income | Existing | Water Heating | Natural Gas | Water Heater (<= 55 gal) | E2 |  | Baseline Forecast | 0 | 0.12215 | 0.26262 | 0.38966 | 0.52161 | 0.66482 | 0.81461 | 0.96923 | 1.1276 | 1.2885 | 1.4537 | 1.6195 | 1.7564 | 1.8687 | 1.9603 | 2.0342 | 2.0933 | 2.1397 | 2.1754 | 2.2025 | 2.2221 | 2.235 | 2.2421 | 2.2444 | 2.2425 | 2.2373 | 2.2292 | 2.2186 | 2.2052 | 2.1903 | 2.1739 | 2.1564 | 2.1381
Residential_Manufactured Home Low Income_Existing_Water Heating_Natural Gas_Water Heater (<= 55 gal)_E3_Baseline Forecast | Residential | Manufactured Home Low Income | Existing | Water Heating | Natural Gas | Water Heater (<= 55 gal) | E3 |  | Baseline Forecast | 0 | 0.0059479 | 0.012812 | 0.019036 | 0.025514 | 0.032556 | 0.039906 | 0.047483 | 0.055239 | 0.063117 | 0.07106 | 0.079032 | 0.085589 | 0.090945 | 0.095286 | 0.098768 | 0.10152 | 0.10365 | 0.10525 | 0.10641 | 0.1072 | 0.10768 | 0.10789 | 0.10787 | 0.10767 | 0.10732 | 0.10683 | 0.10624 | 0.10556 | 0.10481 | 0.104 | 0.10313 | 0.10224
Residential_Manufactured Home Low Income_Existing_Water Heating_Natural Gas_Water Heater (<= 55 gal)_E4_Baseline Forecast | Residential | Manufactured Home Low Income | Existing | Water Heating | Natural Gas | Water Heater (<= 55 gal) | E4 |  | Baseline Forecast | 0 | 0 | 0 | 0 | 0 | 0 | 0 | 0 | 0 | 0 | 0 | 0 | 0 | 0 | 0 | 0 | 0 | 0 | 0 | 0 | 0 | 0 | 0 | 0 | 0 | 0 | 0 | 0 | 0 | 0 | 0 | 0 | 0
Residential_Manufactured Home Low Income_Existing_Water Heating_Natural Gas_Water Heater (<= 55 gal)_E5_Baseline Forecast | Residential | Manufactured Home Low Income | Existing | Water Heating | Natural Gas | Water Heater (<= 55 gal) | E5 |  | Baseline Forecast | 0 | 0 | 0 | 0 | 0 | 0 | 0 | 0 | 0 | 0 | 0 | 0 | 0 | 0 | 0 | 0 | 0 | 0 | 0 | 0 | 0 | 0 | 0 | 0 | 0 | 0 | 0 | 0 | 0 | 0 | 0 | 0 | 0
Residential_Manufactured Home Low Income_Existing_Water Heating_Natural Gas_Water Heater (<= 55 gal)_E6_Baseline Forecast | Residential | Manufactured Home Low Income | Existing | Water Heating | Natural Gas | Water Heater (<= 55 gal) | E6 |  | Baseline Forecast | 0 | 0 | 0 | 0 | 0 | 0 | 0 | 0 | 0 | 0 | 0 | 0 | 0 | 0 | 0 | 0 | 0 | 0 | 0 | 0 | 0 | 0 | 0 | 0 | 0 | 0 | 0 | 0 | 0 | 0 | 0 | 0 | 0
Residential_Manufactured Home Low Income_Existing_Water Heating_Natural Gas_Water Heater (<= 55 gal)_E7_Baseline Forecast | Residential | Manufactured Home Low Income | Existing | Water Heating | Natural Gas | Water Heater (<= 55 gal) | E7 |  | Baseline Forecast | 0 | 0 | 0 | 0 | 0 | 0 | 0 | 0 | 0 | 0 | 0 | 0 | 0 | 0 | 0 | 0 | 0 | 0 | 0 | 0 | 0 | 0 | 0 | 0 | 0 | 0 | 0 | 0 | 0 | 0 | 0 | 0 | 0
Residential_Manufactured Home Low Income_Existing_Water Heating_Natural Gas_Water Heater (<= 55 gal)_E8_Baseline Forecast | Residential | Manufactured Home Low Income | Existing | Water Heating | Natural Gas | Water Heater (<= 55 gal) | E8 |  | Baseline Forecast | 0 | 0 | 0 | 0 | 0 | 0 | 0 | 0 | 0 | 0 | 0 | 0 | 0 | 0 | 0 | 0 | 0 | 0 | 0 | 0 | 0 | 0 | 0 | 0 | 0 | 0 | 0 | 0 | 0 | 0 | 0 | 0 | 0
Residential_Manufactured Home Low Income_Existing_Water Heating_Natural Gas_Water Heater (<= 55 gal)_E9_Baseline Forecast | Residential | Manufactured Home Low Income | Existing | Water Heating | Natural Gas | Water Heater (<= 55 gal) | E9 |  | Baseline Forecast | 0 | 0 | 0 | 0 | 0 | 0 | 0 | 0 | 0 | 0 | 0 | 0 | 0 | 0 | 0 | 0 | 0 | 0 | 0 | 0 | 0 | 0 | 0 | 0 | 0 | 0 | 0 | 0 | 0 | 0 | 0 | 0 | 0
Residential_Manufactured Home Low Income_Existing_Water Heating_Natural Gas_Water Heater (<= 55 gal)_E10_Baseline Forecast | Residential | Manufactured Home Low Income | Existing | Water Heating | Natural Gas | Water Heater (<= 55 gal) | E10 |  | Baseline Forecast | 0 | 0 | 0 | 0 | 0 | 0 | 0 | 0 | 0 | 0 | 0 | 0 | 0 | 0 | 0 | 0 | 0 | 0 | 0 | 0 | 0 | 0 | 0 | 0 | 0 | 0 | 0 | 0 | 0 | 0 | 0 | 0 | 0
Residential_Manufactured Home Low Income_Existing_Water Heating_Natural Gas_Water Heater (<= 55 gal)_Vintage_Baseline Forecast | Residential | Manufactured Home Low Income | Existing | Water Heating | Natural Gas | Water Heater (<= 55 gal) | Vintage |  | Baseline Forecast | 3.6458 | 3.5256 | 3.3825 | 3.1725 | 2.927 | 2.7049 | 2.4783 | 2.2478 | 2.0153 | 1.7812 | 1.5461 | 1.3109 | 1.1115 | 0.9424 | 0.79902 | 0.67744 | 0.57433 | 0.48687 | 0.41269 | 0.3498 | 0.29648 | 0.25129 | 0.21297 | 0.18048 | 0.15295 | 0.12962 | 0.10984 | 0.093081 | 0.078877 | 0.066841 | 0.056641 | 0.047999 | 0.040675
Residential_Manufactured Home Low Income_Existing_Water Heating_Natural Gas_Water Heater (> 55 gal)_E1_Baseline Forecast | Residential | Manufactured Home Low Income | Existing | Water Heating | Natural Gas | Water Heater (> 55 gal) | E1 |  | Baseline Forecast | 0 | 0 | 0 | 0 | 0 | 0 | 0 | 0 | 0 | 0 | 0 | 0 | 0 | 0 | 0 | 0 | 0 | 0 | 0 | 0 | 0 | 0 | 0 | 0 | 0 | 0 | 0 | 0 | 0 | 0 | 0 | 0 | 0
Residential_Manufactured Home Low Income_Existing_Water Heating_Natural Gas_Water Heater (> 55 gal)_E2_Baseline Forecast | Residential | Manufactured Home Low Income | Existing | Water Heating | Natural Gas | Water Heater (> 55 gal) | E2 |  | Baseline Forecast | 0 | 0 | 0 | 0 | 0 | 0 | 0 | 0 | 0 | 0 | 0 | 0 | 0 | 0 | 0 | 0 | 0 | 0 | 0 | 0 | 0 | 0 | 0 | 0 | 0 | 0 | 0 | 0 | 0 | 0 | 0 | 0 | 0
Residential_Manufactured Home Low Income_Existing_Water Heating_Natural Gas_Water Heater (> 55 gal)_E3_Baseline Forecast | Residential | Manufactured Home Low Income | Existing | Water Heating | Natural Gas | Water Heater (> 55 gal) | E3 |  | Baseline Forecast | 0 | 0 | 0 | 0 | 0 | 0 | 0 | 0 | 0 | 0 | 0 | 0 | 0 | 0 | 0 | 0 | 0 | 0 | 0 | 0 | 0 | 0 | 0 | 0 | 0 | 0 | 0 | 0 | 0 | 0 | 0 | 0 | 0
Residential_Manufactured Home Low Income_Existing_Water Heating_Natural Gas_Water Heater (> 55 gal)_E4_Baseline Forecast | Residential | Manufactured Home Low Income | Existing | Water Heating | Natural Gas | Water Heater (> 55 gal) | E4 |  | Baseline Forecast | 0 | 0 | 0 | 0 | 0 | 0 | 0 | 0 | 0 | 0 | 0 | 0 | 0 | 0 | 0 | 0 | 0 | 0 | 0 | 0 | 0 | 0 | 0 | 0 | 0 | 0 | 0 | 0 | 0 | 0 | 0 | 0 | 0
Residential_Manufactured Home Low Income_Existing_Water Heating_Natural Gas_Water Heater (> 55 gal)_E5_Baseline Forecast | Residential | Manufactured Home Low Income | Existing | Water Heating | Natural Gas | Water Heater (> 55 gal) | E5 |  | Baseline Forecast | 0 | 0 | 0 | 0 | 0 | 0 | 0 | 0 | 0 | 0 | 0 | 0 | 0 | 0 | 0 | 0 | 0 | 0 | 0 | 0 | 0 | 0 | 0 | 0 | 0 | 0 | 0 | 0 | 0 | 0 | 0 | 0 | 0
Residential_Manufactured Home Low Income_Existing_Water Heating_Natural Gas_Water Heater (> 55 gal)_E6_Baseline Forecast | Residential | Manufactured Home Low Income | Existing | Water Heating | Natural Gas | Water Heater (> 55 gal) | E6 |  | Baseline Forecast | 0 | 0 | 0 | 0 | 0 | 0 | 0 | 0 | 0 | 0 | 0 | 0 | 0 | 0 | 0 | 0 | 0 | 0 | 0 | 0 | 0 | 0 | 0 | 0 | 0 | 0 | 0 | 0 | 0 | 0 | 0 | 0 | 0
Residential_Manufactured Home Low Income_Existing_Water Heating_Natural Gas_Water Heater (> 55 gal)_E7_Baseline Forecast | Residential | Manufactured Home Low Income | Existing | Water Heating | Natural Gas | Water Heater (> 55 gal) | E7 |  | Baseline Forecast | 0 | 0 | 0 | 0 | 0 | 0 | 0 | 0 | 0 | 0 | 0 | 0 | 0 | 0 | 0 | 0 | 0 | 0 | 0 | 0 | 0 | 0 | 0 | 0 | 0 | 0 | 0 | 0 | 0 | 0 | 0 | 0 | 0
Residential_Manufactured Home Low Income_Existing_Water Heating_Natural Gas_Water Heater (> 55 gal)_E8_Baseline Forecast | Residential | Manufactured Home Low Income | Existing | Water Heating | Natural Gas | Water Heater (> 55 gal) | E8 |  | Baseline Forecast | 0 | 0 | 0 | 0 | 0 | 0 | 0 | 0 | 0 | 0 | 0 | 0 | 0 | 0 | 0 | 0 | 0 | 0 | 0 | 0 | 0 | 0 | 0 | 0 | 0 | 0 | 0 | 0 | 0 | 0 | 0 | 0 | 0
Residential_Manufactured Home Low Income_Existing_Water Heating_Natural Gas_Water Heater (> 55 gal)_E9_Baseline Forecast | Residential | Manufactured Home Low Income | Existing | Water Heating | Natural Gas | Water Heater (> 55 gal) | E9 |  | Baseline Forecast | 0 | 0 | 0 | 0 | 0 | 0 | 0 | 0 | 0 | 0 | 0 | 0 | 0 | 0 | 0 | 0 | 0 | 0 | 0 | 0 | 0 | 0 | 0 | 0 | 0 | 0 | 0 | 0 | 0 | 0 | 0 | 0 | 0
Residential_Manufactured Home Low Income_Existing_Water Heating_Natural Gas_Water Heater (> 55 gal)_E10_Baseline Forecast | Residential | Manufactured Home Low Income | Existing | Water Heating | Natural Gas | Water Heater (> 55 gal) | E10 |  | Baseline Forecast | 0 | 0 | 0 | 0 | 0 | 0 | 0 | 0 | 0 | 0 | 0 | 0 | 0 | 0 | 0 | 0 | 0 | 0 | 0 | 0 | 0 | 0 | 0 | 0 | 0 | 0 | 0 | 0 | 0 | 0 | 0 | 0 | 0
Residential_Manufactured Home Low Income_Existing_Water Heating_Natural Gas_Water Heater (> 55 gal)_Vintage_Baseline Forecast | Residential | Manufactured Home Low Income | Existing | Water Heating | Natural Gas | Water Heater (> 55 gal) | Vintage |  | Baseline Forecast | 0 | 0 | 0 | 0 | 0 | 0 | 0 | 0 | 0 | 0 | 0 | 0 | 0 | 0 | 0 | 0 | 0 | 0 | 0 | 0 | 0 | 0 | 0 | 0 | 0 | 0 | 0 | 0 | 0 | 0 | 0 | 0 | 0
Residential_Manufactured Home Low Income_Existing_Appliances_Natural Gas_Clothes Dryer_E1_Baseline Forecast | Residential | Manufactured Home Low Income | Existing | Appliances | Natural Gas | Clothes Dryer | E1 |  | Baseline Forecast | 0 | 0.035544 | 0.076659 | 0.11456 | 0.154 | 0.19685 | 0.24155 | 0.2876 | 0.33473 | 0.38257 | 0.43079 | 0.47051 | 0.50303 | 0.52943 | 0.55066 | 0.56751 | 0.58066 | 0.59063 | 0.59789 | 0.60292 | 0.60607 | 0.60764 | 0.60784 | 0.60692 | 0.60506 | 0.60244 | 0.59918 | 0.59538 | 0.59114 | 0.58655 | 0.58167 | 0.57657 | 0.57128
Residential_Manufactured Home Low Income_Existing_Appliances_Natural Gas_Clothes Dryer_E2_Baseline Forecast | Residential | Manufactured Home Low Income | Existing | Appliances | Natural Gas | Clothes Dryer | E2 |  | Baseline Forecast | 0 | 0.028467 | 0.061401 | 0.091761 | 0.12335 | 0.15768 | 0.1935 | 0.23041 | 0.26819 | 0.30656 | 0.34523 | 0.37711 | 0.40322 | 0.42443 | 0.44151 | 0.45509 | 0.4657 | 0.47377 | 0.47971 | 0.48386 | 0.4865 | 0.48786 | 0.48815 | 0.48751 | 0.48613 | 0.48412 | 0.48159 | 0.47861 | 0.47528 | 0.47164 | 0.46777 | 0.46371 | 0.45948
Residential_Manufactured Home Low Income_Existing_Appliances_Natural Gas_Clothes Dryer_E3_Baseline Forecast | Residential | Manufactured Home Low Income | Existing | Appliances | Natural Gas | Clothes Dryer | E3 |  | Baseline Forecast | 0 | 0 | 0 | 0 | 0 | 0 | 0 | 0 | 0 | 0 | 0 | 0 | 0 | 0 | 0 | 0 | 0 | 0 | 0 | 0 | 0 | 0 | 0 | 0 | 0 | 0 | 0 | 0 | 0 | 0 | 0 | 0 | 0
Residential_Manufactured Home Low Income_Existing_Appliances_Natural Gas_Clothes Dryer_E4_Baseline Forecast | Residential | Manufactured Home Low Income | Existing | Appliances | Natural Gas | Clothes Dryer | E4 |  | Baseline Forecast | 0 | 0 | 0 | 0 | 0 | 0 | 0 | 0 | 0 | 0 | 0 | 0 | 0 | 0 | 0 | 0 | 0 | 0 | 0 | 0 | 0 | 0 | 0 | 0 | 0 | 0 | 0 | 0 | 0 | 0 | 0 | 0 | 0
Residential_Manufactured Home Low Income_Existing_Appliances_Natural Gas_Clothes Dryer_E5_Baseline Forecast | Residential | Manufactured Home Low Income | Existing | Appliances | Natural Gas | Clothes Dryer | E5 |  | Baseline Forecast | 0 | 0 | 0 | 0 | 0 | 0 | 0 | 0 | 0 | 0 | 0 | 0 | 0 | 0 | 0 | 0 | 0 | 0 | 0 | 0 | 0 | 0 | 0 | 0 | 0 | 0 | 0 | 0 | 0 | 0 | 0 | 0 | 0
Residential_Manufactured Home Low Income_Existing_Appliances_Natural Gas_Clothes Dryer_E6_Baseline Forecast | Residential | Manufactured Home Low Income | Existing | Appliances | Natural Gas | Clothes Dryer | E6 |  | Baseline Forecast | 0 | 0 | 0 | 0 | 0 | 0 | 0 | 0 | 0 | 0 | 0 | 0 | 0 | 0 | 0 | 0 | 0 | 0 | 0 | 0 | 0 | 0 | 0 | 0 | 0 | 0 | 0 | 0 | 0 | 0 | 0 | 0 | 0
Residential_Manufactured Home Low Income_Existing_Appliances_Natural Gas_Clothes Dryer_E7_Baseline Forecast | Residential | Manufactured Home Low Income | Existing | Appliances | Natural Gas | Clothes Dryer | E7 |  | Baseline Forecast | 0 | 0 | 0 | 0 | 0 | 0 | 0 | 0 | 0 | 0 | 0 | 0 | 0 | 0 | 0 | 0 | 0 | 0 | 0 | 0 | 0 | 0 | 0 | 0 | 0 | 0 | 0 | 0 | 0 | 0 | 0 | 0 | 0
Residential_Manufactured Home Low Income_Existing_Appliances_Natural Gas_Clothes Dryer_E8_Baseline Forecast | Residential | Manufactured Home Low Income | Existing | Appliances | Natural Gas | Clothes Dryer | E8 |  | Baseline Forecast | 0 | 0 | 0 | 0 | 0 | 0 | 0 | 0 | 0 | 0 | 0 | 0 | 0 | 0 | 0 | 0 | 0 | 0 | 0 | 0 | 0 | 0 | 0 | 0 | 0 | 0 | 0 | 0 | 0 | 0 | 0 | 0 | 0
Residential_Manufactured Home Low Income_Existing_Appliances_Natural Gas_Clothes Dryer_E9_Baseline Forecast | Residential | Manufactured Home Low Income | Existing | Appliances | Natural Gas | Clothes Dryer | E9 |  | Baseline Forecast | 0 | 0 | 0 | 0 | 0 | 0 | 0 | 0 | 0 | 0 | 0 | 0 | 0 | 0 | 0 | 0 | 0 | 0 | 0 | 0 | 0 | 0 | 0 | 0 | 0 | 0 | 0 | 0 | 0 | 0 | 0 | 0 | 0
Residential_Manufactured Home Low Income_Existing_Appliances_Natural Gas_Clothes Dryer_E10_Baseline Forecast | Residential | Manufactured Home Low Income | Existing | Appliances | Natural Gas | Clothes Dryer | E10 |  | Baseline Forecast | 0 | 0 | 0 | 0 | 0 | 0 | 0 | 0 | 0 | 0 | 0 | 0 | 0 | 0 | 0 | 0 | 0 | 0 | 0 | 0 | 0 | 0 | 0 | 0 | 0 | 0 | 0 | 0 | 0 | 0 | 0 | 0 | 0
Residential_Manufactured Home Low Income_Existing_Appliances_Natural Gas_Clothes Dryer_Vintage_Baseline Forecast | Residential | Manufactured Home Low Income | Existing | Appliances | Natural Gas | Clothes Dryer | Vintage |  | Baseline Forecast | 1.4762 | 1.4235 | 1.3607 | 1.2702 | 1.1651 | 1.0691 | 0.97096 | 0.87114 | 0.77037 | 0.66891 | 0.56702 | 0.48068 | 0.4075 | 0.34544 | 0.29284 | 0.24824 | 0.21042 | 0.17835 | 0.15115 | 0.12809 | 0.10855 | 0.091986 | 0.077945 | 0.066044 | 0.05596 | 0.047414 | 0.040174 | 0.034038 | 0.028839 | 0.024434 | 0.020702 | 0.01754 | 0.014861
Residential_Manufactured Home Low Income_Existing_Appliances_Natural Gas_Stove/Oven_E1_Baseline Forecast | Residential | Manufactured Home Low Income | Existing | Appliances | Natural Gas | Stove/Oven | E1 |  | Baseline Forecast | 0 | 0.074053 | 0.15982 | 0.23953 | 0.32241 | 0.41237 | 0.50613 | 0.60265 | 0.70133 | 0.80143 | 0.90222 | 0.9851 | 1.0528 | 1.1076 | 1.1516 | 1.1863 | 1.2133 | 1.2336 | 1.2482 | 1.2581 | 1.2641 | 1.2667 | 1.2666 | 1.264 | 1.2596 | 1.2535 | 1.2462 | 1.2377 | 1.2283 | 1.2182 | 1.2075 | 1.1964 | 1.1849
Residential_Manufactured Home Low Income_Existing_Appliances_Natural Gas_Stove/Oven_E2_Baseline Forecast | Residential | Manufactured Home Low Income | Existing | Appliances | Natural Gas | Stove/Oven | E2 |  | Baseline Forecast | 0 | 0.031854 | 0.068755 | 0.10305 | 0.13871 | 0.17743 | 0.2178 | 0.25937 | 0.3019 | 0.34506 | 0.38854 | 0.42433 | 0.4536 | 0.47733 | 0.4964 | 0.51153 | 0.52331 | 0.53223 | 0.53877 | 0.5433 | 0.54613 | 0.54754 | 0.54773 | 0.54688 | 0.54519 | 0.54279 | 0.5398 | 0.53631 | 0.5324 | 0.52815 | 0.52363 | 0.51888 | 0.51395
Residential_Manufactured Home Low Income_Existing_Appliances_Natural Gas_Stove/Oven_E3_Baseline Forecast | Residential | Manufactured Home Low Income | Existing | Appliances | Natural Gas | Stove/Oven | E3 |  | Baseline Forecast | 0 | 0 | 0 | 0 | 0 | 0 | 0 | 0 | 0 | 0 | 0 | 0 | 0 | 0 | 0 | 0 | 0 | 0 | 0 | 0 | 0 | 0 | 0 | 0 | 0 | 0 | 0 | 0 | 0 | 0 | 0 | 0 | 0
Residential_Manufactured Home Low Income_Existing_Appliances_Natural Gas_Stove/Oven_E4_Baseline Forecast | Residential | Manufactured Home Low Income | Existing | Appliances | Natural Gas | Stove/Oven | E4 |  | Baseline Forecast | 0 | 0 | 0 | 0 | 0 | 0 | 0 | 0 | 0 | 0 | 0 | 0 | 0 | 0 | 0 | 0 | 0 | 0 | 0 | 0 | 0 | 0 | 0 | 0 | 0 | 0 | 0 | 0 | 0 | 0 | 0 | 0 | 0
Residential_Manufactured Home Low Income_Existing_Appliances_Natural Gas_Stove/Oven_E5_Baseline Forecast | Residential | Manufactured Home Low Income | Existing | Appliances | Natural Gas | Stove/Oven | E5 |  | Baseline Forecast | 0 | 0 | 0 | 0 | 0 | 0 | 0 | 0 | 0 | 0 | 0 | 0 | 0 | 0 | 0 | 0 | 0 | 0 | 0 | 0 | 0 | 0 | 0 | 0 | 0 | 0 | 0 | 0 | 0 | 0 | 0 | 0 | 0
Residential_Manufactured Home Low Income_Existing_Appliances_Natural Gas_Stove/Oven_E6_Baseline Forecast | Residential | Manufactured Home Low Income | Existing | Appliances | Natural Gas | Stove/Oven | E6 |  | Baseline Forecast | 0 | 0 | 0 | 0 | 0 | 0 | 0 | 0 | 0 | 0 | 0 | 0 | 0 | 0 | 0 | 0 | 0 | 0 | 0 | 0 | 0 | 0 | 0 | 0 | 0 | 0 | 0 | 0 | 0 | 0 | 0 | 0 | 0
Residential_Manufactured Home Low Income_Existing_Appliances_Natural Gas_Stove/Oven_E7_Baseline Forecast | Residential | Manufactured Home Low Income | Existing | Appliances | Natural Gas | Stove/Oven | E7 |  | Baseline Forecast | 0 | 0 | 0 | 0 | 0 | 0 | 0 | 0 | 0 | 0 | 0 | 0 | 0 | 0 | 0 | 0 | 0 | 0 | 0 | 0 | 0 | 0 | 0 | 0 | 0 | 0 | 0 | 0 | 0 | 0 | 0 | 0 | 0
Residential_Manufactured Home Low Income_Existing_Appliances_Natural Gas_Stove/Oven_E8_Baseline Forecast | Residential | Manufactured Home Low Income | Existing | Appliances | Natural Gas | Stove/Oven | E8 |  | Baseline Forecast | 0 | 0 | 0 | 0 | 0 | 0 | 0 | 0 | 0 | 0 | 0 | 0 | 0 | 0 | 0 | 0 | 0 | 0 | 0 | 0 | 0 | 0 | 0 | 0 | 0 | 0 | 0 | 0 | 0 | 0 | 0 | 0 | 0
Residential_Manufactured Home Low Income_Existing_Appliances_Natural Gas_Stove/Oven_E9_Baseline Forecast | Residential | Manufactured Home Low Income | Existing | Appliances | Natural Gas | Stove/Oven | E9 |  | Baseline Forecast | 0 | 0 | 0 | 0 | 0 | 0 | 0 | 0 | 0 | 0 | 0 | 0 | 0 | 0 | 0 | 0 | 0 | 0 | 0 | 0 | 0 | 0 | 0 | 0 | 0 | 0 | 0 | 0 | 0 | 0 | 0 | 0 | 0
Residential_Manufactured Home Low Income_Existing_Appliances_Natural Gas_Stove/Oven_E10_Baseline Forecast | Residential | Manufactured Home Low Income | Existing | Appliances | Natural Gas | Stove/Oven | E10 |  | Baseline Forecast | 0 | 0 | 0 | 0 | 0 | 0 | 0 | 0 | 0 | 0 | 0 | 0 | 0 | 0 | 0 | 0 | 0 | 0 | 0 | 0 | 0 | 0 | 0 | 0 | 0 | 0 | 0 | 0 | 0 | 0 | 0 | 0 | 0
Residential_Manufactured Home Low Income_Existing_Appliances_Natural Gas_Stove/Oven_Vintage_Baseline Forecast | Residential | Manufactured Home Low Income | Existing | Appliances | Natural Gas | Stove/Oven | Vintage |  | Baseline Forecast | 2.4679 | 2.3798 | 2.2749 | 2.1226 | 1.9461 | 1.7849 | 1.6204 | 1.4532 | 1.2845 | 1.1148 | 0.94458 | 0.8004 | 0.67824 | 0.5747 | 0.48696 | 0.41261 | 0.3496 | 0.29618 | 0.25089 | 0.21253 | 0.18002 | 0.15249 | 0.12915 | 0.10939 | 0.092641 | 0.07846 | 0.066448 | 0.056275 | 0.047658 | 0.040361 | 0.034181 | 0.028947 | 0.024515
Residential_Manufactured Home Low Income_Existing_Miscellaneous_Natural Gas_Pool Heater_E1_Baseline Forecast | Residential | Manufactured Home Low Income | Existing | Miscellaneous | Natural Gas | Pool Heater | E1 |  | Baseline Forecast | 0 | 0 | 0 | 0 | 0 | 0 | 0 | 0 | 0 | 0 | 0 | 0 | 0 | 0 | 0 | 0 | 0 | 0 | 0 | 0 | 0 | 0 | 0 | 0 | 0 | 0 | 0 | 0 | 0 | 0 | 0 | 0 | 0
Residential_Manufactured Home Low Income_Existing_Miscellaneous_Natural Gas_Pool Heater_E2_Baseline Forecast | Residential | Manufactured Home Low Income | Existing | Miscellaneous | Natural Gas | Pool Heater | E2 |  | Baseline Forecast | 0 | 0 | 0 | 0 | 0 | 0 | 0 | 0 | 0 | 0 | 0 | 0 | 0 | 0 | 0 | 0 | 0 | 0 | 0 | 0 | 0 | 0 | 0 | 0 | 0 | 0 | 0 | 0 | 0 | 0 | 0 | 0 | 0
Residential_Manufactured Home Low Income_Existing_Miscellaneous_Natural Gas_Pool Heater_E3_Baseline Forecast | Residential | Manufactured Home Low Income | Existing | Miscellaneous | Natural Gas | Pool Heater | E3 |  | Baseline Forecast | 0 | 0 | 0 | 0 | 0 | 0 | 0 | 0 | 0 | 0 | 0 | 0 | 0 | 0 | 0 | 0 | 0 | 0 | 0 | 0 | 0 | 0 | 0 | 0 | 0 | 0 | 0 | 0 | 0 | 0 | 0 | 0 | 0
Residential_Manufactured Home Low Income_Existing_Miscellaneous_Natural Gas_Pool Heater_E4_Baseline Forecast | Residential | Manufactured Home Low Income | Existing | Miscellaneous | Natural Gas | Pool Heater | E4 |  | Baseline Forecast | 0 | 0 | 0 | 0 | 0 | 0 | 0 | 0 | 0 | 0 | 0 | 0 | 0 | 0 | 0 | 0 | 0 | 0 | 0 | 0 | 0 | 0 | 0 | 0 | 0 | 0 | 0 | 0 | 0 | 0 | 0 | 0 | 0
Residential_Manufactured Home Low Income_Existing_Miscellaneous_Natural Gas_Pool Heater_E5_Baseline Forecast | Residential | Manufactured Home Low Income | Existing | Miscellaneous | Natural Gas | Pool Heater | E5 |  | Baseline Forecast | 0 | 0 | 0 | 0 | 0 | 0 | 0 | 0 | 0 | 0 | 0 | 0 | 0 | 0 | 0 | 0 | 0 | 0 | 0 | 0 | 0 | 0 | 0 | 0 | 0 | 0 | 0 | 0 | 0 | 0 | 0 | 0 | 0
Residential_Manufactured Home Low Income_Existing_Miscellaneous_Natural Gas_Pool Heater_E6_Baseline Forecast | Residential | Manufactured Home Low Income | Existing | Miscellaneous | Natural Gas | Pool Heater | E6 |  | Baseline Forecast | 0 | 0 | 0 | 0 | 0 | 0 | 0 | 0 | 0 | 0 | 0 | 0 | 0 | 0 | 0 | 0 | 0 | 0 | 0 | 0 | 0 | 0 | 0 | 0 | 0 | 0 | 0 | 0 | 0 | 0 | 0 | 0 | 0
Residential_Manufactured Home Low Income_Existing_Miscellaneous_Natural Gas_Pool Heater_E7_Baseline Forecast | Residential | Manufactured Home Low Income | Existing | Miscellaneous | Natural Gas | Pool Heater | E7 |  | Baseline Forecast | 0 | 0 | 0 | 0 | 0 | 0 | 0 | 0 | 0 | 0 | 0 | 0 | 0 | 0 | 0 | 0 | 0 | 0 | 0 | 0 | 0 | 0 | 0 | 0 | 0 | 0 | 0 | 0 | 0 | 0 | 0 | 0 | 0
Residential_Manufactured Home Low Income_Existing_Miscellaneous_Natural Gas_Pool Heater_E8_Baseline Forecast | Residential | Manufactured Home Low Income | Existing | Miscellaneous | Natural Gas | Pool Heater | E8 |  | Baseline Forecast | 0 | 0 | 0 | 0 | 0 | 0 | 0 | 0 | 0 | 0 | 0 | 0 | 0 | 0 | 0 | 0 | 0 | 0 | 0 | 0 | 0 | 0 | 0 | 0 | 0 | 0 | 0 | 0 | 0 | 0 | 0 | 0 | 0
Residential_Manufactured Home Low Income_Existing_Miscellaneous_Natural Gas_Pool Heater_E9_Baseline Forecast | Residential | Manufactured Home Low Income | Existing | Miscellaneous | Natural Gas | Pool Heater | E9 |  | Baseline Forecast | 0 | 0 | 0 | 0 | 0 | 0 | 0 | 0 | 0 | 0 | 0 | 0 | 0 | 0 | 0 | 0 | 0 | 0 | 0 | 0 | 0 | 0 | 0 | 0 | 0 | 0 | 0 | 0 | 0 | 0 | 0 | 0 | 0
Residential_Manufactured Home Low Income_Existing_Miscellaneous_Natural Gas_Pool Heater_E10_Baseline Forecast | Residential | Manufactured Home Low Income | Existing | Miscellaneous | Natural Gas | Pool Heater | E10 |  | Baseline Forecast | 0 | 0 | 0 | 0 | 0 | 0 | 0 | 0 | 0 | 0 | 0 | 0 | 0 | 0 | 0 | 0 | 0 | 0 | 0 | 0 | 0 | 0 | 0 | 0 | 0 | 0 | 0 | 0 | 0 | 0 | 0 | 0 | 0
Residential_Manufactured Home Low Income_Existing_Miscellaneous_Natural Gas_Pool Heater_Vintage_Baseline Forecast | Residential | Manufactured Home Low Income | Existing | Miscellaneous | Natural Gas | Pool Heater | Vintage |  | Baseline Forecast | 0 | 0 | 0 | 0 | 0 | 0 | 0 | 0 | 0 | 0 | 0 | 0 | 0 | 0 | 0 | 0 | 0 | 0 | 0 | 0 | 0 | 0 | 0 | 0 | 0 | 0 | 0 | 0 | 0 | 0 | 0 | 0 | 0
Residential_Manufactured Home Low Income_Existing_Miscellaneous_Natural Gas_Miscellaneous_E1_Baseline Forecast | Residential | Manufactured Home Low Income | Existing | Miscellaneous | Natural Gas | Miscellaneous | E1 |  | Baseline Forecast | 0 | 0.34771 | 0.76655 | 1.1841 | 1.6235 | 2.1022 | 2.6023 | 3.0045 | 3.3274 | 3.5851 | 3.7884 | 3.9473 | 4.0694 | 4.1611 | 4.2279 | 4.2742 | 4.3037 | 4.319 | 4.3228 | 4.3172 | 4.3041 | 4.2849 | 4.2606 | 4.232 | 4.2003 | 4.1661 | 4.1299 | 4.0921 | 4.053 | 4.0131 | 3.9726 | 3.9316 | 3.8904
Residential_Manufactured Home Low Income_Existing_Miscellaneous_Natural Gas_Miscellaneous_E2_Baseline Forecast | Residential | Manufactured Home Low Income | Existing | Miscellaneous | Natural Gas | Miscellaneous | E2 |  | Baseline Forecast | 0 | 0 | 0 | 0 | 0 | 0 | 0 | 0 | 0 | 0 | 0 | 0 | 0 | 0 | 0 | 0 | 0 | 0 | 0 | 0 | 0 | 0 | 0 | 0 | 0 | 0 | 0 | 0 | 0 | 0 | 0 | 0 | 0
Residential_Manufactured Home Low Income_Existing_Miscellaneous_Natural Gas_Miscellaneous_E3_Baseline Forecast | Residential | Manufactured Home Low Income | Existing | Miscellaneous | Natural Gas | Miscellaneous | E3 |  | Baseline Forecast | 0 | 0 | 0 | 0 | 0 | 0 | 0 | 0 | 0 | 0 | 0 | 0 | 0 | 0 | 0 | 0 | 0 | 0 | 0 | 0 | 0 | 0 | 0 | 0 | 0 | 0 | 0 | 0 | 0 | 0 | 0 | 0 | 0
Residential_Manufactured Home Low Income_Existing_Miscellaneous_Natural Gas_Miscellaneous_E4_Baseline Forecast | Residential | Manufactured Home Low Income | Existing | Miscellaneous | Natural Gas | Miscellaneous | E4 |  | Baseline Forecast | 0 | 0 | 0 | 0 | 0 | 0 | 0 | 0 | 0 | 0 | 0 | 0 | 0 | 0 | 0 | 0 | 0 | 0 | 0 | 0 | 0 | 0 | 0 | 0 | 0 | 0 | 0 | 0 | 0 | 0 | 0 | 0 | 0
Residential_Manufactured Home Low Income_Existing_Miscellaneous_Natural Gas_Miscellaneous_E5_Baseline Forecast | Residential | Manufactured Home Low Income | Existing | Miscellaneous | Natural Gas | Miscellaneous | E5 |  | Baseline Forecast | 0 | 0 | 0 | 0 | 0 | 0 | 0 | 0 | 0 | 0 | 0 | 0 | 0 | 0 | 0 | 0 | 0 | 0 | 0 | 0 | 0 | 0 | 0 | 0 | 0 | 0 | 0 | 0 | 0 | 0 | 0 | 0 | 0
Residential_Manufactured Home Low Income_Existing_Miscellaneous_Natural Gas_Miscellaneous_E6_Baseline Forecast | Residential | Manufactured Home Low Income | Existing | Miscellaneous | Natural Gas | Miscellaneous | E6 |  | Baseline Forecast | 0 | 0 | 0 | 0 | 0 | 0 | 0 | 0 | 0 | 0 | 0 | 0 | 0 | 0 | 0 | 0 | 0 | 0 | 0 | 0 | 0 | 0 | 0 | 0 | 0 | 0 | 0 | 0 | 0 | 0 | 0 | 0 | 0
Residential_Manufactured Home Low Income_Existing_Miscellaneous_Natural Gas_Miscellaneous_E7_Baseline Forecast | Residential | Manufactured Home Low Income | Existing | Miscellaneous | Natural Gas | Miscellaneous | E7 |  | Baseline Forecast | 0 | 0 | 0 | 0 | 0 | 0 | 0 | 0 | 0 | 0 | 0 | 0 | 0 | 0 | 0 | 0 | 0 | 0 | 0 | 0 | 0 | 0 | 0 | 0 | 0 | 0 | 0 | 0 | 0 | 0 | 0 | 0 | 0
Residential_Manufactured Home Low Income_Existing_Miscellaneous_Natural Gas_Miscellaneous_E8_Baseline Forecast | Residential | Manufactured Home Low Income | Existing | Miscellaneous | Natural Gas | Miscellaneous | E8 |  | Baseline Forecast | 0 | 0 | 0 | 0 | 0 | 0 | 0 | 0 | 0 | 0 | 0 | 0 | 0 | 0 | 0 | 0 | 0 | 0 | 0 | 0 | 0 | 0 | 0 | 0 | 0 | 0 | 0 | 0 | 0 | 0 | 0 | 0 | 0
Residential_Manufactured Home Low Income_Existing_Miscellaneous_Natural Gas_Miscellaneous_E9_Baseline Forecast | Residential | Manufactured Home Low Income | Existing | Miscellaneous | Natural Gas | Miscellaneous | E9 |  | Baseline Forecast | 0 | 0 | 0 | 0 | 0 | 0 | 0 | 0 | 0 | 0 | 0 | 0 | 0 | 0 | 0 | 0 | 0 | 0 | 0 | 0 | 0 | 0 | 0 | 0 | 0 | 0 | 0 | 0 | 0 | 0 | 0 | 0 | 0
Residential_Manufactured Home Low Income_Existing_Miscellaneous_Natural Gas_Miscellaneous_E10_Baseline Forecast | Residential | Manufactured Home Low Income | Existing | Miscellaneous | Natural Gas | Miscellaneous | E10 |  | Baseline Forecast | 0 | 0 | 0 | 0 | 0 | 0 | 0 | 0 | 0 | 0 | 0 | 0 | 0 | 0 | 0 | 0 | 0 | 0 | 0 | 0 | 0 | 0 | 0 | 0 | 0 | 0 | 0 | 0 | 0 | 0 | 0 | 0 | 0
Residential_Manufactured Home Low Income_Existing_Miscellaneous_Natural Gas_Miscellaneous_Vintage_Baseline Forecast | Residential | Manufactured Home Low Income | Existing | Miscellaneous | Natural Gas | Miscellaneous | Vintage |  | Baseline Forecast | 5.4865 | 5.1817 | 4.8058 | 4.3064 | 3.7413 | 3.1933 | 2.6287 | 2.1647 | 1.7836 | 1.4701 | 1.2118 | 0.99889 | 0.82343 | 0.67876 | 0.5595 | 0.46119 | 0.38014 | 0.3133 | 0.25819 | 0.21276 | 0.17532 | 0.14447 | 0.11904 | 0.098078 | 0.080807 | 0.066577 | 0.054853 | 0.045192 | 0.037232 | 0.030674 | 0.025271 | 0.02082 | 0.017153
Residential_Manufactured Home Low Income_New_Space Heating_Natural Gas_Furnace_E1_Baseline Forecast | Residential | Manufactured Home Low Income | New | Space Heating | Natural Gas | Furnace | E1 |  | Baseline Forecast | 0 | 0.03126 | 0.078535 | 0.12311 | 0.16497 | 0.20397 | 0.24239 | 0.28026 | 0.31738 | 0.35403 | 0.39049 | 0.42674 | 0.46285 | 0.49889 | 0.5348 | 0.57062 | 0.60634 | 0.64203 | 0.67769 | 0.71325 | 0.7487 | 0.78406 | 0.81934 | 0.85454 | 0.88963 | 0.92459 | 0.95944 | 0.99418 | 1.0288 | 1.0633 | 1.0977 | 1.1319 | 1.1673
Residential_Manufactured Home Low Income_New_Space Heating_Natural Gas_Furnace_E2_Baseline Forecast | Residential | Manufactured Home Low Income | New | Space Heating | Natural Gas | Furnace | E2 |  | Baseline Forecast | 0 | 7.6034e-07 | 1.9105e-06 | 2.9951e-06 | 4.0133e-06 | 4.9619e-06 | 5.8967e-06 | 6.818e-06 | 7.7211e-06 | 8.6128e-06 | 9.4997e-06 | 1.0382e-05 | 1.126e-05 | 1.2137e-05 | 1.301e-05 | 1.3881e-05 | 1.4749e-05 | 1.5617e-05 | 1.6483e-05 | 1.7347e-05 | 1.8208e-05 | 1.9065e-05 | 1.9921e-05 | 2.0774e-05 | 2.1623e-05 | 2.2469e-05 | 2.3311e-05 | 2.415e-05 | 2.4986e-05 | 2.5818e-05 | 2.6644e-05 | 2.7465e-05 | 2.8311e-05
Residential_Manufactured Home Low Income_New_Space Heating_Natural Gas_Furnace_E3_Baseline Forecast | Residential | Manufactured Home Low Income | New | Space Heating | Natural Gas | Furnace | E3 |  | Baseline Forecast | 0 | 9.6489e-10 | 2.4245e-09 | 3.801e-09 | 5.0932e-09 | 6.297e-09 | 7.4834e-09 | 8.6525e-09 | 9.7986e-09 | 1.093e-08 | 1.2056e-08 | 1.3175e-08 | 1.429e-08 | 1.5402e-08 | 1.6511e-08 | 1.7616e-08 | 1.8718e-08 | 1.9818e-08 | 2.0918e-08 | 2.2013e-08 | 2.3105e-08 | 2.4192e-08 | 2.5277e-08 | 2.6359e-08 | 2.7435e-08 | 2.8508e-08 | 2.9575e-08 | 3.0638e-08 | 3.1696e-08 | 3.2749e-08 | 3.3795e-08 | 3.4833e-08 | 3.5903e-08
Residential_Manufactured Home Low Income_New_Space Heating_Natural Gas_Furnace_E4_Baseline Forecast | Residential | Manufactured Home Low Income | New | Space Heating | Natural Gas | Furnace | E4 |  | Baseline Forecast | 0 | 0 | 0 | 0 | 0 | 0 | 0 | 0 | 0 | 0 | 0 | 0 | 0 | 0 | 0 | 0 | 0 | 0 | 0 | 0 | 0 | 0 | 0 | 0 | 0 | 0 | 0 | 0 | 0 | 0 | 0 | 0 | 0
Residential_Manufactured Home Low Income_New_Space Heating_Natural Gas_Furnace_E5_Baseline Forecast | Residential | Manufactured Home Low Income | New | Space Heating | Natural Gas | Furnace | E5 |  | Baseline Forecast | 0 | 9.6511e-10 | 2.426e-09 | 3.8044e-09 | 5.0976e-09 | 6.3024e-09 | 7.4899e-09 | 8.6602e-09 | 9.8073e-09 | 1.094e-08 | 1.2065e-08 | 1.3183e-08 | 1.4296e-08 | 1.5406e-08 | 1.651e-08 | 1.761e-08 | 1.8599e-08 | 1.9435e-08 | 2.0223e-08 | 2.102e-08 | 2.183e-08 | 2.2648e-08 | 2.347e-08 | 2.4298e-08 | 2.5131e-08 | 2.5671e-08 | 2.6096e-08 | 2.6595e-08 | 2.7163e-08 | 2.7792e-08 | 2.8756e-08 | 2.9879e-08 | 3.0996e-08
Residential_Manufactured Home Low Income_New_Space Heating_Natural Gas_Furnace_E6_Baseline Forecast | Residential | Manufactured Home Low Income | New | Space Heating | Natural Gas | Furnace | E6 |  | Baseline Forecast | 0 | 0 | 0 | 0 | 0 | 0 | 0 | 0 | 0 | 0 | 0 | 0 | 0 | 0 | 0 | 0 | 0 | 0 | 0 | 0 | 0 | 0 | 0 | 0 | 0 | 0 | 0 | 0 | 0 | 0 | 0 | 0 | 0
Residential_Manufactured Home Low Income_New_Space Heating_Natural Gas_Furnace_E7_Baseline Forecast | Residential | Manufactured Home Low Income | New | Space Heating | Natural Gas | Furnace | E7 |  | Baseline Forecast | 0 | 0 | 0 | 0 | 0 | 0 | 0 | 0 | 0 | 0 | 0 | 0 | 0 | 0 | 0 | 0 | 0 | 0 | 0 | 0 | 0 | 0 | 0 | 0 | 0 | 0 | 0 | 0 | 0 | 0 | 0 | 0 | 0
Residential_Manufactured Home Low Income_New_Space Heating_Natural Gas_Furnace_E8_Baseline Forecast | Residential | Manufactured Home Low Income | New | Space Heating | Natural Gas | Furnace | E8 |  | Baseline Forecast | 0 | 0 | 0 | 0 | 0 | 0 | 0 | 0 | 0 | 0 | 0 | 0 | 0 | 0 | 0 | 0 | 0 | 0 | 0 | 0 | 0 | 0 | 0 | 0 | 0 | 0 | 0 | 0 | 0 | 0 | 0 | 0 | 0
Residential_Manufactured Home Low Income_New_Space Heating_Natural Gas_Furnace_E9_Baseline Forecast | Residential | Manufactured Home Low Income | New | Space Heating | Natural Gas | Furnace | E9 |  | Baseline Forecast | 0 | 0 | 0 | 0 | 0 | 0 | 0 | 0 | 0 | 0 | 0 | 0 | 0 | 0 | 0 | 0 | 0 | 0 | 0 | 0 | 0 | 0 | 0 | 0 | 0 | 0 | 0 | 0 | 0 | 0 | 0 | 0 | 0
Residential_Manufactured Home Low Income_New_Space Heating_Natural Gas_Furnace_E10_Baseline Forecast | Residential | Manufactured Home Low Income | New | Space Heating | Natural Gas | Furnace | E10 |  | Baseline Forecast | 0 | 0 | 0 | 0 | 0 | 0 | 0 | 0 | 0 | 0 | 0 | 0 | 0 | 0 | 0 | 0 | 0 | 0 | 0 | 0 | 0 | 0 | 0 | 0 | 0 | 0 | 0 | 0 | 0 | 0 | 0 | 0 | 0
Residential_Manufactured Home Low Income_New_Space Heating_Natural Gas_Furnace_Vintage_Baseline Forecast | Residential | Manufactured Home Low Income | New | Space Heating | Natural Gas | Furnace | Vintage |  | Baseline Forecast | 0 | 0 | 0 | 0 | 0 | 0 | 0 | 0 | 0 | 0 | 0 | 0 | 0 | 0 | 0 | 0 | 0 | 0 | 0 | 0 | 0 | 0 | 0 | 0 | 0 | 0 | 0 | 0 | 0 | 0 | 0 | 0 | 0
Residential_Manufactured Home Low Income_New_Space Heating_Natural Gas_Boiler_E1_Baseline Forecast | Residential | Manufactured Home Low Income | New | Space Heating | Natural Gas | Boiler | E1 |  | Baseline Forecast | 0 | 0 | 0 | 0 | 0 | 0 | 0 | 0 | 0 | 0 | 0 | 0 | 0 | 0 | 0 | 0 | 0 | 0 | 0 | 0 | 0 | 0 | 0 | 0 | 0 | 0 | 0 | 0 | 0 | 0 | 0 | 0 | 0
Residential_Manufactured Home Low Income_New_Space Heating_Natural Gas_Boiler_E2_Baseline Forecast | Residential | Manufactured Home Low Income | New | Space Heating | Natural Gas | Boiler | E2 |  | Baseline Forecast | 0 | 0 | 0 | 0 | 0 | 0 | 0 | 0 | 0 | 0 | 0 | 0 | 0 | 0 | 0 | 0 | 0 | 0 | 0 | 0 | 0 | 0 | 0 | 0 | 0 | 0 | 0 | 0 | 0 | 0 | 0 | 0 | 0
Residential_Manufactured Home Low Income_New_Space Heating_Natural Gas_Boiler_E3_Baseline Forecast | Residential | Manufactured Home Low Income | New | Space Heating | Natural Gas | Boiler | E3 |  | Baseline Forecast | 0 | 0 | 0 | 0 | 0 | 0 | 0 | 0 | 0 | 0 | 0 | 0 | 0 | 0 | 0 | 0 | 0 | 0 | 0 | 0 | 0 | 0 | 0 | 0 | 0 | 0 | 0 | 0 | 0 | 0 | 0 | 0 | 0
Residential_Manufactured Home Low Income_New_Space Heating_Natural Gas_Boiler_E4_Baseline Forecast | Residential | Manufactured Home Low Income | New | Space Heating | Natural Gas | Boiler | E4 |  | Baseline Forecast | 0 | 0 | 0 | 0 | 0 | 0 | 0 | 0 | 0 | 0 | 0 | 0 | 0 | 0 | 0 | 0 | 0 | 0 | 0 | 0 | 0 | 0 | 0 | 0 | 0 | 0 | 0 | 0 | 0 | 0 | 0 | 0 | 0
Residential_Manufactured Home Low Income_New_Space Heating_Natural Gas_Boiler_E5_Baseline Forecast | Residential | Manufactured Home Low Income | New | Space Heating | Natural Gas | Boiler | E5 |  | Baseline Forecast | 0 | 0 | 0 | 0 | 0 | 0 | 0 | 0 | 0 | 0 | 0 | 0 | 0 | 0 | 0 | 0 | 0 | 0 | 0 | 0 | 0 | 0 | 0 | 0 | 0 | 0 | 0 | 0 | 0 | 0 | 0 | 0 | 0
Residential_Manufactured Home Low Income_New_Space Heating_Natural Gas_Boiler_E6_Baseline Forecast | Residential | Manufactured Home Low Income | New | Space Heating | Natural Gas | Boiler | E6 |  | Baseline Forecast | 0 | 0 | 0 | 0 | 0 | 0 | 0 | 0 | 0 | 0 | 0 | 0 | 0 | 0 | 0 | 0 | 0 | 0 | 0 | 0 | 0 | 0 | 0 | 0 | 0 | 0 | 0 | 0 | 0 | 0 | 0 | 0 | 0
Residential_Manufactured Home Low Income_New_Space Heating_Natural Gas_Boiler_E7_Baseline Forecast | Residential | Manufactured Home Low Income | New | Space Heating | Natural Gas | Boiler | E7 |  | Baseline Forecast | 0 | 0 | 0 | 0 | 0 | 0 | 0 | 0 | 0 | 0 | 0 | 0 | 0 | 0 | 0 | 0 | 0 | 0 | 0 | 0 | 0 | 0 | 0 | 0 | 0 | 0 | 0 | 0 | 0 | 0 | 0 | 0 | 0
Residential_Manufactured Home Low Income_New_Space Heating_Natural Gas_Boiler_E8_Baseline Forecast | Residential | Manufactured Home Low Income | New | Space Heating | Natural Gas | Boiler | E8 |  | Baseline Forecast | 0 | 0 | 0 | 0 | 0 | 0 | 0 | 0 | 0 | 0 | 0 | 0 | 0 | 0 | 0 | 0 | 0 | 0 | 0 | 0 | 0 | 0 | 0 | 0 | 0 | 0 | 0 | 0 | 0 | 0 | 0 | 0 | 0
Residential_Manufactured Home Low Income_New_Space Heating_Natural Gas_Boiler_E9_Baseline Forecast | Residential | Manufactured Home Low Income | New | Space Heating | Natural Gas | Boiler | E9 |  | Baseline Forecast | 0 | 0 | 0 | 0 | 0 | 0 | 0 | 0 | 0 | 0 | 0 | 0 | 0 | 0 | 0 | 0 | 0 | 0 | 0 | 0 | 0 | 0 | 0 | 0 | 0 | 0 | 0 | 0 | 0 | 0 | 0 | 0 | 0
Residential_Manufactured Home Low Income_New_Space Heating_Natural Gas_Boiler_E10_Baseline Forecast | Residential | Manufactured Home Low Income | New | Space Heating | Natural Gas | Boiler | E10 |  | Baseline Forecast | 0 | 0 | 0 | 0 | 0 | 0 | 0 | 0 | 0 | 0 | 0 | 0 | 0 | 0 | 0 | 0 | 0 | 0 | 0 | 0 | 0 | 0 | 0 | 0 | 0 | 0 | 0 | 0 | 0 | 0 | 0 | 0 | 0
Residential_Manufactured Home Low Income_New_Space Heating_Natural Gas_Boiler_Vintage_Baseline Forecast | Residential | Manufactured Home Low Income | New | Space Heating | Natural Gas | Boiler | Vintage |  | Baseline Forecast | 0 | 0 | 0 | 0 | 0 | 0 | 0 | 0 | 0 | 0 | 0 | 0 | 0 | 0 | 0 | 0 | 0 | 0 | 0 | 0 | 0 | 0 | 0 | 0 | 0 | 0 | 0 | 0 | 0 | 0 | 0 | 0 | 0
Residential_Manufactured Home Low Income_New_Secondary Heating_Natural Gas_Fireplace_E1_Baseline Forecast | Residential | Manufactured Home Low Income | New | Secondary Heating | Natural Gas | Fireplace | E1 |  | Baseline Forecast | 0 | 0.070337 | 0.17671 | 0.27701 | 0.37119 | 0.45894 | 0.5454 | 0.6306 | 0.71413 | 0.79659 | 0.87861 | 0.96018 | 1.0414 | 1.1225 | 1.2033 | 1.2839 | 1.3643 | 1.4446 | 1.5248 | 1.6048 | 1.6846 | 1.7642 | 1.8436 | 1.9228 | 2.0017 | 2.0804 | 2.1588 | 2.237 | 2.3149 | 2.3925 | 2.4699 | 2.5469 | 2.6264
Residential_Manufactured Home Low Income_New_Secondary Heating_Natural Gas_Fireplace_E2_Baseline Forecast | Residential | Manufactured Home Low Income | New | Secondary Heating | Natural Gas | Fireplace | E2 |  | Baseline Forecast | 0 | 0 | 0 | 0 | 0 | 0 | 0 | 0 | 0 | 0 | 0 | 0 | 0 | 0 | 0 | 0 | 0 | 0 | 0 | 0 | 0 | 0 | 0 | 0 | 0 | 0 | 0 | 0 | 0 | 0 | 0 | 0 | 0
Residential_Manufactured Home Low Income_New_Secondary Heating_Natural Gas_Fireplace_E3_Baseline Forecast | Residential | Manufactured Home Low Income | New | Secondary Heating | Natural Gas | Fireplace | E3 |  | Baseline Forecast | 0 | 0 | 0 | 0 | 0 | 0 | 0 | 0 | 0 | 0 | 0 | 0 | 0 | 0 | 0 | 0 | 0 | 0 | 0 | 0 | 0 | 0 | 0 | 0 | 0 | 0 | 0 | 0 | 0 | 0 | 0 | 0 | 0
Residential_Manufactured Home Low Income_New_Secondary Heating_Natural Gas_Fireplace_E4_Baseline Forecast | Residential | Manufactured Home Low Income | New | Secondary Heating | Natural Gas | Fireplace | E4 |  | Baseline Forecast | 0 | 0 | 0 | 0 | 0 | 0 | 0 | 0 | 0 | 0 | 0 | 0 | 0 | 0 | 0 | 0 | 0 | 0 | 0 | 0 | 0 | 0 | 0 | 0 | 0 | 0 | 0 | 0 | 0 | 0 | 0 | 0 | 0
Residential_Manufactured Home Low Income_New_Secondary Heating_Natural Gas_Fireplace_E5_Baseline Forecast | Residential | Manufactured Home Low Income | New | Secondary Heating | Natural Gas | Fireplace | E5 |  | Baseline Forecast | 0 | 0 | 0 | 0 | 0 | 0 | 0 | 0 | 0 | 0 | 0 | 0 | 0 | 0 | 0 | 0 | 0 | 0 | 0 | 0 | 0 | 0 | 0 | 0 | 0 | 0 | 0 | 0 | 0 | 0 | 0 | 0 | 0
Residential_Manufactured Home Low Income_New_Secondary Heating_Natural Gas_Fireplace_E6_Baseline Forecast | Residential | Manufactured Home Low Income | New | Secondary Heating | Natural Gas | Fireplace | E6 |  | Baseline Forecast | 0 | 0 | 0 | 0 | 0 | 0 | 0 | 0 | 0 | 0 | 0 | 0 | 0 | 0 | 0 | 0 | 0 | 0 | 0 | 0 | 0 | 0 | 0 | 0 | 0 | 0 | 0 | 0 | 0 | 0 | 0 | 0 | 0
Residential_Manufactured Home Low Income_New_Secondary Heating_Natural Gas_Fireplace_E7_Baseline Forecast | Residential | Manufactured Home Low Income | New | Secondary Heating | Natural Gas | Fireplace | E7 |  | Baseline Forecast | 0 | 0 | 0 | 0 | 0 | 0 | 0 | 0 | 0 | 0 | 0 | 0 | 0 | 0 | 0 | 0 | 0 | 0 | 0 | 0 | 0 | 0 | 0 | 0 | 0 | 0 | 0 | 0 | 0 | 0 | 0 | 0 | 0
Residential_Manufactured Home Low Income_New_Secondary Heating_Natural Gas_Fireplace_E8_Baseline Forecast | Residential | Manufactured Home Low Income | New | Secondary Heating | Natural Gas | Fireplace | E8 |  | Baseline Forecast | 0 | 0 | 0 | 0 | 0 | 0 | 0 | 0 | 0 | 0 | 0 | 0 | 0 | 0 | 0 | 0 | 0 | 0 | 0 | 0 | 0 | 0 | 0 | 0 | 0 | 0 | 0 | 0 | 0 | 0 | 0 | 0 | 0
Residential_Manufactured Home Low Income_New_Secondary Heating_Natural Gas_Fireplace_E9_Baseline Forecast | Residential | Manufactured Home Low Income | New | Secondary Heating | Natural Gas | Fireplace | E9 |  | Baseline Forecast | 0 | 0 | 0 | 0 | 0 | 0 | 0 | 0 | 0 | 0 | 0 | 0 | 0 | 0 | 0 | 0 | 0 | 0 | 0 | 0 | 0 | 0 | 0 | 0 | 0 | 0 | 0 | 0 | 0 | 0 | 0 | 0 | 0
Residential_Manufactured Home Low Income_New_Secondary Heating_Natural Gas_Fireplace_E10_Baseline Forecast | Residential | Manufactured Home Low Income | New | Secondary Heating | Natural Gas | Fireplace | E10 |  | Baseline Forecast | 0 | 0 | 0 | 0 | 0 | 0 | 0 | 0 | 0 | 0 | 0 | 0 | 0 | 0 | 0 | 0 | 0 | 0 | 0 | 0 | 0 | 0 | 0 | 0 | 0 | 0 | 0 | 0 | 0 | 0 | 0 | 0 | 0
Residential_Manufactured Home Low Income_New_Secondary Heating_Natural Gas_Fireplace_Vintage_Baseline Forecast | Residential | Manufactured Home Low Income | New | Secondary Heating | Natural Gas | Fireplace | Vintage |  | Baseline Forecast | 0 | 0 | 0 | 0 | 0 | 0 | 0 | 0 | 0 | 0 | 0 | 0 | 0 | 0 | 0 | 0 | 0 | 0 | 0 | 0 | 0 | 0 | 0 | 0 | 0 | 0 | 0 | 0 | 0 | 0 | 0 | 0 | 0
Residential_Manufactured Home Low Income_New_Water Heating_Natural Gas_Water Heater (<= 55 gal)_E1_Baseline Forecast | Residential | Manufactured Home Low Income | New | Water Heating | Natural Gas | Water Heater (<= 55 gal) | E1 |  | Baseline Forecast | 0 | 0 | 0 | 0 | 0 | 0 | 0 | 0 | 0 | 0 | 0 | 0 | 0 | 0 | 0 | 0 | 0 | 0 | 0 | 0 | 0 | 0 | 0 | 0 | 0 | 0 | 0 | 0 | 0 | 0 | 0 | 0 | 0
Residential_Manufactured Home Low Income_New_Water Heating_Natural Gas_Water Heater (<= 55 gal)_E2_Baseline Forecast | Residential | Manufactured Home Low Income | New | Water Heating | Natural Gas | Water Heater (<= 55 gal) | E2 |  | Baseline Forecast | 0 | 0 | 0 | 0 | 0 | 0 | 0 | 0 | 0 | 0 | 0 | 0 | 0 | 0 | 0 | 0 | 0 | 0 | 0 | 0 | 0 | 0 | 0 | 0 | 0 | 0 | 0 | 0 | 0 | 0 | 0 | 0 | 0
Residential_Manufactured Home Low Income_New_Water Heating_Natural Gas_Water Heater (<= 55 gal)_E3_Baseline Forecast | Residential | Manufactured Home Low Income | New | Water Heating | Natural Gas | Water Heater (<= 55 gal) | E3 |  | Baseline Forecast | 0 | 0 | 0 | 0 | 0 | 0 | 0 | 0 | 0 | 0 | 0 | 0 | 0 | 0 | 0 | 0 | 0 | 0 | 0 | 0 | 0 | 0 | 0 | 0 | 0 | 0 | 0 | 0 | 0 | 0 | 0 | 0 | 0
Residential_Manufactured Home Low Income_New_Water Heating_Natural Gas_Water Heater (<= 55 gal)_E4_Baseline Forecast | Residential | Manufactured Home Low Income | New | Water Heating | Natural Gas | Water Heater (<= 55 gal) | E4 |  | Baseline Forecast | 0 | 0 | 0 | 0 | 0 | 0 | 0 | 0 | 0 | 0 | 0 | 0 | 0 | 0 | 0 | 0 | 0 | 0 | 0 | 0 | 0 | 0 | 0 | 0 | 0 | 0 | 0 | 0 | 0 | 0 | 0 | 0 | 0
Residential_Manufactured Home Low Income_New_Water Heating_Natural Gas_Water Heater (<= 55 gal)_E5_Baseline Forecast | Residential | Manufactured Home Low Income | New | Water Heating | Natural Gas | Water Heater (<= 55 gal) | E5 |  | Baseline Forecast | 0 | 0 | 0 | 0 | 0 | 0 | 0 | 0 | 0 | 0 | 0 | 0 | 0 | 0 | 0 | 0 | 0 | 0 | 0 | 0 | 0 | 0 | 0 | 0 | 0 | 0 | 0 | 0 | 0 | 0 | 0 | 0 | 0
Residential_Manufactured Home Low Income_New_Water Heating_Natural Gas_Water Heater (<= 55 gal)_E6_Baseline Forecast | Residential | Manufactured Home Low Income | New | Water Heating | Natural Gas | Water Heater (<= 55 gal) | E6 |  | Baseline Forecast | 0 | 0 | 0 | 0 | 0 | 0 | 0 | 0 | 0 | 0 | 0 | 0 | 0 | 0 | 0 | 0 | 0 | 0 | 0 | 0 | 0 | 0 | 0 | 0 | 0 | 0 | 0 | 0 | 0 | 0 | 0 | 0 | 0
Residential_Manufactured Home Low Income_New_Water Heating_Natural Gas_Water Heater (<= 55 gal)_E7_Baseline Forecast | Residential | Manufactured Home Low Income | New | Water Heating | Natural Gas | Water Heater (<= 55 gal) | E7 |  | Baseline Forecast | 0 | 0 | 0 | 0 | 0 | 0 | 0 | 0 | 0 | 0 | 0 | 0 | 0 | 0 | 0 | 0 | 0 | 0 | 0 | 0 | 0 | 0 | 0 | 0 | 0 | 0 | 0 | 0 | 0 | 0 | 0 | 0 | 0
Residential_Manufactured Home Low Income_New_Water Heating_Natural Gas_Water Heater (<= 55 gal)_E8_Baseline Forecast | Residential | Manufactured Home Low Income | New | Water Heating | Natural Gas | Water Heater (<= 55 gal) | E8 |  | Baseline Forecast | 0 | 0 | 0 | 0 | 0 | 0 | 0 | 0 | 0 | 0 | 0 | 0 | 0 | 0 | 0 | 0 | 0 | 0 | 0 | 0 | 0 | 0 | 0 | 0 | 0 | 0 | 0 | 0 | 0 | 0 | 0 | 0 | 0
Residential_Manufactured Home Low Income_New_Water Heating_Natural Gas_Water Heater (<= 55 gal)_E9_Baseline Forecast | Residential | Manufactured Home Low Income | New | Water Heating | Natural Gas | Water Heater (<= 55 gal) | E9 |  | Baseline Forecast | 0 | 0 | 0 | 0 | 0 | 0 | 0 | 0 | 0 | 0 | 0 | 0 | 0 | 0 | 0 | 0 | 0 | 0 | 0 | 0 | 0 | 0 | 0 | 0 | 0 | 0 | 0 | 0 | 0 | 0 | 0 | 0 | 0
Residential_Manufactured Home Low Income_New_Water Heating_Natural Gas_Water Heater (<= 55 gal)_E10_Baseline Forecast | Residential | Manufactured Home Low Income | New | Water Heating | Natural Gas | Water Heater (<= 55 gal) | E10 |  | Baseline Forecast | 0 | 0 | 0 | 0 | 0 | 0 | 0 | 0 | 0 | 0 | 0 | 0 | 0 | 0 | 0 | 0 | 0 | 0 | 0 | 0 | 0 | 0 | 0 | 0 | 0 | 0 | 0 | 0 | 0 | 0 | 0 | 0 | 0
Residential_Manufactured Home Low Income_New_Water Heating_Natural Gas_Water Heater (<= 55 gal)_Vintage_Baseline Forecast | Residential | Manufactured Home Low Income | New | Water Heating | Natural Gas | Water Heater (<= 55 gal) | Vintage |  | Baseline Forecast | 0 | 0 | 0 | 0 | 0 | 0 | 0 | 0 | 0 | 0 | 0 | 0 | 0 | 0 | 0 | 0 | 0 | 0 | 0 | 0 | 0 | 0 | 0 | 0 | 0 | 0 | 0 | 0 | 0 | 0 | 0 | 0 | 0
Residential_Manufactured Home Low Income_New_Water Heating_Natural Gas_Water Heater (> 55 gal)_E1_Baseline Forecast | Residential | Manufactured Home Low Income | New | Water Heating | Natural Gas | Water Heater (> 55 gal) | E1 |  | Baseline Forecast | 0 | 0 | 0 | 0 | 0 | 0 | 0 | 0 | 0 | 0 | 0 | 0 | 0 | 0 | 0 | 0 | 0 | 0 | 0 | 0 | 0 | 0 | 0 | 0 | 0 | 0 | 0 | 0 | 0 | 0 | 0 | 0 | 0
Residential_Manufactured Home Low Income_New_Water Heating_Natural Gas_Water Heater (> 55 gal)_E2_Baseline Forecast | Residential | Manufactured Home Low Income | New | Water Heating | Natural Gas | Water Heater (> 55 gal) | E2 |  | Baseline Forecast | 0 | 0 | 0 | 0 | 0 | 0 | 0 | 0 | 0 | 0 | 0 | 0 | 0 | 0 | 0 | 0 | 0 | 0 | 0 | 0 | 0 | 0 | 0 | 0 | 0 | 0 | 0 | 0 | 0 | 0 | 0 | 0 | 0
Residential_Manufactured Home Low Income_New_Water Heating_Natural Gas_Water Heater (> 55 gal)_E3_Baseline Forecast | Residential | Manufactured Home Low Income | New | Water Heating | Natural Gas | Water Heater (> 55 gal) | E3 |  | Baseline Forecast | 0 | 0 | 0 | 0 | 0 | 0 | 0 | 0 | 0 | 0 | 0 | 0 | 0 | 0 | 0 | 0 | 0 | 0 | 0 | 0 | 0 | 0 | 0 | 0 | 0 | 0 | 0 | 0 | 0 | 0 | 0 | 0 | 0
Residential_Manufactured Home Low Income_New_Water Heating_Natural Gas_Water Heater (> 55 gal)_E4_Baseline Forecast | Residential | Manufactured Home Low Income | New | Water Heating | Natural Gas | Water Heater (> 55 gal) | E4 |  | Baseline Forecast | 0 | 0 | 0 | 0 | 0 | 0 | 0 | 0 | 0 | 0 | 0 | 0 | 0 | 0 | 0 | 0 | 0 | 0 | 0 | 0 | 0 | 0 | 0 | 0 | 0 | 0 | 0 | 0 | 0 | 0 | 0 | 0 | 0
Residential_Manufactured Home Low Income_New_Water Heating_Natural Gas_Water Heater (> 55 gal)_E5_Baseline Forecast | Residential | Manufactured Home Low Income | New | Water Heating | Natural Gas | Water Heater (> 55 gal) | E5 |  | Baseline Forecast | 0 | 0 | 0 | 0 | 0 | 0 | 0 | 0 | 0 | 0 | 0 | 0 | 0 | 0 | 0 | 0 | 0 | 0 | 0 | 0 | 0 | 0 | 0 | 0 | 0 | 0 | 0 | 0 | 0 | 0 | 0 | 0 | 0
Residential_Manufactured Home Low Income_New_Water Heating_Natural Gas_Water Heater (> 55 gal)_E6_Baseline Forecast | Residential | Manufactured Home Low Income | New | Water Heating | Natural Gas | Water Heater (> 55 gal) | E6 |  | Baseline Forecast | 0 | 0 | 0 | 0 | 0 | 0 | 0 | 0 | 0 | 0 | 0 | 0 | 0 | 0 | 0 | 0 | 0 | 0 | 0 | 0 | 0 | 0 | 0 | 0 | 0 | 0 | 0 | 0 | 0 | 0 | 0 | 0 | 0
Residential_Manufactured Home Low Income_New_Water Heating_Natural Gas_Water Heater (> 55 gal)_E7_Baseline Forecast | Residential | Manufactured Home Low Income | New | Water Heating | Natural Gas | Water Heater (> 55 gal) | E7 |  | Baseline Forecast | 0 | 0 | 0 | 0 | 0 | 0 | 0 | 0 | 0 | 0 | 0 | 0 | 0 | 0 | 0 | 0 | 0 | 0 | 0 | 0 | 0 | 0 | 0 | 0 | 0 | 0 | 0 | 0 | 0 | 0 | 0 | 0 | 0
Residential_Manufactured Home Low Income_New_Water Heating_Natural Gas_Water Heater (> 55 gal)_E8_Baseline Forecast | Residential | Manufactured Home Low Income | New | Water Heating | Natural Gas | Water Heater (> 55 gal) | E8 |  | Baseline Forecast | 0 | 0 | 0 | 0 | 0 | 0 | 0 | 0 | 0 | 0 | 0 | 0 | 0 | 0 | 0 | 0 | 0 | 0 | 0 | 0 | 0 | 0 | 0 | 0 | 0 | 0 | 0 | 0 | 0 | 0 | 0 | 0 | 0
Residential_Manufactured Home Low Income_New_Water Heating_Natural Gas_Water Heater (> 55 gal)_E9_Baseline Forecast | Residential | Manufactured Home Low Income | New | Water Heating | Natural Gas | Water Heater (> 55 gal) | E9 |  | Baseline Forecast | 0 | 0 | 0 | 0 | 0 | 0 | 0 | 0 | 0 | 0 | 0 | 0 | 0 | 0 | 0 | 0 | 0 | 0 | 0 | 0 | 0 | 0 | 0 | 0 | 0 | 0 | 0 | 0 | 0 | 0 | 0 | 0 | 0
Residential_Manufactured Home Low Income_New_Water Heating_Natural Gas_Water Heater (> 55 gal)_E10_Baseline Forecast | Residential | Manufactured Home Low Income | New | Water Heating | Natural Gas | Water Heater (> 55 gal) | E10 |  | Baseline Forecast | 0 | 0 | 0 | 0 | 0 | 0 | 0 | 0 | 0 | 0 | 0 | 0 | 0 | 0 | 0 | 0 | 0 | 0 | 0 | 0 | 0 | 0 | 0 | 0 | 0 | 0 | 0 | 0 | 0 | 0 | 0 | 0 | 0
Residential_Manufactured Home Low Income_New_Water Heating_Natural Gas_Water Heater (> 55 gal)_Vintage_Baseline Forecast | Residential | Manufactured Home Low Income | New | Water Heating | Natural Gas | Water Heater (> 55 gal) | Vintage |  | Baseline Forecast | 0 | 0 | 0 | 0 | 0 | 0 | 0 | 0 | 0 | 0 | 0 | 0 | 0 | 0 | 0 | 0 | 0 | 0 | 0 | 0 | 0 | 0 | 0 | 0 | 0 | 0 | 0 | 0 | 0 | 0 | 0 | 0 | 0
Residential_Manufactured Home Low Income_New_Appliances_Natural Gas_Clothes Dryer_E1_Baseline Forecast | Residential | Manufactured Home Low Income | New | Appliances | Natural Gas | Clothes Dryer | E1 |  | Baseline Forecast | 0 | 0.039051 | 0.098089 | 0.15373 | 0.20597 | 0.25461 | 0.30252 | 0.34971 | 0.39595 | 0.44158 | 0.48695 | 0.53204 | 0.57693 | 0.6217 | 0.66629 | 0.71072 | 0.75502 | 0.79925 | 0.84341 | 0.88741 | 0.93126 | 0.97496 | 1.0186 | 1.062 | 1.1054 | 1.1485 | 1.1915 | 1.2344 | 1.2771 | 1.3196 | 1.362 | 1.4042 | 1.4477
Residential_Manufactured Home Low Income_New_Appliances_Natural Gas_Clothes Dryer_E2_Baseline Forecast | Residential | Manufactured Home Low Income | New | Appliances | Natural Gas | Clothes Dryer | E2 |  | Baseline Forecast | 0 | 0.031274 | 0.078559 | 0.12313 | 0.16497 | 0.20393 | 0.24232 | 0.28014 | 0.3172 | 0.35378 | 0.39017 | 0.42634 | 0.46238 | 0.49834 | 0.53417 | 0.56991 | 0.60554 | 0.64115 | 0.67674 | 0.71223 | 0.74762 | 0.78288 | 0.81807 | 0.85317 | 0.88814 | 0.92299 | 0.95769 | 0.99228 | 1.0267 | 1.0611 | 1.0952 | 1.1293 | 1.1643
Residential_Manufactured Home Low Income_New_Appliances_Natural Gas_Clothes Dryer_E3_Baseline Forecast | Residential | Manufactured Home Low Income | New | Appliances | Natural Gas | Clothes Dryer | E3 |  | Baseline Forecast | 0 | 0 | 0 | 0 | 0 | 0 | 0 | 0 | 0 | 0 | 0 | 0 | 0 | 0 | 0 | 0 | 0 | 0 | 0 | 0 | 0 | 0 | 0 | 0 | 0 | 0 | 0 | 0 | 0 | 0 | 0 | 0 | 0
Residential_Manufactured Home Low Income_New_Appliances_Natural Gas_Clothes Dryer_E4_Baseline Forecast | Residential | Manufactured Home Low Income | New | Appliances | Natural Gas | Clothes Dryer | E4 |  | Baseline Forecast | 0 | 0 | 0 | 0 | 0 | 0 | 0 | 0 | 0 | 0 | 0 | 0 | 0 | 0 | 0 | 0 | 0 | 0 | 0 | 0 | 0 | 0 | 0 | 0 | 0 | 0 | 0 | 0 | 0 | 0 | 0 | 0 | 0
Residential_Manufactured Home Low Income_New_Appliances_Natural Gas_Clothes Dryer_E5_Baseline Forecast | Residential | Manufactured Home Low Income | New | Appliances | Natural Gas | Clothes Dryer | E5 |  | Baseline Forecast | 0 | 0 | 0 | 0 | 0 | 0 | 0 | 0 | 0 | 0 | 0 | 0 | 0 | 0 | 0 | 0 | 0 | 0 | 0 | 0 | 0 | 0 | 0 | 0 | 0 | 0 | 0 | 0 | 0 | 0 | 0 | 0 | 0
Residential_Manufactured Home Low Income_New_Appliances_Natural Gas_Clothes Dryer_E6_Baseline Forecast | Residential | Manufactured Home Low Income | New | Appliances | Natural Gas | Clothes Dryer | E6 |  | Baseline Forecast | 0 | 0 | 0 | 0 | 0 | 0 | 0 | 0 | 0 | 0 | 0 | 0 | 0 | 0 | 0 | 0 | 0 | 0 | 0 | 0 | 0 | 0 | 0 | 0 | 0 | 0 | 0 | 0 | 0 | 0 | 0 | 0 | 0
Residential_Manufactured Home Low Income_New_Appliances_Natural Gas_Clothes Dryer_E7_Baseline Forecast | Residential | Manufactured Home Low Income | New | Appliances | Natural Gas | Clothes Dryer | E7 |  | Baseline Forecast | 0 | 0 | 0 | 0 | 0 | 0 | 0 | 0 | 0 | 0 | 0 | 0 | 0 | 0 | 0 | 0 | 0 | 0 | 0 | 0 | 0 | 0 | 0 | 0 | 0 | 0 | 0 | 0 | 0 | 0 | 0 | 0 | 0
Residential_Manufactured Home Low Income_New_Appliances_Natural Gas_Clothes Dryer_E8_Baseline Forecast | Residential | Manufactured Home Low Income | New | Appliances | Natural Gas | Clothes Dryer | E8 |  | Baseline Forecast | 0 | 0 | 0 | 0 | 0 | 0 | 0 | 0 | 0 | 0 | 0 | 0 | 0 | 0 | 0 | 0 | 0 | 0 | 0 | 0 | 0 | 0 | 0 | 0 | 0 | 0 | 0 | 0 | 0 | 0 | 0 | 0 | 0
Residential_Manufactured Home Low Income_New_Appliances_Natural Gas_Clothes Dryer_E9_Baseline Forecast | Residential | Manufactured Home Low Income | New | Appliances | Natural Gas | Clothes Dryer | E9 |  | Baseline Forecast | 0 | 0 | 0 | 0 | 0 | 0 | 0 | 0 | 0 | 0 | 0 | 0 | 0 | 0 | 0 | 0 | 0 | 0 | 0 | 0 | 0 | 0 | 0 | 0 | 0 | 0 | 0 | 0 | 0 | 0 | 0 | 0 | 0
Residential_Manufactured Home Low Income_New_Appliances_Natural Gas_Clothes Dryer_E10_Baseline Forecast | Residential | Manufactured Home Low Income | New | Appliances | Natural Gas | Clothes Dryer | E10 |  | Baseline Forecast | 0 | 0 | 0 | 0 | 0 | 0 | 0 | 0 | 0 | 0 | 0 | 0 | 0 | 0 | 0 | 0 | 0 | 0 | 0 | 0 | 0 | 0 | 0 | 0 | 0 | 0 | 0 | 0 | 0 | 0 | 0 | 0 | 0
Residential_Manufactured Home Low Income_New_Appliances_Natural Gas_Clothes Dryer_Vintage_Baseline Forecast | Residential | Manufactured Home Low Income | New | Appliances | Natural Gas | Clothes Dryer | Vintage |  | Baseline Forecast | 0 | 0 | 0 | 0 | 0 | 0 | 0 | 0 | 0 | 0 | 0 | 0 | 0 | 0 | 0 | 0 | 0 | 0 | 0 | 0 | 0 | 0 | 0 | 0 | 0 | 0 | 0 | 0 | 0 | 0 | 0 | 0 | 0
Residential_Manufactured Home Low Income_New_Appliances_Natural Gas_Stove/Oven_E1_Baseline Forecast | Residential | Manufactured Home Low Income | New | Appliances | Natural Gas | Stove/Oven | E1 |  | Baseline Forecast | 0 | 0.04369 | 0.10969 | 0.17184 | 0.23012 | 0.28435 | 0.3377 | 0.3902 | 0.44159 | 0.49225 | 0.54257 | 0.59254 | 0.64223 | 0.69175 | 0.74101 | 0.79006 | 0.8389 | 0.88762 | 0.9362 | 0.98456 | 1.0327 | 1.0807 | 1.1284 | 1.1761 | 1.2234 | 1.2706 | 1.3176 | 1.3643 | 1.4108 | 1.4572 | 1.5033 | 1.5491 | 1.5965
Residential_Manufactured Home Low Income_New_Appliances_Natural Gas_Stove/Oven_E2_Baseline Forecast | Residential | Manufactured Home Low Income | New | Appliances | Natural Gas | Stove/Oven | E2 |  | Baseline Forecast | 0 | 0.018793 | 0.047189 | 0.073932 | 0.099008 | 0.12234 | 0.14531 | 0.16792 | 0.19007 | 0.21191 | 0.23362 | 0.25519 | 0.27666 | 0.29809 | 0.31943 | 0.34069 | 0.3619 | 0.38307 | 0.40424 | 0.42534 | 0.44637 | 0.46731 | 0.48818 | 0.50899 | 0.5297 | 0.55032 | 0.57083 | 0.59126 | 0.61159 | 0.63181 | 0.65193 | 0.67193 | 0.69251
Residential_Manufactured Home Low Income_New_Appliances_Natural Gas_Stove/Oven_E3_Baseline Forecast | Residential | Manufactured Home Low Income | New | Appliances | Natural Gas | Stove/Oven | E3 |  | Baseline Forecast | 0 | 0 | 0 | 0 | 0 | 0 | 0 | 0 | 0 | 0 | 0 | 0 | 0 | 0 | 0 | 0 | 0 | 0 | 0 | 0 | 0 | 0 | 0 | 0 | 0 | 0 | 0 | 0 | 0 | 0 | 0 | 0 | 0
Residential_Manufactured Home Low Income_New_Appliances_Natural Gas_Stove/Oven_E4_Baseline Forecast | Residential | Manufactured Home Low Income | New | Appliances | Natural Gas | Stove/Oven | E4 |  | Baseline Forecast | 0 | 0 | 0 | 0 | 0 | 0 | 0 | 0 | 0 | 0 | 0 | 0 | 0 | 0 | 0 | 0 | 0 | 0 | 0 | 0 | 0 | 0 | 0 | 0 | 0 | 0 | 0 | 0 | 0 | 0 | 0 | 0 | 0
Residential_Manufactured Home Low Income_New_Appliances_Natural Gas_Stove/Oven_E5_Baseline Forecast | Residential | Manufactured Home Low Income | New | Appliances | Natural Gas | Stove/Oven | E5 |  | Baseline Forecast | 0 | 0 | 0 | 0 | 0 | 0 | 0 | 0 | 0 | 0 | 0 | 0 | 0 | 0 | 0 | 0 | 0 | 0 | 0 | 0 | 0 | 0 | 0 | 0 | 0 | 0 | 0 | 0 | 0 | 0 | 0 | 0 | 0
Residential_Manufactured Home Low Income_New_Appliances_Natural Gas_Stove/Oven_E6_Baseline Forecast | Residential | Manufactured Home Low Income | New | Appliances | Natural Gas | Stove/Oven | E6 |  | Baseline Forecast | 0 | 0 | 0 | 0 | 0 | 0 | 0 | 0 | 0 | 0 | 0 | 0 | 0 | 0 | 0 | 0 | 0 | 0 | 0 | 0 | 0 | 0 | 0 | 0 | 0 | 0 | 0 | 0 | 0 | 0 | 0 | 0 | 0
Residential_Manufactured Home Low Income_New_Appliances_Natural Gas_Stove/Oven_E7_Baseline Forecast | Residential | Manufactured Home Low Income | New | Appliances | Natural Gas | Stove/Oven | E7 |  | Baseline Forecast | 0 | 0 | 0 | 0 | 0 | 0 | 0 | 0 | 0 | 0 | 0 | 0 | 0 | 0 | 0 | 0 | 0 | 0 | 0 | 0 | 0 | 0 | 0 | 0 | 0 | 0 | 0 | 0 | 0 | 0 | 0 | 0 | 0
Residential_Manufactured Home Low Income_New_Appliances_Natural Gas_Stove/Oven_E8_Baseline Forecast | Residential | Manufactured Home Low Income | New | Appliances | Natural Gas | Stove/Oven | E8 |  | Baseline Forecast | 0 | 0 | 0 | 0 | 0 | 0 | 0 | 0 | 0 | 0 | 0 | 0 | 0 | 0 | 0 | 0 | 0 | 0 | 0 | 0 | 0 | 0 | 0 | 0 | 0 | 0 | 0 | 0 | 0 | 0 | 0 | 0 | 0
Residential_Manufactured Home Low Income_New_Appliances_Natural Gas_Stove/Oven_E9_Baseline Forecast | Residential | Manufactured Home Low Income | New | Appliances | Natural Gas | Stove/Oven | E9 |  | Baseline Forecast | 0 | 0 | 0 | 0 | 0 | 0 | 0 | 0 | 0 | 0 | 0 | 0 | 0 | 0 | 0 | 0 | 0 | 0 | 0 | 0 | 0 | 0 | 0 | 0 | 0 | 0 | 0 | 0 | 0 | 0 | 0 | 0 | 0
Residential_Manufactured Home Low Income_New_Appliances_Natural Gas_Stove/Oven_E10_Baseline Forecast | Residential | Manufactured Home Low Income | New | Appliances | Natural Gas | Stove/Oven | E10 |  | Baseline Forecast | 0 | 0 | 0 | 0 | 0 | 0 | 0 | 0 | 0 | 0 | 0 | 0 | 0 | 0 | 0 | 0 | 0 | 0 | 0 | 0 | 0 | 0 | 0 | 0 | 0 | 0 | 0 | 0 | 0 | 0 | 0 | 0 | 0
Residential_Manufactured Home Low Income_New_Appliances_Natural Gas_Stove/Oven_Vintage_Baseline Forecast | Residential | Manufactured Home Low Income | New | Appliances | Natural Gas | Stove/Oven | Vintage |  | Baseline Forecast | 0 | 0 | 0 | 0 | 0 | 0 | 0 | 0 | 0 | 0 | 0 | 0 | 0 | 0 | 0 | 0 | 0 | 0 | 0 | 0 | 0 | 0 | 0 | 0 | 0 | 0 | 0 | 0 | 0 | 0 | 0 | 0 | 0
Residential_Manufactured Home Low Income_New_Miscellaneous_Natural Gas_Pool Heater_E1_Baseline Forecast | Residential | Manufactured Home Low Income | New | Miscellaneous | Natural Gas | Pool Heater | E1 |  | Baseline Forecast | 0 | 0 | 0 | 0 | 0 | 0 | 0 | 0 | 0 | 0 | 0 | 0 | 0 | 0 | 0 | 0 | 0 | 0 | 0 | 0 | 0 | 0 | 0 | 0 | 0 | 0 | 0 | 0 | 0 | 0 | 0 | 0 | 0
Residential_Manufactured Home Low Income_New_Miscellaneous_Natural Gas_Pool Heater_E2_Baseline Forecast | Residential | Manufactured Home Low Income | New | Miscellaneous | Natural Gas | Pool Heater | E2 |  | Baseline Forecast | 0 | 0 | 0 | 0 | 0 | 0 | 0 | 0 | 0 | 0 | 0 | 0 | 0 | 0 | 0 | 0 | 0 | 0 | 0 | 0 | 0 | 0 | 0 | 0 | 0 | 0 | 0 | 0 | 0 | 0 | 0 | 0 | 0
Residential_Manufactured Home Low Income_New_Miscellaneous_Natural Gas_Pool Heater_E3_Baseline Forecast | Residential | Manufactured Home Low Income | New | Miscellaneous | Natural Gas | Pool Heater | E3 |  | Baseline Forecast | 0 | 0 | 0 | 0 | 0 | 0 | 0 | 0 | 0 | 0 | 0 | 0 | 0 | 0 | 0 | 0 | 0 | 0 | 0 | 0 | 0 | 0 | 0 | 0 | 0 | 0 | 0 | 0 | 0 | 0 | 0 | 0 | 0
Residential_Manufactured Home Low Income_New_Miscellaneous_Natural Gas_Pool Heater_E4_Baseline Forecast | Residential | Manufactured Home Low Income | New | Miscellaneous | Natural Gas | Pool Heater | E4 |  | Baseline Forecast | 0 | 0 | 0 | 0 | 0 | 0 | 0 | 0 | 0 | 0 | 0 | 0 | 0 | 0 | 0 | 0 | 0 | 0 | 0 | 0 | 0 | 0 | 0 | 0 | 0 | 0 | 0 | 0 | 0 | 0 | 0 | 0 | 0
Residential_Manufactured Home Low Income_New_Miscellaneous_Natural Gas_Pool Heater_E5_Baseline Forecast | Residential | Manufactured Home Low Income | New | Miscellaneous | Natural Gas | Pool Heater | E5 |  | Baseline Forecast | 0 | 0 | 0 | 0 | 0 | 0 | 0 | 0 | 0 | 0 | 0 | 0 | 0 | 0 | 0 | 0 | 0 | 0 | 0 | 0 | 0 | 0 | 0 | 0 | 0 | 0 | 0 | 0 | 0 | 0 | 0 | 0 | 0
Residential_Manufactured Home Low Income_New_Miscellaneous_Natural Gas_Pool Heater_E6_Baseline Forecast | Residential | Manufactured Home Low Income | New | Miscellaneous | Natural Gas | Pool Heater | E6 |  | Baseline Forecast | 0 | 0 | 0 | 0 | 0 | 0 | 0 | 0 | 0 | 0 | 0 | 0 | 0 | 0 | 0 | 0 | 0 | 0 | 0 | 0 | 0 | 0 | 0 | 0 | 0 | 0 | 0 | 0 | 0 | 0 | 0 | 0 | 0
Residential_Manufactured Home Low Income_New_Miscellaneous_Natural Gas_Pool Heater_E7_Baseline Forecast | Residential | Manufactured Home Low Income | New | Miscellaneous | Natural Gas | Pool Heater | E7 |  | Baseline Forecast | 0 | 0 | 0 | 0 | 0 | 0 | 0 | 0 | 0 | 0 | 0 | 0 | 0 | 0 | 0 | 0 | 0 | 0 | 0 | 0 | 0 | 0 | 0 | 0 | 0 | 0 | 0 | 0 | 0 | 0 | 0 | 0 | 0
Residential_Manufactured Home Low Income_New_Miscellaneous_Natural Gas_Pool Heater_E8_Baseline Forecast | Residential | Manufactured Home Low Income | New | Miscellaneous | Natural Gas | Pool Heater | E8 |  | Baseline Forecast | 0 | 0 | 0 | 0 | 0 | 0 | 0 | 0 | 0 | 0 | 0 | 0 | 0 | 0 | 0 | 0 | 0 | 0 | 0 | 0 | 0 | 0 | 0 | 0 | 0 | 0 | 0 | 0 | 0 | 0 | 0 | 0 | 0
Residential_Manufactured Home Low Income_New_Miscellaneous_Natural Gas_Pool Heater_E9_Baseline Forecast | Residential | Manufactured Home Low Income | New | Miscellaneous | Natural Gas | Pool Heater | E9 |  | Baseline Forecast | 0 | 0 | 0 | 0 | 0 | 0 | 0 | 0 | 0 | 0 | 0 | 0 | 0 | 0 | 0 | 0 | 0 | 0 | 0 | 0 | 0 | 0 | 0 | 0 | 0 | 0 | 0 | 0 | 0 | 0 | 0 | 0 | 0
Residential_Manufactured Home Low Income_New_Miscellaneous_Natural Gas_Pool Heater_E10_Baseline Forecast | Residential | Manufactured Home Low Income | New | Miscellaneous | Natural Gas | Pool Heater | E10 |  | Baseline Forecast | 0 | 0 | 0 | 0 | 0 | 0 | 0 | 0 | 0 | 0 | 0 | 0 | 0 | 0 | 0 | 0 | 0 | 0 | 0 | 0 | 0 | 0 | 0 | 0 | 0 | 0 | 0 | 0 | 0 | 0 | 0 | 0 | 0
Residential_Manufactured Home Low Income_New_Miscellaneous_Natural Gas_Pool Heater_Vintage_Baseline Forecast | Residential | Manufactured Home Low Income | New | Miscellaneous | Natural Gas | Pool Heater | Vintage |  | Baseline Forecast | 0 | 0 | 0 | 0 | 0 | 0 | 0 | 0 | 0 | 0 | 0 | 0 | 0 | 0 | 0 | 0 | 0 | 0 | 0 | 0 | 0 | 0 | 0 | 0 | 0 | 0 | 0 | 0 | 0 | 0 | 0 | 0 | 0
Residential_Manufactured Home Low Income_New_Miscellaneous_Natural Gas_Miscellaneous_E1_Baseline Forecast | Residential | Manufactured Home Low Income | New | Miscellaneous | Natural Gas | Miscellaneous | E1 |  | Baseline Forecast | 0 | 0.15631 | 0.39268 | 0.61557 | 0.82486 | 1.0199 | 1.212 | 1.4013 | 1.5869 | 1.7702 | 1.9525 | 2.1337 | 2.3143 | 2.4945 | 2.6741 | 2.8532 | 3.0318 | 3.2102 | 3.3885 | 3.5663 | 3.7436 | 3.9204 | 4.0968 | 4.2728 | 4.4482 | 4.6231 | 4.7973 | 4.971 | 5.1442 | 5.3167 | 5.4886 | 5.6599 | 5.8365
Residential_Manufactured Home Low Income_New_Miscellaneous_Natural Gas_Miscellaneous_E2_Baseline Forecast | Residential | Manufactured Home Low Income | New | Miscellaneous | Natural Gas | Miscellaneous | E2 |  | Baseline Forecast | 0 | 0 | 0 | 0 | 0 | 0 | 0 | 0 | 0 | 0 | 0 | 0 | 0 | 0 | 0 | 0 | 0 | 0 | 0 | 0 | 0 | 0 | 0 | 0 | 0 | 0 | 0 | 0 | 0 | 0 | 0 | 0 | 0
Residential_Manufactured Home Low Income_New_Miscellaneous_Natural Gas_Miscellaneous_E3_Baseline Forecast | Residential | Manufactured Home Low Income | New | Miscellaneous | Natural Gas | Miscellaneous | E3 |  | Baseline Forecast | 0 | 0 | 0 | 0 | 0 | 0 | 0 | 0 | 0 | 0 | 0 | 0 | 0 | 0 | 0 | 0 | 0 | 0 | 0 | 0 | 0 | 0 | 0 | 0 | 0 | 0 | 0 | 0 | 0 | 0 | 0 | 0 | 0
Residential_Manufactured Home Low Income_New_Miscellaneous_Natural Gas_Miscellaneous_E4_Baseline Forecast | Residential | Manufactured Home Low Income | New | Miscellaneous | Natural Gas | Miscellaneous | E4 |  | Baseline Forecast | 0 | 0 | 0 | 0 | 0 | 0 | 0 | 0 | 0 | 0 | 0 | 0 | 0 | 0 | 0 | 0 | 0 | 0 | 0 | 0 | 0 | 0 | 0 | 0 | 0 | 0 | 0 | 0 | 0 | 0 | 0 | 0 | 0
Residential_Manufactured Home Low Income_New_Miscellaneous_Natural Gas_Miscellaneous_E5_Baseline Forecast | Residential | Manufactured Home Low Income | New | Miscellaneous | Natural Gas | Miscellaneous | E5 |  | Baseline Forecast | 0 | 0 | 0 | 0 | 0 | 0 | 0 | 0 | 0 | 0 | 0 | 0 | 0 | 0 | 0 | 0 | 0 | 0 | 0 | 0 | 0 | 0 | 0 | 0 | 0 | 0 | 0 | 0 | 0 | 0 | 0 | 0 | 0
Residential_Manufactured Home Low Income_New_Miscellaneous_Natural Gas_Miscellaneous_E6_Baseline Forecast | Residential | Manufactured Home Low Income | New | Miscellaneous | Natural Gas | Miscellaneous | E6 |  | Baseline Forecast | 0 | 0 | 0 | 0 | 0 | 0 | 0 | 0 | 0 | 0 | 0 | 0 | 0 | 0 | 0 | 0 | 0 | 0 | 0 | 0 | 0 | 0 | 0 | 0 | 0 | 0 | 0 | 0 | 0 | 0 | 0 | 0 | 0
Residential_Manufactured Home Low Income_New_Miscellaneous_Natural Gas_Miscellaneous_E7_Baseline Forecast | Residential | Manufactured Home Low Income | New | Miscellaneous | Natural Gas | Miscellaneous | E7 |  | Baseline Forecast | 0 | 0 | 0 | 0 | 0 | 0 | 0 | 0 | 0 | 0 | 0 | 0 | 0 | 0 | 0 | 0 | 0 | 0 | 0 | 0 | 0 | 0 | 0 | 0 | 0 | 0 | 0 | 0 | 0 | 0 | 0 | 0 | 0
Residential_Manufactured Home Low Income_New_Miscellaneous_Natural Gas_Miscellaneous_E8_Baseline Forecast | Residential | Manufactured Home Low Income | New | Miscellaneous | Natural Gas | Miscellaneous | E8 |  | Baseline Forecast | 0 | 0 | 0 | 0 | 0 | 0 | 0 | 0 | 0 | 0 | 0 | 0 | 0 | 0 | 0 | 0 | 0 | 0 | 0 | 0 | 0 | 0 | 0 | 0 | 0 | 0 | 0 | 0 | 0 | 0 | 0 | 0 | 0
Residential_Manufactured Home Low Income_New_Miscellaneous_Natural Gas_Miscellaneous_E9_Baseline Forecast | Residential | Manufactured Home Low Income | New | Miscellaneous | Natural Gas | Miscellaneous | E9 |  | Baseline Forecast | 0 | 0 | 0 | 0 | 0 | 0 | 0 | 0 | 0 | 0 | 0 | 0 | 0 | 0 | 0 | 0 | 0 | 0 | 0 | 0 | 0 | 0 | 0 | 0 | 0 | 0 | 0 | 0 | 0 | 0 | 0 | 0 | 0
Residential_Manufactured Home Low Income_New_Miscellaneous_Natural Gas_Miscellaneous_E10_Baseline Forecast | Residential | Manufactured Home Low Income | New | Miscellaneous | Natural Gas | Miscellaneous | E10 |  | Baseline Forecast | 0 | 0 | 0 | 0 | 0 | 0 | 0 | 0 | 0 | 0 | 0 | 0 | 0 | 0 | 0 | 0 | 0 | 0 | 0 | 0 | 0 | 0 | 0 | 0 | 0 | 0 | 0 | 0 | 0 | 0 | 0 | 0 | 0
Residential_Manufactured Home Low Income_New_Miscellaneous_Natural Gas_Miscellaneous_Vintage_Baseline Forecast | Residential | Manufactured Home Low Income | New | Miscellaneous | Natural Gas | Miscellaneous | Vintage |  | Baseline Forecast | 0 | 0 | 0 | 0 | 0 | 0 | 0 | 0 | 0 | 0 | 0 | 0 | 0 | 0 | 0 | 0 | 0 | 0 | 0 | 0 | 0 | 0 | 0 | 0 | 0 | 0 | 0 | 0 | 0 | 0 | 0 | 0 | 0

## Equipment Savings
Key | Field | Sector | Segment | Vintage | End Use | Fuel | Technology | Case | Label | 2016 | 2017 | 2018 | 2019 | 2020 | 2021 | 2022 | 2023 | 2024 | 2025 | 2026 | 2027 | 2028 | 2029 | 2030 | 2031 | 2032 | 2033 | 2034 | 2035 | 2036 | 2037 | 2038 | 2039 | 2040 | 2041 | 2042 | 2043 | 2044 | 2045 | 2046 | 2047 | 2048 | 2049 | 2050 | 2051 | 2052 | 2053 | 2054 | 2055 | 2056 | 2057 | 2058 | 2059 | 2060 | 2061 | 2062 | 2063 | 2064 | 2065 | 2066 | 2058
F1_Residential_Single Family Regular Income_Existing_Space Heating_Natural Gas_Furnace_Baseline Forecast | F1 | Residential | Single Family Regular Income | Existing | Space Heating | Natural Gas | Furnace | Baseline Forecast | Consumption Savings (MMtherm) | 0 | 0 | 0 | 0 | 0 | 0 | 0 | 0 | 0 | 0 | 0 | 0 | 0 | 0 | 0 | 0 | 0 | 0 | 0 | 0 | 0 | 0 | 0 | 0 | 0 | 0 | 0 | 0 | 0 | 0 | 0 | 0 | 0 | 0 | 0 | 0
F2_Residential_Single Family Regular Income_Existing_Space Heating_Natural Gas_Furnace_Baseline Forecast | F2 | Residential | Single Family Regular Income | Existing | Space Heating | Natural Gas | Furnace | Baseline Forecast | Summer Demand Savings (MW) | 0 | 0 | 0 | 0 | 0 | 0 | 0 | 0 | 0 | 0 | 0 | 0 | 0 | 0 | 0 | 0 | 0 | 0 | 0 | 0 | 0 | 0 | 0 | 0 | 0 | 0 | 0 | 0 | 0 | 0 | 0 | 0 | 0 | 0 | 0 | 0
F3_Residential_Single Family Regular Income_Existing_Space Heating_Natural Gas_Furnace_Baseline Forecast | F3 | Residential | Single Family Regular Income | Existing | Space Heating | Natural Gas | Furnace | Baseline Forecast | Winter Demand Savings (MW) | 0 | 0 | 0 | 0 | 0 | 0 | 0 | 0 | 0 | 0 | 0 | 0 | 0 | 0 | 0 | 0 | 0 | 0 | 0 | 0 | 0 | 0 | 0 | 0 | 0 | 0 | 0 | 0 | 0 | 0 | 0 | 0 | 0 | 0 | 0 | 0
F4_Residential_Single Family Regular Income_Existing_Space Heating_Natural Gas_Furnace_Baseline Forecast | F4 | Residential | Single Family Regular Income | Existing | Space Heating | Natural Gas | Furnace | Baseline Forecast | Incremental Savings (MMtherm) | 0 | 0 | 0 | 0 | 0 | 0 | 0 | 0 | 0 | 0 | 0 | 0 | 0 | 0 | 0 | 0 | 0 | 0 | 0 | 0 | 0 | 0 | 0 | 0 | 0 | 0 | 0 | 0 | 0 | 0 | 0 | 0 | 0 | 0 | 0 | 0
F1_Residential_Single Family Regular Income_Existing_Space Heating_Natural Gas_Boiler_Baseline Forecast | F1 | Residential | Single Family Regular Income | Existing | Space Heating | Natural Gas | Boiler | Baseline Forecast | Consumption Savings (MMtherm) | 0 | 0 | 0 | 0 | 0 | 0 | 0 | 0 | 0 | 0 | 0 | 0 | 0 | 0 | 0 | 0 | 0 | 0 | 0 | 0 | 0 | 0 | 0 | 0 | 0 | 0 | 0 | 0 | 0 | 0 | 0 | 0 | 0 | 0 | 0 | 0
F2_Residential_Single Family Regular Income_Existing_Space Heating_Natural Gas_Boiler_Baseline Forecast | F2 | Residential | Single Family Regular Income | Existing | Space Heating | Natural Gas | Boiler | Baseline Forecast | Summer Demand Savings (MW) | 0 | 0 | 0 | 0 | 0 | 0 | 0 | 0 | 0 | 0 | 0 | 0 | 0 | 0 | 0 | 0 | 0 | 0 | 0 | 0 | 0 | 0 | 0 | 0 | 0 | 0 | 0 | 0 | 0 | 0 | 0 | 0 | 0 | 0 | 0 | 0
F3_Residential_Single Family Regular Income_Existing_Space Heating_Natural Gas_Boiler_Baseline Forecast | F3 | Residential | Single Family Regular Income | Existing | Space Heating | Natural Gas | Boiler | Baseline Forecast | Winter Demand Savings (MW) | 0 | 0 | 0 | 0 | 0 | 0 | 0 | 0 | 0 | 0 | 0 | 0 | 0 | 0 | 0 | 0 | 0 | 0 | 0 | 0 | 0 | 0 | 0 | 0 | 0 | 0 | 0 | 0 | 0 | 0 | 0 | 0 | 0 | 0 | 0 | 0
F4_Residential_Single Family Regular Income_Existing_Space Heating_Natural Gas_Boiler_Baseline Forecast | F4 | Residential | Single Family Regular Income | Existing | Space Heating | Natural Gas | Boiler | Baseline Forecast | Incremental Savings (MMtherm) | 0 | 0 | 0 | 0 | 0 | 0 | 0 | 0 | 0 | 0 | 0 | 0 | 0 | 0 | 0 | 0 | 0 | 0 | 0 | 0 | 0 | 0 | 0 | 0 | 0 | 0 | 0 | 0 | 0 | 0 | 0 | 0 | 0 | 0 | 0 | 0
F1_Residential_Single Family Regular Income_Existing_Secondary Heating_Natural Gas_Fireplace_Baseline Forecast | F1 | Residential | Single Family Regular Income | Existing | Secondary Heating | Natural Gas | Fireplace | Baseline Forecast | Consumption Savings (MMtherm) | 0 | 0 | 0 | 0 | 0 | 0 | 0 | 0 | 0 | 0 | 0 | 0 | 0 | 0 | 0 | 0 | 0 | 0 | 0 | 0 | 0 | 0 | 0 | 0 | 0 | 0 | 0 | 0 | 0 | 0 | 0 | 0 | 0 | 0 | 0 | 0
F2_Residential_Single Family Regular Income_Existing_Secondary Heating_Natural Gas_Fireplace_Baseline Forecast | F2 | Residential | Single Family Regular Income | Existing | Secondary Heating | Natural Gas | Fireplace | Baseline Forecast | Summer Demand Savings (MW) | 0 | 0 | 0 | 0 | 0 | 0 | 0 | 0 | 0 | 0 | 0 | 0 | 0 | 0 | 0 | 0 | 0 | 0 | 0 | 0 | 0 | 0 | 0 | 0 | 0 | 0 | 0 | 0 | 0 | 0 | 0 | 0 | 0 | 0 | 0 | 0
F3_Residential_Single Family Regular Income_Existing_Secondary Heating_Natural Gas_Fireplace_Baseline Forecast | F3 | Residential | Single Family Regular Income | Existing | Secondary Heating | Natural Gas | Fireplace | Baseline Forecast | Winter Demand Savings (MW) | 0 | 0 | 0 | 0 | 0 | 0 | 0 | 0 | 0 | 0 | 0 | 0 | 0 | 0 | 0 | 0 | 0 | 0 | 0 | 0 | 0 | 0 | 0 | 0 | 0 | 0 | 0 | 0 | 0 | 0 | 0 | 0 | 0 | 0 | 0 | 0
F4_Residential_Single Family Regular Income_Existing_Secondary Heating_Natural Gas_Fireplace_Baseline Forecast | F4 | Residential | Single Family Regular Income | Existing | Secondary Heating | Natural Gas | Fireplace | Baseline Forecast | Incremental Savings (MMtherm) | 0 | 0 | 0 | 0 | 0 | 0 | 0 | 0 | 0 | 0 | 0 | 0 | 0 | 0 | 0 | 0 | 0 | 0 | 0 | 0 | 0 | 0 | 0 | 0 | 0 | 0 | 0 | 0 | 0 | 0 | 0 | 0 | 0 | 0 | 0 | 0
F1_Residential_Single Family Regular Income_Existing_Water Heating_Natural Gas_Water Heater (<= 55 gal)_Baseline Forecast | F1 | Residential | Single Family Regular Income | Existing | Water Heating | Natural Gas | Water Heater (<= 55 gal) | Baseline Forecast | Consumption Savings (MMtherm) | 0 | 0 | 0 | 0 | 0 | 0 | 0 | 0 | 0 | 0 | 0 | 0 | 0 | 0 | 0 | 0 | 0 | 0 | 0 | 0 | 0 | 0 | 0 | 0 | 0 | 0 | 0 | 0 | 0 | 0 | 0 | 0 | 0 | 0 | 0 | 0
F2_Residential_Single Family Regular Income_Existing_Water Heating_Natural Gas_Water Heater (<= 55 gal)_Baseline Forecast | F2 | Residential | Single Family Regular Income | Existing | Water Heating | Natural Gas | Water Heater (<= 55 gal) | Baseline Forecast | Summer Demand Savings (MW) | 0 | 0 | 0 | 0 | 0 | 0 | 0 | 0 | 0 | 0 | 0 | 0 | 0 | 0 | 0 | 0 | 0 | 0 | 0 | 0 | 0 | 0 | 0 | 0 | 0 | 0 | 0 | 0 | 0 | 0 | 0 | 0 | 0 | 0 | 0 | 0
F3_Residential_Single Family Regular Income_Existing_Water Heating_Natural Gas_Water Heater (<= 55 gal)_Baseline Forecast | F3 | Residential | Single Family Regular Income | Existing | Water Heating | Natural Gas | Water Heater (<= 55 gal) | Baseline Forecast | Winter Demand Savings (MW) | 0 | 0 | 0 | 0 | 0 | 0 | 0 | 0 | 0 | 0 | 0 | 0 | 0 | 0 | 0 | 0 | 0 | 0 | 0 | 0 | 0 | 0 | 0 | 0 | 0 | 0 | 0 | 0 | 0 | 0 | 0 | 0 | 0 | 0 | 0 | 0
F4_Residential_Single Family Regular Income_Existing_Water Heating_Natural Gas_Water Heater (<= 55 gal)_Baseline Forecast | F4 | Residential | Single Family Regular Income | Existing | Water Heating | Natural Gas | Water Heater (<= 55 gal) | Baseline Forecast | Incremental Savings (MMtherm) | 0 | 0 | 0 | 0 | 0 | 0 | 0 | 0 | 0 | 0 | 0 | 0 | 0 | 0 | 0 | 0 | 0 | 0 | 0 | 0 | 0 | 0 | 0 | 0 | 0 | 0 | 0 | 0 | 0 | 0 | 0 | 0 | 0 | 0 | 0 | 0
F1_Residential_Single Family Regular Income_Existing_Water Heating_Natural Gas_Water Heater (> 55 gal)_Baseline Forecast | F1 | Residential | Single Family Regular Income | Existing | Water Heating | Natural Gas | Water Heater (> 55 gal) | Baseline Forecast | Consumption Savings (MMtherm) | 0 | 0 | 0 | 0 | 0 | 0 | 0 | 0 | 0 | 0 | 0 | 0 | 0 | 0 | 0 | 0 | 0 | 0 | 0 | 0 | 0 | 0 | 0 | 0 | 0 | 0 | 0 | 0 | 0 | 0 | 0 | 0 | 0 | 0 | 0 | 0
F2_Residential_Single Family Regular Income_Existing_Water Heating_Natural Gas_Water Heater (> 55 gal)_Baseline Forecast | F2 | Residential | Single Family Regular Income | Existing | Water Heating | Natural Gas | Water Heater (> 55 gal) | Baseline Forecast | Summer Demand Savings (MW) | 0 | 0 | 0 | 0 | 0 | 0 | 0 | 0 | 0 | 0 | 0 | 0 | 0 | 0 | 0 | 0 | 0 | 0 | 0 | 0 | 0 | 0 | 0 | 0 | 0 | 0 | 0 | 0 | 0 | 0 | 0 | 0 | 0 | 0 | 0 | 0
F3_Residential_Single Family Regular Income_Existing_Water Heating_Natural Gas_Water Heater (> 55 gal)_Baseline Forecast | F3 | Residential | Single Family Regular Income | Existing | Water Heating | Natural Gas | Water Heater (> 55 gal) | Baseline Forecast | Winter Demand Savings (MW) | 0 | 0 | 0 | 0 | 0 | 0 | 0 | 0 | 0 | 0 | 0 | 0 | 0 | 0 | 0 | 0 | 0 | 0 | 0 | 0 | 0 | 0 | 0 | 0 | 0 | 0 | 0 | 0 | 0 | 0 | 0 | 0 | 0 | 0 | 0 | 0
F4_Residential_Single Family Regular Income_Existing_Water Heating_Natural Gas_Water Heater (> 55 gal)_Baseline Forecast | F4 | Residential | Single Family Regular Income | Existing | Water Heating | Natural Gas | Water Heater (> 55 gal) | Baseline Forecast | Incremental Savings (MMtherm) | 0 | 0 | 0 | 0 | 0 | 0 | 0 | 0 | 0 | 0 | 0 | 0 | 0 | 0 | 0 | 0 | 0 | 0 | 0 | 0 | 0 | 0 | 0 | 0 | 0 | 0 | 0 | 0 | 0 | 0 | 0 | 0 | 0 | 0 | 0 | 0
F1_Residential_Single Family Regular Income_Existing_Appliances_Natural Gas_Clothes Dryer_Baseline Forecast | F1 | Residential | Single Family Regular Income | Existing | Appliances | Natural Gas | Clothes Dryer | Baseline Forecast | Consumption Savings (MMtherm) | 0 | 0 | 0 | 0 | 0 | 0 | 0 | 0 | 0 | 0 | 0 | 0 | 0 | 0 | 0 | 0 | 0 | 0 | 0 | 0 | 0 | 0 | 0 | 0 | 0 | 0 | 0 | 0 | 0 | 0 | 0 | 0 | 0 | 0 | 0 | 0
F2_Residential_Single Family Regular Income_Existing_Appliances_Natural Gas_Clothes Dryer_Baseline Forecast | F2 | Residential | Single Family Regular Income | Existing | Appliances | Natural Gas | Clothes Dryer | Baseline Forecast | Summer Demand Savings (MW) | 0 | 0 | 0 | 0 | 0 | 0 | 0 | 0 | 0 | 0 | 0 | 0 | 0 | 0 | 0 | 0 | 0 | 0 | 0 | 0 | 0 | 0 | 0 | 0 | 0 | 0 | 0 | 0 | 0 | 0 | 0 | 0 | 0 | 0 | 0 | 0
F3_Residential_Single Family Regular Income_Existing_Appliances_Natural Gas_Clothes Dryer_Baseline Forecast | F3 | Residential | Single Family Regular Income | Existing | Appliances | Natural Gas | Clothes Dryer | Baseline Forecast | Winter Demand Savings (MW) | 0 | 0 | 0 | 0 | 0 | 0 | 0 | 0 | 0 | 0 | 0 | 0 | 0 | 0 | 0 | 0 | 0 | 0 | 0 | 0 | 0 | 0 | 0 | 0 | 0 | 0 | 0 | 0 | 0 | 0 | 0 | 0 | 0 | 0 | 0 | 0
F4_Residential_Single Family Regular Income_Existing_Appliances_Natural Gas_Clothes Dryer_Baseline Forecast | F4 | Residential | Single Family Regular Income | Existing | Appliances | Natural Gas | Clothes Dryer | Baseline Forecast | Incremental Savings (MMtherm) | 0 | 0 | 0 | 0 | 0 | 0 | 0 | 0 | 0 | 0 | 0 | 0 | 0 | 0 | 0 | 0 | 0 | 0 | 0 | 0 | 0 | 0 | 0 | 0 | 0 | 0 | 0 | 0 | 0 | 0 | 0 | 0 | 0 | 0 | 0 | 0
F1_Residential_Single Family Regular Income_Existing_Appliances_Natural Gas_Stove/Oven_Baseline Forecast | F1 | Residential | Single Family Regular Income | Existing | Appliances | Natural Gas | Stove/Oven | Baseline Forecast | Consumption Savings (MMtherm) | 0 | 0 | 0 | 0 | 0 | 0 | 0 | 0 | 0 | 0 | 0 | 0 | 0 | 0 | 0 | 0 | 0 | 0 | 0 | 0 | 0 | 0 | 0 | 0 | 0 | 0 | 0 | 0 | 0 | 0 | 0 | 0 | 0 | 0 | 0 | 0
F2_Residential_Single Family Regular Income_Existing_Appliances_Natural Gas_Stove/Oven_Baseline Forecast | F2 | Residential | Single Family Regular Income | Existing | Appliances | Natural Gas | Stove/Oven | Baseline Forecast | Summer Demand Savings (MW) | 0 | 0 | 0 | 0 | 0 | 0 | 0 | 0 | 0 | 0 | 0 | 0 | 0 | 0 | 0 | 0 | 0 | 0 | 0 | 0 | 0 | 0 | 0 | 0 | 0 | 0 | 0 | 0 | 0 | 0 | 0 | 0 | 0 | 0 | 0 | 0
F3_Residential_Single Family Regular Income_Existing_Appliances_Natural Gas_Stove/Oven_Baseline Forecast | F3 | Residential | Single Family Regular Income | Existing | Appliances | Natural Gas | Stove/Oven | Baseline Forecast | Winter Demand Savings (MW) | 0 | 0 | 0 | 0 | 0 | 0 | 0 | 0 | 0 | 0 | 0 | 0 | 0 | 0 | 0 | 0 | 0 | 0 | 0 | 0 | 0 | 0 | 0 | 0 | 0 | 0 | 0 | 0 | 0 | 0 | 0 | 0 | 0 | 0 | 0 | 0
F4_Residential_Single Family Regular Income_Existing_Appliances_Natural Gas_Stove/Oven_Baseline Forecast | F4 | Residential | Single Family Regular Income | Existing | Appliances | Natural Gas | Stove/Oven | Baseline Forecast | Incremental Savings (MMtherm) | 0 | 0 | 0 | 0 | 0 | 0 | 0 | 0 | 0 | 0 | 0 | 0 | 0 | 0 | 0 | 0 | 0 | 0 | 0 | 0 | 0 | 0 | 0 | 0 | 0 | 0 | 0 | 0 | 0 | 0 | 0 | 0 | 0 | 0 | 0 | 0
F1_Residential_Single Family Regular Income_Existing_Miscellaneous_Natural Gas_Pool Heater_Baseline Forecast | F1 | Residential | Single Family Regular Income | Existing | Miscellaneous | Natural Gas | Pool Heater | Baseline Forecast | Consumption Savings (MMtherm) | 0 | 0 | 0 | 0 | 0 | 0 | 0 | 0 | 0 | 0 | 0 | 0 | 0 | 0 | 0 | 0 | 0 | 0 | 0 | 0 | 0 | 0 | 0 | 0 | 0 | 0 | 0 | 0 | 0 | 0 | 0 | 0 | 0 | 0 | 0 | 0
F2_Residential_Single Family Regular Income_Existing_Miscellaneous_Natural Gas_Pool Heater_Baseline Forecast | F2 | Residential | Single Family Regular Income | Existing | Miscellaneous | Natural Gas | Pool Heater | Baseline Forecast | Summer Demand Savings (MW) | 0 | 0 | 0 | 0 | 0 | 0 | 0 | 0 | 0 | 0 | 0 | 0 | 0 | 0 | 0 | 0 | 0 | 0 | 0 | 0 | 0 | 0 | 0 | 0 | 0 | 0 | 0 | 0 | 0 | 0 | 0 | 0 | 0 | 0 | 0 | 0
F3_Residential_Single Family Regular Income_Existing_Miscellaneous_Natural Gas_Pool Heater_Baseline Forecast | F3 | Residential | Single Family Regular Income | Existing | Miscellaneous | Natural Gas | Pool Heater | Baseline Forecast | Winter Demand Savings (MW) | 0 | 0 | 0 | 0 | 0 | 0 | 0 | 0 | 0 | 0 | 0 | 0 | 0 | 0 | 0 | 0 | 0 | 0 | 0 | 0 | 0 | 0 | 0 | 0 | 0 | 0 | 0 | 0 | 0 | 0 | 0 | 0 | 0 | 0 | 0 | 0
F4_Residential_Single Family Regular Income_Existing_Miscellaneous_Natural Gas_Pool Heater_Baseline Forecast | F4 | Residential | Single Family Regular Income | Existing | Miscellaneous | Natural Gas | Pool Heater | Baseline Forecast | Incremental Savings (MMtherm) | 0 | 0 | 0 | 0 | 0 | 0 | 0 | 0 | 0 | 0 | 0 | 0 | 0 | 0 | 0 | 0 | 0 | 0 | 0 | 0 | 0 | 0 | 0 | 0 | 0 | 0 | 0 | 0 | 0 | 0 | 0 | 0 | 0 | 0 | 0 | 0
F1_Residential_Single Family Regular Income_Existing_Miscellaneous_Natural Gas_Miscellaneous_Baseline Forecast | F1 | Residential | Single Family Regular Income | Existing | Miscellaneous | Natural Gas | Miscellaneous | Baseline Forecast | Consumption Savings (MMtherm) | 0 | 0 | 0 | 0 | 0 | 0 | 0 | 0 | 0 | 0 | 0 | 0 | 0 | 0 | 0 | 0 | 0 | 0 | 0 | 0 | 0 | 0 | 0 | 0 | 0 | 0 | 0 | 0 | 0 | 0 | 0 | 0 | 0 | 0 | 0 | 0
F2_Residential_Single Family Regular Income_Existing_Miscellaneous_Natural Gas_Miscellaneous_Baseline Forecast | F2 | Residential | Single Family Regular Income | Existing | Miscellaneous | Natural Gas | Miscellaneous | Baseline Forecast | Summer Demand Savings (MW) | 0 | 0 | 0 | 0 | 0 | 0 | 0 | 0 | 0 | 0 | 0 | 0 | 0 | 0 | 0 | 0 | 0 | 0 | 0 | 0 | 0 | 0 | 0 | 0 | 0 | 0 | 0 | 0 | 0 | 0 | 0 | 0 | 0 | 0 | 0 | 0
F3_Residential_Single Family Regular Income_Existing_Miscellaneous_Natural Gas_Miscellaneous_Baseline Forecast | F3 | Residential | Single Family Regular Income | Existing | Miscellaneous | Natural Gas | Miscellaneous | Baseline Forecast | Winter Demand Savings (MW) | 0 | 0 | 0 | 0 | 0 | 0 | 0 | 0 | 0 | 0 | 0 | 0 | 0 | 0 | 0 | 0 | 0 | 0 | 0 | 0 | 0 | 0 | 0 | 0 | 0 | 0 | 0 | 0 | 0 | 0 | 0 | 0 | 0 | 0 | 0 | 0
F4_Residential_Single Family Regular Income_Existing_Miscellaneous_Natural Gas_Miscellaneous_Baseline Forecast | F4 | Residential | Single Family Regular Income | Existing | Miscellaneous | Natural Gas | Miscellaneous | Baseline Forecast | Incremental Savings (MMtherm) | 0 | 0 | 0 | 0 | 0 | 0 | 0 | 0 | 0 | 0 | 0 | 0 | 0 | 0 | 0 | 0 | 0 | 0 | 0 | 0 | 0 | 0 | 0 | 0 | 0 | 0 | 0 | 0 | 0 | 0 | 0 | 0 | 0 | 0 | 0 | 0
F1_Residential_Single Family Regular Income_New_Space Heating_Natural Gas_Furnace_Baseline Forecast | F1 | Residential | Single Family Regular Income | New | Space Heating | Natural Gas | Furnace | Baseline Forecast | Consumption Savings (MMtherm) | 0 | 0 | 0 | 0 | 0 | 0 | 0 | 0 | 0 | 0 | 0 | 0 | 0 | 0 | 0 | 0 | 0 | 0 | 0 | 0 | 0 | 0 | 0 | 0 | 0 | 0 | 0 | 0 | 0 | 0 | 0 | 0 | 0 | 0 | 0 | 0
F2_Residential_Single Family Regular Income_New_Space Heating_Natural Gas_Furnace_Baseline Forecast | F2 | Residential | Single Family Regular Income | New | Space Heating | Natural Gas | Furnace | Baseline Forecast | Summer Demand Savings (MW) | 0 | 0 | 0 | 0 | 0 | 0 | 0 | 0 | 0 | 0 | 0 | 0 | 0 | 0 | 0 | 0 | 0 | 0 | 0 | 0 | 0 | 0 | 0 | 0 | 0 | 0 | 0 | 0 | 0 | 0 | 0 | 0 | 0 | 0 | 0 | 0
F3_Residential_Single Family Regular Income_New_Space Heating_Natural Gas_Furnace_Baseline Forecast | F3 | Residential | Single Family Regular Income | New | Space Heating | Natural Gas | Furnace | Baseline Forecast | Winter Demand Savings (MW) | 0 | 0 | 0 | 0 | 0 | 0 | 0 | 0 | 0 | 0 | 0 | 0 | 0 | 0 | 0 | 0 | 0 | 0 | 0 | 0 | 0 | 0 | 0 | 0 | 0 | 0 | 0 | 0 | 0 | 0 | 0 | 0 | 0 | 0 | 0 | 0
F4_Residential_Single Family Regular Income_New_Space Heating_Natural Gas_Furnace_Baseline Forecast | F4 | Residential | Single Family Regular Income | New | Space Heating | Natural Gas | Furnace | Baseline Forecast | Incremental Savings (MMtherm) | 0 | 0 | 0 | 0 | 0 | 0 | 0 | 0 | 0 | 0 | 0 | 0 | 0 | 0 | 0 | 0 | 0 | 0 | 0 | 0 | 0 | 0 | 0 | 0 | 0 | 0 | 0 | 0 | 0 | 0 | 0 | 0 | 0 | 0 | 0 | 0
F1_Residential_Single Family Regular Income_New_Space Heating_Natural Gas_Boiler_Baseline Forecast | F1 | Residential | Single Family Regular Income | New | Space Heating | Natural Gas | Boiler | Baseline Forecast | Consumption Savings (MMtherm) | 0 | 0 | 0 | 0 | 0 | 0 | 0 | 0 | 0 | 0 | 0 | 0 | 0 | 0 | 0 | 0 | 0 | 0 | 0 | 0 | 0 | 0 | 0 | 0 | 0 | 0 | 0 | 0 | 0 | 0 | 0 | 0 | 0 | 0 | 0 | 0
F2_Residential_Single Family Regular Income_New_Space Heating_Natural Gas_Boiler_Baseline Forecast | F2 | Residential | Single Family Regular Income | New | Space Heating | Natural Gas | Boiler | Baseline Forecast | Summer Demand Savings (MW) | 0 | 0 | 0 | 0 | 0 | 0 | 0 | 0 | 0 | 0 | 0 | 0 | 0 | 0 | 0 | 0 | 0 | 0 | 0 | 0 | 0 | 0 | 0 | 0 | 0 | 0 | 0 | 0 | 0 | 0 | 0 | 0 | 0 | 0 | 0 | 0
F3_Residential_Single Family Regular Income_New_Space Heating_Natural Gas_Boiler_Baseline Forecast | F3 | Residential | Single Family Regular Income | New | Space Heating | Natural Gas | Boiler | Baseline Forecast | Winter Demand Savings (MW) | 0 | 0 | 0 | 0 | 0 | 0 | 0 | 0 | 0 | 0 | 0 | 0 | 0 | 0 | 0 | 0 | 0 | 0 | 0 | 0 | 0 | 0 | 0 | 0 | 0 | 0 | 0 | 0 | 0 | 0 | 0 | 0 | 0 | 0 | 0 | 0
F4_Residential_Single Family Regular Income_New_Space Heating_Natural Gas_Boiler_Baseline Forecast | F4 | Residential | Single Family Regular Income | New | Space Heating | Natural Gas | Boiler | Baseline Forecast | Incremental Savings (MMtherm) | 0 | 0 | 0 | 0 | 0 | 0 | 0 | 0 | 0 | 0 | 0 | 0 | 0 | 0 | 0 | 0 | 0 | 0 | 0 | 0 | 0 | 0 | 0 | 0 | 0 | 0 | 0 | 0 | 0 | 0 | 0 | 0 | 0 | 0 | 0 | 0
F1_Residential_Single Family Regular Income_New_Secondary Heating_Natural Gas_Fireplace_Baseline Forecast | F1 | Residential | Single Family Regular Income | New | Secondary Heating | Natural Gas | Fireplace | Baseline Forecast | Consumption Savings (MMtherm) | 0 | 0 | 0 | 0 | 0 | 0 | 0 | 0 | 0 | 0 | 0 | 0 | 0 | 0 | 0 | 0 | 0 | 0 | 0 | 0 | 0 | 0 | 0 | 0 | 0 | 0 | 0 | 0 | 0 | 0 | 0 | 0 | 0 | 0 | 0 | 0
F2_Residential_Single Family Regular Income_New_Secondary Heating_Natural Gas_Fireplace_Baseline Forecast | F2 | Residential | Single Family Regular Income | New | Secondary Heating | Natural Gas | Fireplace | Baseline Forecast | Summer Demand Savings (MW) | 0 | 0 | 0 | 0 | 0 | 0 | 0 | 0 | 0 | 0 | 0 | 0 | 0 | 0 | 0 | 0 | 0 | 0 | 0 | 0 | 0 | 0 | 0 | 0 | 0 | 0 | 0 | 0 | 0 | 0 | 0 | 0 | 0 | 0 | 0 | 0
F3_Residential_Single Family Regular Income_New_Secondary Heating_Natural Gas_Fireplace_Baseline Forecast | F3 | Residential | Single Family Regular Income | New | Secondary Heating | Natural Gas | Fireplace | Baseline Forecast | Winter Demand Savings (MW) | 0 | 0 | 0 | 0 | 0 | 0 | 0 | 0 | 0 | 0 | 0 | 0 | 0 | 0 | 0 | 0 | 0 | 0 | 0 | 0 | 0 | 0 | 0 | 0 | 0 | 0 | 0 | 0 | 0 | 0 | 0 | 0 | 0 | 0 | 0 | 0
F4_Residential_Single Family Regular Income_New_Secondary Heating_Natural Gas_Fireplace_Baseline Forecast | F4 | Residential | Single Family Regular Income | New | Secondary Heating | Natural Gas | Fireplace | Baseline Forecast | Incremental Savings (MMtherm) | 0 | 0 | 0 | 0 | 0 | 0 | 0 | 0 | 0 | 0 | 0 | 0 | 0 | 0 | 0 | 0 | 0 | 0 | 0 | 0 | 0 | 0 | 0 | 0 | 0 | 0 | 0 | 0 | 0 | 0 | 0 | 0 | 0 | 0 | 0 | 0
F1_Residential_Single Family Regular Income_New_Water Heating_Natural Gas_Water Heater (<= 55 gal)_Baseline Forecast | F1 | Residential | Single Family Regular Income | New | Water Heating | Natural Gas | Water Heater (<= 55 gal) | Baseline Forecast | Consumption Savings (MMtherm) | 0 | 0 | 0 | 0 | 0 | 0 | 0 | 0 | 0 | 0 | 0 | 0 | 0 | 0 | 0 | 0 | 0 | 0 | 0 | 0 | 0 | 0 | 0 | 0 | 0 | 0 | 0 | 0 | 0 | 0 | 0 | 0 | 0 | 0 | 0 | 0
F2_Residential_Single Family Regular Income_New_Water Heating_Natural Gas_Water Heater (<= 55 gal)_Baseline Forecast | F2 | Residential | Single Family Regular Income | New | Water Heating | Natural Gas | Water Heater (<= 55 gal) | Baseline Forecast | Summer Demand Savings (MW) | 0 | 0 | 0 | 0 | 0 | 0 | 0 | 0 | 0 | 0 | 0 | 0 | 0 | 0 | 0 | 0 | 0 | 0 | 0 | 0 | 0 | 0 | 0 | 0 | 0 | 0 | 0 | 0 | 0 | 0 | 0 | 0 | 0 | 0 | 0 | 0
F3_Residential_Single Family Regular Income_New_Water Heating_Natural Gas_Water Heater (<= 55 gal)_Baseline Forecast | F3 | Residential | Single Family Regular Income | New | Water Heating | Natural Gas | Water Heater (<= 55 gal) | Baseline Forecast | Winter Demand Savings (MW) | 0 | 0 | 0 | 0 | 0 | 0 | 0 | 0 | 0 | 0 | 0 | 0 | 0 | 0 | 0 | 0 | 0 | 0 | 0 | 0 | 0 | 0 | 0 | 0 | 0 | 0 | 0 | 0 | 0 | 0 | 0 | 0 | 0 | 0 | 0 | 0
F4_Residential_Single Family Regular Income_New_Water Heating_Natural Gas_Water Heater (<= 55 gal)_Baseline Forecast | F4 | Residential | Single Family Regular Income | New | Water Heating | Natural Gas | Water Heater (<= 55 gal) | Baseline Forecast | Incremental Savings (MMtherm) | 0 | 0 | 0 | 0 | 0 | 0 | 0 | 0 | 0 | 0 | 0 | 0 | 0 | 0 | 0 | 0 | 0 | 0 | 0 | 0 | 0 | 0 | 0 | 0 | 0 | 0 | 0 | 0 | 0 | 0 | 0 | 0 | 0 | 0 | 0 | 0
F1_Residential_Single Family Regular Income_New_Water Heating_Natural Gas_Water Heater (> 55 gal)_Baseline Forecast | F1 | Residential | Single Family Regular Income | New | Water Heating | Natural Gas | Water Heater (> 55 gal) | Baseline Forecast | Consumption Savings (MMtherm) | 0 | 0 | 0 | 0 | 0 | 0 | 0 | 0 | 0 | 0 | 0 | 0 | 0 | 0 | 0 | 0 | 0 | 0 | 0 | 0 | 0 | 0 | 0 | 0 | 0 | 0 | 0 | 0 | 0 | 0 | 0 | 0 | 0 | 0 | 0 | 0
F2_Residential_Single Family Regular Income_New_Water Heating_Natural Gas_Water Heater (> 55 gal)_Baseline Forecast | F2 | Residential | Single Family Regular Income | New | Water Heating | Natural Gas | Water Heater (> 55 gal) | Baseline Forecast | Summer Demand Savings (MW) | 0 | 0 | 0 | 0 | 0 | 0 | 0 | 0 | 0 | 0 | 0 | 0 | 0 | 0 | 0 | 0 | 0 | 0 | 0 | 0 | 0 | 0 | 0 | 0 | 0 | 0 | 0 | 0 | 0 | 0 | 0 | 0 | 0 | 0 | 0 | 0
F3_Residential_Single Family Regular Income_New_Water Heating_Natural Gas_Water Heater (> 55 gal)_Baseline Forecast | F3 | Residential | Single Family Regular Income | New | Water Heating | Natural Gas | Water Heater (> 55 gal) | Baseline Forecast | Winter Demand Savings (MW) | 0 | 0 | 0 | 0 | 0 | 0 | 0 | 0 | 0 | 0 | 0 | 0 | 0 | 0 | 0 | 0 | 0 | 0 | 0 | 0 | 0 | 0 | 0 | 0 | 0 | 0 | 0 | 0 | 0 | 0 | 0 | 0 | 0 | 0 | 0 | 0
F4_Residential_Single Family Regular Income_New_Water Heating_Natural Gas_Water Heater (> 55 gal)_Baseline Forecast | F4 | Residential | Single Family Regular Income | New | Water Heating | Natural Gas | Water Heater (> 55 gal) | Baseline Forecast | Incremental Savings (MMtherm) | 0 | 0 | 0 | 0 | 0 | 0 | 0 | 0 | 0 | 0 | 0 | 0 | 0 | 0 | 0 | 0 | 0 | 0 | 0 | 0 | 0 | 0 | 0 | 0 | 0 | 0 | 0 | 0 | 0 | 0 | 0 | 0 | 0 | 0 | 0 | 0
F1_Residential_Single Family Regular Income_New_Appliances_Natural Gas_Clothes Dryer_Baseline Forecast | F1 | Residential | Single Family Regular Income | New | Appliances | Natural Gas | Clothes Dryer | Baseline Forecast | Consumption Savings (MMtherm) | 0 | 0 | 0 | 0 | 0 | 0 | 0 | 0 | 0 | 0 | 0 | 0 | 0 | 0 | 0 | 0 | 0 | 0 | 0 | 0 | 0 | 0 | 0 | 0 | 0 | 0 | 0 | 0 | 0 | 0 | 0 | 0 | 0 | 0 | 0 | 0
F2_Residential_Single Family Regular Income_New_Appliances_Natural Gas_Clothes Dryer_Baseline Forecast | F2 | Residential | Single Family Regular Income | New | Appliances | Natural Gas | Clothes Dryer | Baseline Forecast | Summer Demand Savings (MW) | 0 | 0 | 0 | 0 | 0 | 0 | 0 | 0 | 0 | 0 | 0 | 0 | 0 | 0 | 0 | 0 | 0 | 0 | 0 | 0 | 0 | 0 | 0 | 0 | 0 | 0 | 0 | 0 | 0 | 0 | 0 | 0 | 0 | 0 | 0 | 0
F3_Residential_Single Family Regular Income_New_Appliances_Natural Gas_Clothes Dryer_Baseline Forecast | F3 | Residential | Single Family Regular Income | New | Appliances | Natural Gas | Clothes Dryer | Baseline Forecast | Winter Demand Savings (MW) | 0 | 0 | 0 | 0 | 0 | 0 | 0 | 0 | 0 | 0 | 0 | 0 | 0 | 0 | 0 | 0 | 0 | 0 | 0 | 0 | 0 | 0 | 0 | 0 | 0 | 0 | 0 | 0 | 0 | 0 | 0 | 0 | 0 | 0 | 0 | 0
F4_Residential_Single Family Regular Income_New_Appliances_Natural Gas_Clothes Dryer_Baseline Forecast | F4 | Residential | Single Family Regular Income | New | Appliances | Natural Gas | Clothes Dryer | Baseline Forecast | Incremental Savings (MMtherm) | 0 | 0 | 0 | 0 | 0 | 0 | 0 | 0 | 0 | 0 | 0 | 0 | 0 | 0 | 0 | 0 | 0 | 0 | 0 | 0 | 0 | 0 | 0 | 0 | 0 | 0 | 0 | 0 | 0 | 0 | 0 | 0 | 0 | 0 | 0 | 0
F1_Residential_Single Family Regular Income_New_Appliances_Natural Gas_Stove/Oven_Baseline Forecast | F1 | Residential | Single Family Regular Income | New | Appliances | Natural Gas | Stove/Oven | Baseline Forecast | Consumption Savings (MMtherm) | 0 | 0 | 0 | 0 | 0 | 0 | 0 | 0 | 0 | 0 | 0 | 0 | 0 | 0 | 0 | 0 | 0 | 0 | 0 | 0 | 0 | 0 | 0 | 0 | 0 | 0 | 0 | 0 | 0 | 0 | 0 | 0 | 0 | 0 | 0 | 0
F2_Residential_Single Family Regular Income_New_Appliances_Natural Gas_Stove/Oven_Baseline Forecast | F2 | Residential | Single Family Regular Income | New | Appliances | Natural Gas | Stove/Oven | Baseline Forecast | Summer Demand Savings (MW) | 0 | 0 | 0 | 0 | 0 | 0 | 0 | 0 | 0 | 0 | 0 | 0 | 0 | 0 | 0 | 0 | 0 | 0 | 0 | 0 | 0 | 0 | 0 | 0 | 0 | 0 | 0 | 0 | 0 | 0 | 0 | 0 | 0 | 0 | 0 | 0
F3_Residential_Single Family Regular Income_New_Appliances_Natural Gas_Stove/Oven_Baseline Forecast | F3 | Residential | Single Family Regular Income | New | Appliances | Natural Gas | Stove/Oven | Baseline Forecast | Winter Demand Savings (MW) | 0 | 0 | 0 | 0 | 0 | 0 | 0 | 0 | 0 | 0 | 0 | 0 | 0 | 0 | 0 | 0 | 0 | 0 | 0 | 0 | 0 | 0 | 0 | 0 | 0 | 0 | 0 | 0 | 0 | 0 | 0 | 0 | 0 | 0 | 0 | 0
F4_Residential_Single Family Regular Income_New_Appliances_Natural Gas_Stove/Oven_Baseline Forecast | F4 | Residential | Single Family Regular Income | New | Appliances | Natural Gas | Stove/Oven | Baseline Forecast | Incremental Savings (MMtherm) | 0 | 0 | 0 | 0 | 0 | 0 | 0 | 0 | 0 | 0 | 0 | 0 | 0 | 0 | 0 | 0 | 0 | 0 | 0 | 0 | 0 | 0 | 0 | 0 | 0 | 0 | 0 | 0 | 0 | 0 | 0 | 0 | 0 | 0 | 0 | 0
F1_Residential_Single Family Regular Income_New_Miscellaneous_Natural Gas_Pool Heater_Baseline Forecast | F1 | Residential | Single Family Regular Income | New | Miscellaneous | Natural Gas | Pool Heater | Baseline Forecast | Consumption Savings (MMtherm) | 0 | 0 | 0 | 0 | 0 | 0 | 0 | 0 | 0 | 0 | 0 | 0 | 0 | 0 | 0 | 0 | 0 | 0 | 0 | 0 | 0 | 0 | 0 | 0 | 0 | 0 | 0 | 0 | 0 | 0 | 0 | 0 | 0 | 0 | 0 | 0
F2_Residential_Single Family Regular Income_New_Miscellaneous_Natural Gas_Pool Heater_Baseline Forecast | F2 | Residential | Single Family Regular Income | New | Miscellaneous | Natural Gas | Pool Heater | Baseline Forecast | Summer Demand Savings (MW) | 0 | 0 | 0 | 0 | 0 | 0 | 0 | 0 | 0 | 0 | 0 | 0 | 0 | 0 | 0 | 0 | 0 | 0 | 0 | 0 | 0 | 0 | 0 | 0 | 0 | 0 | 0 | 0 | 0 | 0 | 0 | 0 | 0 | 0 | 0 | 0
F3_Residential_Single Family Regular Income_New_Miscellaneous_Natural Gas_Pool Heater_Baseline Forecast | F3 | Residential | Single Family Regular Income | New | Miscellaneous | Natural Gas | Pool Heater | Baseline Forecast | Winter Demand Savings (MW) | 0 | 0 | 0 | 0 | 0 | 0 | 0 | 0 | 0 | 0 | 0 | 0 | 0 | 0 | 0 | 0 | 0 | 0 | 0 | 0 | 0 | 0 | 0 | 0 | 0 | 0 | 0 | 0 | 0 | 0 | 0 | 0 | 0 | 0 | 0 | 0
F4_Residential_Single Family Regular Income_New_Miscellaneous_Natural Gas_Pool Heater_Baseline Forecast | F4 | Residential | Single Family Regular Income | New | Miscellaneous | Natural Gas | Pool Heater | Baseline Forecast | Incremental Savings (MMtherm) | 0 | 0 | 0 | 0 | 0 | 0 | 0 | 0 | 0 | 0 | 0 | 0 | 0 | 0 | 0 | 0 | 0 | 0 | 0 | 0 | 0 | 0 | 0 | 0 | 0 | 0 | 0 | 0 | 0 | 0 | 0 | 0 | 0 | 0 | 0 | 0
F1_Residential_Single Family Regular Income_New_Miscellaneous_Natural Gas_Miscellaneous_Baseline Forecast | F1 | Residential | Single Family Regular Income | New | Miscellaneous | Natural Gas | Miscellaneous | Baseline Forecast | Consumption Savings (MMtherm) | 0 | 0 | 0 | 0 | 0 | 0 | 0 | 0 | 0 | 0 | 0 | 0 | 0 | 0 | 0 | 0 | 0 | 0 | 0 | 0 | 0 | 0 | 0 | 0 | 0 | 0 | 0 | 0 | 0 | 0 | 0 | 0 | 0 | 0 | 0 | 0
F2_Residential_Single Family Regular Income_New_Miscellaneous_Natural Gas_Miscellaneous_Baseline Forecast | F2 | Residential | Single Family Regular Income | New | Miscellaneous | Natural Gas | Miscellaneous | Baseline Forecast | Summer Demand Savings (MW) | 0 | 0 | 0 | 0 | 0 | 0 | 0 | 0 | 0 | 0 | 0 | 0 | 0 | 0 | 0 | 0 | 0 | 0 | 0 | 0 | 0 | 0 | 0 | 0 | 0 | 0 | 0 | 0 | 0 | 0 | 0 | 0 | 0 | 0 | 0 | 0
F3_Residential_Single Family Regular Income_New_Miscellaneous_Natural Gas_Miscellaneous_Baseline Forecast | F3 | Residential | Single Family Regular Income | New | Miscellaneous | Natural Gas | Miscellaneous | Baseline Forecast | Winter Demand Savings (MW) | 0 | 0 | 0 | 0 | 0 | 0 | 0 | 0 | 0 | 0 | 0 | 0 | 0 | 0 | 0 | 0 | 0 | 0 | 0 | 0 | 0 | 0 | 0 | 0 | 0 | 0 | 0 | 0 | 0 | 0 | 0 | 0 | 0 | 0 | 0 | 0
F4_Residential_Single Family Regular Income_New_Miscellaneous_Natural Gas_Miscellaneous_Baseline Forecast | F4 | Residential | Single Family Regular Income | New | Miscellaneous | Natural Gas | Miscellaneous | Baseline Forecast | Incremental Savings (MMtherm) | 0 | 0 | 0 | 0 | 0 | 0 | 0 | 0 | 0 | 0 | 0 | 0 | 0 | 0 | 0 | 0 | 0 | 0 | 0 | 0 | 0 | 0 | 0 | 0 | 0 | 0 | 0 | 0 | 0 | 0 | 0 | 0 | 0 | 0 | 0 | 0
F1_Residential_Single Family Moderate Income_Existing_Space Heating_Natural Gas_Furnace_Baseline Forecast | F1 | Residential | Single Family Moderate Income | Existing | Space Heating | Natural Gas | Furnace | Baseline Forecast | Consumption Savings (MMtherm) | 0 | 0 | 0 | 0 | 0 | 0 | 0 | 0 | 0 | 0 | 0 | 0 | 0 | 0 | 0 | 0 | 0 | 0 | 0 | 0 | 0 | 0 | 0 | 0 | 0 | 0 | 0 | 0 | 0 | 0 | 0 | 0 | 0 | 0 | 0 | 0
F2_Residential_Single Family Moderate Income_Existing_Space Heating_Natural Gas_Furnace_Baseline Forecast | F2 | Residential | Single Family Moderate Income | Existing | Space Heating | Natural Gas | Furnace | Baseline Forecast | Summer Demand Savings (MW) | 0 | 0 | 0 | 0 | 0 | 0 | 0 | 0 | 0 | 0 | 0 | 0 | 0 | 0 | 0 | 0 | 0 | 0 | 0 | 0 | 0 | 0 | 0 | 0 | 0 | 0 | 0 | 0 | 0 | 0 | 0 | 0 | 0 | 0 | 0 | 0
F3_Residential_Single Family Moderate Income_Existing_Space Heating_Natural Gas_Furnace_Baseline Forecast | F3 | Residential | Single Family Moderate Income | Existing | Space Heating | Natural Gas | Furnace | Baseline Forecast | Winter Demand Savings (MW) | 0 | 0 | 0 | 0 | 0 | 0 | 0 | 0 | 0 | 0 | 0 | 0 | 0 | 0 | 0 | 0 | 0 | 0 | 0 | 0 | 0 | 0 | 0 | 0 | 0 | 0 | 0 | 0 | 0 | 0 | 0 | 0 | 0 | 0 | 0 | 0
F4_Residential_Single Family Moderate Income_Existing_Space Heating_Natural Gas_Furnace_Baseline Forecast | F4 | Residential | Single Family Moderate Income | Existing | Space Heating | Natural Gas | Furnace | Baseline Forecast | Incremental Savings (MMtherm) | 0 | 0 | 0 | 0 | 0 | 0 | 0 | 0 | 0 | 0 | 0 | 0 | 0 | 0 | 0 | 0 | 0 | 0 | 0 | 0 | 0 | 0 | 0 | 0 | 0 | 0 | 0 | 0 | 0 | 0 | 0 | 0 | 0 | 0 | 0 | 0
F1_Residential_Single Family Moderate Income_Existing_Space Heating_Natural Gas_Boiler_Baseline Forecast | F1 | Residential | Single Family Moderate Income | Existing | Space Heating | Natural Gas | Boiler | Baseline Forecast | Consumption Savings (MMtherm) | 0 | 0 | 0 | 0 | 0 | 0 | 0 | 0 | 0 | 0 | 0 | 0 | 0 | 0 | 0 | 0 | 0 | 0 | 0 | 0 | 0 | 0 | 0 | 0 | 0 | 0 | 0 | 0 | 0 | 0 | 0 | 0 | 0 | 0 | 0 | 0
F2_Residential_Single Family Moderate Income_Existing_Space Heating_Natural Gas_Boiler_Baseline Forecast | F2 | Residential | Single Family Moderate Income | Existing | Space Heating | Natural Gas | Boiler | Baseline Forecast | Summer Demand Savings (MW) | 0 | 0 | 0 | 0 | 0 | 0 | 0 | 0 | 0 | 0 | 0 | 0 | 0 | 0 | 0 | 0 | 0 | 0 | 0 | 0 | 0 | 0 | 0 | 0 | 0 | 0 | 0 | 0 | 0 | 0 | 0 | 0 | 0 | 0 | 0 | 0
F3_Residential_Single Family Moderate Income_Existing_Space Heating_Natural Gas_Boiler_Baseline Forecast | F3 | Residential | Single Family Moderate Income | Existing | Space Heating | Natural Gas | Boiler | Baseline Forecast | Winter Demand Savings (MW) | 0 | 0 | 0 | 0 | 0 | 0 | 0 | 0 | 0 | 0 | 0 | 0 | 0 | 0 | 0 | 0 | 0 | 0 | 0 | 0 | 0 | 0 | 0 | 0 | 0 | 0 | 0 | 0 | 0 | 0 | 0 | 0 | 0 | 0 | 0 | 0
F4_Residential_Single Family Moderate Income_Existing_Space Heating_Natural Gas_Boiler_Baseline Forecast | F4 | Residential | Single Family Moderate Income | Existing | Space Heating | Natural Gas | Boiler | Baseline Forecast | Incremental Savings (MMtherm) | 0 | 0 | 0 | 0 | 0 | 0 | 0 | 0 | 0 | 0 | 0 | 0 | 0 | 0 | 0 | 0 | 0 | 0 | 0 | 0 | 0 | 0 | 0 | 0 | 0 | 0 | 0 | 0 | 0 | 0 | 0 | 0 | 0 | 0 | 0 | 0
F1_Residential_Single Family Moderate Income_Existing_Secondary Heating_Natural Gas_Fireplace_Baseline Forecast | F1 | Residential | Single Family Moderate Income | Existing | Secondary Heating | Natural Gas | Fireplace | Baseline Forecast | Consumption Savings (MMtherm) | 0 | 0 | 0 | 0 | 0 | 0 | 0 | 0 | 0 | 0 | 0 | 0 | 0 | 0 | 0 | 0 | 0 | 0 | 0 | 0 | 0 | 0 | 0 | 0 | 0 | 0 | 0 | 0 | 0 | 0 | 0 | 0 | 0 | 0 | 0 | 0
F2_Residential_Single Family Moderate Income_Existing_Secondary Heating_Natural Gas_Fireplace_Baseline Forecast | F2 | Residential | Single Family Moderate Income | Existing | Secondary Heating | Natural Gas | Fireplace | Baseline Forecast | Summer Demand Savings (MW) | 0 | 0 | 0 | 0 | 0 | 0 | 0 | 0 | 0 | 0 | 0 | 0 | 0 | 0 | 0 | 0 | 0 | 0 | 0 | 0 | 0 | 0 | 0 | 0 | 0 | 0 | 0 | 0 | 0 | 0 | 0 | 0 | 0 | 0 | 0 | 0
F3_Residential_Single Family Moderate Income_Existing_Secondary Heating_Natural Gas_Fireplace_Baseline Forecast | F3 | Residential | Single Family Moderate Income | Existing | Secondary Heating | Natural Gas | Fireplace | Baseline Forecast | Winter Demand Savings (MW) | 0 | 0 | 0 | 0 | 0 | 0 | 0 | 0 | 0 | 0 | 0 | 0 | 0 | 0 | 0 | 0 | 0 | 0 | 0 | 0 | 0 | 0 | 0 | 0 | 0 | 0 | 0 | 0 | 0 | 0 | 0 | 0 | 0 | 0 | 0 | 0
F4_Residential_Single Family Moderate Income_Existing_Secondary Heating_Natural Gas_Fireplace_Baseline Forecast | F4 | Residential | Single Family Moderate Income | Existing | Secondary Heating | Natural Gas | Fireplace | Baseline Forecast | Incremental Savings (MMtherm) | 0 | 0 | 0 | 0 | 0 | 0 | 0 | 0 | 0 | 0 | 0 | 0 | 0 | 0 | 0 | 0 | 0 | 0 | 0 | 0 | 0 | 0 | 0 | 0 | 0 | 0 | 0 | 0 | 0 | 0 | 0 | 0 | 0 | 0 | 0 | 0
F1_Residential_Single Family Moderate Income_Existing_Water Heating_Natural Gas_Water Heater (<= 55 gal)_Baseline Forecast | F1 | Residential | Single Family Moderate Income | Existing | Water Heating | Natural Gas | Water Heater (<= 55 gal) | Baseline Forecast | Consumption Savings (MMtherm) | 0 | 0 | 0 | 0 | 0 | 0 | 0 | 0 | 0 | 0 | 0 | 0 | 0 | 0 | 0 | 0 | 0 | 0 | 0 | 0 | 0 | 0 | 0 | 0 | 0 | 0 | 0 | 0 | 0 | 0 | 0 | 0 | 0 | 0 | 0 | 0
F2_Residential_Single Family Moderate Income_Existing_Water Heating_Natural Gas_Water Heater (<= 55 gal)_Baseline Forecast | F2 | Residential | Single Family Moderate Income | Existing | Water Heating | Natural Gas | Water Heater (<= 55 gal) | Baseline Forecast | Summer Demand Savings (MW) | 0 | 0 | 0 | 0 | 0 | 0 | 0 | 0 | 0 | 0 | 0 | 0 | 0 | 0 | 0 | 0 | 0 | 0 | 0 | 0 | 0 | 0 | 0 | 0 | 0 | 0 | 0 | 0 | 0 | 0 | 0 | 0 | 0 | 0 | 0 | 0
F3_Residential_Single Family Moderate Income_Existing_Water Heating_Natural Gas_Water Heater (<= 55 gal)_Baseline Forecast | F3 | Residential | Single Family Moderate Income | Existing | Water Heating | Natural Gas | Water Heater (<= 55 gal) | Baseline Forecast | Winter Demand Savings (MW) | 0 | 0 | 0 | 0 | 0 | 0 | 0 | 0 | 0 | 0 | 0 | 0 | 0 | 0 | 0 | 0 | 0 | 0 | 0 | 0 | 0 | 0 | 0 | 0 | 0 | 0 | 0 | 0 | 0 | 0 | 0 | 0 | 0 | 0 | 0 | 0
F4_Residential_Single Family Moderate Income_Existing_Water Heating_Natural Gas_Water Heater (<= 55 gal)_Baseline Forecast | F4 | Residential | Single Family Moderate Income | Existing | Water Heating | Natural Gas | Water Heater (<= 55 gal) | Baseline Forecast | Incremental Savings (MMtherm) | 0 | 0 | 0 | 0 | 0 | 0 | 0 | 0 | 0 | 0 | 0 | 0 | 0 | 0 | 0 | 0 | 0 | 0 | 0 | 0 | 0 | 0 | 0 | 0 | 0 | 0 | 0 | 0 | 0 | 0 | 0 | 0 | 0 | 0 | 0 | 0
F1_Residential_Single Family Moderate Income_Existing_Water Heating_Natural Gas_Water Heater (> 55 gal)_Baseline Forecast | F1 | Residential | Single Family Moderate Income | Existing | Water Heating | Natural Gas | Water Heater (> 55 gal) | Baseline Forecast | Consumption Savings (MMtherm) | 0 | 0 | 0 | 0 | 0 | 0 | 0 | 0 | 0 | 0 | 0 | 0 | 0 | 0 | 0 | 0 | 0 | 0 | 0 | 0 | 0 | 0 | 0 | 0 | 0 | 0 | 0 | 0 | 0 | 0 | 0 | 0 | 0 | 0 | 0 | 0
F2_Residential_Single Family Moderate Income_Existing_Water Heating_Natural Gas_Water Heater (> 55 gal)_Baseline Forecast | F2 | Residential | Single Family Moderate Income | Existing | Water Heating | Natural Gas | Water Heater (> 55 gal) | Baseline Forecast | Summer Demand Savings (MW) | 0 | 0 | 0 | 0 | 0 | 0 | 0 | 0 | 0 | 0 | 0 | 0 | 0 | 0 | 0 | 0 | 0 | 0 | 0 | 0 | 0 | 0 | 0 | 0 | 0 | 0 | 0 | 0 | 0 | 0 | 0 | 0 | 0 | 0 | 0 | 0
F3_Residential_Single Family Moderate Income_Existing_Water Heating_Natural Gas_Water Heater (> 55 gal)_Baseline Forecast | F3 | Residential | Single Family Moderate Income | Existing | Water Heating | Natural Gas | Water Heater (> 55 gal) | Baseline Forecast | Winter Demand Savings (MW) | 0 | 0 | 0 | 0 | 0 | 0 | 0 | 0 | 0 | 0 | 0 | 0 | 0 | 0 | 0 | 0 | 0 | 0 | 0 | 0 | 0 | 0 | 0 | 0 | 0 | 0 | 0 | 0 | 0 | 0 | 0 | 0 | 0 | 0 | 0 | 0
F4_Residential_Single Family Moderate Income_Existing_Water Heating_Natural Gas_Water Heater (> 55 gal)_Baseline Forecast | F4 | Residential | Single Family Moderate Income | Existing | Water Heating | Natural Gas | Water Heater (> 55 gal) | Baseline Forecast | Incremental Savings (MMtherm) | 0 | 0 | 0 | 0 | 0 | 0 | 0 | 0 | 0 | 0 | 0 | 0 | 0 | 0 | 0 | 0 | 0 | 0 | 0 | 0 | 0 | 0 | 0 | 0 | 0 | 0 | 0 | 0 | 0 | 0 | 0 | 0 | 0 | 0 | 0 | 0
F1_Residential_Single Family Moderate Income_Existing_Appliances_Natural Gas_Clothes Dryer_Baseline Forecast | F1 | Residential | Single Family Moderate Income | Existing | Appliances | Natural Gas | Clothes Dryer | Baseline Forecast | Consumption Savings (MMtherm) | 0 | 0 | 0 | 0 | 0 | 0 | 0 | 0 | 0 | 0 | 0 | 0 | 0 | 0 | 0 | 0 | 0 | 0 | 0 | 0 | 0 | 0 | 0 | 0 | 0 | 0 | 0 | 0 | 0 | 0 | 0 | 0 | 0 | 0 | 0 | 0
F2_Residential_Single Family Moderate Income_Existing_Appliances_Natural Gas_Clothes Dryer_Baseline Forecast | F2 | Residential | Single Family Moderate Income | Existing | Appliances | Natural Gas | Clothes Dryer | Baseline Forecast | Summer Demand Savings (MW) | 0 | 0 | 0 | 0 | 0 | 0 | 0 | 0 | 0 | 0 | 0 | 0 | 0 | 0 | 0 | 0 | 0 | 0 | 0 | 0 | 0 | 0 | 0 | 0 | 0 | 0 | 0 | 0 | 0 | 0 | 0 | 0 | 0 | 0 | 0 | 0
F3_Residential_Single Family Moderate Income_Existing_Appliances_Natural Gas_Clothes Dryer_Baseline Forecast | F3 | Residential | Single Family Moderate Income | Existing | Appliances | Natural Gas | Clothes Dryer | Baseline Forecast | Winter Demand Savings (MW) | 0 | 0 | 0 | 0 | 0 | 0 | 0 | 0 | 0 | 0 | 0 | 0 | 0 | 0 | 0 | 0 | 0 | 0 | 0 | 0 | 0 | 0 | 0 | 0 | 0 | 0 | 0 | 0 | 0 | 0 | 0 | 0 | 0 | 0 | 0 | 0
F4_Residential_Single Family Moderate Income_Existing_Appliances_Natural Gas_Clothes Dryer_Baseline Forecast | F4 | Residential | Single Family Moderate Income | Existing | Appliances | Natural Gas | Clothes Dryer | Baseline Forecast | Incremental Savings (MMtherm) | 0 | 0 | 0 | 0 | 0 | 0 | 0 | 0 | 0 | 0 | 0 | 0 | 0 | 0 | 0 | 0 | 0 | 0 | 0 | 0 | 0 | 0 | 0 | 0 | 0 | 0 | 0 | 0 | 0 | 0 | 0 | 0 | 0 | 0 | 0 | 0
F1_Residential_Single Family Moderate Income_Existing_Appliances_Natural Gas_Stove/Oven_Baseline Forecast | F1 | Residential | Single Family Moderate Income | Existing | Appliances | Natural Gas | Stove/Oven | Baseline Forecast | Consumption Savings (MMtherm) | 0 | 0 | 0 | 0 | 0 | 0 | 0 | 0 | 0 | 0 | 0 | 0 | 0 | 0 | 0 | 0 | 0 | 0 | 0 | 0 | 0 | 0 | 0 | 0 | 0 | 0 | 0 | 0 | 0 | 0 | 0 | 0 | 0 | 0 | 0 | 0
F2_Residential_Single Family Moderate Income_Existing_Appliances_Natural Gas_Stove/Oven_Baseline Forecast | F2 | Residential | Single Family Moderate Income | Existing | Appliances | Natural Gas | Stove/Oven | Baseline Forecast | Summer Demand Savings (MW) | 0 | 0 | 0 | 0 | 0 | 0 | 0 | 0 | 0 | 0 | 0 | 0 | 0 | 0 | 0 | 0 | 0 | 0 | 0 | 0 | 0 | 0 | 0 | 0 | 0 | 0 | 0 | 0 | 0 | 0 | 0 | 0 | 0 | 0 | 0 | 0
F3_Residential_Single Family Moderate Income_Existing_Appliances_Natural Gas_Stove/Oven_Baseline Forecast | F3 | Residential | Single Family Moderate Income | Existing | Appliances | Natural Gas | Stove/Oven | Baseline Forecast | Winter Demand Savings (MW) | 0 | 0 | 0 | 0 | 0 | 0 | 0 | 0 | 0 | 0 | 0 | 0 | 0 | 0 | 0 | 0 | 0 | 0 | 0 | 0 | 0 | 0 | 0 | 0 | 0 | 0 | 0 | 0 | 0 | 0 | 0 | 0 | 0 | 0 | 0 | 0
F4_Residential_Single Family Moderate Income_Existing_Appliances_Natural Gas_Stove/Oven_Baseline Forecast | F4 | Residential | Single Family Moderate Income | Existing | Appliances | Natural Gas | Stove/Oven | Baseline Forecast | Incremental Savings (MMtherm) | 0 | 0 | 0 | 0 | 0 | 0 | 0 | 0 | 0 | 0 | 0 | 0 | 0 | 0 | 0 | 0 | 0 | 0 | 0 | 0 | 0 | 0 | 0 | 0 | 0 | 0 | 0 | 0 | 0 | 0 | 0 | 0 | 0 | 0 | 0 | 0
F1_Residential_Single Family Moderate Income_Existing_Miscellaneous_Natural Gas_Pool Heater_Baseline Forecast | F1 | Residential | Single Family Moderate Income | Existing | Miscellaneous | Natural Gas | Pool Heater | Baseline Forecast | Consumption Savings (MMtherm) | 0 | 0 | 0 | 0 | 0 | 0 | 0 | 0 | 0 | 0 | 0 | 0 | 0 | 0 | 0 | 0 | 0 | 0 | 0 | 0 | 0 | 0 | 0 | 0 | 0 | 0 | 0 | 0 | 0 | 0 | 0 | 0 | 0 | 0 | 0 | 0
F2_Residential_Single Family Moderate Income_Existing_Miscellaneous_Natural Gas_Pool Heater_Baseline Forecast | F2 | Residential | Single Family Moderate Income | Existing | Miscellaneous | Natural Gas | Pool Heater | Baseline Forecast | Summer Demand Savings (MW) | 0 | 0 | 0 | 0 | 0 | 0 | 0 | 0 | 0 | 0 | 0 | 0 | 0 | 0 | 0 | 0 | 0 | 0 | 0 | 0 | 0 | 0 | 0 | 0 | 0 | 0 | 0 | 0 | 0 | 0 | 0 | 0 | 0 | 0 | 0 | 0
F3_Residential_Single Family Moderate Income_Existing_Miscellaneous_Natural Gas_Pool Heater_Baseline Forecast | F3 | Residential | Single Family Moderate Income | Existing | Miscellaneous | Natural Gas | Pool Heater | Baseline Forecast | Winter Demand Savings (MW) | 0 | 0 | 0 | 0 | 0 | 0 | 0 | 0 | 0 | 0 | 0 | 0 | 0 | 0 | 0 | 0 | 0 | 0 | 0 | 0 | 0 | 0 | 0 | 0 | 0 | 0 | 0 | 0 | 0 | 0 | 0 | 0 | 0 | 0 | 0 | 0
F4_Residential_Single Family Moderate Income_Existing_Miscellaneous_Natural Gas_Pool Heater_Baseline Forecast | F4 | Residential | Single Family Moderate Income | Existing | Miscellaneous | Natural Gas | Pool Heater | Baseline Forecast | Incremental Savings (MMtherm) | 0 | 0 | 0 | 0 | 0 | 0 | 0 | 0 | 0 | 0 | 0 | 0 | 0 | 0 | 0 | 0 | 0 | 0 | 0 | 0 | 0 | 0 | 0 | 0 | 0 | 0 | 0 | 0 | 0 | 0 | 0 | 0 | 0 | 0 | 0 | 0
F1_Residential_Single Family Moderate Income_Existing_Miscellaneous_Natural Gas_Miscellaneous_Baseline Forecast | F1 | Residential | Single Family Moderate Income | Existing | Miscellaneous | Natural Gas | Miscellaneous | Baseline Forecast | Consumption Savings (MMtherm) | 0 | 0 | 0 | 0 | 0 | 0 | 0 | 0 | 0 | 0 | 0 | 0 | 0 | 0 | 0 | 0 | 0 | 0 | 0 | 0 | 0 | 0 | 0 | 0 | 0 | 0 | 0 | 0 | 0 | 0 | 0 | 0 | 0 | 0 | 0 | 0
F2_Residential_Single Family Moderate Income_Existing_Miscellaneous_Natural Gas_Miscellaneous_Baseline Forecast | F2 | Residential | Single Family Moderate Income | Existing | Miscellaneous | Natural Gas | Miscellaneous | Baseline Forecast | Summer Demand Savings (MW) | 0 | 0 | 0 | 0 | 0 | 0 | 0 | 0 | 0 | 0 | 0 | 0 | 0 | 0 | 0 | 0 | 0 | 0 | 0 | 0 | 0 | 0 | 0 | 0 | 0 | 0 | 0 | 0 | 0 | 0 | 0 | 0 | 0 | 0 | 0 | 0
F3_Residential_Single Family Moderate Income_Existing_Miscellaneous_Natural Gas_Miscellaneous_Baseline Forecast | F3 | Residential | Single Family Moderate Income | Existing | Miscellaneous | Natural Gas | Miscellaneous | Baseline Forecast | Winter Demand Savings (MW) | 0 | 0 | 0 | 0 | 0 | 0 | 0 | 0 | 0 | 0 | 0 | 0 | 0 | 0 | 0 | 0 | 0 | 0 | 0 | 0 | 0 | 0 | 0 | 0 | 0 | 0 | 0 | 0 | 0 | 0 | 0 | 0 | 0 | 0 | 0 | 0
F4_Residential_Single Family Moderate Income_Existing_Miscellaneous_Natural Gas_Miscellaneous_Baseline Forecast | F4 | Residential | Single Family Moderate Income | Existing | Miscellaneous | Natural Gas | Miscellaneous | Baseline Forecast | Incremental Savings (MMtherm) | 0 | 0 | 0 | 0 | 0 | 0 | 0 | 0 | 0 | 0 | 0 | 0 | 0 | 0 | 0 | 0 | 0 | 0 | 0 | 0 | 0 | 0 | 0 | 0 | 0 | 0 | 0 | 0 | 0 | 0 | 0 | 0 | 0 | 0 | 0 | 0
F1_Residential_Single Family Moderate Income_New_Space Heating_Natural Gas_Furnace_Baseline Forecast | F1 | Residential | Single Family Moderate Income | New | Space Heating | Natural Gas | Furnace | Baseline Forecast | Consumption Savings (MMtherm) | 0 | 0 | 0 | 0 | 0 | 0 | 0 | 0 | 0 | 0 | 0 | 0 | 0 | 0 | 0 | 0 | 0 | 0 | 0 | 0 | 0 | 0 | 0 | 0 | 0 | 0 | 0 | 0 | 0 | 0 | 0 | 0 | 0 | 0 | 0 | 0
F2_Residential_Single Family Moderate Income_New_Space Heating_Natural Gas_Furnace_Baseline Forecast | F2 | Residential | Single Family Moderate Income | New | Space Heating | Natural Gas | Furnace | Baseline Forecast | Summer Demand Savings (MW) | 0 | 0 | 0 | 0 | 0 | 0 | 0 | 0 | 0 | 0 | 0 | 0 | 0 | 0 | 0 | 0 | 0 | 0 | 0 | 0 | 0 | 0 | 0 | 0 | 0 | 0 | 0 | 0 | 0 | 0 | 0 | 0 | 0 | 0 | 0 | 0
F3_Residential_Single Family Moderate Income_New_Space Heating_Natural Gas_Furnace_Baseline Forecast | F3 | Residential | Single Family Moderate Income | New | Space Heating | Natural Gas | Furnace | Baseline Forecast | Winter Demand Savings (MW) | 0 | 0 | 0 | 0 | 0 | 0 | 0 | 0 | 0 | 0 | 0 | 0 | 0 | 0 | 0 | 0 | 0 | 0 | 0 | 0 | 0 | 0 | 0 | 0 | 0 | 0 | 0 | 0 | 0 | 0 | 0 | 0 | 0 | 0 | 0 | 0
F4_Residential_Single Family Moderate Income_New_Space Heating_Natural Gas_Furnace_Baseline Forecast | F4 | Residential | Single Family Moderate Income | New | Space Heating | Natural Gas | Furnace | Baseline Forecast | Incremental Savings (MMtherm) | 0 | 0 | 0 | 0 | 0 | 0 | 0 | 0 | 0 | 0 | 0 | 0 | 0 | 0 | 0 | 0 | 0 | 0 | 0 | 0 | 0 | 0 | 0 | 0 | 0 | 0 | 0 | 0 | 0 | 0 | 0 | 0 | 0 | 0 | 0 | 0
F1_Residential_Single Family Moderate Income_New_Space Heating_Natural Gas_Boiler_Baseline Forecast | F1 | Residential | Single Family Moderate Income | New | Space Heating | Natural Gas | Boiler | Baseline Forecast | Consumption Savings (MMtherm) | 0 | 0 | 0 | 0 | 0 | 0 | 0 | 0 | 0 | 0 | 0 | 0 | 0 | 0 | 0 | 0 | 0 | 0 | 0 | 0 | 0 | 0 | 0 | 0 | 0 | 0 | 0 | 0 | 0 | 0 | 0 | 0 | 0 | 0 | 0 | 0
F2_Residential_Single Family Moderate Income_New_Space Heating_Natural Gas_Boiler_Baseline Forecast | F2 | Residential | Single Family Moderate Income | New | Space Heating | Natural Gas | Boiler | Baseline Forecast | Summer Demand Savings (MW) | 0 | 0 | 0 | 0 | 0 | 0 | 0 | 0 | 0 | 0 | 0 | 0 | 0 | 0 | 0 | 0 | 0 | 0 | 0 | 0 | 0 | 0 | 0 | 0 | 0 | 0 | 0 | 0 | 0 | 0 | 0 | 0 | 0 | 0 | 0 | 0
F3_Residential_Single Family Moderate Income_New_Space Heating_Natural Gas_Boiler_Baseline Forecast | F3 | Residential | Single Family Moderate Income | New | Space Heating | Natural Gas | Boiler | Baseline Forecast | Winter Demand Savings (MW) | 0 | 0 | 0 | 0 | 0 | 0 | 0 | 0 | 0 | 0 | 0 | 0 | 0 | 0 | 0 | 0 | 0 | 0 | 0 | 0 | 0 | 0 | 0 | 0 | 0 | 0 | 0 | 0 | 0 | 0 | 0 | 0 | 0 | 0 | 0 | 0
F4_Residential_Single Family Moderate Income_New_Space Heating_Natural Gas_Boiler_Baseline Forecast | F4 | Residential | Single Family Moderate Income | New | Space Heating | Natural Gas | Boiler | Baseline Forecast | Incremental Savings (MMtherm) | 0 | 0 | 0 | 0 | 0 | 0 | 0 | 0 | 0 | 0 | 0 | 0 | 0 | 0 | 0 | 0 | 0 | 0 | 0 | 0 | 0 | 0 | 0 | 0 | 0 | 0 | 0 | 0 | 0 | 0 | 0 | 0 | 0 | 0 | 0 | 0
F1_Residential_Single Family Moderate Income_New_Secondary Heating_Natural Gas_Fireplace_Baseline Forecast | F1 | Residential | Single Family Moderate Income | New | Secondary Heating | Natural Gas | Fireplace | Baseline Forecast | Consumption Savings (MMtherm) | 0 | 0 | 0 | 0 | 0 | 0 | 0 | 0 | 0 | 0 | 0 | 0 | 0 | 0 | 0 | 0 | 0 | 0 | 0 | 0 | 0 | 0 | 0 | 0 | 0 | 0 | 0 | 0 | 0 | 0 | 0 | 0 | 0 | 0 | 0 | 0
F2_Residential_Single Family Moderate Income_New_Secondary Heating_Natural Gas_Fireplace_Baseline Forecast | F2 | Residential | Single Family Moderate Income | New | Secondary Heating | Natural Gas | Fireplace | Baseline Forecast | Summer Demand Savings (MW) | 0 | 0 | 0 | 0 | 0 | 0 | 0 | 0 | 0 | 0 | 0 | 0 | 0 | 0 | 0 | 0 | 0 | 0 | 0 | 0 | 0 | 0 | 0 | 0 | 0 | 0 | 0 | 0 | 0 | 0 | 0 | 0 | 0 | 0 | 0 | 0
F3_Residential_Single Family Moderate Income_New_Secondary Heating_Natural Gas_Fireplace_Baseline Forecast | F3 | Residential | Single Family Moderate Income | New | Secondary Heating | Natural Gas | Fireplace | Baseline Forecast | Winter Demand Savings (MW) | 0 | 0 | 0 | 0 | 0 | 0 | 0 | 0 | 0 | 0 | 0 | 0 | 0 | 0 | 0 | 0 | 0 | 0 | 0 | 0 | 0 | 0 | 0 | 0 | 0 | 0 | 0 | 0 | 0 | 0 | 0 | 0 | 0 | 0 | 0 | 0
F4_Residential_Single Family Moderate Income_New_Secondary Heating_Natural Gas_Fireplace_Baseline Forecast | F4 | Residential | Single Family Moderate Income | New | Secondary Heating | Natural Gas | Fireplace | Baseline Forecast | Incremental Savings (MMtherm) | 0 | 0 | 0 | 0 | 0 | 0 | 0 | 0 | 0 | 0 | 0 | 0 | 0 | 0 | 0 | 0 | 0 | 0 | 0 | 0 | 0 | 0 | 0 | 0 | 0 | 0 | 0 | 0 | 0 | 0 | 0 | 0 | 0 | 0 | 0 | 0
F1_Residential_Single Family Moderate Income_New_Water Heating_Natural Gas_Water Heater (<= 55 gal)_Baseline Forecast | F1 | Residential | Single Family Moderate Income | New | Water Heating | Natural Gas | Water Heater (<= 55 gal) | Baseline Forecast | Consumption Savings (MMtherm) | 0 | 0 | 0 | 0 | 0 | 0 | 0 | 0 | 0 | 0 | 0 | 0 | 0 | 0 | 0 | 0 | 0 | 0 | 0 | 0 | 0 | 0 | 0 | 0 | 0 | 0 | 0 | 0 | 0 | 0 | 0 | 0 | 0 | 0 | 0 | 0
F2_Residential_Single Family Moderate Income_New_Water Heating_Natural Gas_Water Heater (<= 55 gal)_Baseline Forecast | F2 | Residential | Single Family Moderate Income | New | Water Heating | Natural Gas | Water Heater (<= 55 gal) | Baseline Forecast | Summer Demand Savings (MW) | 0 | 0 | 0 | 0 | 0 | 0 | 0 | 0 | 0 | 0 | 0 | 0 | 0 | 0 | 0 | 0 | 0 | 0 | 0 | 0 | 0 | 0 | 0 | 0 | 0 | 0 | 0 | 0 | 0 | 0 | 0 | 0 | 0 | 0 | 0 | 0
F3_Residential_Single Family Moderate Income_New_Water Heating_Natural Gas_Water Heater (<= 55 gal)_Baseline Forecast | F3 | Residential | Single Family Moderate Income | New | Water Heating | Natural Gas | Water Heater (<= 55 gal) | Baseline Forecast | Winter Demand Savings (MW) | 0 | 0 | 0 | 0 | 0 | 0 | 0 | 0 | 0 | 0 | 0 | 0 | 0 | 0 | 0 | 0 | 0 | 0 | 0 | 0 | 0 | 0 | 0 | 0 | 0 | 0 | 0 | 0 | 0 | 0 | 0 | 0 | 0 | 0 | 0 | 0
F4_Residential_Single Family Moderate Income_New_Water Heating_Natural Gas_Water Heater (<= 55 gal)_Baseline Forecast | F4 | Residential | Single Family Moderate Income | New | Water Heating | Natural Gas | Water Heater (<= 55 gal) | Baseline Forecast | Incremental Savings (MMtherm) | 0 | 0 | 0 | 0 | 0 | 0 | 0 | 0 | 0 | 0 | 0 | 0 | 0 | 0 | 0 | 0 | 0 | 0 | 0 | 0 | 0 | 0 | 0 | 0 | 0 | 0 | 0 | 0 | 0 | 0 | 0 | 0 | 0 | 0 | 0 | 0
F1_Residential_Single Family Moderate Income_New_Water Heating_Natural Gas_Water Heater (> 55 gal)_Baseline Forecast | F1 | Residential | Single Family Moderate Income | New | Water Heating | Natural Gas | Water Heater (> 55 gal) | Baseline Forecast | Consumption Savings (MMtherm) | 0 | 0 | 0 | 0 | 0 | 0 | 0 | 0 | 0 | 0 | 0 | 0 | 0 | 0 | 0 | 0 | 0 | 0 | 0 | 0 | 0 | 0 | 0 | 0 | 0 | 0 | 0 | 0 | 0 | 0 | 0 | 0 | 0 | 0 | 0 | 0
F2_Residential_Single Family Moderate Income_New_Water Heating_Natural Gas_Water Heater (> 55 gal)_Baseline Forecast | F2 | Residential | Single Family Moderate Income | New | Water Heating | Natural Gas | Water Heater (> 55 gal) | Baseline Forecast | Summer Demand Savings (MW) | 0 | 0 | 0 | 0 | 0 | 0 | 0 | 0 | 0 | 0 | 0 | 0 | 0 | 0 | 0 | 0 | 0 | 0 | 0 | 0 | 0 | 0 | 0 | 0 | 0 | 0 | 0 | 0 | 0 | 0 | 0 | 0 | 0 | 0 | 0 | 0
F3_Residential_Single Family Moderate Income_New_Water Heating_Natural Gas_Water Heater (> 55 gal)_Baseline Forecast | F3 | Residential | Single Family Moderate Income | New | Water Heating | Natural Gas | Water Heater (> 55 gal) | Baseline Forecast | Winter Demand Savings (MW) | 0 | 0 | 0 | 0 | 0 | 0 | 0 | 0 | 0 | 0 | 0 | 0 | 0 | 0 | 0 | 0 | 0 | 0 | 0 | 0 | 0 | 0 | 0 | 0 | 0 | 0 | 0 | 0 | 0 | 0 | 0 | 0 | 0 | 0 | 0 | 0
F4_Residential_Single Family Moderate Income_New_Water Heating_Natural Gas_Water Heater (> 55 gal)_Baseline Forecast | F4 | Residential | Single Family Moderate Income | New | Water Heating | Natural Gas | Water Heater (> 55 gal) | Baseline Forecast | Incremental Savings (MMtherm) | 0 | 0 | 0 | 0 | 0 | 0 | 0 | 0 | 0 | 0 | 0 | 0 | 0 | 0 | 0 | 0 | 0 | 0 | 0 | 0 | 0 | 0 | 0 | 0 | 0 | 0 | 0 | 0 | 0 | 0 | 0 | 0 | 0 | 0 | 0 | 0
F1_Residential_Single Family Moderate Income_New_Appliances_Natural Gas_Clothes Dryer_Baseline Forecast | F1 | Residential | Single Family Moderate Income | New | Appliances | Natural Gas | Clothes Dryer | Baseline Forecast | Consumption Savings (MMtherm) | 0 | 0 | 0 | 0 | 0 | 0 | 0 | 0 | 0 | 0 | 0 | 0 | 0 | 0 | 0 | 0 | 0 | 0 | 0 | 0 | 0 | 0 | 0 | 0 | 0 | 0 | 0 | 0 | 0 | 0 | 0 | 0 | 0 | 0 | 0 | 0
F2_Residential_Single Family Moderate Income_New_Appliances_Natural Gas_Clothes Dryer_Baseline Forecast | F2 | Residential | Single Family Moderate Income | New | Appliances | Natural Gas | Clothes Dryer | Baseline Forecast | Summer Demand Savings (MW) | 0 | 0 | 0 | 0 | 0 | 0 | 0 | 0 | 0 | 0 | 0 | 0 | 0 | 0 | 0 | 0 | 0 | 0 | 0 | 0 | 0 | 0 | 0 | 0 | 0 | 0 | 0 | 0 | 0 | 0 | 0 | 0 | 0 | 0 | 0 | 0
F3_Residential_Single Family Moderate Income_New_Appliances_Natural Gas_Clothes Dryer_Baseline Forecast | F3 | Residential | Single Family Moderate Income | New | Appliances | Natural Gas | Clothes Dryer | Baseline Forecast | Winter Demand Savings (MW) | 0 | 0 | 0 | 0 | 0 | 0 | 0 | 0 | 0 | 0 | 0 | 0 | 0 | 0 | 0 | 0 | 0 | 0 | 0 | 0 | 0 | 0 | 0 | 0 | 0 | 0 | 0 | 0 | 0 | 0 | 0 | 0 | 0 | 0 | 0 | 0
F4_Residential_Single Family Moderate Income_New_Appliances_Natural Gas_Clothes Dryer_Baseline Forecast | F4 | Residential | Single Family Moderate Income | New | Appliances | Natural Gas | Clothes Dryer | Baseline Forecast | Incremental Savings (MMtherm) | 0 | 0 | 0 | 0 | 0 | 0 | 0 | 0 | 0 | 0 | 0 | 0 | 0 | 0 | 0 | 0 | 0 | 0 | 0 | 0 | 0 | 0 | 0 | 0 | 0 | 0 | 0 | 0 | 0 | 0 | 0 | 0 | 0 | 0 | 0 | 0
F1_Residential_Single Family Moderate Income_New_Appliances_Natural Gas_Stove/Oven_Baseline Forecast | F1 | Residential | Single Family Moderate Income | New | Appliances | Natural Gas | Stove/Oven | Baseline Forecast | Consumption Savings (MMtherm) | 0 | 0 | 0 | 0 | 0 | 0 | 0 | 0 | 0 | 0 | 0 | 0 | 0 | 0 | 0 | 0 | 0 | 0 | 0 | 0 | 0 | 0 | 0 | 0 | 0 | 0 | 0 | 0 | 0 | 0 | 0 | 0 | 0 | 0 | 0 | 0
F2_Residential_Single Family Moderate Income_New_Appliances_Natural Gas_Stove/Oven_Baseline Forecast | F2 | Residential | Single Family Moderate Income | New | Appliances | Natural Gas | Stove/Oven | Baseline Forecast | Summer Demand Savings (MW) | 0 | 0 | 0 | 0 | 0 | 0 | 0 | 0 | 0 | 0 | 0 | 0 | 0 | 0 | 0 | 0 | 0 | 0 | 0 | 0 | 0 | 0 | 0 | 0 | 0 | 0 | 0 | 0 | 0 | 0 | 0 | 0 | 0 | 0 | 0 | 0
F3_Residential_Single Family Moderate Income_New_Appliances_Natural Gas_Stove/Oven_Baseline Forecast | F3 | Residential | Single Family Moderate Income | New | Appliances | Natural Gas | Stove/Oven | Baseline Forecast | Winter Demand Savings (MW) | 0 | 0 | 0 | 0 | 0 | 0 | 0 | 0 | 0 | 0 | 0 | 0 | 0 | 0 | 0 | 0 | 0 | 0 | 0 | 0 | 0 | 0 | 0 | 0 | 0 | 0 | 0 | 0 | 0 | 0 | 0 | 0 | 0 | 0 | 0 | 0
F4_Residential_Single Family Moderate Income_New_Appliances_Natural Gas_Stove/Oven_Baseline Forecast | F4 | Residential | Single Family Moderate Income | New | Appliances | Natural Gas | Stove/Oven | Baseline Forecast | Incremental Savings (MMtherm) | 0 | 0 | 0 | 0 | 0 | 0 | 0 | 0 | 0 | 0 | 0 | 0 | 0 | 0 | 0 | 0 | 0 | 0 | 0 | 0 | 0 | 0 | 0 | 0 | 0 | 0 | 0 | 0 | 0 | 0 | 0 | 0 | 0 | 0 | 0 | 0
F1_Residential_Single Family Moderate Income_New_Miscellaneous_Natural Gas_Pool Heater_Baseline Forecast | F1 | Residential | Single Family Moderate Income | New | Miscellaneous | Natural Gas | Pool Heater | Baseline Forecast | Consumption Savings (MMtherm) | 0 | 0 | 0 | 0 | 0 | 0 | 0 | 0 | 0 | 0 | 0 | 0 | 0 | 0 | 0 | 0 | 0 | 0 | 0 | 0 | 0 | 0 | 0 | 0 | 0 | 0 | 0 | 0 | 0 | 0 | 0 | 0 | 0 | 0 | 0 | 0
F2_Residential_Single Family Moderate Income_New_Miscellaneous_Natural Gas_Pool Heater_Baseline Forecast | F2 | Residential | Single Family Moderate Income | New | Miscellaneous | Natural Gas | Pool Heater | Baseline Forecast | Summer Demand Savings (MW) | 0 | 0 | 0 | 0 | 0 | 0 | 0 | 0 | 0 | 0 | 0 | 0 | 0 | 0 | 0 | 0 | 0 | 0 | 0 | 0 | 0 | 0 | 0 | 0 | 0 | 0 | 0 | 0 | 0 | 0 | 0 | 0 | 0 | 0 | 0 | 0
F3_Residential_Single Family Moderate Income_New_Miscellaneous_Natural Gas_Pool Heater_Baseline Forecast | F3 | Residential | Single Family Moderate Income | New | Miscellaneous | Natural Gas | Pool Heater | Baseline Forecast | Winter Demand Savings (MW) | 0 | 0 | 0 | 0 | 0 | 0 | 0 | 0 | 0 | 0 | 0 | 0 | 0 | 0 | 0 | 0 | 0 | 0 | 0 | 0 | 0 | 0 | 0 | 0 | 0 | 0 | 0 | 0 | 0 | 0 | 0 | 0 | 0 | 0 | 0 | 0
F4_Residential_Single Family Moderate Income_New_Miscellaneous_Natural Gas_Pool Heater_Baseline Forecast | F4 | Residential | Single Family Moderate Income | New | Miscellaneous | Natural Gas | Pool Heater | Baseline Forecast | Incremental Savings (MMtherm) | 0 | 0 | 0 | 0 | 0 | 0 | 0 | 0 | 0 | 0 | 0 | 0 | 0 | 0 | 0 | 0 | 0 | 0 | 0 | 0 | 0 | 0 | 0 | 0 | 0 | 0 | 0 | 0 | 0 | 0 | 0 | 0 | 0 | 0 | 0 | 0
F1_Residential_Single Family Moderate Income_New_Miscellaneous_Natural Gas_Miscellaneous_Baseline Forecast | F1 | Residential | Single Family Moderate Income | New | Miscellaneous | Natural Gas | Miscellaneous | Baseline Forecast | Consumption Savings (MMtherm) | 0 | 0 | 0 | 0 | 0 | 0 | 0 | 0 | 0 | 0 | 0 | 0 | 0 | 0 | 0 | 0 | 0 | 0 | 0 | 0 | 0 | 0 | 0 | 0 | 0 | 0 | 0 | 0 | 0 | 0 | 0 | 0 | 0 | 0 | 0 | 0
F2_Residential_Single Family Moderate Income_New_Miscellaneous_Natural Gas_Miscellaneous_Baseline Forecast | F2 | Residential | Single Family Moderate Income | New | Miscellaneous | Natural Gas | Miscellaneous | Baseline Forecast | Summer Demand Savings (MW) | 0 | 0 | 0 | 0 | 0 | 0 | 0 | 0 | 0 | 0 | 0 | 0 | 0 | 0 | 0 | 0 | 0 | 0 | 0 | 0 | 0 | 0 | 0 | 0 | 0 | 0 | 0 | 0 | 0 | 0 | 0 | 0 | 0 | 0 | 0 | 0
F3_Residential_Single Family Moderate Income_New_Miscellaneous_Natural Gas_Miscellaneous_Baseline Forecast | F3 | Residential | Single Family Moderate Income | New | Miscellaneous | Natural Gas | Miscellaneous | Baseline Forecast | Winter Demand Savings (MW) | 0 | 0 | 0 | 0 | 0 | 0 | 0 | 0 | 0 | 0 | 0 | 0 | 0 | 0 | 0 | 0 | 0 | 0 | 0 | 0 | 0 | 0 | 0 | 0 | 0 | 0 | 0 | 0 | 0 | 0 | 0 | 0 | 0 | 0 | 0 | 0
F4_Residential_Single Family Moderate Income_New_Miscellaneous_Natural Gas_Miscellaneous_Baseline Forecast | F4 | Residential | Single Family Moderate Income | New | Miscellaneous | Natural Gas | Miscellaneous | Baseline Forecast | Incremental Savings (MMtherm) | 0 | 0 | 0 | 0 | 0 | 0 | 0 | 0 | 0 | 0 | 0 | 0 | 0 | 0 | 0 | 0 | 0 | 0 | 0 | 0 | 0 | 0 | 0 | 0 | 0 | 0 | 0 | 0 | 0 | 0 | 0 | 0 | 0 | 0 | 0 | 0
F1_Residential_Single Family Low Income_Existing_Space Heating_Natural Gas_Furnace_Baseline Forecast | F1 | Residential | Single Family Low Income | Existing | Space Heating | Natural Gas | Furnace | Baseline Forecast | Consumption Savings (MMtherm) | 0 | 0 | 0 | 0 | 0 | 0 | 0 | 0 | 0 | 0 | 0 | 0 | 0 | 0 | 0 | 0 | 0 | 0 | 0 | 0 | 0 | 0 | 0 | 0 | 0 | 0 | 0 | 0 | 0 | 0 | 0 | 0 | 0 | 0 | 0 | 0
F2_Residential_Single Family Low Income_Existing_Space Heating_Natural Gas_Furnace_Baseline Forecast | F2 | Residential | Single Family Low Income | Existing | Space Heating | Natural Gas | Furnace | Baseline Forecast | Summer Demand Savings (MW) | 0 | 0 | 0 | 0 | 0 | 0 | 0 | 0 | 0 | 0 | 0 | 0 | 0 | 0 | 0 | 0 | 0 | 0 | 0 | 0 | 0 | 0 | 0 | 0 | 0 | 0 | 0 | 0 | 0 | 0 | 0 | 0 | 0 | 0 | 0 | 0
F3_Residential_Single Family Low Income_Existing_Space Heating_Natural Gas_Furnace_Baseline Forecast | F3 | Residential | Single Family Low Income | Existing | Space Heating | Natural Gas | Furnace | Baseline Forecast | Winter Demand Savings (MW) | 0 | 0 | 0 | 0 | 0 | 0 | 0 | 0 | 0 | 0 | 0 | 0 | 0 | 0 | 0 | 0 | 0 | 0 | 0 | 0 | 0 | 0 | 0 | 0 | 0 | 0 | 0 | 0 | 0 | 0 | 0 | 0 | 0 | 0 | 0 | 0
F4_Residential_Single Family Low Income_Existing_Space Heating_Natural Gas_Furnace_Baseline Forecast | F4 | Residential | Single Family Low Income | Existing | Space Heating | Natural Gas | Furnace | Baseline Forecast | Incremental Savings (MMtherm) | 0 | 0 | 0 | 0 | 0 | 0 | 0 | 0 | 0 | 0 | 0 | 0 | 0 | 0 | 0 | 0 | 0 | 0 | 0 | 0 | 0 | 0 | 0 | 0 | 0 | 0 | 0 | 0 | 0 | 0 | 0 | 0 | 0 | 0 | 0 | 0
F1_Residential_Single Family Low Income_Existing_Space Heating_Natural Gas_Boiler_Baseline Forecast | F1 | Residential | Single Family Low Income | Existing | Space Heating | Natural Gas | Boiler | Baseline Forecast | Consumption Savings (MMtherm) | 0 | 0 | 0 | 0 | 0 | 0 | 0 | 0 | 0 | 0 | 0 | 0 | 0 | 0 | 0 | 0 | 0 | 0 | 0 | 0 | 0 | 0 | 0 | 0 | 0 | 0 | 0 | 0 | 0 | 0 | 0 | 0 | 0 | 0 | 0 | 0
F2_Residential_Single Family Low Income_Existing_Space Heating_Natural Gas_Boiler_Baseline Forecast | F2 | Residential | Single Family Low Income | Existing | Space Heating | Natural Gas | Boiler | Baseline Forecast | Summer Demand Savings (MW) | 0 | 0 | 0 | 0 | 0 | 0 | 0 | 0 | 0 | 0 | 0 | 0 | 0 | 0 | 0 | 0 | 0 | 0 | 0 | 0 | 0 | 0 | 0 | 0 | 0 | 0 | 0 | 0 | 0 | 0 | 0 | 0 | 0 | 0 | 0 | 0
F3_Residential_Single Family Low Income_Existing_Space Heating_Natural Gas_Boiler_Baseline Forecast | F3 | Residential | Single Family Low Income | Existing | Space Heating | Natural Gas | Boiler | Baseline Forecast | Winter Demand Savings (MW) | 0 | 0 | 0 | 0 | 0 | 0 | 0 | 0 | 0 | 0 | 0 | 0 | 0 | 0 | 0 | 0 | 0 | 0 | 0 | 0 | 0 | 0 | 0 | 0 | 0 | 0 | 0 | 0 | 0 | 0 | 0 | 0 | 0 | 0 | 0 | 0
F4_Residential_Single Family Low Income_Existing_Space Heating_Natural Gas_Boiler_Baseline Forecast | F4 | Residential | Single Family Low Income | Existing | Space Heating | Natural Gas | Boiler | Baseline Forecast | Incremental Savings (MMtherm) | 0 | 0 | 0 | 0 | 0 | 0 | 0 | 0 | 0 | 0 | 0 | 0 | 0 | 0 | 0 | 0 | 0 | 0 | 0 | 0 | 0 | 0 | 0 | 0 | 0 | 0 | 0 | 0 | 0 | 0 | 0 | 0 | 0 | 0 | 0 | 0
F1_Residential_Single Family Low Income_Existing_Secondary Heating_Natural Gas_Fireplace_Baseline Forecast | F1 | Residential | Single Family Low Income | Existing | Secondary Heating | Natural Gas | Fireplace | Baseline Forecast | Consumption Savings (MMtherm) | 0 | 0 | 0 | 0 | 0 | 0 | 0 | 0 | 0 | 0 | 0 | 0 | 0 | 0 | 0 | 0 | 0 | 0 | 0 | 0 | 0 | 0 | 0 | 0 | 0 | 0 | 0 | 0 | 0 | 0 | 0 | 0 | 0 | 0 | 0 | 0
F2_Residential_Single Family Low Income_Existing_Secondary Heating_Natural Gas_Fireplace_Baseline Forecast | F2 | Residential | Single Family Low Income | Existing | Secondary Heating | Natural Gas | Fireplace | Baseline Forecast | Summer Demand Savings (MW) | 0 | 0 | 0 | 0 | 0 | 0 | 0 | 0 | 0 | 0 | 0 | 0 | 0 | 0 | 0 | 0 | 0 | 0 | 0 | 0 | 0 | 0 | 0 | 0 | 0 | 0 | 0 | 0 | 0 | 0 | 0 | 0 | 0 | 0 | 0 | 0
F3_Residential_Single Family Low Income_Existing_Secondary Heating_Natural Gas_Fireplace_Baseline Forecast | F3 | Residential | Single Family Low Income | Existing | Secondary Heating | Natural Gas | Fireplace | Baseline Forecast | Winter Demand Savings (MW) | 0 | 0 | 0 | 0 | 0 | 0 | 0 | 0 | 0 | 0 | 0 | 0 | 0 | 0 | 0 | 0 | 0 | 0 | 0 | 0 | 0 | 0 | 0 | 0 | 0 | 0 | 0 | 0 | 0 | 0 | 0 | 0 | 0 | 0 | 0 | 0
F4_Residential_Single Family Low Income_Existing_Secondary Heating_Natural Gas_Fireplace_Baseline Forecast | F4 | Residential | Single Family Low Income | Existing | Secondary Heating | Natural Gas | Fireplace | Baseline Forecast | Incremental Savings (MMtherm) | 0 | 0 | 0 | 0 | 0 | 0 | 0 | 0 | 0 | 0 | 0 | 0 | 0 | 0 | 0 | 0 | 0 | 0 | 0 | 0 | 0 | 0 | 0 | 0 | 0 | 0 | 0 | 0 | 0 | 0 | 0 | 0 | 0 | 0 | 0 | 0
F1_Residential_Single Family Low Income_Existing_Water Heating_Natural Gas_Water Heater (<= 55 gal)_Baseline Forecast | F1 | Residential | Single Family Low Income | Existing | Water Heating | Natural Gas | Water Heater (<= 55 gal) | Baseline Forecast | Consumption Savings (MMtherm) | 0 | 0 | 0 | 0 | 0 | 0 | 0 | 0 | 0 | 0 | 0 | 0 | 0 | 0 | 0 | 0 | 0 | 0 | 0 | 0 | 0 | 0 | 0 | 0 | 0 | 0 | 0 | 0 | 0 | 0 | 0 | 0 | 0 | 0 | 0 | 0
F2_Residential_Single Family Low Income_Existing_Water Heating_Natural Gas_Water Heater (<= 55 gal)_Baseline Forecast | F2 | Residential | Single Family Low Income | Existing | Water Heating | Natural Gas | Water Heater (<= 55 gal) | Baseline Forecast | Summer Demand Savings (MW) | 0 | 0 | 0 | 0 | 0 | 0 | 0 | 0 | 0 | 0 | 0 | 0 | 0 | 0 | 0 | 0 | 0 | 0 | 0 | 0 | 0 | 0 | 0 | 0 | 0 | 0 | 0 | 0 | 0 | 0 | 0 | 0 | 0 | 0 | 0 | 0
F3_Residential_Single Family Low Income_Existing_Water Heating_Natural Gas_Water Heater (<= 55 gal)_Baseline Forecast | F3 | Residential | Single Family Low Income | Existing | Water Heating | Natural Gas | Water Heater (<= 55 gal) | Baseline Forecast | Winter Demand Savings (MW) | 0 | 0 | 0 | 0 | 0 | 0 | 0 | 0 | 0 | 0 | 0 | 0 | 0 | 0 | 0 | 0 | 0 | 0 | 0 | 0 | 0 | 0 | 0 | 0 | 0 | 0 | 0 | 0 | 0 | 0 | 0 | 0 | 0 | 0 | 0 | 0
F4_Residential_Single Family Low Income_Existing_Water Heating_Natural Gas_Water Heater (<= 55 gal)_Baseline Forecast | F4 | Residential | Single Family Low Income | Existing | Water Heating | Natural Gas | Water Heater (<= 55 gal) | Baseline Forecast | Incremental Savings (MMtherm) | 0 | 0 | 0 | 0 | 0 | 0 | 0 | 0 | 0 | 0 | 0 | 0 | 0 | 0 | 0 | 0 | 0 | 0 | 0 | 0 | 0 | 0 | 0 | 0 | 0 | 0 | 0 | 0 | 0 | 0 | 0 | 0 | 0 | 0 | 0 | 0
F1_Residential_Single Family Low Income_Existing_Water Heating_Natural Gas_Water Heater (> 55 gal)_Baseline Forecast | F1 | Residential | Single Family Low Income | Existing | Water Heating | Natural Gas | Water Heater (> 55 gal) | Baseline Forecast | Consumption Savings (MMtherm) | 0 | 0 | 0 | 0 | 0 | 0 | 0 | 0 | 0 | 0 | 0 | 0 | 0 | 0 | 0 | 0 | 0 | 0 | 0 | 0 | 0 | 0 | 0 | 0 | 0 | 0 | 0 | 0 | 0 | 0 | 0 | 0 | 0 | 0 | 0 | 0
F2_Residential_Single Family Low Income_Existing_Water Heating_Natural Gas_Water Heater (> 55 gal)_Baseline Forecast | F2 | Residential | Single Family Low Income | Existing | Water Heating | Natural Gas | Water Heater (> 55 gal) | Baseline Forecast | Summer Demand Savings (MW) | 0 | 0 | 0 | 0 | 0 | 0 | 0 | 0 | 0 | 0 | 0 | 0 | 0 | 0 | 0 | 0 | 0 | 0 | 0 | 0 | 0 | 0 | 0 | 0 | 0 | 0 | 0 | 0 | 0 | 0 | 0 | 0 | 0 | 0 | 0 | 0
F3_Residential_Single Family Low Income_Existing_Water Heating_Natural Gas_Water Heater (> 55 gal)_Baseline Forecast | F3 | Residential | Single Family Low Income | Existing | Water Heating | Natural Gas | Water Heater (> 55 gal) | Baseline Forecast | Winter Demand Savings (MW) | 0 | 0 | 0 | 0 | 0 | 0 | 0 | 0 | 0 | 0 | 0 | 0 | 0 | 0 | 0 | 0 | 0 | 0 | 0 | 0 | 0 | 0 | 0 | 0 | 0 | 0 | 0 | 0 | 0 | 0 | 0 | 0 | 0 | 0 | 0 | 0
F4_Residential_Single Family Low Income_Existing_Water Heating_Natural Gas_Water Heater (> 55 gal)_Baseline Forecast | F4 | Residential | Single Family Low Income | Existing | Water Heating | Natural Gas | Water Heater (> 55 gal) | Baseline Forecast | Incremental Savings (MMtherm) | 0 | 0 | 0 | 0 | 0 | 0 | 0 | 0 | 0 | 0 | 0 | 0 | 0 | 0 | 0 | 0 | 0 | 0 | 0 | 0 | 0 | 0 | 0 | 0 | 0 | 0 | 0 | 0 | 0 | 0 | 0 | 0 | 0 | 0 | 0 | 0
F1_Residential_Single Family Low Income_Existing_Appliances_Natural Gas_Clothes Dryer_Baseline Forecast | F1 | Residential | Single Family Low Income | Existing | Appliances | Natural Gas | Clothes Dryer | Baseline Forecast | Consumption Savings (MMtherm) | 0 | 0 | 0 | 0 | 0 | 0 | 0 | 0 | 0 | 0 | 0 | 0 | 0 | 0 | 0 | 0 | 0 | 0 | 0 | 0 | 0 | 0 | 0 | 0 | 0 | 0 | 0 | 0 | 0 | 0 | 0 | 0 | 0 | 0 | 0 | 0
F2_Residential_Single Family Low Income_Existing_Appliances_Natural Gas_Clothes Dryer_Baseline Forecast | F2 | Residential | Single Family Low Income | Existing | Appliances | Natural Gas | Clothes Dryer | Baseline Forecast | Summer Demand Savings (MW) | 0 | 0 | 0 | 0 | 0 | 0 | 0 | 0 | 0 | 0 | 0 | 0 | 0 | 0 | 0 | 0 | 0 | 0 | 0 | 0 | 0 | 0 | 0 | 0 | 0 | 0 | 0 | 0 | 0 | 0 | 0 | 0 | 0 | 0 | 0 | 0
F3_Residential_Single Family Low Income_Existing_Appliances_Natural Gas_Clothes Dryer_Baseline Forecast | F3 | Residential | Single Family Low Income | Existing | Appliances | Natural Gas | Clothes Dryer | Baseline Forecast | Winter Demand Savings (MW) | 0 | 0 | 0 | 0 | 0 | 0 | 0 | 0 | 0 | 0 | 0 | 0 | 0 | 0 | 0 | 0 | 0 | 0 | 0 | 0 | 0 | 0 | 0 | 0 | 0 | 0 | 0 | 0 | 0 | 0 | 0 | 0 | 0 | 0 | 0 | 0
F4_Residential_Single Family Low Income_Existing_Appliances_Natural Gas_Clothes Dryer_Baseline Forecast | F4 | Residential | Single Family Low Income | Existing | Appliances | Natural Gas | Clothes Dryer | Baseline Forecast | Incremental Savings (MMtherm) | 0 | 0 | 0 | 0 | 0 | 0 | 0 | 0 | 0 | 0 | 0 | 0 | 0 | 0 | 0 | 0 | 0 | 0 | 0 | 0 | 0 | 0 | 0 | 0 | 0 | 0 | 0 | 0 | 0 | 0 | 0 | 0 | 0 | 0 | 0 | 0
F1_Residential_Single Family Low Income_Existing_Appliances_Natural Gas_Stove/Oven_Baseline Forecast | F1 | Residential | Single Family Low Income | Existing | Appliances | Natural Gas | Stove/Oven | Baseline Forecast | Consumption Savings (MMtherm) | 0 | 0 | 0 | 0 | 0 | 0 | 0 | 0 | 0 | 0 | 0 | 0 | 0 | 0 | 0 | 0 | 0 | 0 | 0 | 0 | 0 | 0 | 0 | 0 | 0 | 0 | 0 | 0 | 0 | 0 | 0 | 0 | 0 | 0 | 0 | 0
F2_Residential_Single Family Low Income_Existing_Appliances_Natural Gas_Stove/Oven_Baseline Forecast | F2 | Residential | Single Family Low Income | Existing | Appliances | Natural Gas | Stove/Oven | Baseline Forecast | Summer Demand Savings (MW) | 0 | 0 | 0 | 0 | 0 | 0 | 0 | 0 | 0 | 0 | 0 | 0 | 0 | 0 | 0 | 0 | 0 | 0 | 0 | 0 | 0 | 0 | 0 | 0 | 0 | 0 | 0 | 0 | 0 | 0 | 0 | 0 | 0 | 0 | 0 | 0
F3_Residential_Single Family Low Income_Existing_Appliances_Natural Gas_Stove/Oven_Baseline Forecast | F3 | Residential | Single Family Low Income | Existing | Appliances | Natural Gas | Stove/Oven | Baseline Forecast | Winter Demand Savings (MW) | 0 | 0 | 0 | 0 | 0 | 0 | 0 | 0 | 0 | 0 | 0 | 0 | 0 | 0 | 0 | 0 | 0 | 0 | 0 | 0 | 0 | 0 | 0 | 0 | 0 | 0 | 0 | 0 | 0 | 0 | 0 | 0 | 0 | 0 | 0 | 0
F4_Residential_Single Family Low Income_Existing_Appliances_Natural Gas_Stove/Oven_Baseline Forecast | F4 | Residential | Single Family Low Income | Existing | Appliances | Natural Gas | Stove/Oven | Baseline Forecast | Incremental Savings (MMtherm) | 0 | 0 | 0 | 0 | 0 | 0 | 0 | 0 | 0 | 0 | 0 | 0 | 0 | 0 | 0 | 0 | 0 | 0 | 0 | 0 | 0 | 0 | 0 | 0 | 0 | 0 | 0 | 0 | 0 | 0 | 0 | 0 | 0 | 0 | 0 | 0
F1_Residential_Single Family Low Income_Existing_Miscellaneous_Natural Gas_Pool Heater_Baseline Forecast | F1 | Residential | Single Family Low Income | Existing | Miscellaneous | Natural Gas | Pool Heater | Baseline Forecast | Consumption Savings (MMtherm) | 0 | 0 | 0 | 0 | 0 | 0 | 0 | 0 | 0 | 0 | 0 | 0 | 0 | 0 | 0 | 0 | 0 | 0 | 0 | 0 | 0 | 0 | 0 | 0 | 0 | 0 | 0 | 0 | 0 | 0 | 0 | 0 | 0 | 0 | 0 | 0
F2_Residential_Single Family Low Income_Existing_Miscellaneous_Natural Gas_Pool Heater_Baseline Forecast | F2 | Residential | Single Family Low Income | Existing | Miscellaneous | Natural Gas | Pool Heater | Baseline Forecast | Summer Demand Savings (MW) | 0 | 0 | 0 | 0 | 0 | 0 | 0 | 0 | 0 | 0 | 0 | 0 | 0 | 0 | 0 | 0 | 0 | 0 | 0 | 0 | 0 | 0 | 0 | 0 | 0 | 0 | 0 | 0 | 0 | 0 | 0 | 0 | 0 | 0 | 0 | 0
F3_Residential_Single Family Low Income_Existing_Miscellaneous_Natural Gas_Pool Heater_Baseline Forecast | F3 | Residential | Single Family Low Income | Existing | Miscellaneous | Natural Gas | Pool Heater | Baseline Forecast | Winter Demand Savings (MW) | 0 | 0 | 0 | 0 | 0 | 0 | 0 | 0 | 0 | 0 | 0 | 0 | 0 | 0 | 0 | 0 | 0 | 0 | 0 | 0 | 0 | 0 | 0 | 0 | 0 | 0 | 0 | 0 | 0 | 0 | 0 | 0 | 0 | 0 | 0 | 0
F4_Residential_Single Family Low Income_Existing_Miscellaneous_Natural Gas_Pool Heater_Baseline Forecast | F4 | Residential | Single Family Low Income | Existing | Miscellaneous | Natural Gas | Pool Heater | Baseline Forecast | Incremental Savings (MMtherm) | 0 | 0 | 0 | 0 | 0 | 0 | 0 | 0 | 0 | 0 | 0 | 0 | 0 | 0 | 0 | 0 | 0 | 0 | 0 | 0 | 0 | 0 | 0 | 0 | 0 | 0 | 0 | 0 | 0 | 0 | 0 | 0 | 0 | 0 | 0 | 0
F1_Residential_Single Family Low Income_Existing_Miscellaneous_Natural Gas_Miscellaneous_Baseline Forecast | F1 | Residential | Single Family Low Income | Existing | Miscellaneous | Natural Gas | Miscellaneous | Baseline Forecast | Consumption Savings (MMtherm) | 0 | 0 | 0 | 0 | 0 | 0 | 0 | 0 | 0 | 0 | 0 | 0 | 0 | 0 | 0 | 0 | 0 | 0 | 0 | 0 | 0 | 0 | 0 | 0 | 0 | 0 | 0 | 0 | 0 | 0 | 0 | 0 | 0 | 0 | 0 | 0
F2_Residential_Single Family Low Income_Existing_Miscellaneous_Natural Gas_Miscellaneous_Baseline Forecast | F2 | Residential | Single Family Low Income | Existing | Miscellaneous | Natural Gas | Miscellaneous | Baseline Forecast | Summer Demand Savings (MW) | 0 | 0 | 0 | 0 | 0 | 0 | 0 | 0 | 0 | 0 | 0 | 0 | 0 | 0 | 0 | 0 | 0 | 0 | 0 | 0 | 0 | 0 | 0 | 0 | 0 | 0 | 0 | 0 | 0 | 0 | 0 | 0 | 0 | 0 | 0 | 0
F3_Residential_Single Family Low Income_Existing_Miscellaneous_Natural Gas_Miscellaneous_Baseline Forecast | F3 | Residential | Single Family Low Income | Existing | Miscellaneous | Natural Gas | Miscellaneous | Baseline Forecast | Winter Demand Savings (MW) | 0 | 0 | 0 | 0 | 0 | 0 | 0 | 0 | 0 | 0 | 0 | 0 | 0 | 0 | 0 | 0 | 0 | 0 | 0 | 0 | 0 | 0 | 0 | 0 | 0 | 0 | 0 | 0 | 0 | 0 | 0 | 0 | 0 | 0 | 0 | 0
F4_Residential_Single Family Low Income_Existing_Miscellaneous_Natural Gas_Miscellaneous_Baseline Forecast | F4 | Residential | Single Family Low Income | Existing | Miscellaneous | Natural Gas | Miscellaneous | Baseline Forecast | Incremental Savings (MMtherm) | 0 | 0 | 0 | 0 | 0 | 0 | 0 | 0 | 0 | 0 | 0 | 0 | 0 | 0 | 0 | 0 | 0 | 0 | 0 | 0 | 0 | 0 | 0 | 0 | 0 | 0 | 0 | 0 | 0 | 0 | 0 | 0 | 0 | 0 | 0 | 0
F1_Residential_Single Family Low Income_New_Space Heating_Natural Gas_Furnace_Baseline Forecast | F1 | Residential | Single Family Low Income | New | Space Heating | Natural Gas | Furnace | Baseline Forecast | Consumption Savings (MMtherm) | 0 | 0 | 0 | 0 | 0 | 0 | 0 | 0 | 0 | 0 | 0 | 0 | 0 | 0 | 0 | 0 | 0 | 0 | 0 | 0 | 0 | 0 | 0 | 0 | 0 | 0 | 0 | 0 | 0 | 0 | 0 | 0 | 0 | 0 | 0 | 0
F2_Residential_Single Family Low Income_New_Space Heating_Natural Gas_Furnace_Baseline Forecast | F2 | Residential | Single Family Low Income | New | Space Heating | Natural Gas | Furnace | Baseline Forecast | Summer Demand Savings (MW) | 0 | 0 | 0 | 0 | 0 | 0 | 0 | 0 | 0 | 0 | 0 | 0 | 0 | 0 | 0 | 0 | 0 | 0 | 0 | 0 | 0 | 0 | 0 | 0 | 0 | 0 | 0 | 0 | 0 | 0 | 0 | 0 | 0 | 0 | 0 | 0
F3_Residential_Single Family Low Income_New_Space Heating_Natural Gas_Furnace_Baseline Forecast | F3 | Residential | Single Family Low Income | New | Space Heating | Natural Gas | Furnace | Baseline Forecast | Winter Demand Savings (MW) | 0 | 0 | 0 | 0 | 0 | 0 | 0 | 0 | 0 | 0 | 0 | 0 | 0 | 0 | 0 | 0 | 0 | 0 | 0 | 0 | 0 | 0 | 0 | 0 | 0 | 0 | 0 | 0 | 0 | 0 | 0 | 0 | 0 | 0 | 0 | 0
F4_Residential_Single Family Low Income_New_Space Heating_Natural Gas_Furnace_Baseline Forecast | F4 | Residential | Single Family Low Income | New | Space Heating | Natural Gas | Furnace | Baseline Forecast | Incremental Savings (MMtherm) | 0 | 0 | 0 | 0 | 0 | 0 | 0 | 0 | 0 | 0 | 0 | 0 | 0 | 0 | 0 | 0 | 0 | 0 | 0 | 0 | 0 | 0 | 0 | 0 | 0 | 0 | 0 | 0 | 0 | 0 | 0 | 0 | 0 | 0 | 0 | 0
F1_Residential_Single Family Low Income_New_Space Heating_Natural Gas_Boiler_Baseline Forecast | F1 | Residential | Single Family Low Income | New | Space Heating | Natural Gas | Boiler | Baseline Forecast | Consumption Savings (MMtherm) | 0 | 0 | 0 | 0 | 0 | 0 | 0 | 0 | 0 | 0 | 0 | 0 | 0 | 0 | 0 | 0 | 0 | 0 | 0 | 0 | 0 | 0 | 0 | 0 | 0 | 0 | 0 | 0 | 0 | 0 | 0 | 0 | 0 | 0 | 0 | 0
F2_Residential_Single Family Low Income_New_Space Heating_Natural Gas_Boiler_Baseline Forecast | F2 | Residential | Single Family Low Income | New | Space Heating | Natural Gas | Boiler | Baseline Forecast | Summer Demand Savings (MW) | 0 | 0 | 0 | 0 | 0 | 0 | 0 | 0 | 0 | 0 | 0 | 0 | 0 | 0 | 0 | 0 | 0 | 0 | 0 | 0 | 0 | 0 | 0 | 0 | 0 | 0 | 0 | 0 | 0 | 0 | 0 | 0 | 0 | 0 | 0 | 0
F3_Residential_Single Family Low Income_New_Space Heating_Natural Gas_Boiler_Baseline Forecast | F3 | Residential | Single Family Low Income | New | Space Heating | Natural Gas | Boiler | Baseline Forecast | Winter Demand Savings (MW) | 0 | 0 | 0 | 0 | 0 | 0 | 0 | 0 | 0 | 0 | 0 | 0 | 0 | 0 | 0 | 0 | 0 | 0 | 0 | 0 | 0 | 0 | 0 | 0 | 0 | 0 | 0 | 0 | 0 | 0 | 0 | 0 | 0 | 0 | 0 | 0
F4_Residential_Single Family Low Income_New_Space Heating_Natural Gas_Boiler_Baseline Forecast | F4 | Residential | Single Family Low Income | New | Space Heating | Natural Gas | Boiler | Baseline Forecast | Incremental Savings (MMtherm) | 0 | 0 | 0 | 0 | 0 | 0 | 0 | 0 | 0 | 0 | 0 | 0 | 0 | 0 | 0 | 0 | 0 | 0 | 0 | 0 | 0 | 0 | 0 | 0 | 0 | 0 | 0 | 0 | 0 | 0 | 0 | 0 | 0 | 0 | 0 | 0
F1_Residential_Single Family Low Income_New_Secondary Heating_Natural Gas_Fireplace_Baseline Forecast | F1 | Residential | Single Family Low Income | New | Secondary Heating | Natural Gas | Fireplace | Baseline Forecast | Consumption Savings (MMtherm) | 0 | 0 | 0 | 0 | 0 | 0 | 0 | 0 | 0 | 0 | 0 | 0 | 0 | 0 | 0 | 0 | 0 | 0 | 0 | 0 | 0 | 0 | 0 | 0 | 0 | 0 | 0 | 0 | 0 | 0 | 0 | 0 | 0 | 0 | 0 | 0
F2_Residential_Single Family Low Income_New_Secondary Heating_Natural Gas_Fireplace_Baseline Forecast | F2 | Residential | Single Family Low Income | New | Secondary Heating | Natural Gas | Fireplace | Baseline Forecast | Summer Demand Savings (MW) | 0 | 0 | 0 | 0 | 0 | 0 | 0 | 0 | 0 | 0 | 0 | 0 | 0 | 0 | 0 | 0 | 0 | 0 | 0 | 0 | 0 | 0 | 0 | 0 | 0 | 0 | 0 | 0 | 0 | 0 | 0 | 0 | 0 | 0 | 0 | 0
F3_Residential_Single Family Low Income_New_Secondary Heating_Natural Gas_Fireplace_Baseline Forecast | F3 | Residential | Single Family Low Income | New | Secondary Heating | Natural Gas | Fireplace | Baseline Forecast | Winter Demand Savings (MW) | 0 | 0 | 0 | 0 | 0 | 0 | 0 | 0 | 0 | 0 | 0 | 0 | 0 | 0 | 0 | 0 | 0 | 0 | 0 | 0 | 0 | 0 | 0 | 0 | 0 | 0 | 0 | 0 | 0 | 0 | 0 | 0 | 0 | 0 | 0 | 0
F4_Residential_Single Family Low Income_New_Secondary Heating_Natural Gas_Fireplace_Baseline Forecast | F4 | Residential | Single Family Low Income | New | Secondary Heating | Natural Gas | Fireplace | Baseline Forecast | Incremental Savings (MMtherm) | 0 | 0 | 0 | 0 | 0 | 0 | 0 | 0 | 0 | 0 | 0 | 0 | 0 | 0 | 0 | 0 | 0 | 0 | 0 | 0 | 0 | 0 | 0 | 0 | 0 | 0 | 0 | 0 | 0 | 0 | 0 | 0 | 0 | 0 | 0 | 0
F1_Residential_Single Family Low Income_New_Water Heating_Natural Gas_Water Heater (<= 55 gal)_Baseline Forecast | F1 | Residential | Single Family Low Income | New | Water Heating | Natural Gas | Water Heater (<= 55 gal) | Baseline Forecast | Consumption Savings (MMtherm) | 0 | 0 | 0 | 0 | 0 | 0 | 0 | 0 | 0 | 0 | 0 | 0 | 0 | 0 | 0 | 0 | 0 | 0 | 0 | 0 | 0 | 0 | 0 | 0 | 0 | 0 | 0 | 0 | 0 | 0 | 0 | 0 | 0 | 0 | 0 | 0
F2_Residential_Single Family Low Income_New_Water Heating_Natural Gas_Water Heater (<= 55 gal)_Baseline Forecast | F2 | Residential | Single Family Low Income | New | Water Heating | Natural Gas | Water Heater (<= 55 gal) | Baseline Forecast | Summer Demand Savings (MW) | 0 | 0 | 0 | 0 | 0 | 0 | 0 | 0 | 0 | 0 | 0 | 0 | 0 | 0 | 0 | 0 | 0 | 0 | 0 | 0 | 0 | 0 | 0 | 0 | 0 | 0 | 0 | 0 | 0 | 0 | 0 | 0 | 0 | 0 | 0 | 0
F3_Residential_Single Family Low Income_New_Water Heating_Natural Gas_Water Heater (<= 55 gal)_Baseline Forecast | F3 | Residential | Single Family Low Income | New | Water Heating | Natural Gas | Water Heater (<= 55 gal) | Baseline Forecast | Winter Demand Savings (MW) | 0 | 0 | 0 | 0 | 0 | 0 | 0 | 0 | 0 | 0 | 0 | 0 | 0 | 0 | 0 | 0 | 0 | 0 | 0 | 0 | 0 | 0 | 0 | 0 | 0 | 0 | 0 | 0 | 0 | 0 | 0 | 0 | 0 | 0 | 0 | 0
F4_Residential_Single Family Low Income_New_Water Heating_Natural Gas_Water Heater (<= 55 gal)_Baseline Forecast | F4 | Residential | Single Family Low Income | New | Water Heating | Natural Gas | Water Heater (<= 55 gal) | Baseline Forecast | Incremental Savings (MMtherm) | 0 | 0 | 0 | 0 | 0 | 0 | 0 | 0 | 0 | 0 | 0 | 0 | 0 | 0 | 0 | 0 | 0 | 0 | 0 | 0 | 0 | 0 | 0 | 0 | 0 | 0 | 0 | 0 | 0 | 0 | 0 | 0 | 0 | 0 | 0 | 0
F1_Residential_Single Family Low Income_New_Water Heating_Natural Gas_Water Heater (> 55 gal)_Baseline Forecast | F1 | Residential | Single Family Low Income | New | Water Heating | Natural Gas | Water Heater (> 55 gal) | Baseline Forecast | Consumption Savings (MMtherm) | 0 | 0 | 0 | 0 | 0 | 0 | 0 | 0 | 0 | 0 | 0 | 0 | 0 | 0 | 0 | 0 | 0 | 0 | 0 | 0 | 0 | 0 | 0 | 0 | 0 | 0 | 0 | 0 | 0 | 0 | 0 | 0 | 0 | 0 | 0 | 0
F2_Residential_Single Family Low Income_New_Water Heating_Natural Gas_Water Heater (> 55 gal)_Baseline Forecast | F2 | Residential | Single Family Low Income | New | Water Heating | Natural Gas | Water Heater (> 55 gal) | Baseline Forecast | Summer Demand Savings (MW) | 0 | 0 | 0 | 0 | 0 | 0 | 0 | 0 | 0 | 0 | 0 | 0 | 0 | 0 | 0 | 0 | 0 | 0 | 0 | 0 | 0 | 0 | 0 | 0 | 0 | 0 | 0 | 0 | 0 | 0 | 0 | 0 | 0 | 0 | 0 | 0
F3_Residential_Single Family Low Income_New_Water Heating_Natural Gas_Water Heater (> 55 gal)_Baseline Forecast | F3 | Residential | Single Family Low Income | New | Water Heating | Natural Gas | Water Heater (> 55 gal) | Baseline Forecast | Winter Demand Savings (MW) | 0 | 0 | 0 | 0 | 0 | 0 | 0 | 0 | 0 | 0 | 0 | 0 | 0 | 0 | 0 | 0 | 0 | 0 | 0 | 0 | 0 | 0 | 0 | 0 | 0 | 0 | 0 | 0 | 0 | 0 | 0 | 0 | 0 | 0 | 0 | 0
F4_Residential_Single Family Low Income_New_Water Heating_Natural Gas_Water Heater (> 55 gal)_Baseline Forecast | F4 | Residential | Single Family Low Income | New | Water Heating | Natural Gas | Water Heater (> 55 gal) | Baseline Forecast | Incremental Savings (MMtherm) | 0 | 0 | 0 | 0 | 0 | 0 | 0 | 0 | 0 | 0 | 0 | 0 | 0 | 0 | 0 | 0 | 0 | 0 | 0 | 0 | 0 | 0 | 0 | 0 | 0 | 0 | 0 | 0 | 0 | 0 | 0 | 0 | 0 | 0 | 0 | 0
F1_Residential_Single Family Low Income_New_Appliances_Natural Gas_Clothes Dryer_Baseline Forecast | F1 | Residential | Single Family Low Income | New | Appliances | Natural Gas | Clothes Dryer | Baseline Forecast | Consumption Savings (MMtherm) | 0 | 0 | 0 | 0 | 0 | 0 | 0 | 0 | 0 | 0 | 0 | 0 | 0 | 0 | 0 | 0 | 0 | 0 | 0 | 0 | 0 | 0 | 0 | 0 | 0 | 0 | 0 | 0 | 0 | 0 | 0 | 0 | 0 | 0 | 0 | 0
F2_Residential_Single Family Low Income_New_Appliances_Natural Gas_Clothes Dryer_Baseline Forecast | F2 | Residential | Single Family Low Income | New | Appliances | Natural Gas | Clothes Dryer | Baseline Forecast | Summer Demand Savings (MW) | 0 | 0 | 0 | 0 | 0 | 0 | 0 | 0 | 0 | 0 | 0 | 0 | 0 | 0 | 0 | 0 | 0 | 0 | 0 | 0 | 0 | 0 | 0 | 0 | 0 | 0 | 0 | 0 | 0 | 0 | 0 | 0 | 0 | 0 | 0 | 0
F3_Residential_Single Family Low Income_New_Appliances_Natural Gas_Clothes Dryer_Baseline Forecast | F3 | Residential | Single Family Low Income | New | Appliances | Natural Gas | Clothes Dryer | Baseline Forecast | Winter Demand Savings (MW) | 0 | 0 | 0 | 0 | 0 | 0 | 0 | 0 | 0 | 0 | 0 | 0 | 0 | 0 | 0 | 0 | 0 | 0 | 0 | 0 | 0 | 0 | 0 | 0 | 0 | 0 | 0 | 0 | 0 | 0 | 0 | 0 | 0 | 0 | 0 | 0
F4_Residential_Single Family Low Income_New_Appliances_Natural Gas_Clothes Dryer_Baseline Forecast | F4 | Residential | Single Family Low Income | New | Appliances | Natural Gas | Clothes Dryer | Baseline Forecast | Incremental Savings (MMtherm) | 0 | 0 | 0 | 0 | 0 | 0 | 0 | 0 | 0 | 0 | 0 | 0 | 0 | 0 | 0 | 0 | 0 | 0 | 0 | 0 | 0 | 0 | 0 | 0 | 0 | 0 | 0 | 0 | 0 | 0 | 0 | 0 | 0 | 0 | 0 | 0
F1_Residential_Single Family Low Income_New_Appliances_Natural Gas_Stove/Oven_Baseline Forecast | F1 | Residential | Single Family Low Income | New | Appliances | Natural Gas | Stove/Oven | Baseline Forecast | Consumption Savings (MMtherm) | 0 | 0 | 0 | 0 | 0 | 0 | 0 | 0 | 0 | 0 | 0 | 0 | 0 | 0 | 0 | 0 | 0 | 0 | 0 | 0 | 0 | 0 | 0 | 0 | 0 | 0 | 0 | 0 | 0 | 0 | 0 | 0 | 0 | 0 | 0 | 0
F2_Residential_Single Family Low Income_New_Appliances_Natural Gas_Stove/Oven_Baseline Forecast | F2 | Residential | Single Family Low Income | New | Appliances | Natural Gas | Stove/Oven | Baseline Forecast | Summer Demand Savings (MW) | 0 | 0 | 0 | 0 | 0 | 0 | 0 | 0 | 0 | 0 | 0 | 0 | 0 | 0 | 0 | 0 | 0 | 0 | 0 | 0 | 0 | 0 | 0 | 0 | 0 | 0 | 0 | 0 | 0 | 0 | 0 | 0 | 0 | 0 | 0 | 0
F3_Residential_Single Family Low Income_New_Appliances_Natural Gas_Stove/Oven_Baseline Forecast | F3 | Residential | Single Family Low Income | New | Appliances | Natural Gas | Stove/Oven | Baseline Forecast | Winter Demand Savings (MW) | 0 | 0 | 0 | 0 | 0 | 0 | 0 | 0 | 0 | 0 | 0 | 0 | 0 | 0 | 0 | 0 | 0 | 0 | 0 | 0 | 0 | 0 | 0 | 0 | 0 | 0 | 0 | 0 | 0 | 0 | 0 | 0 | 0 | 0 | 0 | 0
F4_Residential_Single Family Low Income_New_Appliances_Natural Gas_Stove/Oven_Baseline Forecast | F4 | Residential | Single Family Low Income | New | Appliances | Natural Gas | Stove/Oven | Baseline Forecast | Incremental Savings (MMtherm) | 0 | 0 | 0 | 0 | 0 | 0 | 0 | 0 | 0 | 0 | 0 | 0 | 0 | 0 | 0 | 0 | 0 | 0 | 0 | 0 | 0 | 0 | 0 | 0 | 0 | 0 | 0 | 0 | 0 | 0 | 0 | 0 | 0 | 0 | 0 | 0
F1_Residential_Single Family Low Income_New_Miscellaneous_Natural Gas_Pool Heater_Baseline Forecast | F1 | Residential | Single Family Low Income | New | Miscellaneous | Natural Gas | Pool Heater | Baseline Forecast | Consumption Savings (MMtherm) | 0 | 0 | 0 | 0 | 0 | 0 | 0 | 0 | 0 | 0 | 0 | 0 | 0 | 0 | 0 | 0 | 0 | 0 | 0 | 0 | 0 | 0 | 0 | 0 | 0 | 0 | 0 | 0 | 0 | 0 | 0 | 0 | 0 | 0 | 0 | 0
F2_Residential_Single Family Low Income_New_Miscellaneous_Natural Gas_Pool Heater_Baseline Forecast | F2 | Residential | Single Family Low Income | New | Miscellaneous | Natural Gas | Pool Heater | Baseline Forecast | Summer Demand Savings (MW) | 0 | 0 | 0 | 0 | 0 | 0 | 0 | 0 | 0 | 0 | 0 | 0 | 0 | 0 | 0 | 0 | 0 | 0 | 0 | 0 | 0 | 0 | 0 | 0 | 0 | 0 | 0 | 0 | 0 | 0 | 0 | 0 | 0 | 0 | 0 | 0
F3_Residential_Single Family Low Income_New_Miscellaneous_Natural Gas_Pool Heater_Baseline Forecast | F3 | Residential | Single Family Low Income | New | Miscellaneous | Natural Gas | Pool Heater | Baseline Forecast | Winter Demand Savings (MW) | 0 | 0 | 0 | 0 | 0 | 0 | 0 | 0 | 0 | 0 | 0 | 0 | 0 | 0 | 0 | 0 | 0 | 0 | 0 | 0 | 0 | 0 | 0 | 0 | 0 | 0 | 0 | 0 | 0 | 0 | 0 | 0 | 0 | 0 | 0 | 0
F4_Residential_Single Family Low Income_New_Miscellaneous_Natural Gas_Pool Heater_Baseline Forecast | F4 | Residential | Single Family Low Income | New | Miscellaneous | Natural Gas | Pool Heater | Baseline Forecast | Incremental Savings (MMtherm) | 0 | 0 | 0 | 0 | 0 | 0 | 0 | 0 | 0 | 0 | 0 | 0 | 0 | 0 | 0 | 0 | 0 | 0 | 0 | 0 | 0 | 0 | 0 | 0 | 0 | 0 | 0 | 0 | 0 | 0 | 0 | 0 | 0 | 0 | 0 | 0
F1_Residential_Single Family Low Income_New_Miscellaneous_Natural Gas_Miscellaneous_Baseline Forecast | F1 | Residential | Single Family Low Income | New | Miscellaneous | Natural Gas | Miscellaneous | Baseline Forecast | Consumption Savings (MMtherm) | 0 | 0 | 0 | 0 | 0 | 0 | 0 | 0 | 0 | 0 | 0 | 0 | 0 | 0 | 0 | 0 | 0 | 0 | 0 | 0 | 0 | 0 | 0 | 0 | 0 | 0 | 0 | 0 | 0 | 0 | 0 | 0 | 0 | 0 | 0 | 0
F2_Residential_Single Family Low Income_New_Miscellaneous_Natural Gas_Miscellaneous_Baseline Forecast | F2 | Residential | Single Family Low Income | New | Miscellaneous | Natural Gas | Miscellaneous | Baseline Forecast | Summer Demand Savings (MW) | 0 | 0 | 0 | 0 | 0 | 0 | 0 | 0 | 0 | 0 | 0 | 0 | 0 | 0 | 0 | 0 | 0 | 0 | 0 | 0 | 0 | 0 | 0 | 0 | 0 | 0 | 0 | 0 | 0 | 0 | 0 | 0 | 0 | 0 | 0 | 0
F3_Residential_Single Family Low Income_New_Miscellaneous_Natural Gas_Miscellaneous_Baseline Forecast | F3 | Residential | Single Family Low Income | New | Miscellaneous | Natural Gas | Miscellaneous | Baseline Forecast | Winter Demand Savings (MW) | 0 | 0 | 0 | 0 | 0 | 0 | 0 | 0 | 0 | 0 | 0 | 0 | 0 | 0 | 0 | 0 | 0 | 0 | 0 | 0 | 0 | 0 | 0 | 0 | 0 | 0 | 0 | 0 | 0 | 0 | 0 | 0 | 0 | 0 | 0 | 0
F4_Residential_Single Family Low Income_New_Miscellaneous_Natural Gas_Miscellaneous_Baseline Forecast | F4 | Residential | Single Family Low Income | New | Miscellaneous | Natural Gas | Miscellaneous | Baseline Forecast | Incremental Savings (MMtherm) | 0 | 0 | 0 | 0 | 0 | 0 | 0 | 0 | 0 | 0 | 0 | 0 | 0 | 0 | 0 | 0 | 0 | 0 | 0 | 0 | 0 | 0 | 0 | 0 | 0 | 0 | 0 | 0 | 0 | 0 | 0 | 0 | 0 | 0 | 0 | 0
F1_Residential_Multi-Family Regular Income_Existing_Space Heating_Natural Gas_Furnace_Baseline Forecast | F1 | Residential | Multi-Family Regular Income | Existing | Space Heating | Natural Gas | Furnace | Baseline Forecast | Consumption Savings (MMtherm) | 0 | 0 | 0 | 0 | 0 | 0 | 0 | 0 | 0 | 0 | 0 | 0 | 0 | 0 | 0 | 0 | 0 | 0 | 0 | 0 | 0 | 0 | 0 | 0 | 0 | 0 | 0 | 0 | 0 | 0 | 0 | 0 | 0 | 0 | 0 | 0
F2_Residential_Multi-Family Regular Income_Existing_Space Heating_Natural Gas_Furnace_Baseline Forecast | F2 | Residential | Multi-Family Regular Income | Existing | Space Heating | Natural Gas | Furnace | Baseline Forecast | Summer Demand Savings (MW) | 0 | 0 | 0 | 0 | 0 | 0 | 0 | 0 | 0 | 0 | 0 | 0 | 0 | 0 | 0 | 0 | 0 | 0 | 0 | 0 | 0 | 0 | 0 | 0 | 0 | 0 | 0 | 0 | 0 | 0 | 0 | 0 | 0 | 0 | 0 | 0
F3_Residential_Multi-Family Regular Income_Existing_Space Heating_Natural Gas_Furnace_Baseline Forecast | F3 | Residential | Multi-Family Regular Income | Existing | Space Heating | Natural Gas | Furnace | Baseline Forecast | Winter Demand Savings (MW) | 0 | 0 | 0 | 0 | 0 | 0 | 0 | 0 | 0 | 0 | 0 | 0 | 0 | 0 | 0 | 0 | 0 | 0 | 0 | 0 | 0 | 0 | 0 | 0 | 0 | 0 | 0 | 0 | 0 | 0 | 0 | 0 | 0 | 0 | 0 | 0
F4_Residential_Multi-Family Regular Income_Existing_Space Heating_Natural Gas_Furnace_Baseline Forecast | F4 | Residential | Multi-Family Regular Income | Existing | Space Heating | Natural Gas | Furnace | Baseline Forecast | Incremental Savings (MMtherm) | 0 | 0 | 0 | 0 | 0 | 0 | 0 | 0 | 0 | 0 | 0 | 0 | 0 | 0 | 0 | 0 | 0 | 0 | 0 | 0 | 0 | 0 | 0 | 0 | 0 | 0 | 0 | 0 | 0 | 0 | 0 | 0 | 0 | 0 | 0 | 0
F1_Residential_Multi-Family Regular Income_Existing_Space Heating_Natural Gas_Boiler_Baseline Forecast | F1 | Residential | Multi-Family Regular Income | Existing | Space Heating | Natural Gas | Boiler | Baseline Forecast | Consumption Savings (MMtherm) | 0 | 0 | 0 | 0 | 0 | 0 | 0 | 0 | 0 | 0 | 0 | 0 | 0 | 0 | 0 | 0 | 0 | 0 | 0 | 0 | 0 | 0 | 0 | 0 | 0 | 0 | 0 | 0 | 0 | 0 | 0 | 0 | 0 | 0 | 0 | 0
F2_Residential_Multi-Family Regular Income_Existing_Space Heating_Natural Gas_Boiler_Baseline Forecast | F2 | Residential | Multi-Family Regular Income | Existing | Space Heating | Natural Gas | Boiler | Baseline Forecast | Summer Demand Savings (MW) | 0 | 0 | 0 | 0 | 0 | 0 | 0 | 0 | 0 | 0 | 0 | 0 | 0 | 0 | 0 | 0 | 0 | 0 | 0 | 0 | 0 | 0 | 0 | 0 | 0 | 0 | 0 | 0 | 0 | 0 | 0 | 0 | 0 | 0 | 0 | 0
F3_Residential_Multi-Family Regular Income_Existing_Space Heating_Natural Gas_Boiler_Baseline Forecast | F3 | Residential | Multi-Family Regular Income | Existing | Space Heating | Natural Gas | Boiler | Baseline Forecast | Winter Demand Savings (MW) | 0 | 0 | 0 | 0 | 0 | 0 | 0 | 0 | 0 | 0 | 0 | 0 | 0 | 0 | 0 | 0 | 0 | 0 | 0 | 0 | 0 | 0 | 0 | 0 | 0 | 0 | 0 | 0 | 0 | 0 | 0 | 0 | 0 | 0 | 0 | 0
F4_Residential_Multi-Family Regular Income_Existing_Space Heating_Natural Gas_Boiler_Baseline Forecast | F4 | Residential | Multi-Family Regular Income | Existing | Space Heating | Natural Gas | Boiler | Baseline Forecast | Incremental Savings (MMtherm) | 0 | 0 | 0 | 0 | 0 | 0 | 0 | 0 | 0 | 0 | 0 | 0 | 0 | 0 | 0 | 0 | 0 | 0 | 0 | 0 | 0 | 0 | 0 | 0 | 0 | 0 | 0 | 0 | 0 | 0 | 0 | 0 | 0 | 0 | 0 | 0
F1_Residential_Multi-Family Regular Income_Existing_Secondary Heating_Natural Gas_Fireplace_Baseline Forecast | F1 | Residential | Multi-Family Regular Income | Existing | Secondary Heating | Natural Gas | Fireplace | Baseline Forecast | Consumption Savings (MMtherm) | 0 | 0 | 0 | 0 | 0 | 0 | 0 | 0 | 0 | 0 | 0 | 0 | 0 | 0 | 0 | 0 | 0 | 0 | 0 | 0 | 0 | 0 | 0 | 0 | 0 | 0 | 0 | 0 | 0 | 0 | 0 | 0 | 0 | 0 | 0 | 0
F2_Residential_Multi-Family Regular Income_Existing_Secondary Heating_Natural Gas_Fireplace_Baseline Forecast | F2 | Residential | Multi-Family Regular Income | Existing | Secondary Heating | Natural Gas | Fireplace | Baseline Forecast | Summer Demand Savings (MW) | 0 | 0 | 0 | 0 | 0 | 0 | 0 | 0 | 0 | 0 | 0 | 0 | 0 | 0 | 0 | 0 | 0 | 0 | 0 | 0 | 0 | 0 | 0 | 0 | 0 | 0 | 0 | 0 | 0 | 0 | 0 | 0 | 0 | 0 | 0 | 0
F3_Residential_Multi-Family Regular Income_Existing_Secondary Heating_Natural Gas_Fireplace_Baseline Forecast | F3 | Residential | Multi-Family Regular Income | Existing | Secondary Heating | Natural Gas | Fireplace | Baseline Forecast | Winter Demand Savings (MW) | 0 | 0 | 0 | 0 | 0 | 0 | 0 | 0 | 0 | 0 | 0 | 0 | 0 | 0 | 0 | 0 | 0 | 0 | 0 | 0 | 0 | 0 | 0 | 0 | 0 | 0 | 0 | 0 | 0 | 0 | 0 | 0 | 0 | 0 | 0 | 0
F4_Residential_Multi-Family Regular Income_Existing_Secondary Heating_Natural Gas_Fireplace_Baseline Forecast | F4 | Residential | Multi-Family Regular Income | Existing | Secondary Heating | Natural Gas | Fireplace | Baseline Forecast | Incremental Savings (MMtherm) | 0 | 0 | 0 | 0 | 0 | 0 | 0 | 0 | 0 | 0 | 0 | 0 | 0 | 0 | 0 | 0 | 0 | 0 | 0 | 0 | 0 | 0 | 0 | 0 | 0 | 0 | 0 | 0 | 0 | 0 | 0 | 0 | 0 | 0 | 0 | 0
F1_Residential_Multi-Family Regular Income_Existing_Water Heating_Natural Gas_Water Heater (<= 55 gal)_Baseline Forecast | F1 | Residential | Multi-Family Regular Income | Existing | Water Heating | Natural Gas | Water Heater (<= 55 gal) | Baseline Forecast | Consumption Savings (MMtherm) | 0 | 0 | 0 | 0 | 0 | 0 | 0 | 0 | 0 | 0 | 0 | 0 | 0 | 0 | 0 | 0 | 0 | 0 | 0 | 0 | 0 | 0 | 0 | 0 | 0 | 0 | 0 | 0 | 0 | 0 | 0 | 0 | 0 | 0 | 0 | 0
F2_Residential_Multi-Family Regular Income_Existing_Water Heating_Natural Gas_Water Heater (<= 55 gal)_Baseline Forecast | F2 | Residential | Multi-Family Regular Income | Existing | Water Heating | Natural Gas | Water Heater (<= 55 gal) | Baseline Forecast | Summer Demand Savings (MW) | 0 | 0 | 0 | 0 | 0 | 0 | 0 | 0 | 0 | 0 | 0 | 0 | 0 | 0 | 0 | 0 | 0 | 0 | 0 | 0 | 0 | 0 | 0 | 0 | 0 | 0 | 0 | 0 | 0 | 0 | 0 | 0 | 0 | 0 | 0 | 0
F3_Residential_Multi-Family Regular Income_Existing_Water Heating_Natural Gas_Water Heater (<= 55 gal)_Baseline Forecast | F3 | Residential | Multi-Family Regular Income | Existing | Water Heating | Natural Gas | Water Heater (<= 55 gal) | Baseline Forecast | Winter Demand Savings (MW) | 0 | 0 | 0 | 0 | 0 | 0 | 0 | 0 | 0 | 0 | 0 | 0 | 0 | 0 | 0 | 0 | 0 | 0 | 0 | 0 | 0 | 0 | 0 | 0 | 0 | 0 | 0 | 0 | 0 | 0 | 0 | 0 | 0 | 0 | 0 | 0
F4_Residential_Multi-Family Regular Income_Existing_Water Heating_Natural Gas_Water Heater (<= 55 gal)_Baseline Forecast | F4 | Residential | Multi-Family Regular Income | Existing | Water Heating | Natural Gas | Water Heater (<= 55 gal) | Baseline Forecast | Incremental Savings (MMtherm) | 0 | 0 | 0 | 0 | 0 | 0 | 0 | 0 | 0 | 0 | 0 | 0 | 0 | 0 | 0 | 0 | 0 | 0 | 0 | 0 | 0 | 0 | 0 | 0 | 0 | 0 | 0 | 0 | 0 | 0 | 0 | 0 | 0 | 0 | 0 | 0
F1_Residential_Multi-Family Regular Income_Existing_Water Heating_Natural Gas_Water Heater (> 55 gal)_Baseline Forecast | F1 | Residential | Multi-Family Regular Income | Existing | Water Heating | Natural Gas | Water Heater (> 55 gal) | Baseline Forecast | Consumption Savings (MMtherm) | 0 | 0 | 0 | 0 | 0 | 0 | 0 | 0 | 0 | 0 | 0 | 0 | 0 | 0 | 0 | 0 | 0 | 0 | 0 | 0 | 0 | 0 | 0 | 0 | 0 | 0 | 0 | 0 | 0 | 0 | 0 | 0 | 0 | 0 | 0 | 0
F2_Residential_Multi-Family Regular Income_Existing_Water Heating_Natural Gas_Water Heater (> 55 gal)_Baseline Forecast | F2 | Residential | Multi-Family Regular Income | Existing | Water Heating | Natural Gas | Water Heater (> 55 gal) | Baseline Forecast | Summer Demand Savings (MW) | 0 | 0 | 0 | 0 | 0 | 0 | 0 | 0 | 0 | 0 | 0 | 0 | 0 | 0 | 0 | 0 | 0 | 0 | 0 | 0 | 0 | 0 | 0 | 0 | 0 | 0 | 0 | 0 | 0 | 0 | 0 | 0 | 0 | 0 | 0 | 0
F3_Residential_Multi-Family Regular Income_Existing_Water Heating_Natural Gas_Water Heater (> 55 gal)_Baseline Forecast | F3 | Residential | Multi-Family Regular Income | Existing | Water Heating | Natural Gas | Water Heater (> 55 gal) | Baseline Forecast | Winter Demand Savings (MW) | 0 | 0 | 0 | 0 | 0 | 0 | 0 | 0 | 0 | 0 | 0 | 0 | 0 | 0 | 0 | 0 | 0 | 0 | 0 | 0 | 0 | 0 | 0 | 0 | 0 | 0 | 0 | 0 | 0 | 0 | 0 | 0 | 0 | 0 | 0 | 0
F4_Residential_Multi-Family Regular Income_Existing_Water Heating_Natural Gas_Water Heater (> 55 gal)_Baseline Forecast | F4 | Residential | Multi-Family Regular Income | Existing | Water Heating | Natural Gas | Water Heater (> 55 gal) | Baseline Forecast | Incremental Savings (MMtherm) | 0 | 0 | 0 | 0 | 0 | 0 | 0 | 0 | 0 | 0 | 0 | 0 | 0 | 0 | 0 | 0 | 0 | 0 | 0 | 0 | 0 | 0 | 0 | 0 | 0 | 0 | 0 | 0 | 0 | 0 | 0 | 0 | 0 | 0 | 0 | 0
F1_Residential_Multi-Family Regular Income_Existing_Appliances_Natural Gas_Clothes Dryer_Baseline Forecast | F1 | Residential | Multi-Family Regular Income | Existing | Appliances | Natural Gas | Clothes Dryer | Baseline Forecast | Consumption Savings (MMtherm) | 0 | 0 | 0 | 0 | 0 | 0 | 0 | 0 | 0 | 0 | 0 | 0 | 0 | 0 | 0 | 0 | 0 | 0 | 0 | 0 | 0 | 0 | 0 | 0 | 0 | 0 | 0 | 0 | 0 | 0 | 0 | 0 | 0 | 0 | 0 | 0
F2_Residential_Multi-Family Regular Income_Existing_Appliances_Natural Gas_Clothes Dryer_Baseline Forecast | F2 | Residential | Multi-Family Regular Income | Existing | Appliances | Natural Gas | Clothes Dryer | Baseline Forecast | Summer Demand Savings (MW) | 0 | 0 | 0 | 0 | 0 | 0 | 0 | 0 | 0 | 0 | 0 | 0 | 0 | 0 | 0 | 0 | 0 | 0 | 0 | 0 | 0 | 0 | 0 | 0 | 0 | 0 | 0 | 0 | 0 | 0 | 0 | 0 | 0 | 0 | 0 | 0
F3_Residential_Multi-Family Regular Income_Existing_Appliances_Natural Gas_Clothes Dryer_Baseline Forecast | F3 | Residential | Multi-Family Regular Income | Existing | Appliances | Natural Gas | Clothes Dryer | Baseline Forecast | Winter Demand Savings (MW) | 0 | 0 | 0 | 0 | 0 | 0 | 0 | 0 | 0 | 0 | 0 | 0 | 0 | 0 | 0 | 0 | 0 | 0 | 0 | 0 | 0 | 0 | 0 | 0 | 0 | 0 | 0 | 0 | 0 | 0 | 0 | 0 | 0 | 0 | 0 | 0
F4_Residential_Multi-Family Regular Income_Existing_Appliances_Natural Gas_Clothes Dryer_Baseline Forecast | F4 | Residential | Multi-Family Regular Income | Existing | Appliances | Natural Gas | Clothes Dryer | Baseline Forecast | Incremental Savings (MMtherm) | 0 | 0 | 0 | 0 | 0 | 0 | 0 | 0 | 0 | 0 | 0 | 0 | 0 | 0 | 0 | 0 | 0 | 0 | 0 | 0 | 0 | 0 | 0 | 0 | 0 | 0 | 0 | 0 | 0 | 0 | 0 | 0 | 0 | 0 | 0 | 0
F1_Residential_Multi-Family Regular Income_Existing_Appliances_Natural Gas_Stove/Oven_Baseline Forecast | F1 | Residential | Multi-Family Regular Income | Existing | Appliances | Natural Gas | Stove/Oven | Baseline Forecast | Consumption Savings (MMtherm) | 0 | 0 | 0 | 0 | 0 | 0 | 0 | 0 | 0 | 0 | 0 | 0 | 0 | 0 | 0 | 0 | 0 | 0 | 0 | 0 | 0 | 0 | 0 | 0 | 0 | 0 | 0 | 0 | 0 | 0 | 0 | 0 | 0 | 0 | 0 | 0
F2_Residential_Multi-Family Regular Income_Existing_Appliances_Natural Gas_Stove/Oven_Baseline Forecast | F2 | Residential | Multi-Family Regular Income | Existing | Appliances | Natural Gas | Stove/Oven | Baseline Forecast | Summer Demand Savings (MW) | 0 | 0 | 0 | 0 | 0 | 0 | 0 | 0 | 0 | 0 | 0 | 0 | 0 | 0 | 0 | 0 | 0 | 0 | 0 | 0 | 0 | 0 | 0 | 0 | 0 | 0 | 0 | 0 | 0 | 0 | 0 | 0 | 0 | 0 | 0 | 0
F3_Residential_Multi-Family Regular Income_Existing_Appliances_Natural Gas_Stove/Oven_Baseline Forecast | F3 | Residential | Multi-Family Regular Income | Existing | Appliances | Natural Gas | Stove/Oven | Baseline Forecast | Winter Demand Savings (MW) | 0 | 0 | 0 | 0 | 0 | 0 | 0 | 0 | 0 | 0 | 0 | 0 | 0 | 0 | 0 | 0 | 0 | 0 | 0 | 0 | 0 | 0 | 0 | 0 | 0 | 0 | 0 | 0 | 0 | 0 | 0 | 0 | 0 | 0 | 0 | 0
F4_Residential_Multi-Family Regular Income_Existing_Appliances_Natural Gas_Stove/Oven_Baseline Forecast | F4 | Residential | Multi-Family Regular Income | Existing | Appliances | Natural Gas | Stove/Oven | Baseline Forecast | Incremental Savings (MMtherm) | 0 | 0 | 0 | 0 | 0 | 0 | 0 | 0 | 0 | 0 | 0 | 0 | 0 | 0 | 0 | 0 | 0 | 0 | 0 | 0 | 0 | 0 | 0 | 0 | 0 | 0 | 0 | 0 | 0 | 0 | 0 | 0 | 0 | 0 | 0 | 0
F1_Residential_Multi-Family Regular Income_Existing_Miscellaneous_Natural Gas_Pool Heater_Baseline Forecast | F1 | Residential | Multi-Family Regular Income | Existing | Miscellaneous | Natural Gas | Pool Heater | Baseline Forecast | Consumption Savings (MMtherm) | 0 | 0 | 0 | 0 | 0 | 0 | 0 | 0 | 0 | 0 | 0 | 0 | 0 | 0 | 0 | 0 | 0 | 0 | 0 | 0 | 0 | 0 | 0 | 0 | 0 | 0 | 0 | 0 | 0 | 0 | 0 | 0 | 0 | 0 | 0 | 0
F2_Residential_Multi-Family Regular Income_Existing_Miscellaneous_Natural Gas_Pool Heater_Baseline Forecast | F2 | Residential | Multi-Family Regular Income | Existing | Miscellaneous | Natural Gas | Pool Heater | Baseline Forecast | Summer Demand Savings (MW) | 0 | 0 | 0 | 0 | 0 | 0 | 0 | 0 | 0 | 0 | 0 | 0 | 0 | 0 | 0 | 0 | 0 | 0 | 0 | 0 | 0 | 0 | 0 | 0 | 0 | 0 | 0 | 0 | 0 | 0 | 0 | 0 | 0 | 0 | 0 | 0
F3_Residential_Multi-Family Regular Income_Existing_Miscellaneous_Natural Gas_Pool Heater_Baseline Forecast | F3 | Residential | Multi-Family Regular Income | Existing | Miscellaneous | Natural Gas | Pool Heater | Baseline Forecast | Winter Demand Savings (MW) | 0 | 0 | 0 | 0 | 0 | 0 | 0 | 0 | 0 | 0 | 0 | 0 | 0 | 0 | 0 | 0 | 0 | 0 | 0 | 0 | 0 | 0 | 0 | 0 | 0 | 0 | 0 | 0 | 0 | 0 | 0 | 0 | 0 | 0 | 0 | 0
F4_Residential_Multi-Family Regular Income_Existing_Miscellaneous_Natural Gas_Pool Heater_Baseline Forecast | F4 | Residential | Multi-Family Regular Income | Existing | Miscellaneous | Natural Gas | Pool Heater | Baseline Forecast | Incremental Savings (MMtherm) | 0 | 0 | 0 | 0 | 0 | 0 | 0 | 0 | 0 | 0 | 0 | 0 | 0 | 0 | 0 | 0 | 0 | 0 | 0 | 0 | 0 | 0 | 0 | 0 | 0 | 0 | 0 | 0 | 0 | 0 | 0 | 0 | 0 | 0 | 0 | 0
F1_Residential_Multi-Family Regular Income_Existing_Miscellaneous_Natural Gas_Miscellaneous_Baseline Forecast | F1 | Residential | Multi-Family Regular Income | Existing | Miscellaneous | Natural Gas | Miscellaneous | Baseline Forecast | Consumption Savings (MMtherm) | 0 | 0 | 0 | 0 | 0 | 0 | 0 | 0 | 0 | 0 | 0 | 0 | 0 | 0 | 0 | 0 | 0 | 0 | 0 | 0 | 0 | 0 | 0 | 0 | 0 | 0 | 0 | 0 | 0 | 0 | 0 | 0 | 0 | 0 | 0 | 0
F2_Residential_Multi-Family Regular Income_Existing_Miscellaneous_Natural Gas_Miscellaneous_Baseline Forecast | F2 | Residential | Multi-Family Regular Income | Existing | Miscellaneous | Natural Gas | Miscellaneous | Baseline Forecast | Summer Demand Savings (MW) | 0 | 0 | 0 | 0 | 0 | 0 | 0 | 0 | 0 | 0 | 0 | 0 | 0 | 0 | 0 | 0 | 0 | 0 | 0 | 0 | 0 | 0 | 0 | 0 | 0 | 0 | 0 | 0 | 0 | 0 | 0 | 0 | 0 | 0 | 0 | 0
F3_Residential_Multi-Family Regular Income_Existing_Miscellaneous_Natural Gas_Miscellaneous_Baseline Forecast | F3 | Residential | Multi-Family Regular Income | Existing | Miscellaneous | Natural Gas | Miscellaneous | Baseline Forecast | Winter Demand Savings (MW) | 0 | 0 | 0 | 0 | 0 | 0 | 0 | 0 | 0 | 0 | 0 | 0 | 0 | 0 | 0 | 0 | 0 | 0 | 0 | 0 | 0 | 0 | 0 | 0 | 0 | 0 | 0 | 0 | 0 | 0 | 0 | 0 | 0 | 0 | 0 | 0
F4_Residential_Multi-Family Regular Income_Existing_Miscellaneous_Natural Gas_Miscellaneous_Baseline Forecast | F4 | Residential | Multi-Family Regular Income | Existing | Miscellaneous | Natural Gas | Miscellaneous | Baseline Forecast | Incremental Savings (MMtherm) | 0 | 0 | 0 | 0 | 0 | 0 | 0 | 0 | 0 | 0 | 0 | 0 | 0 | 0 | 0 | 0 | 0 | 0 | 0 | 0 | 0 | 0 | 0 | 0 | 0 | 0 | 0 | 0 | 0 | 0 | 0 | 0 | 0 | 0 | 0 | 0
F1_Residential_Multi-Family Regular Income_New_Space Heating_Natural Gas_Furnace_Baseline Forecast | F1 | Residential | Multi-Family Regular Income | New | Space Heating | Natural Gas | Furnace | Baseline Forecast | Consumption Savings (MMtherm) | 0 | 0 | 0 | 0 | 0 | 0 | 0 | 0 | 0 | 0 | 0 | 0 | 0 | 0 | 0 | 0 | 0 | 0 | 0 | 0 | 0 | 0 | 0 | 0 | 0 | 0 | 0 | 0 | 0 | 0 | 0 | 0 | 0 | 0 | 0 | 0
F2_Residential_Multi-Family Regular Income_New_Space Heating_Natural Gas_Furnace_Baseline Forecast | F2 | Residential | Multi-Family Regular Income | New | Space Heating | Natural Gas | Furnace | Baseline Forecast | Summer Demand Savings (MW) | 0 | 0 | 0 | 0 | 0 | 0 | 0 | 0 | 0 | 0 | 0 | 0 | 0 | 0 | 0 | 0 | 0 | 0 | 0 | 0 | 0 | 0 | 0 | 0 | 0 | 0 | 0 | 0 | 0 | 0 | 0 | 0 | 0 | 0 | 0 | 0
F3_Residential_Multi-Family Regular Income_New_Space Heating_Natural Gas_Furnace_Baseline Forecast | F3 | Residential | Multi-Family Regular Income | New | Space Heating | Natural Gas | Furnace | Baseline Forecast | Winter Demand Savings (MW) | 0 | 0 | 0 | 0 | 0 | 0 | 0 | 0 | 0 | 0 | 0 | 0 | 0 | 0 | 0 | 0 | 0 | 0 | 0 | 0 | 0 | 0 | 0 | 0 | 0 | 0 | 0 | 0 | 0 | 0 | 0 | 0 | 0 | 0 | 0 | 0
F4_Residential_Multi-Family Regular Income_New_Space Heating_Natural Gas_Furnace_Baseline Forecast | F4 | Residential | Multi-Family Regular Income | New | Space Heating | Natural Gas | Furnace | Baseline Forecast | Incremental Savings (MMtherm) | 0 | 0 | 0 | 0 | 0 | 0 | 0 | 0 | 0 | 0 | 0 | 0 | 0 | 0 | 0 | 0 | 0 | 0 | 0 | 0 | 0 | 0 | 0 | 0 | 0 | 0 | 0 | 0 | 0 | 0 | 0 | 0 | 0 | 0 | 0 | 0
F1_Residential_Multi-Family Regular Income_New_Space Heating_Natural Gas_Boiler_Baseline Forecast | F1 | Residential | Multi-Family Regular Income | New | Space Heating | Natural Gas | Boiler | Baseline Forecast | Consumption Savings (MMtherm) | 0 | 0 | 0 | 0 | 0 | 0 | 0 | 0 | 0 | 0 | 0 | 0 | 0 | 0 | 0 | 0 | 0 | 0 | 0 | 0 | 0 | 0 | 0 | 0 | 0 | 0 | 0 | 0 | 0 | 0 | 0 | 0 | 0 | 0 | 0 | 0
F2_Residential_Multi-Family Regular Income_New_Space Heating_Natural Gas_Boiler_Baseline Forecast | F2 | Residential | Multi-Family Regular Income | New | Space Heating | Natural Gas | Boiler | Baseline Forecast | Summer Demand Savings (MW) | 0 | 0 | 0 | 0 | 0 | 0 | 0 | 0 | 0 | 0 | 0 | 0 | 0 | 0 | 0 | 0 | 0 | 0 | 0 | 0 | 0 | 0 | 0 | 0 | 0 | 0 | 0 | 0 | 0 | 0 | 0 | 0 | 0 | 0 | 0 | 0
F3_Residential_Multi-Family Regular Income_New_Space Heating_Natural Gas_Boiler_Baseline Forecast | F3 | Residential | Multi-Family Regular Income | New | Space Heating | Natural Gas | Boiler | Baseline Forecast | Winter Demand Savings (MW) | 0 | 0 | 0 | 0 | 0 | 0 | 0 | 0 | 0 | 0 | 0 | 0 | 0 | 0 | 0 | 0 | 0 | 0 | 0 | 0 | 0 | 0 | 0 | 0 | 0 | 0 | 0 | 0 | 0 | 0 | 0 | 0 | 0 | 0 | 0 | 0
F4_Residential_Multi-Family Regular Income_New_Space Heating_Natural Gas_Boiler_Baseline Forecast | F4 | Residential | Multi-Family Regular Income | New | Space Heating | Natural Gas | Boiler | Baseline Forecast | Incremental Savings (MMtherm) | 0 | 0 | 0 | 0 | 0 | 0 | 0 | 0 | 0 | 0 | 0 | 0 | 0 | 0 | 0 | 0 | 0 | 0 | 0 | 0 | 0 | 0 | 0 | 0 | 0 | 0 | 0 | 0 | 0 | 0 | 0 | 0 | 0 | 0 | 0 | 0
F1_Residential_Multi-Family Regular Income_New_Secondary Heating_Natural Gas_Fireplace_Baseline Forecast | F1 | Residential | Multi-Family Regular Income | New | Secondary Heating | Natural Gas | Fireplace | Baseline Forecast | Consumption Savings (MMtherm) | 0 | 0 | 0 | 0 | 0 | 0 | 0 | 0 | 0 | 0 | 0 | 0 | 0 | 0 | 0 | 0 | 0 | 0 | 0 | 0 | 0 | 0 | 0 | 0 | 0 | 0 | 0 | 0 | 0 | 0 | 0 | 0 | 0 | 0 | 0 | 0
F2_Residential_Multi-Family Regular Income_New_Secondary Heating_Natural Gas_Fireplace_Baseline Forecast | F2 | Residential | Multi-Family Regular Income | New | Secondary Heating | Natural Gas | Fireplace | Baseline Forecast | Summer Demand Savings (MW) | 0 | 0 | 0 | 0 | 0 | 0 | 0 | 0 | 0 | 0 | 0 | 0 | 0 | 0 | 0 | 0 | 0 | 0 | 0 | 0 | 0 | 0 | 0 | 0 | 0 | 0 | 0 | 0 | 0 | 0 | 0 | 0 | 0 | 0 | 0 | 0
F3_Residential_Multi-Family Regular Income_New_Secondary Heating_Natural Gas_Fireplace_Baseline Forecast | F3 | Residential | Multi-Family Regular Income | New | Secondary Heating | Natural Gas | Fireplace | Baseline Forecast | Winter Demand Savings (MW) | 0 | 0 | 0 | 0 | 0 | 0 | 0 | 0 | 0 | 0 | 0 | 0 | 0 | 0 | 0 | 0 | 0 | 0 | 0 | 0 | 0 | 0 | 0 | 0 | 0 | 0 | 0 | 0 | 0 | 0 | 0 | 0 | 0 | 0 | 0 | 0
F4_Residential_Multi-Family Regular Income_New_Secondary Heating_Natural Gas_Fireplace_Baseline Forecast | F4 | Residential | Multi-Family Regular Income | New | Secondary Heating | Natural Gas | Fireplace | Baseline Forecast | Incremental Savings (MMtherm) | 0 | 0 | 0 | 0 | 0 | 0 | 0 | 0 | 0 | 0 | 0 | 0 | 0 | 0 | 0 | 0 | 0 | 0 | 0 | 0 | 0 | 0 | 0 | 0 | 0 | 0 | 0 | 0 | 0 | 0 | 0 | 0 | 0 | 0 | 0 | 0
F1_Residential_Multi-Family Regular Income_New_Water Heating_Natural Gas_Water Heater (<= 55 gal)_Baseline Forecast | F1 | Residential | Multi-Family Regular Income | New | Water Heating | Natural Gas | Water Heater (<= 55 gal) | Baseline Forecast | Consumption Savings (MMtherm) | 0 | 0 | 0 | 0 | 0 | 0 | 0 | 0 | 0 | 0 | 0 | 0 | 0 | 0 | 0 | 0 | 0 | 0 | 0 | 0 | 0 | 0 | 0 | 0 | 0 | 0 | 0 | 0 | 0 | 0 | 0 | 0 | 0 | 0 | 0 | 0
F2_Residential_Multi-Family Regular Income_New_Water Heating_Natural Gas_Water Heater (<= 55 gal)_Baseline Forecast | F2 | Residential | Multi-Family Regular Income | New | Water Heating | Natural Gas | Water Heater (<= 55 gal) | Baseline Forecast | Summer Demand Savings (MW) | 0 | 0 | 0 | 0 | 0 | 0 | 0 | 0 | 0 | 0 | 0 | 0 | 0 | 0 | 0 | 0 | 0 | 0 | 0 | 0 | 0 | 0 | 0 | 0 | 0 | 0 | 0 | 0 | 0 | 0 | 0 | 0 | 0 | 0 | 0 | 0
F3_Residential_Multi-Family Regular Income_New_Water Heating_Natural Gas_Water Heater (<= 55 gal)_Baseline Forecast | F3 | Residential | Multi-Family Regular Income | New | Water Heating | Natural Gas | Water Heater (<= 55 gal) | Baseline Forecast | Winter Demand Savings (MW) | 0 | 0 | 0 | 0 | 0 | 0 | 0 | 0 | 0 | 0 | 0 | 0 | 0 | 0 | 0 | 0 | 0 | 0 | 0 | 0 | 0 | 0 | 0 | 0 | 0 | 0 | 0 | 0 | 0 | 0 | 0 | 0 | 0 | 0 | 0 | 0
F4_Residential_Multi-Family Regular Income_New_Water Heating_Natural Gas_Water Heater (<= 55 gal)_Baseline Forecast | F4 | Residential | Multi-Family Regular Income | New | Water Heating | Natural Gas | Water Heater (<= 55 gal) | Baseline Forecast | Incremental Savings (MMtherm) | 0 | 0 | 0 | 0 | 0 | 0 | 0 | 0 | 0 | 0 | 0 | 0 | 0 | 0 | 0 | 0 | 0 | 0 | 0 | 0 | 0 | 0 | 0 | 0 | 0 | 0 | 0 | 0 | 0 | 0 | 0 | 0 | 0 | 0 | 0 | 0
F1_Residential_Multi-Family Regular Income_New_Water Heating_Natural Gas_Water Heater (> 55 gal)_Baseline Forecast | F1 | Residential | Multi-Family Regular Income | New | Water Heating | Natural Gas | Water Heater (> 55 gal) | Baseline Forecast | Consumption Savings (MMtherm) | 0 | 0 | 0 | 0 | 0 | 0 | 0 | 0 | 0 | 0 | 0 | 0 | 0 | 0 | 0 | 0 | 0 | 0 | 0 | 0 | 0 | 0 | 0 | 0 | 0 | 0 | 0 | 0 | 0 | 0 | 0 | 0 | 0 | 0 | 0 | 0
F2_Residential_Multi-Family Regular Income_New_Water Heating_Natural Gas_Water Heater (> 55 gal)_Baseline Forecast | F2 | Residential | Multi-Family Regular Income | New | Water Heating | Natural Gas | Water Heater (> 55 gal) | Baseline Forecast | Summer Demand Savings (MW) | 0 | 0 | 0 | 0 | 0 | 0 | 0 | 0 | 0 | 0 | 0 | 0 | 0 | 0 | 0 | 0 | 0 | 0 | 0 | 0 | 0 | 0 | 0 | 0 | 0 | 0 | 0 | 0 | 0 | 0 | 0 | 0 | 0 | 0 | 0 | 0
F3_Residential_Multi-Family Regular Income_New_Water Heating_Natural Gas_Water Heater (> 55 gal)_Baseline Forecast | F3 | Residential | Multi-Family Regular Income | New | Water Heating | Natural Gas | Water Heater (> 55 gal) | Baseline Forecast | Winter Demand Savings (MW) | 0 | 0 | 0 | 0 | 0 | 0 | 0 | 0 | 0 | 0 | 0 | 0 | 0 | 0 | 0 | 0 | 0 | 0 | 0 | 0 | 0 | 0 | 0 | 0 | 0 | 0 | 0 | 0 | 0 | 0 | 0 | 0 | 0 | 0 | 0 | 0
F4_Residential_Multi-Family Regular Income_New_Water Heating_Natural Gas_Water Heater (> 55 gal)_Baseline Forecast | F4 | Residential | Multi-Family Regular Income | New | Water Heating | Natural Gas | Water Heater (> 55 gal) | Baseline Forecast | Incremental Savings (MMtherm) | 0 | 0 | 0 | 0 | 0 | 0 | 0 | 0 | 0 | 0 | 0 | 0 | 0 | 0 | 0 | 0 | 0 | 0 | 0 | 0 | 0 | 0 | 0 | 0 | 0 | 0 | 0 | 0 | 0 | 0 | 0 | 0 | 0 | 0 | 0 | 0
F1_Residential_Multi-Family Regular Income_New_Appliances_Natural Gas_Clothes Dryer_Baseline Forecast | F1 | Residential | Multi-Family Regular Income | New | Appliances | Natural Gas | Clothes Dryer | Baseline Forecast | Consumption Savings (MMtherm) | 0 | 0 | 0 | 0 | 0 | 0 | 0 | 0 | 0 | 0 | 0 | 0 | 0 | 0 | 0 | 0 | 0 | 0 | 0 | 0 | 0 | 0 | 0 | 0 | 0 | 0 | 0 | 0 | 0 | 0 | 0 | 0 | 0 | 0 | 0 | 0
F2_Residential_Multi-Family Regular Income_New_Appliances_Natural Gas_Clothes Dryer_Baseline Forecast | F2 | Residential | Multi-Family Regular Income | New | Appliances | Natural Gas | Clothes Dryer | Baseline Forecast | Summer Demand Savings (MW) | 0 | 0 | 0 | 0 | 0 | 0 | 0 | 0 | 0 | 0 | 0 | 0 | 0 | 0 | 0 | 0 | 0 | 0 | 0 | 0 | 0 | 0 | 0 | 0 | 0 | 0 | 0 | 0 | 0 | 0 | 0 | 0 | 0 | 0 | 0 | 0
F3_Residential_Multi-Family Regular Income_New_Appliances_Natural Gas_Clothes Dryer_Baseline Forecast | F3 | Residential | Multi-Family Regular Income | New | Appliances | Natural Gas | Clothes Dryer | Baseline Forecast | Winter Demand Savings (MW) | 0 | 0 | 0 | 0 | 0 | 0 | 0 | 0 | 0 | 0 | 0 | 0 | 0 | 0 | 0 | 0 | 0 | 0 | 0 | 0 | 0 | 0 | 0 | 0 | 0 | 0 | 0 | 0 | 0 | 0 | 0 | 0 | 0 | 0 | 0 | 0
F4_Residential_Multi-Family Regular Income_New_Appliances_Natural Gas_Clothes Dryer_Baseline Forecast | F4 | Residential | Multi-Family Regular Income | New | Appliances | Natural Gas | Clothes Dryer | Baseline Forecast | Incremental Savings (MMtherm) | 0 | 0 | 0 | 0 | 0 | 0 | 0 | 0 | 0 | 0 | 0 | 0 | 0 | 0 | 0 | 0 | 0 | 0 | 0 | 0 | 0 | 0 | 0 | 0 | 0 | 0 | 0 | 0 | 0 | 0 | 0 | 0 | 0 | 0 | 0 | 0
F1_Residential_Multi-Family Regular Income_New_Appliances_Natural Gas_Stove/Oven_Baseline Forecast | F1 | Residential | Multi-Family Regular Income | New | Appliances | Natural Gas | Stove/Oven | Baseline Forecast | Consumption Savings (MMtherm) | 0 | 0 | 0 | 0 | 0 | 0 | 0 | 0 | 0 | 0 | 0 | 0 | 0 | 0 | 0 | 0 | 0 | 0 | 0 | 0 | 0 | 0 | 0 | 0 | 0 | 0 | 0 | 0 | 0 | 0 | 0 | 0 | 0 | 0 | 0 | 0
F2_Residential_Multi-Family Regular Income_New_Appliances_Natural Gas_Stove/Oven_Baseline Forecast | F2 | Residential | Multi-Family Regular Income | New | Appliances | Natural Gas | Stove/Oven | Baseline Forecast | Summer Demand Savings (MW) | 0 | 0 | 0 | 0 | 0 | 0 | 0 | 0 | 0 | 0 | 0 | 0 | 0 | 0 | 0 | 0 | 0 | 0 | 0 | 0 | 0 | 0 | 0 | 0 | 0 | 0 | 0 | 0 | 0 | 0 | 0 | 0 | 0 | 0 | 0 | 0
F3_Residential_Multi-Family Regular Income_New_Appliances_Natural Gas_Stove/Oven_Baseline Forecast | F3 | Residential | Multi-Family Regular Income | New | Appliances | Natural Gas | Stove/Oven | Baseline Forecast | Winter Demand Savings (MW) | 0 | 0 | 0 | 0 | 0 | 0 | 0 | 0 | 0 | 0 | 0 | 0 | 0 | 0 | 0 | 0 | 0 | 0 | 0 | 0 | 0 | 0 | 0 | 0 | 0 | 0 | 0 | 0 | 0 | 0 | 0 | 0 | 0 | 0 | 0 | 0
F4_Residential_Multi-Family Regular Income_New_Appliances_Natural Gas_Stove/Oven_Baseline Forecast | F4 | Residential | Multi-Family Regular Income | New | Appliances | Natural Gas | Stove/Oven | Baseline Forecast | Incremental Savings (MMtherm) | 0 | 0 | 0 | 0 | 0 | 0 | 0 | 0 | 0 | 0 | 0 | 0 | 0 | 0 | 0 | 0 | 0 | 0 | 0 | 0 | 0 | 0 | 0 | 0 | 0 | 0 | 0 | 0 | 0 | 0 | 0 | 0 | 0 | 0 | 0 | 0
F1_Residential_Multi-Family Regular Income_New_Miscellaneous_Natural Gas_Pool Heater_Baseline Forecast | F1 | Residential | Multi-Family Regular Income | New | Miscellaneous | Natural Gas | Pool Heater | Baseline Forecast | Consumption Savings (MMtherm) | 0 | 0 | 0 | 0 | 0 | 0 | 0 | 0 | 0 | 0 | 0 | 0 | 0 | 0 | 0 | 0 | 0 | 0 | 0 | 0 | 0 | 0 | 0 | 0 | 0 | 0 | 0 | 0 | 0 | 0 | 0 | 0 | 0 | 0 | 0 | 0
F2_Residential_Multi-Family Regular Income_New_Miscellaneous_Natural Gas_Pool Heater_Baseline Forecast | F2 | Residential | Multi-Family Regular Income | New | Miscellaneous | Natural Gas | Pool Heater | Baseline Forecast | Summer Demand Savings (MW) | 0 | 0 | 0 | 0 | 0 | 0 | 0 | 0 | 0 | 0 | 0 | 0 | 0 | 0 | 0 | 0 | 0 | 0 | 0 | 0 | 0 | 0 | 0 | 0 | 0 | 0 | 0 | 0 | 0 | 0 | 0 | 0 | 0 | 0 | 0 | 0
F3_Residential_Multi-Family Regular Income_New_Miscellaneous_Natural Gas_Pool Heater_Baseline Forecast | F3 | Residential | Multi-Family Regular Income | New | Miscellaneous | Natural Gas | Pool Heater | Baseline Forecast | Winter Demand Savings (MW) | 0 | 0 | 0 | 0 | 0 | 0 | 0 | 0 | 0 | 0 | 0 | 0 | 0 | 0 | 0 | 0 | 0 | 0 | 0 | 0 | 0 | 0 | 0 | 0 | 0 | 0 | 0 | 0 | 0 | 0 | 0 | 0 | 0 | 0 | 0 | 0
F4_Residential_Multi-Family Regular Income_New_Miscellaneous_Natural Gas_Pool Heater_Baseline Forecast | F4 | Residential | Multi-Family Regular Income | New | Miscellaneous | Natural Gas | Pool Heater | Baseline Forecast | Incremental Savings (MMtherm) | 0 | 0 | 0 | 0 | 0 | 0 | 0 | 0 | 0 | 0 | 0 | 0 | 0 | 0 | 0 | 0 | 0 | 0 | 0 | 0 | 0 | 0 | 0 | 0 | 0 | 0 | 0 | 0 | 0 | 0 | 0 | 0 | 0 | 0 | 0 | 0
F1_Residential_Multi-Family Regular Income_New_Miscellaneous_Natural Gas_Miscellaneous_Baseline Forecast | F1 | Residential | Multi-Family Regular Income | New | Miscellaneous | Natural Gas | Miscellaneous | Baseline Forecast | Consumption Savings (MMtherm) | 0 | 0 | 0 | 0 | 0 | 0 | 0 | 0 | 0 | 0 | 0 | 0 | 0 | 0 | 0 | 0 | 0 | 0 | 0 | 0 | 0 | 0 | 0 | 0 | 0 | 0 | 0 | 0 | 0 | 0 | 0 | 0 | 0 | 0 | 0 | 0
F2_Residential_Multi-Family Regular Income_New_Miscellaneous_Natural Gas_Miscellaneous_Baseline Forecast | F2 | Residential | Multi-Family Regular Income | New | Miscellaneous | Natural Gas | Miscellaneous | Baseline Forecast | Summer Demand Savings (MW) | 0 | 0 | 0 | 0 | 0 | 0 | 0 | 0 | 0 | 0 | 0 | 0 | 0 | 0 | 0 | 0 | 0 | 0 | 0 | 0 | 0 | 0 | 0 | 0 | 0 | 0 | 0 | 0 | 0 | 0 | 0 | 0 | 0 | 0 | 0 | 0
F3_Residential_Multi-Family Regular Income_New_Miscellaneous_Natural Gas_Miscellaneous_Baseline Forecast | F3 | Residential | Multi-Family Regular Income | New | Miscellaneous | Natural Gas | Miscellaneous | Baseline Forecast | Winter Demand Savings (MW) | 0 | 0 | 0 | 0 | 0 | 0 | 0 | 0 | 0 | 0 | 0 | 0 | 0 | 0 | 0 | 0 | 0 | 0 | 0 | 0 | 0 | 0 | 0 | 0 | 0 | 0 | 0 | 0 | 0 | 0 | 0 | 0 | 0 | 0 | 0 | 0
F4_Residential_Multi-Family Regular Income_New_Miscellaneous_Natural Gas_Miscellaneous_Baseline Forecast | F4 | Residential | Multi-Family Regular Income | New | Miscellaneous | Natural Gas | Miscellaneous | Baseline Forecast | Incremental Savings (MMtherm) | 0 | 0 | 0 | 0 | 0 | 0 | 0 | 0 | 0 | 0 | 0 | 0 | 0 | 0 | 0 | 0 | 0 | 0 | 0 | 0 | 0 | 0 | 0 | 0 | 0 | 0 | 0 | 0 | 0 | 0 | 0 | 0 | 0 | 0 | 0 | 0
F1_Residential_Multi-Family Moderate Income_Existing_Space Heating_Natural Gas_Furnace_Baseline Forecast | F1 | Residential | Multi-Family Moderate Income | Existing | Space Heating | Natural Gas | Furnace | Baseline Forecast | Consumption Savings (MMtherm) | 0 | 0 | 0 | 0 | 0 | 0 | 0 | 0 | 0 | 0 | 0 | 0 | 0 | 0 | 0 | 0 | 0 | 0 | 0 | 0 | 0 | 0 | 0 | 0 | 0 | 0 | 0 | 0 | 0 | 0 | 0 | 0 | 0 | 0 | 0 | 0
F2_Residential_Multi-Family Moderate Income_Existing_Space Heating_Natural Gas_Furnace_Baseline Forecast | F2 | Residential | Multi-Family Moderate Income | Existing | Space Heating | Natural Gas | Furnace | Baseline Forecast | Summer Demand Savings (MW) | 0 | 0 | 0 | 0 | 0 | 0 | 0 | 0 | 0 | 0 | 0 | 0 | 0 | 0 | 0 | 0 | 0 | 0 | 0 | 0 | 0 | 0 | 0 | 0 | 0 | 0 | 0 | 0 | 0 | 0 | 0 | 0 | 0 | 0 | 0 | 0
F3_Residential_Multi-Family Moderate Income_Existing_Space Heating_Natural Gas_Furnace_Baseline Forecast | F3 | Residential | Multi-Family Moderate Income | Existing | Space Heating | Natural Gas | Furnace | Baseline Forecast | Winter Demand Savings (MW) | 0 | 0 | 0 | 0 | 0 | 0 | 0 | 0 | 0 | 0 | 0 | 0 | 0 | 0 | 0 | 0 | 0 | 0 | 0 | 0 | 0 | 0 | 0 | 0 | 0 | 0 | 0 | 0 | 0 | 0 | 0 | 0 | 0 | 0 | 0 | 0
F4_Residential_Multi-Family Moderate Income_Existing_Space Heating_Natural Gas_Furnace_Baseline Forecast | F4 | Residential | Multi-Family Moderate Income | Existing | Space Heating | Natural Gas | Furnace | Baseline Forecast | Incremental Savings (MMtherm) | 0 | 0 | 0 | 0 | 0 | 0 | 0 | 0 | 0 | 0 | 0 | 0 | 0 | 0 | 0 | 0 | 0 | 0 | 0 | 0 | 0 | 0 | 0 | 0 | 0 | 0 | 0 | 0 | 0 | 0 | 0 | 0 | 0 | 0 | 0 | 0
F1_Residential_Multi-Family Moderate Income_Existing_Space Heating_Natural Gas_Boiler_Baseline Forecast | F1 | Residential | Multi-Family Moderate Income | Existing | Space Heating | Natural Gas | Boiler | Baseline Forecast | Consumption Savings (MMtherm) | 0 | 0 | 0 | 0 | 0 | 0 | 0 | 0 | 0 | 0 | 0 | 0 | 0 | 0 | 0 | 0 | 0 | 0 | 0 | 0 | 0 | 0 | 0 | 0 | 0 | 0 | 0 | 0 | 0 | 0 | 0 | 0 | 0 | 0 | 0 | 0
F2_Residential_Multi-Family Moderate Income_Existing_Space Heating_Natural Gas_Boiler_Baseline Forecast | F2 | Residential | Multi-Family Moderate Income | Existing | Space Heating | Natural Gas | Boiler | Baseline Forecast | Summer Demand Savings (MW) | 0 | 0 | 0 | 0 | 0 | 0 | 0 | 0 | 0 | 0 | 0 | 0 | 0 | 0 | 0 | 0 | 0 | 0 | 0 | 0 | 0 | 0 | 0 | 0 | 0 | 0 | 0 | 0 | 0 | 0 | 0 | 0 | 0 | 0 | 0 | 0
F3_Residential_Multi-Family Moderate Income_Existing_Space Heating_Natural Gas_Boiler_Baseline Forecast | F3 | Residential | Multi-Family Moderate Income | Existing | Space Heating | Natural Gas | Boiler | Baseline Forecast | Winter Demand Savings (MW) | 0 | 0 | 0 | 0 | 0 | 0 | 0 | 0 | 0 | 0 | 0 | 0 | 0 | 0 | 0 | 0 | 0 | 0 | 0 | 0 | 0 | 0 | 0 | 0 | 0 | 0 | 0 | 0 | 0 | 0 | 0 | 0 | 0 | 0 | 0 | 0
F4_Residential_Multi-Family Moderate Income_Existing_Space Heating_Natural Gas_Boiler_Baseline Forecast | F4 | Residential | Multi-Family Moderate Income | Existing | Space Heating | Natural Gas | Boiler | Baseline Forecast | Incremental Savings (MMtherm) | 0 | 0 | 0 | 0 | 0 | 0 | 0 | 0 | 0 | 0 | 0 | 0 | 0 | 0 | 0 | 0 | 0 | 0 | 0 | 0 | 0 | 0 | 0 | 0 | 0 | 0 | 0 | 0 | 0 | 0 | 0 | 0 | 0 | 0 | 0 | 0
F1_Residential_Multi-Family Moderate Income_Existing_Secondary Heating_Natural Gas_Fireplace_Baseline Forecast | F1 | Residential | Multi-Family Moderate Income | Existing | Secondary Heating | Natural Gas | Fireplace | Baseline Forecast | Consumption Savings (MMtherm) | 0 | 0 | 0 | 0 | 0 | 0 | 0 | 0 | 0 | 0 | 0 | 0 | 0 | 0 | 0 | 0 | 0 | 0 | 0 | 0 | 0 | 0 | 0 | 0 | 0 | 0 | 0 | 0 | 0 | 0 | 0 | 0 | 0 | 0 | 0 | 0
F2_Residential_Multi-Family Moderate Income_Existing_Secondary Heating_Natural Gas_Fireplace_Baseline Forecast | F2 | Residential | Multi-Family Moderate Income | Existing | Secondary Heating | Natural Gas | Fireplace | Baseline Forecast | Summer Demand Savings (MW) | 0 | 0 | 0 | 0 | 0 | 0 | 0 | 0 | 0 | 0 | 0 | 0 | 0 | 0 | 0 | 0 | 0 | 0 | 0 | 0 | 0 | 0 | 0 | 0 | 0 | 0 | 0 | 0 | 0 | 0 | 0 | 0 | 0 | 0 | 0 | 0
F3_Residential_Multi-Family Moderate Income_Existing_Secondary Heating_Natural Gas_Fireplace_Baseline Forecast | F3 | Residential | Multi-Family Moderate Income | Existing | Secondary Heating | Natural Gas | Fireplace | Baseline Forecast | Winter Demand Savings (MW) | 0 | 0 | 0 | 0 | 0 | 0 | 0 | 0 | 0 | 0 | 0 | 0 | 0 | 0 | 0 | 0 | 0 | 0 | 0 | 0 | 0 | 0 | 0 | 0 | 0 | 0 | 0 | 0 | 0 | 0 | 0 | 0 | 0 | 0 | 0 | 0
F4_Residential_Multi-Family Moderate Income_Existing_Secondary Heating_Natural Gas_Fireplace_Baseline Forecast | F4 | Residential | Multi-Family Moderate Income | Existing | Secondary Heating | Natural Gas | Fireplace | Baseline Forecast | Incremental Savings (MMtherm) | 0 | 0 | 0 | 0 | 0 | 0 | 0 | 0 | 0 | 0 | 0 | 0 | 0 | 0 | 0 | 0 | 0 | 0 | 0 | 0 | 0 | 0 | 0 | 0 | 0 | 0 | 0 | 0 | 0 | 0 | 0 | 0 | 0 | 0 | 0 | 0
F1_Residential_Multi-Family Moderate Income_Existing_Water Heating_Natural Gas_Water Heater (<= 55 gal)_Baseline Forecast | F1 | Residential | Multi-Family Moderate Income | Existing | Water Heating | Natural Gas | Water Heater (<= 55 gal) | Baseline Forecast | Consumption Savings (MMtherm) | 0 | 0 | 0 | 0 | 0 | 0 | 0 | 0 | 0 | 0 | 0 | 0 | 0 | 0 | 0 | 0 | 0 | 0 | 0 | 0 | 0 | 0 | 0 | 0 | 0 | 0 | 0 | 0 | 0 | 0 | 0 | 0 | 0 | 0 | 0 | 0
F2_Residential_Multi-Family Moderate Income_Existing_Water Heating_Natural Gas_Water Heater (<= 55 gal)_Baseline Forecast | F2 | Residential | Multi-Family Moderate Income | Existing | Water Heating | Natural Gas | Water Heater (<= 55 gal) | Baseline Forecast | Summer Demand Savings (MW) | 0 | 0 | 0 | 0 | 0 | 0 | 0 | 0 | 0 | 0 | 0 | 0 | 0 | 0 | 0 | 0 | 0 | 0 | 0 | 0 | 0 | 0 | 0 | 0 | 0 | 0 | 0 | 0 | 0 | 0 | 0 | 0 | 0 | 0 | 0 | 0
F3_Residential_Multi-Family Moderate Income_Existing_Water Heating_Natural Gas_Water Heater (<= 55 gal)_Baseline Forecast | F3 | Residential | Multi-Family Moderate Income | Existing | Water Heating | Natural Gas | Water Heater (<= 55 gal) | Baseline Forecast | Winter Demand Savings (MW) | 0 | 0 | 0 | 0 | 0 | 0 | 0 | 0 | 0 | 0 | 0 | 0 | 0 | 0 | 0 | 0 | 0 | 0 | 0 | 0 | 0 | 0 | 0 | 0 | 0 | 0 | 0 | 0 | 0 | 0 | 0 | 0 | 0 | 0 | 0 | 0
F4_Residential_Multi-Family Moderate Income_Existing_Water Heating_Natural Gas_Water Heater (<= 55 gal)_Baseline Forecast | F4 | Residential | Multi-Family Moderate Income | Existing | Water Heating | Natural Gas | Water Heater (<= 55 gal) | Baseline Forecast | Incremental Savings (MMtherm) | 0 | 0 | 0 | 0 | 0 | 0 | 0 | 0 | 0 | 0 | 0 | 0 | 0 | 0 | 0 | 0 | 0 | 0 | 0 | 0 | 0 | 0 | 0 | 0 | 0 | 0 | 0 | 0 | 0 | 0 | 0 | 0 | 0 | 0 | 0 | 0
F1_Residential_Multi-Family Moderate Income_Existing_Water Heating_Natural Gas_Water Heater (> 55 gal)_Baseline Forecast | F1 | Residential | Multi-Family Moderate Income | Existing | Water Heating | Natural Gas | Water Heater (> 55 gal) | Baseline Forecast | Consumption Savings (MMtherm) | 0 | 0 | 0 | 0 | 0 | 0 | 0 | 0 | 0 | 0 | 0 | 0 | 0 | 0 | 0 | 0 | 0 | 0 | 0 | 0 | 0 | 0 | 0 | 0 | 0 | 0 | 0 | 0 | 0 | 0 | 0 | 0 | 0 | 0 | 0 | 0
F2_Residential_Multi-Family Moderate Income_Existing_Water Heating_Natural Gas_Water Heater (> 55 gal)_Baseline Forecast | F2 | Residential | Multi-Family Moderate Income | Existing | Water Heating | Natural Gas | Water Heater (> 55 gal) | Baseline Forecast | Summer Demand Savings (MW) | 0 | 0 | 0 | 0 | 0 | 0 | 0 | 0 | 0 | 0 | 0 | 0 | 0 | 0 | 0 | 0 | 0 | 0 | 0 | 0 | 0 | 0 | 0 | 0 | 0 | 0 | 0 | 0 | 0 | 0 | 0 | 0 | 0 | 0 | 0 | 0
F3_Residential_Multi-Family Moderate Income_Existing_Water Heating_Natural Gas_Water Heater (> 55 gal)_Baseline Forecast | F3 | Residential | Multi-Family Moderate Income | Existing | Water Heating | Natural Gas | Water Heater (> 55 gal) | Baseline Forecast | Winter Demand Savings (MW) | 0 | 0 | 0 | 0 | 0 | 0 | 0 | 0 | 0 | 0 | 0 | 0 | 0 | 0 | 0 | 0 | 0 | 0 | 0 | 0 | 0 | 0 | 0 | 0 | 0 | 0 | 0 | 0 | 0 | 0 | 0 | 0 | 0 | 0 | 0 | 0
F4_Residential_Multi-Family Moderate Income_Existing_Water Heating_Natural Gas_Water Heater (> 55 gal)_Baseline Forecast | F4 | Residential | Multi-Family Moderate Income | Existing | Water Heating | Natural Gas | Water Heater (> 55 gal) | Baseline Forecast | Incremental Savings (MMtherm) | 0 | 0 | 0 | 0 | 0 | 0 | 0 | 0 | 0 | 0 | 0 | 0 | 0 | 0 | 0 | 0 | 0 | 0 | 0 | 0 | 0 | 0 | 0 | 0 | 0 | 0 | 0 | 0 | 0 | 0 | 0 | 0 | 0 | 0 | 0 | 0
F1_Residential_Multi-Family Moderate Income_Existing_Appliances_Natural Gas_Clothes Dryer_Baseline Forecast | F1 | Residential | Multi-Family Moderate Income | Existing | Appliances | Natural Gas | Clothes Dryer | Baseline Forecast | Consumption Savings (MMtherm) | 0 | 0 | 0 | 0 | 0 | 0 | 0 | 0 | 0 | 0 | 0 | 0 | 0 | 0 | 0 | 0 | 0 | 0 | 0 | 0 | 0 | 0 | 0 | 0 | 0 | 0 | 0 | 0 | 0 | 0 | 0 | 0 | 0 | 0 | 0 | 0
F2_Residential_Multi-Family Moderate Income_Existing_Appliances_Natural Gas_Clothes Dryer_Baseline Forecast | F2 | Residential | Multi-Family Moderate Income | Existing | Appliances | Natural Gas | Clothes Dryer | Baseline Forecast | Summer Demand Savings (MW) | 0 | 0 | 0 | 0 | 0 | 0 | 0 | 0 | 0 | 0 | 0 | 0 | 0 | 0 | 0 | 0 | 0 | 0 | 0 | 0 | 0 | 0 | 0 | 0 | 0 | 0 | 0 | 0 | 0 | 0 | 0 | 0 | 0 | 0 | 0 | 0
F3_Residential_Multi-Family Moderate Income_Existing_Appliances_Natural Gas_Clothes Dryer_Baseline Forecast | F3 | Residential | Multi-Family Moderate Income | Existing | Appliances | Natural Gas | Clothes Dryer | Baseline Forecast | Winter Demand Savings (MW) | 0 | 0 | 0 | 0 | 0 | 0 | 0 | 0 | 0 | 0 | 0 | 0 | 0 | 0 | 0 | 0 | 0 | 0 | 0 | 0 | 0 | 0 | 0 | 0 | 0 | 0 | 0 | 0 | 0 | 0 | 0 | 0 | 0 | 0 | 0 | 0
F4_Residential_Multi-Family Moderate Income_Existing_Appliances_Natural Gas_Clothes Dryer_Baseline Forecast | F4 | Residential | Multi-Family Moderate Income | Existing | Appliances | Natural Gas | Clothes Dryer | Baseline Forecast | Incremental Savings (MMtherm) | 0 | 0 | 0 | 0 | 0 | 0 | 0 | 0 | 0 | 0 | 0 | 0 | 0 | 0 | 0 | 0 | 0 | 0 | 0 | 0 | 0 | 0 | 0 | 0 | 0 | 0 | 0 | 0 | 0 | 0 | 0 | 0 | 0 | 0 | 0 | 0
F1_Residential_Multi-Family Moderate Income_Existing_Appliances_Natural Gas_Stove/Oven_Baseline Forecast | F1 | Residential | Multi-Family Moderate Income | Existing | Appliances | Natural Gas | Stove/Oven | Baseline Forecast | Consumption Savings (MMtherm) | 0 | 0 | 0 | 0 | 0 | 0 | 0 | 0 | 0 | 0 | 0 | 0 | 0 | 0 | 0 | 0 | 0 | 0 | 0 | 0 | 0 | 0 | 0 | 0 | 0 | 0 | 0 | 0 | 0 | 0 | 0 | 0 | 0 | 0 | 0 | 0
F2_Residential_Multi-Family Moderate Income_Existing_Appliances_Natural Gas_Stove/Oven_Baseline Forecast | F2 | Residential | Multi-Family Moderate Income | Existing | Appliances | Natural Gas | Stove/Oven | Baseline Forecast | Summer Demand Savings (MW) | 0 | 0 | 0 | 0 | 0 | 0 | 0 | 0 | 0 | 0 | 0 | 0 | 0 | 0 | 0 | 0 | 0 | 0 | 0 | 0 | 0 | 0 | 0 | 0 | 0 | 0 | 0 | 0 | 0 | 0 | 0 | 0 | 0 | 0 | 0 | 0
F3_Residential_Multi-Family Moderate Income_Existing_Appliances_Natural Gas_Stove/Oven_Baseline Forecast | F3 | Residential | Multi-Family Moderate Income | Existing | Appliances | Natural Gas | Stove/Oven | Baseline Forecast | Winter Demand Savings (MW) | 0 | 0 | 0 | 0 | 0 | 0 | 0 | 0 | 0 | 0 | 0 | 0 | 0 | 0 | 0 | 0 | 0 | 0 | 0 | 0 | 0 | 0 | 0 | 0 | 0 | 0 | 0 | 0 | 0 | 0 | 0 | 0 | 0 | 0 | 0 | 0
F4_Residential_Multi-Family Moderate Income_Existing_Appliances_Natural Gas_Stove/Oven_Baseline Forecast | F4 | Residential | Multi-Family Moderate Income | Existing | Appliances | Natural Gas | Stove/Oven | Baseline Forecast | Incremental Savings (MMtherm) | 0 | 0 | 0 | 0 | 0 | 0 | 0 | 0 | 0 | 0 | 0 | 0 | 0 | 0 | 0 | 0 | 0 | 0 | 0 | 0 | 0 | 0 | 0 | 0 | 0 | 0 | 0 | 0 | 0 | 0 | 0 | 0 | 0 | 0 | 0 | 0
F1_Residential_Multi-Family Moderate Income_Existing_Miscellaneous_Natural Gas_Pool Heater_Baseline Forecast | F1 | Residential | Multi-Family Moderate Income | Existing | Miscellaneous | Natural Gas | Pool Heater | Baseline Forecast | Consumption Savings (MMtherm) | 0 | 0 | 0 | 0 | 0 | 0 | 0 | 0 | 0 | 0 | 0 | 0 | 0 | 0 | 0 | 0 | 0 | 0 | 0 | 0 | 0 | 0 | 0 | 0 | 0 | 0 | 0 | 0 | 0 | 0 | 0 | 0 | 0 | 0 | 0 | 0
F2_Residential_Multi-Family Moderate Income_Existing_Miscellaneous_Natural Gas_Pool Heater_Baseline Forecast | F2 | Residential | Multi-Family Moderate Income | Existing | Miscellaneous | Natural Gas | Pool Heater | Baseline Forecast | Summer Demand Savings (MW) | 0 | 0 | 0 | 0 | 0 | 0 | 0 | 0 | 0 | 0 | 0 | 0 | 0 | 0 | 0 | 0 | 0 | 0 | 0 | 0 | 0 | 0 | 0 | 0 | 0 | 0 | 0 | 0 | 0 | 0 | 0 | 0 | 0 | 0 | 0 | 0
F3_Residential_Multi-Family Moderate Income_Existing_Miscellaneous_Natural Gas_Pool Heater_Baseline Forecast | F3 | Residential | Multi-Family Moderate Income | Existing | Miscellaneous | Natural Gas | Pool Heater | Baseline Forecast | Winter Demand Savings (MW) | 0 | 0 | 0 | 0 | 0 | 0 | 0 | 0 | 0 | 0 | 0 | 0 | 0 | 0 | 0 | 0 | 0 | 0 | 0 | 0 | 0 | 0 | 0 | 0 | 0 | 0 | 0 | 0 | 0 | 0 | 0 | 0 | 0 | 0 | 0 | 0
F4_Residential_Multi-Family Moderate Income_Existing_Miscellaneous_Natural Gas_Pool Heater_Baseline Forecast | F4 | Residential | Multi-Family Moderate Income | Existing | Miscellaneous | Natural Gas | Pool Heater | Baseline Forecast | Incremental Savings (MMtherm) | 0 | 0 | 0 | 0 | 0 | 0 | 0 | 0 | 0 | 0 | 0 | 0 | 0 | 0 | 0 | 0 | 0 | 0 | 0 | 0 | 0 | 0 | 0 | 0 | 0 | 0 | 0 | 0 | 0 | 0 | 0 | 0 | 0 | 0 | 0 | 0
F1_Residential_Multi-Family Moderate Income_Existing_Miscellaneous_Natural Gas_Miscellaneous_Baseline Forecast | F1 | Residential | Multi-Family Moderate Income | Existing | Miscellaneous | Natural Gas | Miscellaneous | Baseline Forecast | Consumption Savings (MMtherm) | 0 | 0 | 0 | 0 | 0 | 0 | 0 | 0 | 0 | 0 | 0 | 0 | 0 | 0 | 0 | 0 | 0 | 0 | 0 | 0 | 0 | 0 | 0 | 0 | 0 | 0 | 0 | 0 | 0 | 0 | 0 | 0 | 0 | 0 | 0 | 0
F2_Residential_Multi-Family Moderate Income_Existing_Miscellaneous_Natural Gas_Miscellaneous_Baseline Forecast | F2 | Residential | Multi-Family Moderate Income | Existing | Miscellaneous | Natural Gas | Miscellaneous | Baseline Forecast | Summer Demand Savings (MW) | 0 | 0 | 0 | 0 | 0 | 0 | 0 | 0 | 0 | 0 | 0 | 0 | 0 | 0 | 0 | 0 | 0 | 0 | 0 | 0 | 0 | 0 | 0 | 0 | 0 | 0 | 0 | 0 | 0 | 0 | 0 | 0 | 0 | 0 | 0 | 0
F3_Residential_Multi-Family Moderate Income_Existing_Miscellaneous_Natural Gas_Miscellaneous_Baseline Forecast | F3 | Residential | Multi-Family Moderate Income | Existing | Miscellaneous | Natural Gas | Miscellaneous | Baseline Forecast | Winter Demand Savings (MW) | 0 | 0 | 0 | 0 | 0 | 0 | 0 | 0 | 0 | 0 | 0 | 0 | 0 | 0 | 0 | 0 | 0 | 0 | 0 | 0 | 0 | 0 | 0 | 0 | 0 | 0 | 0 | 0 | 0 | 0 | 0 | 0 | 0 | 0 | 0 | 0
F4_Residential_Multi-Family Moderate Income_Existing_Miscellaneous_Natural Gas_Miscellaneous_Baseline Forecast | F4 | Residential | Multi-Family Moderate Income | Existing | Miscellaneous | Natural Gas | Miscellaneous | Baseline Forecast | Incremental Savings (MMtherm) | 0 | 0 | 0 | 0 | 0 | 0 | 0 | 0 | 0 | 0 | 0 | 0 | 0 | 0 | 0 | 0 | 0 | 0 | 0 | 0 | 0 | 0 | 0 | 0 | 0 | 0 | 0 | 0 | 0 | 0 | 0 | 0 | 0 | 0 | 0 | 0
F1_Residential_Multi-Family Moderate Income_New_Space Heating_Natural Gas_Furnace_Baseline Forecast | F1 | Residential | Multi-Family Moderate Income | New | Space Heating | Natural Gas | Furnace | Baseline Forecast | Consumption Savings (MMtherm) | 0 | 0 | 0 | 0 | 0 | 0 | 0 | 0 | 0 | 0 | 0 | 0 | 0 | 0 | 0 | 0 | 0 | 0 | 0 | 0 | 0 | 0 | 0 | 0 | 0 | 0 | 0 | 0 | 0 | 0 | 0 | 0 | 0 | 0 | 0 | 0
F2_Residential_Multi-Family Moderate Income_New_Space Heating_Natural Gas_Furnace_Baseline Forecast | F2 | Residential | Multi-Family Moderate Income | New | Space Heating | Natural Gas | Furnace | Baseline Forecast | Summer Demand Savings (MW) | 0 | 0 | 0 | 0 | 0 | 0 | 0 | 0 | 0 | 0 | 0 | 0 | 0 | 0 | 0 | 0 | 0 | 0 | 0 | 0 | 0 | 0 | 0 | 0 | 0 | 0 | 0 | 0 | 0 | 0 | 0 | 0 | 0 | 0 | 0 | 0
F3_Residential_Multi-Family Moderate Income_New_Space Heating_Natural Gas_Furnace_Baseline Forecast | F3 | Residential | Multi-Family Moderate Income | New | Space Heating | Natural Gas | Furnace | Baseline Forecast | Winter Demand Savings (MW) | 0 | 0 | 0 | 0 | 0 | 0 | 0 | 0 | 0 | 0 | 0 | 0 | 0 | 0 | 0 | 0 | 0 | 0 | 0 | 0 | 0 | 0 | 0 | 0 | 0 | 0 | 0 | 0 | 0 | 0 | 0 | 0 | 0 | 0 | 0 | 0
F4_Residential_Multi-Family Moderate Income_New_Space Heating_Natural Gas_Furnace_Baseline Forecast | F4 | Residential | Multi-Family Moderate Income | New | Space Heating | Natural Gas | Furnace | Baseline Forecast | Incremental Savings (MMtherm) | 0 | 0 | 0 | 0 | 0 | 0 | 0 | 0 | 0 | 0 | 0 | 0 | 0 | 0 | 0 | 0 | 0 | 0 | 0 | 0 | 0 | 0 | 0 | 0 | 0 | 0 | 0 | 0 | 0 | 0 | 0 | 0 | 0 | 0 | 0 | 0
F1_Residential_Multi-Family Moderate Income_New_Space Heating_Natural Gas_Boiler_Baseline Forecast | F1 | Residential | Multi-Family Moderate Income | New | Space Heating | Natural Gas | Boiler | Baseline Forecast | Consumption Savings (MMtherm) | 0 | 0 | 0 | 0 | 0 | 0 | 0 | 0 | 0 | 0 | 0 | 0 | 0 | 0 | 0 | 0 | 0 | 0 | 0 | 0 | 0 | 0 | 0 | 0 | 0 | 0 | 0 | 0 | 0 | 0 | 0 | 0 | 0 | 0 | 0 | 0
F2_Residential_Multi-Family Moderate Income_New_Space Heating_Natural Gas_Boiler_Baseline Forecast | F2 | Residential | Multi-Family Moderate Income | New | Space Heating | Natural Gas | Boiler | Baseline Forecast | Summer Demand Savings (MW) | 0 | 0 | 0 | 0 | 0 | 0 | 0 | 0 | 0 | 0 | 0 | 0 | 0 | 0 | 0 | 0 | 0 | 0 | 0 | 0 | 0 | 0 | 0 | 0 | 0 | 0 | 0 | 0 | 0 | 0 | 0 | 0 | 0 | 0 | 0 | 0
F3_Residential_Multi-Family Moderate Income_New_Space Heating_Natural Gas_Boiler_Baseline Forecast | F3 | Residential | Multi-Family Moderate Income | New | Space Heating | Natural Gas | Boiler | Baseline Forecast | Winter Demand Savings (MW) | 0 | 0 | 0 | 0 | 0 | 0 | 0 | 0 | 0 | 0 | 0 | 0 | 0 | 0 | 0 | 0 | 0 | 0 | 0 | 0 | 0 | 0 | 0 | 0 | 0 | 0 | 0 | 0 | 0 | 0 | 0 | 0 | 0 | 0 | 0 | 0
F4_Residential_Multi-Family Moderate Income_New_Space Heating_Natural Gas_Boiler_Baseline Forecast | F4 | Residential | Multi-Family Moderate Income | New | Space Heating | Natural Gas | Boiler | Baseline Forecast | Incremental Savings (MMtherm) | 0 | 0 | 0 | 0 | 0 | 0 | 0 | 0 | 0 | 0 | 0 | 0 | 0 | 0 | 0 | 0 | 0 | 0 | 0 | 0 | 0 | 0 | 0 | 0 | 0 | 0 | 0 | 0 | 0 | 0 | 0 | 0 | 0 | 0 | 0 | 0
F1_Residential_Multi-Family Moderate Income_New_Secondary Heating_Natural Gas_Fireplace_Baseline Forecast | F1 | Residential | Multi-Family Moderate Income | New | Secondary Heating | Natural Gas | Fireplace | Baseline Forecast | Consumption Savings (MMtherm) | 0 | 0 | 0 | 0 | 0 | 0 | 0 | 0 | 0 | 0 | 0 | 0 | 0 | 0 | 0 | 0 | 0 | 0 | 0 | 0 | 0 | 0 | 0 | 0 | 0 | 0 | 0 | 0 | 0 | 0 | 0 | 0 | 0 | 0 | 0 | 0
F2_Residential_Multi-Family Moderate Income_New_Secondary Heating_Natural Gas_Fireplace_Baseline Forecast | F2 | Residential | Multi-Family Moderate Income | New | Secondary Heating | Natural Gas | Fireplace | Baseline Forecast | Summer Demand Savings (MW) | 0 | 0 | 0 | 0 | 0 | 0 | 0 | 0 | 0 | 0 | 0 | 0 | 0 | 0 | 0 | 0 | 0 | 0 | 0 | 0 | 0 | 0 | 0 | 0 | 0 | 0 | 0 | 0 | 0 | 0 | 0 | 0 | 0 | 0 | 0 | 0
F3_Residential_Multi-Family Moderate Income_New_Secondary Heating_Natural Gas_Fireplace_Baseline Forecast | F3 | Residential | Multi-Family Moderate Income | New | Secondary Heating | Natural Gas | Fireplace | Baseline Forecast | Winter Demand Savings (MW) | 0 | 0 | 0 | 0 | 0 | 0 | 0 | 0 | 0 | 0 | 0 | 0 | 0 | 0 | 0 | 0 | 0 | 0 | 0 | 0 | 0 | 0 | 0 | 0 | 0 | 0 | 0 | 0 | 0 | 0 | 0 | 0 | 0 | 0 | 0 | 0
F4_Residential_Multi-Family Moderate Income_New_Secondary Heating_Natural Gas_Fireplace_Baseline Forecast | F4 | Residential | Multi-Family Moderate Income | New | Secondary Heating | Natural Gas | Fireplace | Baseline Forecast | Incremental Savings (MMtherm) | 0 | 0 | 0 | 0 | 0 | 0 | 0 | 0 | 0 | 0 | 0 | 0 | 0 | 0 | 0 | 0 | 0 | 0 | 0 | 0 | 0 | 0 | 0 | 0 | 0 | 0 | 0 | 0 | 0 | 0 | 0 | 0 | 0 | 0 | 0 | 0
F1_Residential_Multi-Family Moderate Income_New_Water Heating_Natural Gas_Water Heater (<= 55 gal)_Baseline Forecast | F1 | Residential | Multi-Family Moderate Income | New | Water Heating | Natural Gas | Water Heater (<= 55 gal) | Baseline Forecast | Consumption Savings (MMtherm) | 0 | 0 | 0 | 0 | 0 | 0 | 0 | 0 | 0 | 0 | 0 | 0 | 0 | 0 | 0 | 0 | 0 | 0 | 0 | 0 | 0 | 0 | 0 | 0 | 0 | 0 | 0 | 0 | 0 | 0 | 0 | 0 | 0 | 0 | 0 | 0
F2_Residential_Multi-Family Moderate Income_New_Water Heating_Natural Gas_Water Heater (<= 55 gal)_Baseline Forecast | F2 | Residential | Multi-Family Moderate Income | New | Water Heating | Natural Gas | Water Heater (<= 55 gal) | Baseline Forecast | Summer Demand Savings (MW) | 0 | 0 | 0 | 0 | 0 | 0 | 0 | 0 | 0 | 0 | 0 | 0 | 0 | 0 | 0 | 0 | 0 | 0 | 0 | 0 | 0 | 0 | 0 | 0 | 0 | 0 | 0 | 0 | 0 | 0 | 0 | 0 | 0 | 0 | 0 | 0
F3_Residential_Multi-Family Moderate Income_New_Water Heating_Natural Gas_Water Heater (<= 55 gal)_Baseline Forecast | F3 | Residential | Multi-Family Moderate Income | New | Water Heating | Natural Gas | Water Heater (<= 55 gal) | Baseline Forecast | Winter Demand Savings (MW) | 0 | 0 | 0 | 0 | 0 | 0 | 0 | 0 | 0 | 0 | 0 | 0 | 0 | 0 | 0 | 0 | 0 | 0 | 0 | 0 | 0 | 0 | 0 | 0 | 0 | 0 | 0 | 0 | 0 | 0 | 0 | 0 | 0 | 0 | 0 | 0
F4_Residential_Multi-Family Moderate Income_New_Water Heating_Natural Gas_Water Heater (<= 55 gal)_Baseline Forecast | F4 | Residential | Multi-Family Moderate Income | New | Water Heating | Natural Gas | Water Heater (<= 55 gal) | Baseline Forecast | Incremental Savings (MMtherm) | 0 | 0 | 0 | 0 | 0 | 0 | 0 | 0 | 0 | 0 | 0 | 0 | 0 | 0 | 0 | 0 | 0 | 0 | 0 | 0 | 0 | 0 | 0 | 0 | 0 | 0 | 0 | 0 | 0 | 0 | 0 | 0 | 0 | 0 | 0 | 0
F1_Residential_Multi-Family Moderate Income_New_Water Heating_Natural Gas_Water Heater (> 55 gal)_Baseline Forecast | F1 | Residential | Multi-Family Moderate Income | New | Water Heating | Natural Gas | Water Heater (> 55 gal) | Baseline Forecast | Consumption Savings (MMtherm) | 0 | 0 | 0 | 0 | 0 | 0 | 0 | 0 | 0 | 0 | 0 | 0 | 0 | 0 | 0 | 0 | 0 | 0 | 0 | 0 | 0 | 0 | 0 | 0 | 0 | 0 | 0 | 0 | 0 | 0 | 0 | 0 | 0 | 0 | 0 | 0
F2_Residential_Multi-Family Moderate Income_New_Water Heating_Natural Gas_Water Heater (> 55 gal)_Baseline Forecast | F2 | Residential | Multi-Family Moderate Income | New | Water Heating | Natural Gas | Water Heater (> 55 gal) | Baseline Forecast | Summer Demand Savings (MW) | 0 | 0 | 0 | 0 | 0 | 0 | 0 | 0 | 0 | 0 | 0 | 0 | 0 | 0 | 0 | 0 | 0 | 0 | 0 | 0 | 0 | 0 | 0 | 0 | 0 | 0 | 0 | 0 | 0 | 0 | 0 | 0 | 0 | 0 | 0 | 0
F3_Residential_Multi-Family Moderate Income_New_Water Heating_Natural Gas_Water Heater (> 55 gal)_Baseline Forecast | F3 | Residential | Multi-Family Moderate Income | New | Water Heating | Natural Gas | Water Heater (> 55 gal) | Baseline Forecast | Winter Demand Savings (MW) | 0 | 0 | 0 | 0 | 0 | 0 | 0 | 0 | 0 | 0 | 0 | 0 | 0 | 0 | 0 | 0 | 0 | 0 | 0 | 0 | 0 | 0 | 0 | 0 | 0 | 0 | 0 | 0 | 0 | 0 | 0 | 0 | 0 | 0 | 0 | 0
F4_Residential_Multi-Family Moderate Income_New_Water Heating_Natural Gas_Water Heater (> 55 gal)_Baseline Forecast | F4 | Residential | Multi-Family Moderate Income | New | Water Heating | Natural Gas | Water Heater (> 55 gal) | Baseline Forecast | Incremental Savings (MMtherm) | 0 | 0 | 0 | 0 | 0 | 0 | 0 | 0 | 0 | 0 | 0 | 0 | 0 | 0 | 0 | 0 | 0 | 0 | 0 | 0 | 0 | 0 | 0 | 0 | 0 | 0 | 0 | 0 | 0 | 0 | 0 | 0 | 0 | 0 | 0 | 0
F1_Residential_Multi-Family Moderate Income_New_Appliances_Natural Gas_Clothes Dryer_Baseline Forecast | F1 | Residential | Multi-Family Moderate Income | New | Appliances | Natural Gas | Clothes Dryer | Baseline Forecast | Consumption Savings (MMtherm) | 0 | 0 | 0 | 0 | 0 | 0 | 0 | 0 | 0 | 0 | 0 | 0 | 0 | 0 | 0 | 0 | 0 | 0 | 0 | 0 | 0 | 0 | 0 | 0 | 0 | 0 | 0 | 0 | 0 | 0 | 0 | 0 | 0 | 0 | 0 | 0
F2_Residential_Multi-Family Moderate Income_New_Appliances_Natural Gas_Clothes Dryer_Baseline Forecast | F2 | Residential | Multi-Family Moderate Income | New | Appliances | Natural Gas | Clothes Dryer | Baseline Forecast | Summer Demand Savings (MW) | 0 | 0 | 0 | 0 | 0 | 0 | 0 | 0 | 0 | 0 | 0 | 0 | 0 | 0 | 0 | 0 | 0 | 0 | 0 | 0 | 0 | 0 | 0 | 0 | 0 | 0 | 0 | 0 | 0 | 0 | 0 | 0 | 0 | 0 | 0 | 0
F3_Residential_Multi-Family Moderate Income_New_Appliances_Natural Gas_Clothes Dryer_Baseline Forecast | F3 | Residential | Multi-Family Moderate Income | New | Appliances | Natural Gas | Clothes Dryer | Baseline Forecast | Winter Demand Savings (MW) | 0 | 0 | 0 | 0 | 0 | 0 | 0 | 0 | 0 | 0 | 0 | 0 | 0 | 0 | 0 | 0 | 0 | 0 | 0 | 0 | 0 | 0 | 0 | 0 | 0 | 0 | 0 | 0 | 0 | 0 | 0 | 0 | 0 | 0 | 0 | 0
F4_Residential_Multi-Family Moderate Income_New_Appliances_Natural Gas_Clothes Dryer_Baseline Forecast | F4 | Residential | Multi-Family Moderate Income | New | Appliances | Natural Gas | Clothes Dryer | Baseline Forecast | Incremental Savings (MMtherm) | 0 | 0 | 0 | 0 | 0 | 0 | 0 | 0 | 0 | 0 | 0 | 0 | 0 | 0 | 0 | 0 | 0 | 0 | 0 | 0 | 0 | 0 | 0 | 0 | 0 | 0 | 0 | 0 | 0 | 0 | 0 | 0 | 0 | 0 | 0 | 0
F1_Residential_Multi-Family Moderate Income_New_Appliances_Natural Gas_Stove/Oven_Baseline Forecast | F1 | Residential | Multi-Family Moderate Income | New | Appliances | Natural Gas | Stove/Oven | Baseline Forecast | Consumption Savings (MMtherm) | 0 | 0 | 0 | 0 | 0 | 0 | 0 | 0 | 0 | 0 | 0 | 0 | 0 | 0 | 0 | 0 | 0 | 0 | 0 | 0 | 0 | 0 | 0 | 0 | 0 | 0 | 0 | 0 | 0 | 0 | 0 | 0 | 0 | 0 | 0 | 0
F2_Residential_Multi-Family Moderate Income_New_Appliances_Natural Gas_Stove/Oven_Baseline Forecast | F2 | Residential | Multi-Family Moderate Income | New | Appliances | Natural Gas | Stove/Oven | Baseline Forecast | Summer Demand Savings (MW) | 0 | 0 | 0 | 0 | 0 | 0 | 0 | 0 | 0 | 0 | 0 | 0 | 0 | 0 | 0 | 0 | 0 | 0 | 0 | 0 | 0 | 0 | 0 | 0 | 0 | 0 | 0 | 0 | 0 | 0 | 0 | 0 | 0 | 0 | 0 | 0
F3_Residential_Multi-Family Moderate Income_New_Appliances_Natural Gas_Stove/Oven_Baseline Forecast | F3 | Residential | Multi-Family Moderate Income | New | Appliances | Natural Gas | Stove/Oven | Baseline Forecast | Winter Demand Savings (MW) | 0 | 0 | 0 | 0 | 0 | 0 | 0 | 0 | 0 | 0 | 0 | 0 | 0 | 0 | 0 | 0 | 0 | 0 | 0 | 0 | 0 | 0 | 0 | 0 | 0 | 0 | 0 | 0 | 0 | 0 | 0 | 0 | 0 | 0 | 0 | 0
F4_Residential_Multi-Family Moderate Income_New_Appliances_Natural Gas_Stove/Oven_Baseline Forecast | F4 | Residential | Multi-Family Moderate Income | New | Appliances | Natural Gas | Stove/Oven | Baseline Forecast | Incremental Savings (MMtherm) | 0 | 0 | 0 | 0 | 0 | 0 | 0 | 0 | 0 | 0 | 0 | 0 | 0 | 0 | 0 | 0 | 0 | 0 | 0 | 0 | 0 | 0 | 0 | 0 | 0 | 0 | 0 | 0 | 0 | 0 | 0 | 0 | 0 | 0 | 0 | 0
F1_Residential_Multi-Family Moderate Income_New_Miscellaneous_Natural Gas_Pool Heater_Baseline Forecast | F1 | Residential | Multi-Family Moderate Income | New | Miscellaneous | Natural Gas | Pool Heater | Baseline Forecast | Consumption Savings (MMtherm) | 0 | 0 | 0 | 0 | 0 | 0 | 0 | 0 | 0 | 0 | 0 | 0 | 0 | 0 | 0 | 0 | 0 | 0 | 0 | 0 | 0 | 0 | 0 | 0 | 0 | 0 | 0 | 0 | 0 | 0 | 0 | 0 | 0 | 0 | 0 | 0
F2_Residential_Multi-Family Moderate Income_New_Miscellaneous_Natural Gas_Pool Heater_Baseline Forecast | F2 | Residential | Multi-Family Moderate Income | New | Miscellaneous | Natural Gas | Pool Heater | Baseline Forecast | Summer Demand Savings (MW) | 0 | 0 | 0 | 0 | 0 | 0 | 0 | 0 | 0 | 0 | 0 | 0 | 0 | 0 | 0 | 0 | 0 | 0 | 0 | 0 | 0 | 0 | 0 | 0 | 0 | 0 | 0 | 0 | 0 | 0 | 0 | 0 | 0 | 0 | 0 | 0
F3_Residential_Multi-Family Moderate Income_New_Miscellaneous_Natural Gas_Pool Heater_Baseline Forecast | F3 | Residential | Multi-Family Moderate Income | New | Miscellaneous | Natural Gas | Pool Heater | Baseline Forecast | Winter Demand Savings (MW) | 0 | 0 | 0 | 0 | 0 | 0 | 0 | 0 | 0 | 0 | 0 | 0 | 0 | 0 | 0 | 0 | 0 | 0 | 0 | 0 | 0 | 0 | 0 | 0 | 0 | 0 | 0 | 0 | 0 | 0 | 0 | 0 | 0 | 0 | 0 | 0
F4_Residential_Multi-Family Moderate Income_New_Miscellaneous_Natural Gas_Pool Heater_Baseline Forecast | F4 | Residential | Multi-Family Moderate Income | New | Miscellaneous | Natural Gas | Pool Heater | Baseline Forecast | Incremental Savings (MMtherm) | 0 | 0 | 0 | 0 | 0 | 0 | 0 | 0 | 0 | 0 | 0 | 0 | 0 | 0 | 0 | 0 | 0 | 0 | 0 | 0 | 0 | 0 | 0 | 0 | 0 | 0 | 0 | 0 | 0 | 0 | 0 | 0 | 0 | 0 | 0 | 0
F1_Residential_Multi-Family Moderate Income_New_Miscellaneous_Natural Gas_Miscellaneous_Baseline Forecast | F1 | Residential | Multi-Family Moderate Income | New | Miscellaneous | Natural Gas | Miscellaneous | Baseline Forecast | Consumption Savings (MMtherm) | 0 | 0 | 0 | 0 | 0 | 0 | 0 | 0 | 0 | 0 | 0 | 0 | 0 | 0 | 0 | 0 | 0 | 0 | 0 | 0 | 0 | 0 | 0 | 0 | 0 | 0 | 0 | 0 | 0 | 0 | 0 | 0 | 0 | 0 | 0 | 0
F2_Residential_Multi-Family Moderate Income_New_Miscellaneous_Natural Gas_Miscellaneous_Baseline Forecast | F2 | Residential | Multi-Family Moderate Income | New | Miscellaneous | Natural Gas | Miscellaneous | Baseline Forecast | Summer Demand Savings (MW) | 0 | 0 | 0 | 0 | 0 | 0 | 0 | 0 | 0 | 0 | 0 | 0 | 0 | 0 | 0 | 0 | 0 | 0 | 0 | 0 | 0 | 0 | 0 | 0 | 0 | 0 | 0 | 0 | 0 | 0 | 0 | 0 | 0 | 0 | 0 | 0
F3_Residential_Multi-Family Moderate Income_New_Miscellaneous_Natural Gas_Miscellaneous_Baseline Forecast | F3 | Residential | Multi-Family Moderate Income | New | Miscellaneous | Natural Gas | Miscellaneous | Baseline Forecast | Winter Demand Savings (MW) | 0 | 0 | 0 | 0 | 0 | 0 | 0 | 0 | 0 | 0 | 0 | 0 | 0 | 0 | 0 | 0 | 0 | 0 | 0 | 0 | 0 | 0 | 0 | 0 | 0 | 0 | 0 | 0 | 0 | 0 | 0 | 0 | 0 | 0 | 0 | 0
F4_Residential_Multi-Family Moderate Income_New_Miscellaneous_Natural Gas_Miscellaneous_Baseline Forecast | F4 | Residential | Multi-Family Moderate Income | New | Miscellaneous | Natural Gas | Miscellaneous | Baseline Forecast | Incremental Savings (MMtherm) | 0 | 0 | 0 | 0 | 0 | 0 | 0 | 0 | 0 | 0 | 0 | 0 | 0 | 0 | 0 | 0 | 0 | 0 | 0 | 0 | 0 | 0 | 0 | 0 | 0 | 0 | 0 | 0 | 0 | 0 | 0 | 0 | 0 | 0 | 0 | 0
F1_Residential_Multi-Family Low Income_Existing_Space Heating_Natural Gas_Furnace_Baseline Forecast | F1 | Residential | Multi-Family Low Income | Existing | Space Heating | Natural Gas | Furnace | Baseline Forecast | Consumption Savings (MMtherm) | 0 | 0 | 0 | 0 | 0 | 0 | 0 | 0 | 0 | 0 | 0 | 0 | 0 | 0 | 0 | 0 | 0 | 0 | 0 | 0 | 0 | 0 | 0 | 0 | 0 | 0 | 0 | 0 | 0 | 0 | 0 | 0 | 0 | 0 | 0 | 0
F2_Residential_Multi-Family Low Income_Existing_Space Heating_Natural Gas_Furnace_Baseline Forecast | F2 | Residential | Multi-Family Low Income | Existing | Space Heating | Natural Gas | Furnace | Baseline Forecast | Summer Demand Savings (MW) | 0 | 0 | 0 | 0 | 0 | 0 | 0 | 0 | 0 | 0 | 0 | 0 | 0 | 0 | 0 | 0 | 0 | 0 | 0 | 0 | 0 | 0 | 0 | 0 | 0 | 0 | 0 | 0 | 0 | 0 | 0 | 0 | 0 | 0 | 0 | 0
F3_Residential_Multi-Family Low Income_Existing_Space Heating_Natural Gas_Furnace_Baseline Forecast | F3 | Residential | Multi-Family Low Income | Existing | Space Heating | Natural Gas | Furnace | Baseline Forecast | Winter Demand Savings (MW) | 0 | 0 | 0 | 0 | 0 | 0 | 0 | 0 | 0 | 0 | 0 | 0 | 0 | 0 | 0 | 0 | 0 | 0 | 0 | 0 | 0 | 0 | 0 | 0 | 0 | 0 | 0 | 0 | 0 | 0 | 0 | 0 | 0 | 0 | 0 | 0
F4_Residential_Multi-Family Low Income_Existing_Space Heating_Natural Gas_Furnace_Baseline Forecast | F4 | Residential | Multi-Family Low Income | Existing | Space Heating | Natural Gas | Furnace | Baseline Forecast | Incremental Savings (MMtherm) | 0 | 0 | 0 | 0 | 0 | 0 | 0 | 0 | 0 | 0 | 0 | 0 | 0 | 0 | 0 | 0 | 0 | 0 | 0 | 0 | 0 | 0 | 0 | 0 | 0 | 0 | 0 | 0 | 0 | 0 | 0 | 0 | 0 | 0 | 0 | 0
F1_Residential_Multi-Family Low Income_Existing_Space Heating_Natural Gas_Boiler_Baseline Forecast | F1 | Residential | Multi-Family Low Income | Existing | Space Heating | Natural Gas | Boiler | Baseline Forecast | Consumption Savings (MMtherm) | 0 | 0 | 0 | 0 | 0 | 0 | 0 | 0 | 0 | 0 | 0 | 0 | 0 | 0 | 0 | 0 | 0 | 0 | 0 | 0 | 0 | 0 | 0 | 0 | 0 | 0 | 0 | 0 | 0 | 0 | 0 | 0 | 0 | 0 | 0 | 0
F2_Residential_Multi-Family Low Income_Existing_Space Heating_Natural Gas_Boiler_Baseline Forecast | F2 | Residential | Multi-Family Low Income | Existing | Space Heating | Natural Gas | Boiler | Baseline Forecast | Summer Demand Savings (MW) | 0 | 0 | 0 | 0 | 0 | 0 | 0 | 0 | 0 | 0 | 0 | 0 | 0 | 0 | 0 | 0 | 0 | 0 | 0 | 0 | 0 | 0 | 0 | 0 | 0 | 0 | 0 | 0 | 0 | 0 | 0 | 0 | 0 | 0 | 0 | 0
F3_Residential_Multi-Family Low Income_Existing_Space Heating_Natural Gas_Boiler_Baseline Forecast | F3 | Residential | Multi-Family Low Income | Existing | Space Heating | Natural Gas | Boiler | Baseline Forecast | Winter Demand Savings (MW) | 0 | 0 | 0 | 0 | 0 | 0 | 0 | 0 | 0 | 0 | 0 | 0 | 0 | 0 | 0 | 0 | 0 | 0 | 0 | 0 | 0 | 0 | 0 | 0 | 0 | 0 | 0 | 0 | 0 | 0 | 0 | 0 | 0 | 0 | 0 | 0
F4_Residential_Multi-Family Low Income_Existing_Space Heating_Natural Gas_Boiler_Baseline Forecast | F4 | Residential | Multi-Family Low Income | Existing | Space Heating | Natural Gas | Boiler | Baseline Forecast | Incremental Savings (MMtherm) | 0 | 0 | 0 | 0 | 0 | 0 | 0 | 0 | 0 | 0 | 0 | 0 | 0 | 0 | 0 | 0 | 0 | 0 | 0 | 0 | 0 | 0 | 0 | 0 | 0 | 0 | 0 | 0 | 0 | 0 | 0 | 0 | 0 | 0 | 0 | 0
F1_Residential_Multi-Family Low Income_Existing_Secondary Heating_Natural Gas_Fireplace_Baseline Forecast | F1 | Residential | Multi-Family Low Income | Existing | Secondary Heating | Natural Gas | Fireplace | Baseline Forecast | Consumption Savings (MMtherm) | 0 | 0 | 0 | 0 | 0 | 0 | 0 | 0 | 0 | 0 | 0 | 0 | 0 | 0 | 0 | 0 | 0 | 0 | 0 | 0 | 0 | 0 | 0 | 0 | 0 | 0 | 0 | 0 | 0 | 0 | 0 | 0 | 0 | 0 | 0 | 0
F2_Residential_Multi-Family Low Income_Existing_Secondary Heating_Natural Gas_Fireplace_Baseline Forecast | F2 | Residential | Multi-Family Low Income | Existing | Secondary Heating | Natural Gas | Fireplace | Baseline Forecast | Summer Demand Savings (MW) | 0 | 0 | 0 | 0 | 0 | 0 | 0 | 0 | 0 | 0 | 0 | 0 | 0 | 0 | 0 | 0 | 0 | 0 | 0 | 0 | 0 | 0 | 0 | 0 | 0 | 0 | 0 | 0 | 0 | 0 | 0 | 0 | 0 | 0 | 0 | 0
F3_Residential_Multi-Family Low Income_Existing_Secondary Heating_Natural Gas_Fireplace_Baseline Forecast | F3 | Residential | Multi-Family Low Income | Existing | Secondary Heating | Natural Gas | Fireplace | Baseline Forecast | Winter Demand Savings (MW) | 0 | 0 | 0 | 0 | 0 | 0 | 0 | 0 | 0 | 0 | 0 | 0 | 0 | 0 | 0 | 0 | 0 | 0 | 0 | 0 | 0 | 0 | 0 | 0 | 0 | 0 | 0 | 0 | 0 | 0 | 0 | 0 | 0 | 0 | 0 | 0
F4_Residential_Multi-Family Low Income_Existing_Secondary Heating_Natural Gas_Fireplace_Baseline Forecast | F4 | Residential | Multi-Family Low Income | Existing | Secondary Heating | Natural Gas | Fireplace | Baseline Forecast | Incremental Savings (MMtherm) | 0 | 0 | 0 | 0 | 0 | 0 | 0 | 0 | 0 | 0 | 0 | 0 | 0 | 0 | 0 | 0 | 0 | 0 | 0 | 0 | 0 | 0 | 0 | 0 | 0 | 0 | 0 | 0 | 0 | 0 | 0 | 0 | 0 | 0 | 0 | 0
F1_Residential_Multi-Family Low Income_Existing_Water Heating_Natural Gas_Water Heater (<= 55 gal)_Baseline Forecast | F1 | Residential | Multi-Family Low Income | Existing | Water Heating | Natural Gas | Water Heater (<= 55 gal) | Baseline Forecast | Consumption Savings (MMtherm) | 0 | 0 | 0 | 0 | 0 | 0 | 0 | 0 | 0 | 0 | 0 | 0 | 0 | 0 | 0 | 0 | 0 | 0 | 0 | 0 | 0 | 0 | 0 | 0 | 0 | 0 | 0 | 0 | 0 | 0 | 0 | 0 | 0 | 0 | 0 | 0
F2_Residential_Multi-Family Low Income_Existing_Water Heating_Natural Gas_Water Heater (<= 55 gal)_Baseline Forecast | F2 | Residential | Multi-Family Low Income | Existing | Water Heating | Natural Gas | Water Heater (<= 55 gal) | Baseline Forecast | Summer Demand Savings (MW) | 0 | 0 | 0 | 0 | 0 | 0 | 0 | 0 | 0 | 0 | 0 | 0 | 0 | 0 | 0 | 0 | 0 | 0 | 0 | 0 | 0 | 0 | 0 | 0 | 0 | 0 | 0 | 0 | 0 | 0 | 0 | 0 | 0 | 0 | 0 | 0
F3_Residential_Multi-Family Low Income_Existing_Water Heating_Natural Gas_Water Heater (<= 55 gal)_Baseline Forecast | F3 | Residential | Multi-Family Low Income | Existing | Water Heating | Natural Gas | Water Heater (<= 55 gal) | Baseline Forecast | Winter Demand Savings (MW) | 0 | 0 | 0 | 0 | 0 | 0 | 0 | 0 | 0 | 0 | 0 | 0 | 0 | 0 | 0 | 0 | 0 | 0 | 0 | 0 | 0 | 0 | 0 | 0 | 0 | 0 | 0 | 0 | 0 | 0 | 0 | 0 | 0 | 0 | 0 | 0
F4_Residential_Multi-Family Low Income_Existing_Water Heating_Natural Gas_Water Heater (<= 55 gal)_Baseline Forecast | F4 | Residential | Multi-Family Low Income | Existing | Water Heating | Natural Gas | Water Heater (<= 55 gal) | Baseline Forecast | Incremental Savings (MMtherm) | 0 | 0 | 0 | 0 | 0 | 0 | 0 | 0 | 0 | 0 | 0 | 0 | 0 | 0 | 0 | 0 | 0 | 0 | 0 | 0 | 0 | 0 | 0 | 0 | 0 | 0 | 0 | 0 | 0 | 0 | 0 | 0 | 0 | 0 | 0 | 0
F1_Residential_Multi-Family Low Income_Existing_Water Heating_Natural Gas_Water Heater (> 55 gal)_Baseline Forecast | F1 | Residential | Multi-Family Low Income | Existing | Water Heating | Natural Gas | Water Heater (> 55 gal) | Baseline Forecast | Consumption Savings (MMtherm) | 0 | 0 | 0 | 0 | 0 | 0 | 0 | 0 | 0 | 0 | 0 | 0 | 0 | 0 | 0 | 0 | 0 | 0 | 0 | 0 | 0 | 0 | 0 | 0 | 0 | 0 | 0 | 0 | 0 | 0 | 0 | 0 | 0 | 0 | 0 | 0
F2_Residential_Multi-Family Low Income_Existing_Water Heating_Natural Gas_Water Heater (> 55 gal)_Baseline Forecast | F2 | Residential | Multi-Family Low Income | Existing | Water Heating | Natural Gas | Water Heater (> 55 gal) | Baseline Forecast | Summer Demand Savings (MW) | 0 | 0 | 0 | 0 | 0 | 0 | 0 | 0 | 0 | 0 | 0 | 0 | 0 | 0 | 0 | 0 | 0 | 0 | 0 | 0 | 0 | 0 | 0 | 0 | 0 | 0 | 0 | 0 | 0 | 0 | 0 | 0 | 0 | 0 | 0 | 0
F3_Residential_Multi-Family Low Income_Existing_Water Heating_Natural Gas_Water Heater (> 55 gal)_Baseline Forecast | F3 | Residential | Multi-Family Low Income | Existing | Water Heating | Natural Gas | Water Heater (> 55 gal) | Baseline Forecast | Winter Demand Savings (MW) | 0 | 0 | 0 | 0 | 0 | 0 | 0 | 0 | 0 | 0 | 0 | 0 | 0 | 0 | 0 | 0 | 0 | 0 | 0 | 0 | 0 | 0 | 0 | 0 | 0 | 0 | 0 | 0 | 0 | 0 | 0 | 0 | 0 | 0 | 0 | 0
F4_Residential_Multi-Family Low Income_Existing_Water Heating_Natural Gas_Water Heater (> 55 gal)_Baseline Forecast | F4 | Residential | Multi-Family Low Income | Existing | Water Heating | Natural Gas | Water Heater (> 55 gal) | Baseline Forecast | Incremental Savings (MMtherm) | 0 | 0 | 0 | 0 | 0 | 0 | 0 | 0 | 0 | 0 | 0 | 0 | 0 | 0 | 0 | 0 | 0 | 0 | 0 | 0 | 0 | 0 | 0 | 0 | 0 | 0 | 0 | 0 | 0 | 0 | 0 | 0 | 0 | 0 | 0 | 0
F1_Residential_Multi-Family Low Income_Existing_Appliances_Natural Gas_Clothes Dryer_Baseline Forecast | F1 | Residential | Multi-Family Low Income | Existing | Appliances | Natural Gas | Clothes Dryer | Baseline Forecast | Consumption Savings (MMtherm) | 0 | 0 | 0 | 0 | 0 | 0 | 0 | 0 | 0 | 0 | 0 | 0 | 0 | 0 | 0 | 0 | 0 | 0 | 0 | 0 | 0 | 0 | 0 | 0 | 0 | 0 | 0 | 0 | 0 | 0 | 0 | 0 | 0 | 0 | 0 | 0
F2_Residential_Multi-Family Low Income_Existing_Appliances_Natural Gas_Clothes Dryer_Baseline Forecast | F2 | Residential | Multi-Family Low Income | Existing | Appliances | Natural Gas | Clothes Dryer | Baseline Forecast | Summer Demand Savings (MW) | 0 | 0 | 0 | 0 | 0 | 0 | 0 | 0 | 0 | 0 | 0 | 0 | 0 | 0 | 0 | 0 | 0 | 0 | 0 | 0 | 0 | 0 | 0 | 0 | 0 | 0 | 0 | 0 | 0 | 0 | 0 | 0 | 0 | 0 | 0 | 0
F3_Residential_Multi-Family Low Income_Existing_Appliances_Natural Gas_Clothes Dryer_Baseline Forecast | F3 | Residential | Multi-Family Low Income | Existing | Appliances | Natural Gas | Clothes Dryer | Baseline Forecast | Winter Demand Savings (MW) | 0 | 0 | 0 | 0 | 0 | 0 | 0 | 0 | 0 | 0 | 0 | 0 | 0 | 0 | 0 | 0 | 0 | 0 | 0 | 0 | 0 | 0 | 0 | 0 | 0 | 0 | 0 | 0 | 0 | 0 | 0 | 0 | 0 | 0 | 0 | 0
F4_Residential_Multi-Family Low Income_Existing_Appliances_Natural Gas_Clothes Dryer_Baseline Forecast | F4 | Residential | Multi-Family Low Income | Existing | Appliances | Natural Gas | Clothes Dryer | Baseline Forecast | Incremental Savings (MMtherm) | 0 | 0 | 0 | 0 | 0 | 0 | 0 | 0 | 0 | 0 | 0 | 0 | 0 | 0 | 0 | 0 | 0 | 0 | 0 | 0 | 0 | 0 | 0 | 0 | 0 | 0 | 0 | 0 | 0 | 0 | 0 | 0 | 0 | 0 | 0 | 0
F1_Residential_Multi-Family Low Income_Existing_Appliances_Natural Gas_Stove/Oven_Baseline Forecast | F1 | Residential | Multi-Family Low Income | Existing | Appliances | Natural Gas | Stove/Oven | Baseline Forecast | Consumption Savings (MMtherm) | 0 | 0 | 0 | 0 | 0 | 0 | 0 | 0 | 0 | 0 | 0 | 0 | 0 | 0 | 0 | 0 | 0 | 0 | 0 | 0 | 0 | 0 | 0 | 0 | 0 | 0 | 0 | 0 | 0 | 0 | 0 | 0 | 0 | 0 | 0 | 0
F2_Residential_Multi-Family Low Income_Existing_Appliances_Natural Gas_Stove/Oven_Baseline Forecast | F2 | Residential | Multi-Family Low Income | Existing | Appliances | Natural Gas | Stove/Oven | Baseline Forecast | Summer Demand Savings (MW) | 0 | 0 | 0 | 0 | 0 | 0 | 0 | 0 | 0 | 0 | 0 | 0 | 0 | 0 | 0 | 0 | 0 | 0 | 0 | 0 | 0 | 0 | 0 | 0 | 0 | 0 | 0 | 0 | 0 | 0 | 0 | 0 | 0 | 0 | 0 | 0
F3_Residential_Multi-Family Low Income_Existing_Appliances_Natural Gas_Stove/Oven_Baseline Forecast | F3 | Residential | Multi-Family Low Income | Existing | Appliances | Natural Gas | Stove/Oven | Baseline Forecast | Winter Demand Savings (MW) | 0 | 0 | 0 | 0 | 0 | 0 | 0 | 0 | 0 | 0 | 0 | 0 | 0 | 0 | 0 | 0 | 0 | 0 | 0 | 0 | 0 | 0 | 0 | 0 | 0 | 0 | 0 | 0 | 0 | 0 | 0 | 0 | 0 | 0 | 0 | 0
F4_Residential_Multi-Family Low Income_Existing_Appliances_Natural Gas_Stove/Oven_Baseline Forecast | F4 | Residential | Multi-Family Low Income | Existing | Appliances | Natural Gas | Stove/Oven | Baseline Forecast | Incremental Savings (MMtherm) | 0 | 0 | 0 | 0 | 0 | 0 | 0 | 0 | 0 | 0 | 0 | 0 | 0 | 0 | 0 | 0 | 0 | 0 | 0 | 0 | 0 | 0 | 0 | 0 | 0 | 0 | 0 | 0 | 0 | 0 | 0 | 0 | 0 | 0 | 0 | 0
F1_Residential_Multi-Family Low Income_Existing_Miscellaneous_Natural Gas_Pool Heater_Baseline Forecast | F1 | Residential | Multi-Family Low Income | Existing | Miscellaneous | Natural Gas | Pool Heater | Baseline Forecast | Consumption Savings (MMtherm) | 0 | 0 | 0 | 0 | 0 | 0 | 0 | 0 | 0 | 0 | 0 | 0 | 0 | 0 | 0 | 0 | 0 | 0 | 0 | 0 | 0 | 0 | 0 | 0 | 0 | 0 | 0 | 0 | 0 | 0 | 0 | 0 | 0 | 0 | 0 | 0
F2_Residential_Multi-Family Low Income_Existing_Miscellaneous_Natural Gas_Pool Heater_Baseline Forecast | F2 | Residential | Multi-Family Low Income | Existing | Miscellaneous | Natural Gas | Pool Heater | Baseline Forecast | Summer Demand Savings (MW) | 0 | 0 | 0 | 0 | 0 | 0 | 0 | 0 | 0 | 0 | 0 | 0 | 0 | 0 | 0 | 0 | 0 | 0 | 0 | 0 | 0 | 0 | 0 | 0 | 0 | 0 | 0 | 0 | 0 | 0 | 0 | 0 | 0 | 0 | 0 | 0
F3_Residential_Multi-Family Low Income_Existing_Miscellaneous_Natural Gas_Pool Heater_Baseline Forecast | F3 | Residential | Multi-Family Low Income | Existing | Miscellaneous | Natural Gas | Pool Heater | Baseline Forecast | Winter Demand Savings (MW) | 0 | 0 | 0 | 0 | 0 | 0 | 0 | 0 | 0 | 0 | 0 | 0 | 0 | 0 | 0 | 0 | 0 | 0 | 0 | 0 | 0 | 0 | 0 | 0 | 0 | 0 | 0 | 0 | 0 | 0 | 0 | 0 | 0 | 0 | 0 | 0
F4_Residential_Multi-Family Low Income_Existing_Miscellaneous_Natural Gas_Pool Heater_Baseline Forecast | F4 | Residential | Multi-Family Low Income | Existing | Miscellaneous | Natural Gas | Pool Heater | Baseline Forecast | Incremental Savings (MMtherm) | 0 | 0 | 0 | 0 | 0 | 0 | 0 | 0 | 0 | 0 | 0 | 0 | 0 | 0 | 0 | 0 | 0 | 0 | 0 | 0 | 0 | 0 | 0 | 0 | 0 | 0 | 0 | 0 | 0 | 0 | 0 | 0 | 0 | 0 | 0 | 0
F1_Residential_Multi-Family Low Income_Existing_Miscellaneous_Natural Gas_Miscellaneous_Baseline Forecast | F1 | Residential | Multi-Family Low Income | Existing | Miscellaneous | Natural Gas | Miscellaneous | Baseline Forecast | Consumption Savings (MMtherm) | 0 | 0 | 0 | 0 | 0 | 0 | 0 | 0 | 0 | 0 | 0 | 0 | 0 | 0 | 0 | 0 | 0 | 0 | 0 | 0 | 0 | 0 | 0 | 0 | 0 | 0 | 0 | 0 | 0 | 0 | 0 | 0 | 0 | 0 | 0 | 0
F2_Residential_Multi-Family Low Income_Existing_Miscellaneous_Natural Gas_Miscellaneous_Baseline Forecast | F2 | Residential | Multi-Family Low Income | Existing | Miscellaneous | Natural Gas | Miscellaneous | Baseline Forecast | Summer Demand Savings (MW) | 0 | 0 | 0 | 0 | 0 | 0 | 0 | 0 | 0 | 0 | 0 | 0 | 0 | 0 | 0 | 0 | 0 | 0 | 0 | 0 | 0 | 0 | 0 | 0 | 0 | 0 | 0 | 0 | 0 | 0 | 0 | 0 | 0 | 0 | 0 | 0
F3_Residential_Multi-Family Low Income_Existing_Miscellaneous_Natural Gas_Miscellaneous_Baseline Forecast | F3 | Residential | Multi-Family Low Income | Existing | Miscellaneous | Natural Gas | Miscellaneous | Baseline Forecast | Winter Demand Savings (MW) | 0 | 0 | 0 | 0 | 0 | 0 | 0 | 0 | 0 | 0 | 0 | 0 | 0 | 0 | 0 | 0 | 0 | 0 | 0 | 0 | 0 | 0 | 0 | 0 | 0 | 0 | 0 | 0 | 0 | 0 | 0 | 0 | 0 | 0 | 0 | 0
F4_Residential_Multi-Family Low Income_Existing_Miscellaneous_Natural Gas_Miscellaneous_Baseline Forecast | F4 | Residential | Multi-Family Low Income | Existing | Miscellaneous | Natural Gas | Miscellaneous | Baseline Forecast | Incremental Savings (MMtherm) | 0 | 0 | 0 | 0 | 0 | 0 | 0 | 0 | 0 | 0 | 0 | 0 | 0 | 0 | 0 | 0 | 0 | 0 | 0 | 0 | 0 | 0 | 0 | 0 | 0 | 0 | 0 | 0 | 0 | 0 | 0 | 0 | 0 | 0 | 0 | 0
F1_Residential_Multi-Family Low Income_New_Space Heating_Natural Gas_Furnace_Baseline Forecast | F1 | Residential | Multi-Family Low Income | New | Space Heating | Natural Gas | Furnace | Baseline Forecast | Consumption Savings (MMtherm) | 0 | 0 | 0 | 0 | 0 | 0 | 0 | 0 | 0 | 0 | 0 | 0 | 0 | 0 | 0 | 0 | 0 | 0 | 0 | 0 | 0 | 0 | 0 | 0 | 0 | 0 | 0 | 0 | 0 | 0 | 0 | 0 | 0 | 0 | 0 | 0
F2_Residential_Multi-Family Low Income_New_Space Heating_Natural Gas_Furnace_Baseline Forecast | F2 | Residential | Multi-Family Low Income | New | Space Heating | Natural Gas | Furnace | Baseline Forecast | Summer Demand Savings (MW) | 0 | 0 | 0 | 0 | 0 | 0 | 0 | 0 | 0 | 0 | 0 | 0 | 0 | 0 | 0 | 0 | 0 | 0 | 0 | 0 | 0 | 0 | 0 | 0 | 0 | 0 | 0 | 0 | 0 | 0 | 0 | 0 | 0 | 0 | 0 | 0
F3_Residential_Multi-Family Low Income_New_Space Heating_Natural Gas_Furnace_Baseline Forecast | F3 | Residential | Multi-Family Low Income | New | Space Heating | Natural Gas | Furnace | Baseline Forecast | Winter Demand Savings (MW) | 0 | 0 | 0 | 0 | 0 | 0 | 0 | 0 | 0 | 0 | 0 | 0 | 0 | 0 | 0 | 0 | 0 | 0 | 0 | 0 | 0 | 0 | 0 | 0 | 0 | 0 | 0 | 0 | 0 | 0 | 0 | 0 | 0 | 0 | 0 | 0
F4_Residential_Multi-Family Low Income_New_Space Heating_Natural Gas_Furnace_Baseline Forecast | F4 | Residential | Multi-Family Low Income | New | Space Heating | Natural Gas | Furnace | Baseline Forecast | Incremental Savings (MMtherm) | 0 | 0 | 0 | 0 | 0 | 0 | 0 | 0 | 0 | 0 | 0 | 0 | 0 | 0 | 0 | 0 | 0 | 0 | 0 | 0 | 0 | 0 | 0 | 0 | 0 | 0 | 0 | 0 | 0 | 0 | 0 | 0 | 0 | 0 | 0 | 0
F1_Residential_Multi-Family Low Income_New_Space Heating_Natural Gas_Boiler_Baseline Forecast | F1 | Residential | Multi-Family Low Income | New | Space Heating | Natural Gas | Boiler | Baseline Forecast | Consumption Savings (MMtherm) | 0 | 0 | 0 | 0 | 0 | 0 | 0 | 0 | 0 | 0 | 0 | 0 | 0 | 0 | 0 | 0 | 0 | 0 | 0 | 0 | 0 | 0 | 0 | 0 | 0 | 0 | 0 | 0 | 0 | 0 | 0 | 0 | 0 | 0 | 0 | 0
F2_Residential_Multi-Family Low Income_New_Space Heating_Natural Gas_Boiler_Baseline Forecast | F2 | Residential | Multi-Family Low Income | New | Space Heating | Natural Gas | Boiler | Baseline Forecast | Summer Demand Savings (MW) | 0 | 0 | 0 | 0 | 0 | 0 | 0 | 0 | 0 | 0 | 0 | 0 | 0 | 0 | 0 | 0 | 0 | 0 | 0 | 0 | 0 | 0 | 0 | 0 | 0 | 0 | 0 | 0 | 0 | 0 | 0 | 0 | 0 | 0 | 0 | 0
F3_Residential_Multi-Family Low Income_New_Space Heating_Natural Gas_Boiler_Baseline Forecast | F3 | Residential | Multi-Family Low Income | New | Space Heating | Natural Gas | Boiler | Baseline Forecast | Winter Demand Savings (MW) | 0 | 0 | 0 | 0 | 0 | 0 | 0 | 0 | 0 | 0 | 0 | 0 | 0 | 0 | 0 | 0 | 0 | 0 | 0 | 0 | 0 | 0 | 0 | 0 | 0 | 0 | 0 | 0 | 0 | 0 | 0 | 0 | 0 | 0 | 0 | 0
F4_Residential_Multi-Family Low Income_New_Space Heating_Natural Gas_Boiler_Baseline Forecast | F4 | Residential | Multi-Family Low Income | New | Space Heating | Natural Gas | Boiler | Baseline Forecast | Incremental Savings (MMtherm) | 0 | 0 | 0 | 0 | 0 | 0 | 0 | 0 | 0 | 0 | 0 | 0 | 0 | 0 | 0 | 0 | 0 | 0 | 0 | 0 | 0 | 0 | 0 | 0 | 0 | 0 | 0 | 0 | 0 | 0 | 0 | 0 | 0 | 0 | 0 | 0
F1_Residential_Multi-Family Low Income_New_Secondary Heating_Natural Gas_Fireplace_Baseline Forecast | F1 | Residential | Multi-Family Low Income | New | Secondary Heating | Natural Gas | Fireplace | Baseline Forecast | Consumption Savings (MMtherm) | 0 | 0 | 0 | 0 | 0 | 0 | 0 | 0 | 0 | 0 | 0 | 0 | 0 | 0 | 0 | 0 | 0 | 0 | 0 | 0 | 0 | 0 | 0 | 0 | 0 | 0 | 0 | 0 | 0 | 0 | 0 | 0 | 0 | 0 | 0 | 0
F2_Residential_Multi-Family Low Income_New_Secondary Heating_Natural Gas_Fireplace_Baseline Forecast | F2 | Residential | Multi-Family Low Income | New | Secondary Heating | Natural Gas | Fireplace | Baseline Forecast | Summer Demand Savings (MW) | 0 | 0 | 0 | 0 | 0 | 0 | 0 | 0 | 0 | 0 | 0 | 0 | 0 | 0 | 0 | 0 | 0 | 0 | 0 | 0 | 0 | 0 | 0 | 0 | 0 | 0 | 0 | 0 | 0 | 0 | 0 | 0 | 0 | 0 | 0 | 0
F3_Residential_Multi-Family Low Income_New_Secondary Heating_Natural Gas_Fireplace_Baseline Forecast | F3 | Residential | Multi-Family Low Income | New | Secondary Heating | Natural Gas | Fireplace | Baseline Forecast | Winter Demand Savings (MW) | 0 | 0 | 0 | 0 | 0 | 0 | 0 | 0 | 0 | 0 | 0 | 0 | 0 | 0 | 0 | 0 | 0 | 0 | 0 | 0 | 0 | 0 | 0 | 0 | 0 | 0 | 0 | 0 | 0 | 0 | 0 | 0 | 0 | 0 | 0 | 0
F4_Residential_Multi-Family Low Income_New_Secondary Heating_Natural Gas_Fireplace_Baseline Forecast | F4 | Residential | Multi-Family Low Income | New | Secondary Heating | Natural Gas | Fireplace | Baseline Forecast | Incremental Savings (MMtherm) | 0 | 0 | 0 | 0 | 0 | 0 | 0 | 0 | 0 | 0 | 0 | 0 | 0 | 0 | 0 | 0 | 0 | 0 | 0 | 0 | 0 | 0 | 0 | 0 | 0 | 0 | 0 | 0 | 0 | 0 | 0 | 0 | 0 | 0 | 0 | 0
F1_Residential_Multi-Family Low Income_New_Water Heating_Natural Gas_Water Heater (<= 55 gal)_Baseline Forecast | F1 | Residential | Multi-Family Low Income | New | Water Heating | Natural Gas | Water Heater (<= 55 gal) | Baseline Forecast | Consumption Savings (MMtherm) | 0 | 0 | 0 | 0 | 0 | 0 | 0 | 0 | 0 | 0 | 0 | 0 | 0 | 0 | 0 | 0 | 0 | 0 | 0 | 0 | 0 | 0 | 0 | 0 | 0 | 0 | 0 | 0 | 0 | 0 | 0 | 0 | 0 | 0 | 0 | 0
F2_Residential_Multi-Family Low Income_New_Water Heating_Natural Gas_Water Heater (<= 55 gal)_Baseline Forecast | F2 | Residential | Multi-Family Low Income | New | Water Heating | Natural Gas | Water Heater (<= 55 gal) | Baseline Forecast | Summer Demand Savings (MW) | 0 | 0 | 0 | 0 | 0 | 0 | 0 | 0 | 0 | 0 | 0 | 0 | 0 | 0 | 0 | 0 | 0 | 0 | 0 | 0 | 0 | 0 | 0 | 0 | 0 | 0 | 0 | 0 | 0 | 0 | 0 | 0 | 0 | 0 | 0 | 0
F3_Residential_Multi-Family Low Income_New_Water Heating_Natural Gas_Water Heater (<= 55 gal)_Baseline Forecast | F3 | Residential | Multi-Family Low Income | New | Water Heating | Natural Gas | Water Heater (<= 55 gal) | Baseline Forecast | Winter Demand Savings (MW) | 0 | 0 | 0 | 0 | 0 | 0 | 0 | 0 | 0 | 0 | 0 | 0 | 0 | 0 | 0 | 0 | 0 | 0 | 0 | 0 | 0 | 0 | 0 | 0 | 0 | 0 | 0 | 0 | 0 | 0 | 0 | 0 | 0 | 0 | 0 | 0
F4_Residential_Multi-Family Low Income_New_Water Heating_Natural Gas_Water Heater (<= 55 gal)_Baseline Forecast | F4 | Residential | Multi-Family Low Income | New | Water Heating | Natural Gas | Water Heater (<= 55 gal) | Baseline Forecast | Incremental Savings (MMtherm) | 0 | 0 | 0 | 0 | 0 | 0 | 0 | 0 | 0 | 0 | 0 | 0 | 0 | 0 | 0 | 0 | 0 | 0 | 0 | 0 | 0 | 0 | 0 | 0 | 0 | 0 | 0 | 0 | 0 | 0 | 0 | 0 | 0 | 0 | 0 | 0
F1_Residential_Multi-Family Low Income_New_Water Heating_Natural Gas_Water Heater (> 55 gal)_Baseline Forecast | F1 | Residential | Multi-Family Low Income | New | Water Heating | Natural Gas | Water Heater (> 55 gal) | Baseline Forecast | Consumption Savings (MMtherm) | 0 | 0 | 0 | 0 | 0 | 0 | 0 | 0 | 0 | 0 | 0 | 0 | 0 | 0 | 0 | 0 | 0 | 0 | 0 | 0 | 0 | 0 | 0 | 0 | 0 | 0 | 0 | 0 | 0 | 0 | 0 | 0 | 0 | 0 | 0 | 0
F2_Residential_Multi-Family Low Income_New_Water Heating_Natural Gas_Water Heater (> 55 gal)_Baseline Forecast | F2 | Residential | Multi-Family Low Income | New | Water Heating | Natural Gas | Water Heater (> 55 gal) | Baseline Forecast | Summer Demand Savings (MW) | 0 | 0 | 0 | 0 | 0 | 0 | 0 | 0 | 0 | 0 | 0 | 0 | 0 | 0 | 0 | 0 | 0 | 0 | 0 | 0 | 0 | 0 | 0 | 0 | 0 | 0 | 0 | 0 | 0 | 0 | 0 | 0 | 0 | 0 | 0 | 0
F3_Residential_Multi-Family Low Income_New_Water Heating_Natural Gas_Water Heater (> 55 gal)_Baseline Forecast | F3 | Residential | Multi-Family Low Income | New | Water Heating | Natural Gas | Water Heater (> 55 gal) | Baseline Forecast | Winter Demand Savings (MW) | 0 | 0 | 0 | 0 | 0 | 0 | 0 | 0 | 0 | 0 | 0 | 0 | 0 | 0 | 0 | 0 | 0 | 0 | 0 | 0 | 0 | 0 | 0 | 0 | 0 | 0 | 0 | 0 | 0 | 0 | 0 | 0 | 0 | 0 | 0 | 0
F4_Residential_Multi-Family Low Income_New_Water Heating_Natural Gas_Water Heater (> 55 gal)_Baseline Forecast | F4 | Residential | Multi-Family Low Income | New | Water Heating | Natural Gas | Water Heater (> 55 gal) | Baseline Forecast | Incremental Savings (MMtherm) | 0 | 0 | 0 | 0 | 0 | 0 | 0 | 0 | 0 | 0 | 0 | 0 | 0 | 0 | 0 | 0 | 0 | 0 | 0 | 0 | 0 | 0 | 0 | 0 | 0 | 0 | 0 | 0 | 0 | 0 | 0 | 0 | 0 | 0 | 0 | 0
F1_Residential_Multi-Family Low Income_New_Appliances_Natural Gas_Clothes Dryer_Baseline Forecast | F1 | Residential | Multi-Family Low Income | New | Appliances | Natural Gas | Clothes Dryer | Baseline Forecast | Consumption Savings (MMtherm) | 0 | 0 | 0 | 0 | 0 | 0 | 0 | 0 | 0 | 0 | 0 | 0 | 0 | 0 | 0 | 0 | 0 | 0 | 0 | 0 | 0 | 0 | 0 | 0 | 0 | 0 | 0 | 0 | 0 | 0 | 0 | 0 | 0 | 0 | 0 | 0
F2_Residential_Multi-Family Low Income_New_Appliances_Natural Gas_Clothes Dryer_Baseline Forecast | F2 | Residential | Multi-Family Low Income | New | Appliances | Natural Gas | Clothes Dryer | Baseline Forecast | Summer Demand Savings (MW) | 0 | 0 | 0 | 0 | 0 | 0 | 0 | 0 | 0 | 0 | 0 | 0 | 0 | 0 | 0 | 0 | 0 | 0 | 0 | 0 | 0 | 0 | 0 | 0 | 0 | 0 | 0 | 0 | 0 | 0 | 0 | 0 | 0 | 0 | 0 | 0
F3_Residential_Multi-Family Low Income_New_Appliances_Natural Gas_Clothes Dryer_Baseline Forecast | F3 | Residential | Multi-Family Low Income | New | Appliances | Natural Gas | Clothes Dryer | Baseline Forecast | Winter Demand Savings (MW) | 0 | 0 | 0 | 0 | 0 | 0 | 0 | 0 | 0 | 0 | 0 | 0 | 0 | 0 | 0 | 0 | 0 | 0 | 0 | 0 | 0 | 0 | 0 | 0 | 0 | 0 | 0 | 0 | 0 | 0 | 0 | 0 | 0 | 0 | 0 | 0
F4_Residential_Multi-Family Low Income_New_Appliances_Natural Gas_Clothes Dryer_Baseline Forecast | F4 | Residential | Multi-Family Low Income | New | Appliances | Natural Gas | Clothes Dryer | Baseline Forecast | Incremental Savings (MMtherm) | 0 | 0 | 0 | 0 | 0 | 0 | 0 | 0 | 0 | 0 | 0 | 0 | 0 | 0 | 0 | 0 | 0 | 0 | 0 | 0 | 0 | 0 | 0 | 0 | 0 | 0 | 0 | 0 | 0 | 0 | 0 | 0 | 0 | 0 | 0 | 0
F1_Residential_Multi-Family Low Income_New_Appliances_Natural Gas_Stove/Oven_Baseline Forecast | F1 | Residential | Multi-Family Low Income | New | Appliances | Natural Gas | Stove/Oven | Baseline Forecast | Consumption Savings (MMtherm) | 0 | 0 | 0 | 0 | 0 | 0 | 0 | 0 | 0 | 0 | 0 | 0 | 0 | 0 | 0 | 0 | 0 | 0 | 0 | 0 | 0 | 0 | 0 | 0 | 0 | 0 | 0 | 0 | 0 | 0 | 0 | 0 | 0 | 0 | 0 | 0
F2_Residential_Multi-Family Low Income_New_Appliances_Natural Gas_Stove/Oven_Baseline Forecast | F2 | Residential | Multi-Family Low Income | New | Appliances | Natural Gas | Stove/Oven | Baseline Forecast | Summer Demand Savings (MW) | 0 | 0 | 0 | 0 | 0 | 0 | 0 | 0 | 0 | 0 | 0 | 0 | 0 | 0 | 0 | 0 | 0 | 0 | 0 | 0 | 0 | 0 | 0 | 0 | 0 | 0 | 0 | 0 | 0 | 0 | 0 | 0 | 0 | 0 | 0 | 0
F3_Residential_Multi-Family Low Income_New_Appliances_Natural Gas_Stove/Oven_Baseline Forecast | F3 | Residential | Multi-Family Low Income | New | Appliances | Natural Gas | Stove/Oven | Baseline Forecast | Winter Demand Savings (MW) | 0 | 0 | 0 | 0 | 0 | 0 | 0 | 0 | 0 | 0 | 0 | 0 | 0 | 0 | 0 | 0 | 0 | 0 | 0 | 0 | 0 | 0 | 0 | 0 | 0 | 0 | 0 | 0 | 0 | 0 | 0 | 0 | 0 | 0 | 0 | 0
F4_Residential_Multi-Family Low Income_New_Appliances_Natural Gas_Stove/Oven_Baseline Forecast | F4 | Residential | Multi-Family Low Income | New | Appliances | Natural Gas | Stove/Oven | Baseline Forecast | Incremental Savings (MMtherm) | 0 | 0 | 0 | 0 | 0 | 0 | 0 | 0 | 0 | 0 | 0 | 0 | 0 | 0 | 0 | 0 | 0 | 0 | 0 | 0 | 0 | 0 | 0 | 0 | 0 | 0 | 0 | 0 | 0 | 0 | 0 | 0 | 0 | 0 | 0 | 0
F1_Residential_Multi-Family Low Income_New_Miscellaneous_Natural Gas_Pool Heater_Baseline Forecast | F1 | Residential | Multi-Family Low Income | New | Miscellaneous | Natural Gas | Pool Heater | Baseline Forecast | Consumption Savings (MMtherm) | 0 | 0 | 0 | 0 | 0 | 0 | 0 | 0 | 0 | 0 | 0 | 0 | 0 | 0 | 0 | 0 | 0 | 0 | 0 | 0 | 0 | 0 | 0 | 0 | 0 | 0 | 0 | 0 | 0 | 0 | 0 | 0 | 0 | 0 | 0 | 0
F2_Residential_Multi-Family Low Income_New_Miscellaneous_Natural Gas_Pool Heater_Baseline Forecast | F2 | Residential | Multi-Family Low Income | New | Miscellaneous | Natural Gas | Pool Heater | Baseline Forecast | Summer Demand Savings (MW) | 0 | 0 | 0 | 0 | 0 | 0 | 0 | 0 | 0 | 0 | 0 | 0 | 0 | 0 | 0 | 0 | 0 | 0 | 0 | 0 | 0 | 0 | 0 | 0 | 0 | 0 | 0 | 0 | 0 | 0 | 0 | 0 | 0 | 0 | 0 | 0
F3_Residential_Multi-Family Low Income_New_Miscellaneous_Natural Gas_Pool Heater_Baseline Forecast | F3 | Residential | Multi-Family Low Income | New | Miscellaneous | Natural Gas | Pool Heater | Baseline Forecast | Winter Demand Savings (MW) | 0 | 0 | 0 | 0 | 0 | 0 | 0 | 0 | 0 | 0 | 0 | 0 | 0 | 0 | 0 | 0 | 0 | 0 | 0 | 0 | 0 | 0 | 0 | 0 | 0 | 0 | 0 | 0 | 0 | 0 | 0 | 0 | 0 | 0 | 0 | 0
F4_Residential_Multi-Family Low Income_New_Miscellaneous_Natural Gas_Pool Heater_Baseline Forecast | F4 | Residential | Multi-Family Low Income | New | Miscellaneous | Natural Gas | Pool Heater | Baseline Forecast | Incremental Savings (MMtherm) | 0 | 0 | 0 | 0 | 0 | 0 | 0 | 0 | 0 | 0 | 0 | 0 | 0 | 0 | 0 | 0 | 0 | 0 | 0 | 0 | 0 | 0 | 0 | 0 | 0 | 0 | 0 | 0 | 0 | 0 | 0 | 0 | 0 | 0 | 0 | 0
F1_Residential_Multi-Family Low Income_New_Miscellaneous_Natural Gas_Miscellaneous_Baseline Forecast | F1 | Residential | Multi-Family Low Income | New | Miscellaneous | Natural Gas | Miscellaneous | Baseline Forecast | Consumption Savings (MMtherm) | 0 | 0 | 0 | 0 | 0 | 0 | 0 | 0 | 0 | 0 | 0 | 0 | 0 | 0 | 0 | 0 | 0 | 0 | 0 | 0 | 0 | 0 | 0 | 0 | 0 | 0 | 0 | 0 | 0 | 0 | 0 | 0 | 0 | 0 | 0 | 0
F2_Residential_Multi-Family Low Income_New_Miscellaneous_Natural Gas_Miscellaneous_Baseline Forecast | F2 | Residential | Multi-Family Low Income | New | Miscellaneous | Natural Gas | Miscellaneous | Baseline Forecast | Summer Demand Savings (MW) | 0 | 0 | 0 | 0 | 0 | 0 | 0 | 0 | 0 | 0 | 0 | 0 | 0 | 0 | 0 | 0 | 0 | 0 | 0 | 0 | 0 | 0 | 0 | 0 | 0 | 0 | 0 | 0 | 0 | 0 | 0 | 0 | 0 | 0 | 0 | 0
F3_Residential_Multi-Family Low Income_New_Miscellaneous_Natural Gas_Miscellaneous_Baseline Forecast | F3 | Residential | Multi-Family Low Income | New | Miscellaneous | Natural Gas | Miscellaneous | Baseline Forecast | Winter Demand Savings (MW) | 0 | 0 | 0 | 0 | 0 | 0 | 0 | 0 | 0 | 0 | 0 | 0 | 0 | 0 | 0 | 0 | 0 | 0 | 0 | 0 | 0 | 0 | 0 | 0 | 0 | 0 | 0 | 0 | 0 | 0 | 0 | 0 | 0 | 0 | 0 | 0
F4_Residential_Multi-Family Low Income_New_Miscellaneous_Natural Gas_Miscellaneous_Baseline Forecast | F4 | Residential | Multi-Family Low Income | New | Miscellaneous | Natural Gas | Miscellaneous | Baseline Forecast | Incremental Savings (MMtherm) | 0 | 0 | 0 | 0 | 0 | 0 | 0 | 0 | 0 | 0 | 0 | 0 | 0 | 0 | 0 | 0 | 0 | 0 | 0 | 0 | 0 | 0 | 0 | 0 | 0 | 0 | 0 | 0 | 0 | 0 | 0 | 0 | 0 | 0 | 0 | 0
F1_Residential_Manufactured Home Regular Income_Existing_Space Heating_Natural Gas_Furnace_Baseline Forecast | F1 | Residential | Manufactured Home Regular Income | Existing | Space Heating | Natural Gas | Furnace | Baseline Forecast | Consumption Savings (MMtherm)
F2_Residential_Manufactured Home Regular Income_Existing_Space Heating_Natural Gas_Furnace_Baseline Forecast | F2 | Residential | Manufactured Home Regular Income | Existing | Space Heating | Natural Gas | Furnace | Baseline Forecast | Summer Demand Savings (MW)
F3_Residential_Manufactured Home Regular Income_Existing_Space Heating_Natural Gas_Furnace_Baseline Forecast | F3 | Residential | Manufactured Home Regular Income | Existing | Space Heating | Natural Gas | Furnace | Baseline Forecast | Winter Demand Savings (MW)
F4_Residential_Manufactured Home Regular Income_Existing_Space Heating_Natural Gas_Furnace_Baseline Forecast | F4 | Residential | Manufactured Home Regular Income | Existing | Space Heating | Natural Gas | Furnace | Baseline Forecast | Incremental Savings (MMtherm)
F1_Residential_Manufactured Home Regular Income_Existing_Space Heating_Natural Gas_Boiler_Baseline Forecast | F1 | Residential | Manufactured Home Regular Income | Existing | Space Heating | Natural Gas | Boiler | Baseline Forecast | Consumption Savings (MMtherm)
F2_Residential_Manufactured Home Regular Income_Existing_Space Heating_Natural Gas_Boiler_Baseline Forecast | F2 | Residential | Manufactured Home Regular Income | Existing | Space Heating | Natural Gas | Boiler | Baseline Forecast | Summer Demand Savings (MW)
F3_Residential_Manufactured Home Regular Income_Existing_Space Heating_Natural Gas_Boiler_Baseline Forecast | F3 | Residential | Manufactured Home Regular Income | Existing | Space Heating | Natural Gas | Boiler | Baseline Forecast | Winter Demand Savings (MW)
F4_Residential_Manufactured Home Regular Income_Existing_Space Heating_Natural Gas_Boiler_Baseline Forecast | F4 | Residential | Manufactured Home Regular Income | Existing | Space Heating | Natural Gas | Boiler | Baseline Forecast | Incremental Savings (MMtherm)
F1_Residential_Manufactured Home Regular Income_Existing_Secondary Heating_Natural Gas_Fireplace_Baseline Forecast | F1 | Residential | Manufactured Home Regular Income | Existing | Secondary Heating | Natural Gas | Fireplace | Baseline Forecast | Consumption Savings (MMtherm)
F2_Residential_Manufactured Home Regular Income_Existing_Secondary Heating_Natural Gas_Fireplace_Baseline Forecast | F2 | Residential | Manufactured Home Regular Income | Existing | Secondary Heating | Natural Gas | Fireplace | Baseline Forecast | Summer Demand Savings (MW)
F3_Residential_Manufactured Home Regular Income_Existing_Secondary Heating_Natural Gas_Fireplace_Baseline Forecast | F3 | Residential | Manufactured Home Regular Income | Existing | Secondary Heating | Natural Gas | Fireplace | Baseline Forecast | Winter Demand Savings (MW)
F4_Residential_Manufactured Home Regular Income_Existing_Secondary Heating_Natural Gas_Fireplace_Baseline Forecast | F4 | Residential | Manufactured Home Regular Income | Existing | Secondary Heating | Natural Gas | Fireplace | Baseline Forecast | Incremental Savings (MMtherm)
F1_Residential_Manufactured Home Regular Income_Existing_Water Heating_Natural Gas_Water Heater (<= 55 gal)_Baseline Forecast | F1 | Residential | Manufactured Home Regular Income | Existing | Water Heating | Natural Gas | Water Heater (<= 55 gal) | Baseline Forecast | Consumption Savings (MMtherm)
F2_Residential_Manufactured Home Regular Income_Existing_Water Heating_Natural Gas_Water Heater (<= 55 gal)_Baseline Forecast | F2 | Residential | Manufactured Home Regular Income | Existing | Water Heating | Natural Gas | Water Heater (<= 55 gal) | Baseline Forecast | Summer Demand Savings (MW)
F3_Residential_Manufactured Home Regular Income_Existing_Water Heating_Natural Gas_Water Heater (<= 55 gal)_Baseline Forecast | F3 | Residential | Manufactured Home Regular Income | Existing | Water Heating | Natural Gas | Water Heater (<= 55 gal) | Baseline Forecast | Winter Demand Savings (MW)
F4_Residential_Manufactured Home Regular Income_Existing_Water Heating_Natural Gas_Water Heater (<= 55 gal)_Baseline Forecast | F4 | Residential | Manufactured Home Regular Income | Existing | Water Heating | Natural Gas | Water Heater (<= 55 gal) | Baseline Forecast | Incremental Savings (MMtherm)
F1_Residential_Manufactured Home Regular Income_Existing_Water Heating_Natural Gas_Water Heater (> 55 gal)_Baseline Forecast | F1 | Residential | Manufactured Home Regular Income | Existing | Water Heating | Natural Gas | Water Heater (> 55 gal) | Baseline Forecast | Consumption Savings (MMtherm)
F2_Residential_Manufactured Home Regular Income_Existing_Water Heating_Natural Gas_Water Heater (> 55 gal)_Baseline Forecast | F2 | Residential | Manufactured Home Regular Income | Existing | Water Heating | Natural Gas | Water Heater (> 55 gal) | Baseline Forecast | Summer Demand Savings (MW)
F3_Residential_Manufactured Home Regular Income_Existing_Water Heating_Natural Gas_Water Heater (> 55 gal)_Baseline Forecast | F3 | Residential | Manufactured Home Regular Income | Existing | Water Heating | Natural Gas | Water Heater (> 55 gal) | Baseline Forecast | Winter Demand Savings (MW)
F4_Residential_Manufactured Home Regular Income_Existing_Water Heating_Natural Gas_Water Heater (> 55 gal)_Baseline Forecast | F4 | Residential | Manufactured Home Regular Income | Existing | Water Heating | Natural Gas | Water Heater (> 55 gal) | Baseline Forecast | Incremental Savings (MMtherm)
F1_Residential_Manufactured Home Regular Income_Existing_Appliances_Natural Gas_Clothes Dryer_Baseline Forecast | F1 | Residential | Manufactured Home Regular Income | Existing | Appliances | Natural Gas | Clothes Dryer | Baseline Forecast | Consumption Savings (MMtherm)
F2_Residential_Manufactured Home Regular Income_Existing_Appliances_Natural Gas_Clothes Dryer_Baseline Forecast | F2 | Residential | Manufactured Home Regular Income | Existing | Appliances | Natural Gas | Clothes Dryer | Baseline Forecast | Summer Demand Savings (MW)
F3_Residential_Manufactured Home Regular Income_Existing_Appliances_Natural Gas_Clothes Dryer_Baseline Forecast | F3 | Residential | Manufactured Home Regular Income | Existing | Appliances | Natural Gas | Clothes Dryer | Baseline Forecast | Winter Demand Savings (MW)
F4_Residential_Manufactured Home Regular Income_Existing_Appliances_Natural Gas_Clothes Dryer_Baseline Forecast | F4 | Residential | Manufactured Home Regular Income | Existing | Appliances | Natural Gas | Clothes Dryer | Baseline Forecast | Incremental Savings (MMtherm)
F1_Residential_Manufactured Home Regular Income_Existing_Appliances_Natural Gas_Stove/Oven_Baseline Forecast | F1 | Residential | Manufactured Home Regular Income | Existing | Appliances | Natural Gas | Stove/Oven | Baseline Forecast | Consumption Savings (MMtherm)
F2_Residential_Manufactured Home Regular Income_Existing_Appliances_Natural Gas_Stove/Oven_Baseline Forecast | F2 | Residential | Manufactured Home Regular Income | Existing | Appliances | Natural Gas | Stove/Oven | Baseline Forecast | Summer Demand Savings (MW)
F3_Residential_Manufactured Home Regular Income_Existing_Appliances_Natural Gas_Stove/Oven_Baseline Forecast | F3 | Residential | Manufactured Home Regular Income | Existing | Appliances | Natural Gas | Stove/Oven | Baseline Forecast | Winter Demand Savings (MW)
F4_Residential_Manufactured Home Regular Income_Existing_Appliances_Natural Gas_Stove/Oven_Baseline Forecast | F4 | Residential | Manufactured Home Regular Income | Existing | Appliances | Natural Gas | Stove/Oven | Baseline Forecast | Incremental Savings (MMtherm)
F1_Residential_Manufactured Home Regular Income_Existing_Miscellaneous_Natural Gas_Pool Heater_Baseline Forecast | F1 | Residential | Manufactured Home Regular Income | Existing | Miscellaneous | Natural Gas | Pool Heater | Baseline Forecast | Consumption Savings (MMtherm)
F2_Residential_Manufactured Home Regular Income_Existing_Miscellaneous_Natural Gas_Pool Heater_Baseline Forecast | F2 | Residential | Manufactured Home Regular Income | Existing | Miscellaneous | Natural Gas | Pool Heater | Baseline Forecast | Summer Demand Savings (MW)
F3_Residential_Manufactured Home Regular Income_Existing_Miscellaneous_Natural Gas_Pool Heater_Baseline Forecast | F3 | Residential | Manufactured Home Regular Income | Existing | Miscellaneous | Natural Gas | Pool Heater | Baseline Forecast | Winter Demand Savings (MW)
F4_Residential_Manufactured Home Regular Income_Existing_Miscellaneous_Natural Gas_Pool Heater_Baseline Forecast | F4 | Residential | Manufactured Home Regular Income | Existing | Miscellaneous | Natural Gas | Pool Heater | Baseline Forecast | Incremental Savings (MMtherm)
F1_Residential_Manufactured Home Regular Income_Existing_Miscellaneous_Natural Gas_Miscellaneous_Baseline Forecast | F1 | Residential | Manufactured Home Regular Income | Existing | Miscellaneous | Natural Gas | Miscellaneous | Baseline Forecast | Consumption Savings (MMtherm)
F2_Residential_Manufactured Home Regular Income_Existing_Miscellaneous_Natural Gas_Miscellaneous_Baseline Forecast | F2 | Residential | Manufactured Home Regular Income | Existing | Miscellaneous | Natural Gas | Miscellaneous | Baseline Forecast | Summer Demand Savings (MW)
F3_Residential_Manufactured Home Regular Income_Existing_Miscellaneous_Natural Gas_Miscellaneous_Baseline Forecast | F3 | Residential | Manufactured Home Regular Income | Existing | Miscellaneous | Natural Gas | Miscellaneous | Baseline Forecast | Winter Demand Savings (MW)